Commercial_Hospital_New_Water Heating_Natural Gas_Water Heater_E4_Baseline Forecast | Commercial | Hospital | New | Water Heating | Natural Gas | Water Heater | E4 |  | Baseline Forecast | 0 | 0 | 0 | 0 | 0 | 0 | 0 | 0 | 0 | 0 | 0 | 0 | 0 | 0 | 0 | 0 | 0 | 0 | 0 | 0 | 0 | 0 | 0 | 0 | 0 | 0 | 0 | 0 | 0 | 0 | 0 | 0 | 0
Commercial_Hospital_New_Water Heating_Natural Gas_Water Heater_E5_Baseline Forecast | Commercial | Hospital | New | Water Heating | Natural Gas | Water Heater | E5 |  | Baseline Forecast | 0 | 0 | 0 | 0 | 0 | 0 | 0 | 0 | 0 | 0 | 0 | 0 | 0 | 0 | 0 | 0 | 0 | 0 | 0 | 0 | 0 | 0 | 0 | 0 | 0 | 0 | 0 | 0 | 0 | 0 | 0 | 0 | 0
Commercial_Hospital_New_Water Heating_Natural Gas_Water Heater_E6_Baseline Forecast | Commercial | Hospital | New | Water Heating | Natural Gas | Water Heater | E6 |  | Baseline Forecast | 0 | 0 | 0 | 0 | 0 | 0 | 0 | 0 | 0 | 0 | 0 | 0 | 0 | 0 | 0 | 0 | 0 | 0 | 0 | 0 | 0 | 0 | 0 | 0 | 0 | 0 | 0 | 0 | 0 | 0 | 0 | 0 | 0
Commercial_Hospital_New_Water Heating_Natural Gas_Water Heater_E7_Baseline Forecast | Commercial | Hospital | New | Water Heating | Natural Gas | Water Heater | E7 |  | Baseline Forecast | 0 | 0 | 0 | 0 | 0 | 0 | 0 | 0 | 0 | 0 | 0 | 0 | 0 | 0 | 0 | 0 | 0 | 0 | 0 | 0 | 0 | 0 | 0 | 0 | 0 | 0 | 0 | 0 | 0 | 0 | 0 | 0 | 0
Commercial_Hospital_New_Water Heating_Natural Gas_Water Heater_E8_Baseline Forecast | Commercial | Hospital | New | Water Heating | Natural Gas | Water Heater | E8 |  | Baseline Forecast | 0 | 0 | 0 | 0 | 0 | 0 | 0 | 0 | 0 | 0 | 0 | 0 | 0 | 0 | 0 | 0 | 0 | 0 | 0 | 0 | 0 | 0 | 0 | 0 | 0 | 0 | 0 | 0 | 0 | 0 | 0 | 0 | 0
Commercial_Hospital_New_Water Heating_Natural Gas_Water Heater_E9_Baseline Forecast | Commercial | Hospital | New | Water Heating | Natural Gas | Water Heater | E9 |  | Baseline Forecast | 0 | 0 | 0 | 0 | 0 | 0 | 0 | 0 | 0 | 0 | 0 | 0 | 0 | 0 | 0 | 0 | 0 | 0 | 0 | 0 | 0 | 0 | 0 | 0 | 0 | 0 | 0 | 0 | 0 | 0 | 0 | 0 | 0
Commercial_Hospital_New_Water Heating_Natural Gas_Water Heater_E10_Baseline Forecast | Commercial | Hospital | New | Water Heating | Natural Gas | Water Heater | E10 |  | Baseline Forecast | 0 | 0 | 0 | 0 | 0 | 0 | 0 | 0 | 0 | 0 | 0 | 0 | 0 | 0 | 0 | 0 | 0 | 0 | 0 | 0 | 0 | 0 | 0 | 0 | 0 | 0 | 0 | 0 | 0 | 0 | 0 | 0 | 0
Commercial_Hospital_New_Food Preparation_Natural Gas_Oven_E1_Baseline Forecast | Commercial | Hospital | New | Food Preparation | Natural Gas | Oven | E1 |  | Baseline Forecast | 0 | 87.5039 | 421.866 | 269.772 | 322.6738 | 332.437 | 333.8027 | 288.6946 | 284.3952 | 290.8049 | 309.8155 | 374.9213 | 401.0632 | 431.37 | 461.8468 | 486.2087 | 525.5396 | 617.757 | 555.54 | 564.0195 | 577.2486 | 595.3597 | 601.7119 | 623.1845 | 648.5976 | 678.1401 | 731.1496 | 753.6605 | 776.1277 | 796.7731 | 817.0109 | 837.6881 | 714.5126
Commercial_Hospital_New_Food Preparation_Natural Gas_Oven_E2_Baseline Forecast | Commercial | Hospital | New | Food Preparation | Natural Gas | Oven | E2 |  | Baseline Forecast | 0 | 125.9253 | 607.5822 | 388.1175 | 463.9309 | 478.2311 | 480.9391 | 416.4619 | 410.8789 | 420.7431 | 448.8864 | 543.9332 | 582.6787 | 627.6222 | 672.8959 | 709.3886 | 767.8601 | 903.9856 | 814.2285 | 828.0266 | 848.8049 | 876.8747 | 887.5551 | 920.6346 | 959.4633 | 1004.3226 | 1083.9623 | 1118.34 | 1152.4871 | 1183.8231 | 1214.2707 | 1245.2622 | 1062.1562
Commercial_Hospital_New_Food Preparation_Natural Gas_Oven_E3_Baseline Forecast | Commercial | Hospital | New | Food Preparation | Natural Gas | Oven | E3 |  | Baseline Forecast | 0 | 0 | 0 | 0 | 0 | 0 | 0 | 0 | 0 | 0 | 0 | 0 | 0 | 0 | 0 | 0 | 0 | 0 | 0 | 0 | 0 | 0 | 0 | 0 | 0 | 0 | 0 | 0 | 0 | 0 | 0 | 0 | 0
Commercial_Hospital_New_Food Preparation_Natural Gas_Oven_E4_Baseline Forecast | Commercial | Hospital | New | Food Preparation | Natural Gas | Oven | E4 |  | Baseline Forecast | 0 | 0 | 0 | 0 | 0 | 0 | 0 | 0 | 0 | 0 | 0 | 0 | 0 | 0 | 0 | 0 | 0 | 0 | 0 | 0 | 0 | 0 | 0 | 0 | 0 | 0 | 0 | 0 | 0 | 0 | 0 | 0 | 0
Commercial_Hospital_New_Food Preparation_Natural Gas_Oven_E5_Baseline Forecast | Commercial | Hospital | New | Food Preparation | Natural Gas | Oven | E5 |  | Baseline Forecast | 0 | 0 | 0 | 0 | 0 | 0 | 0 | 0 | 0 | 0 | 0 | 0 | 0 | 0 | 0 | 0 | 0 | 0 | 0 | 0 | 0 | 0 | 0 | 0 | 0 | 0 | 0 | 0 | 0 | 0 | 0 | 0 | 0
Commercial_Hospital_New_Food Preparation_Natural Gas_Oven_E6_Baseline Forecast | Commercial | Hospital | New | Food Preparation | Natural Gas | Oven | E6 |  | Baseline Forecast | 0 | 0 | 0 | 0 | 0 | 0 | 0 | 0 | 0 | 0 | 0 | 0 | 0 | 0 | 0 | 0 | 0 | 0 | 0 | 0 | 0 | 0 | 0 | 0 | 0 | 0 | 0 | 0 | 0 | 0 | 0 | 0 | 0
Commercial_Hospital_New_Food Preparation_Natural Gas_Oven_E7_Baseline Forecast | Commercial | Hospital | New | Food Preparation | Natural Gas | Oven | E7 |  | Baseline Forecast | 0 | 0 | 0 | 0 | 0 | 0 | 0 | 0 | 0 | 0 | 0 | 0 | 0 | 0 | 0 | 0 | 0 | 0 | 0 | 0 | 0 | 0 | 0 | 0 | 0 | 0 | 0 | 0 | 0 | 0 | 0 | 0 | 0
Commercial_Hospital_New_Food Preparation_Natural Gas_Oven_E8_Baseline Forecast | Commercial | Hospital | New | Food Preparation | Natural Gas | Oven | E8 |  | Baseline Forecast | 0 | 0 | 0 | 0 | 0 | 0 | 0 | 0 | 0 | 0 | 0 | 0 | 0 | 0 | 0 | 0 | 0 | 0 | 0 | 0 | 0 | 0 | 0 | 0 | 0 | 0 | 0 | 0 | 0 | 0 | 0 | 0 | 0
Commercial_Hospital_New_Food Preparation_Natural Gas_Oven_E9_Baseline Forecast | Commercial | Hospital | New | Food Preparation | Natural Gas | Oven | E9 |  | Baseline Forecast | 0 | 0 | 0 | 0 | 0 | 0 | 0 | 0 | 0 | 0 | 0 | 0 | 0 | 0 | 0 | 0 | 0 | 0 | 0 | 0 | 0 | 0 | 0 | 0 | 0 | 0 | 0 | 0 | 0 | 0 | 0 | 0 | 0
Commercial_Hospital_New_Food Preparation_Natural Gas_Oven_E10_Baseline Forecast | Commercial | Hospital | New | Food Preparation | Natural Gas | Oven | E10 |  | Baseline Forecast | 0 | 0 | 0 | 0 | 0 | 0 | 0 | 0 | 0 | 0 | 0 | 0 | 0 | 0 | 0 | 0 | 0 | 0 | 0 | 0 | 0 | 0 | 0 | 0 | 0 | 0 | 0 | 0 | 0 | 0 | 0 | 0 | 0
Commercial_Hospital_New_Food Preparation_Natural Gas_Conveyor Oven_E1_Baseline Forecast | Commercial | Hospital | New | Food Preparation | Natural Gas | Conveyor Oven | E1 |  | Baseline Forecast | 0 | 43.747 | 210.9499 | 134.8231 | 161.201 | 166.094 | 166.8583 | 144.3626 | 142.2801 | 145.5512 | 147.8604 | 146.6806 | 144.3289 | 142.3038 | 142.4546 | 141.9698 | 142.7406 | 148.0644 | 182.7103 | 195.3641 | 214.2324 | 232.8563 | 258.9244 | 307.4875 | 282.8756 | 289.7611 | 290.3794 | 289.2463 | 282.3567 | 281.5852 | 283.1986 | 283.4332 | 202.5903
Commercial_Hospital_New_Food Preparation_Natural Gas_Conveyor Oven_E2_Baseline Forecast | Commercial | Hospital | New | Food Preparation | Natural Gas | Conveyor Oven | E2 |  | Baseline Forecast | 0 | 62.9676 | 303.7742 | 194.1216 | 232.1014 | 239.2401 | 240.5126 | 208.2156 | 205.3569 | 210.2228 | 213.7048 | 212.1379 | 208.8773 | 206.0879 | 206.4407 | 205.8704 | 207.1154 | 214.9724 | 265.4306 | 283.9749 | 311.5623 | 338.8172 | 376.9121 | 447.7983 | 412.1087 | 422.2744 | 423.2972 | 421.7494 | 411.7828 | 410.7221 | 413.1106 | 413.4764 | 295.5416
Commercial_Hospital_New_Food Preparation_Natural Gas_Conveyor Oven_E3_Baseline Forecast | Commercial | Hospital | New | Food Preparation | Natural Gas | Conveyor Oven | E3 |  | Baseline Forecast | 0 | 0 | 0 | 0 | 0 | 0 | 0 | 0 | 0 | 0 | 0 | 0 | 0 | 0 | 0 | 0 | 0 | 0 | 0 | 0 | 0 | 0 | 0 | 0 | 0 | 0 | 0 | 0 | 0 | 0 | 0 | 0 | 0
Commercial_Hospital_New_Food Preparation_Natural Gas_Conveyor Oven_E4_Baseline Forecast | Commercial | Hospital | New | Food Preparation | Natural Gas | Conveyor Oven | E4 |  | Baseline Forecast | 0 | 0 | 0 | 0 | 0 | 0 | 0 | 0 | 0 | 0 | 0 | 0 | 0 | 0 | 0 | 0 | 0 | 0 | 0 | 0 | 0 | 0 | 0 | 0 | 0 | 0 | 0 | 0 | 0 | 0 | 0 | 0 | 0
Commercial_Hospital_New_Food Preparation_Natural Gas_Conveyor Oven_E5_Baseline Forecast | Commercial | Hospital | New | Food Preparation | Natural Gas | Conveyor Oven | E5 |  | Baseline Forecast | 0 | 0 | 0 | 0 | 0 | 0 | 0 | 0 | 0 | 0 | 0 | 0 | 0 | 0 | 0 | 0 | 0 | 0 | 0 | 0 | 0 | 0 | 0 | 0 | 0 | 0 | 0 | 0 | 0 | 0 | 0 | 0 | 0
Commercial_Hospital_New_Food Preparation_Natural Gas_Conveyor Oven_E6_Baseline Forecast | Commercial | Hospital | New | Food Preparation | Natural Gas | Conveyor Oven | E6 |  | Baseline Forecast | 0 | 0 | 0 | 0 | 0 | 0 | 0 | 0 | 0 | 0 | 0 | 0 | 0 | 0 | 0 | 0 | 0 | 0 | 0 | 0 | 0 | 0 | 0 | 0 | 0 | 0 | 0 | 0 | 0 | 0 | 0 | 0 | 0
Commercial_Hospital_New_Food Preparation_Natural Gas_Conveyor Oven_E7_Baseline Forecast | Commercial | Hospital | New | Food Preparation | Natural Gas | Conveyor Oven | E7 |  | Baseline Forecast | 0 | 0 | 0 | 0 | 0 | 0 | 0 | 0 | 0 | 0 | 0 | 0 | 0 | 0 | 0 | 0 | 0 | 0 | 0 | 0 | 0 | 0 | 0 | 0 | 0 | 0 | 0 | 0 | 0 | 0 | 0 | 0 | 0
Commercial_Hospital_New_Food Preparation_Natural Gas_Conveyor Oven_E8_Baseline Forecast | Commercial | Hospital | New | Food Preparation | Natural Gas | Conveyor Oven | E8 |  | Baseline Forecast | 0 | 0 | 0 | 0 | 0 | 0 | 0 | 0 | 0 | 0 | 0 | 0 | 0 | 0 | 0 | 0 | 0 | 0 | 0 | 0 | 0 | 0 | 0 | 0 | 0 | 0 | 0 | 0 | 0 | 0 | 0 | 0 | 0
Commercial_Hospital_New_Food Preparation_Natural Gas_Conveyor Oven_E9_Baseline Forecast | Commercial | Hospital | New | Food Preparation | Natural Gas | Conveyor Oven | E9 |  | Baseline Forecast | 0 | 0 | 0 | 0 | 0 | 0 | 0 | 0 | 0 | 0 | 0 | 0 | 0 | 0 | 0 | 0 | 0 | 0 | 0 | 0 | 0 | 0 | 0 | 0 | 0 | 0 | 0 | 0 | 0 | 0 | 0 | 0 | 0
Commercial_Hospital_New_Food Preparation_Natural Gas_Conveyor Oven_E10_Baseline Forecast | Commercial | Hospital | New | Food Preparation | Natural Gas | Conveyor Oven | E10 |  | Baseline Forecast | 0 | 0 | 0 | 0 | 0 | 0 | 0 | 0 | 0 | 0 | 0 | 0 | 0 | 0 | 0 | 0 | 0 | 0 | 0 | 0 | 0 | 0 | 0 | 0 | 0 | 0 | 0 | 0 | 0 | 0 | 0 | 0 | 0
Commercial_Hospital_New_Food Preparation_Natural Gas_Double Rack Oven_E1_Baseline Forecast | Commercial | Hospital | New | Food Preparation | Natural Gas | Double Rack Oven | E1 |  | Baseline Forecast | 0 | 43.7457 | 210.8521 | 134.8383 | 161.2739 | 166.1214 | 166.7504 | 144.1788 | 141.9882 | 145.1463 | 147.3412 | 146.0666 | 152.2998 | 190.2485 | 207.1974 | 225.3041 | 241.8405 | 262.4934 | 303.5353 | 273.1332 | 279.3701 | 281.7703 | 282.0136 | 277.4715 | 286.9208 | 298.4557 | 311.2515 | 323.5582 | 340.0056 | 369.3612 | 382.2759 | 393.5149 | 323.7139
Commercial_Hospital_New_Food Preparation_Natural Gas_Double Rack Oven_E2_Baseline Forecast | Commercial | Hospital | New | Food Preparation | Natural Gas | Double Rack Oven | E2 |  | Baseline Forecast | 0 | 62.9689 | 303.872 | 194.1064 | 232.0285 | 239.2126 | 240.6205 | 208.3994 | 205.6488 | 210.6277 | 214.224 | 212.7518 | 222.2493 | 278.1623 | 303.5023 | 330.6399 | 355.5654 | 386.6892 | 448.0503 | 403.9991 | 414.0245 | 418.3834 | 419.4559 | 413.394 | 428.0877 | 445.8464 | 465.4783 | 484.3436 | 509.3413 | 553.6514 | 573.1977 | 590.1794 | 485.4944
Commercial_Hospital_New_Food Preparation_Natural Gas_Double Rack Oven_E3_Baseline Forecast | Commercial | Hospital | New | Food Preparation | Natural Gas | Double Rack Oven | E3 |  | Baseline Forecast | 0 | 0 | 0 | 0 | 0 | 0 | 0 | 0 | 0 | 0 | 0 | 0 | 0 | 0 | 0 | 0 | 0 | 0 | 0 | 0 | 0 | 0 | 0 | 0 | 0 | 0 | 0 | 0 | 0 | 0 | 0 | 0 | 0
Commercial_Hospital_New_Food Preparation_Natural Gas_Double Rack Oven_E4_Baseline Forecast | Commercial | Hospital | New | Food Preparation | Natural Gas | Double Rack Oven | E4 |  | Baseline Forecast | 0 | 0 | 0 | 0 | 0 | 0 | 0 | 0 | 0 | 0 | 0 | 0 | 0 | 0 | 0 | 0 | 0 | 0 | 0 | 0 | 0 | 0 | 0 | 0 | 0 | 0 | 0 | 0 | 0 | 0 | 0 | 0 | 0
Commercial_Hospital_New_Food Preparation_Natural Gas_Double Rack Oven_E5_Baseline Forecast | Commercial | Hospital | New | Food Preparation | Natural Gas | Double Rack Oven | E5 |  | Baseline Forecast | 0 | 0 | 0 | 0 | 0 | 0 | 0 | 0 | 0 | 0 | 0 | 0 | 0 | 0 | 0 | 0 | 0 | 0 | 0 | 0 | 0 | 0 | 0 | 0 | 0 | 0 | 0 | 0 | 0 | 0 | 0 | 0 | 0
Commercial_Hospital_New_Food Preparation_Natural Gas_Double Rack Oven_E6_Baseline Forecast | Commercial | Hospital | New | Food Preparation | Natural Gas | Double Rack Oven | E6 |  | Baseline Forecast | 0 | 0 | 0 | 0 | 0 | 0 | 0 | 0 | 0 | 0 | 0 | 0 | 0 | 0 | 0 | 0 | 0 | 0 | 0 | 0 | 0 | 0 | 0 | 0 | 0 | 0 | 0 | 0 | 0 | 0 | 0 | 0 | 0
Commercial_Hospital_New_Food Preparation_Natural Gas_Double Rack Oven_E7_Baseline Forecast | Commercial | Hospital | New | Food Preparation | Natural Gas | Double Rack Oven | E7 |  | Baseline Forecast | 0 | 0 | 0 | 0 | 0 | 0 | 0 | 0 | 0 | 0 | 0 | 0 | 0 | 0 | 0 | 0 | 0 | 0 | 0 | 0 | 0 | 0 | 0 | 0 | 0 | 0 | 0 | 0 | 0 | 0 | 0 | 0 | 0
Commercial_Hospital_New_Food Preparation_Natural Gas_Double Rack Oven_E8_Baseline Forecast | Commercial | Hospital | New | Food Preparation | Natural Gas | Double Rack Oven | E8 |  | Baseline Forecast | 0 | 0 | 0 | 0 | 0 | 0 | 0 | 0 | 0 | 0 | 0 | 0 | 0 | 0 | 0 | 0 | 0 | 0 | 0 | 0 | 0 | 0 | 0 | 0 | 0 | 0 | 0 | 0 | 0 | 0 | 0 | 0 | 0
Commercial_Hospital_New_Food Preparation_Natural Gas_Double Rack Oven_E9_Baseline Forecast | Commercial | Hospital | New | Food Preparation | Natural Gas | Double Rack Oven | E9 |  | Baseline Forecast | 0 | 0 | 0 | 0 | 0 | 0 | 0 | 0 | 0 | 0 | 0 | 0 | 0 | 0 | 0 | 0 | 0 | 0 | 0 | 0 | 0 | 0 | 0 | 0 | 0 | 0 | 0 | 0 | 0 | 0 | 0 | 0 | 0
Commercial_Hospital_New_Food Preparation_Natural Gas_Double Rack Oven_E10_Baseline Forecast | Commercial | Hospital | New | Food Preparation | Natural Gas | Double Rack Oven | E10 |  | Baseline Forecast | 0 | 0 | 0 | 0 | 0 | 0 | 0 | 0 | 0 | 0 | 0 | 0 | 0 | 0 | 0 | 0 | 0 | 0 | 0 | 0 | 0 | 0 | 0 | 0 | 0 | 0 | 0 | 0 | 0 | 0 | 0 | 0 | 0
Commercial_Hospital_New_Food Preparation_Natural Gas_Fryer_E1_Baseline Forecast | Commercial | Hospital | New | Food Preparation | Natural Gas | Fryer | E1 |  | Baseline Forecast | 0 | 1828.3216 | 8817.2783 | 0 | 0 | 0 | 0 | 0 | 0 | 0 | 0 | 0 | 0 | 0 | 0 | 0 | 0 | 0 | 0 | 0 | 0 | 0 | 0 | 0 | 0 | 0 | 0 | 0 | 0 | 0 | 0 | 0 | 0
Commercial_Hospital_New_Food Preparation_Natural Gas_Fryer_E2_Baseline Forecast | Commercial | Hospital | New | Food Preparation | Natural Gas | Fryer | E2 |  | Baseline Forecast | 0 | 642.283 | 3099.365 | 7615.5696 | 9105.5454 | 9384.0974 | 9431.254 | 8162.7201 | 8048.3237 | 8730.8279 | 11149.4067 | 12053.2041 | 12995.1778 | 13796.9522 | 15196.2853 | 17856.8566 | 16424.9238 | 16707.669 | 16936.966 | 17246.7747 | 17537.8108 | 18379.585 | 19520.4262 | 21422.5096 | 22278.8853 | 22986.3942 | 23574.4471 | 24244.4105 | 25199.51 | 25048.6393 | 25650.4855 | 26457.2678 | 22724.4363
Commercial_Hospital_New_Food Preparation_Natural Gas_Fryer_E3_Baseline Forecast | Commercial | Hospital | New | Food Preparation | Natural Gas | Fryer | E3 |  | Baseline Forecast | 0 | 0 | 0 | 0 | 0 | 0 | 0 | 0 | 0 | 0 | 0 | 0 | 0 | 0 | 0 | 0 | 0 | 0 | 0 | 0 | 0 | 0 | 0 | 0 | 0 | 0 | 0 | 0 | 0 | 0 | 0 | 0 | 0
Commercial_Hospital_New_Food Preparation_Natural Gas_Fryer_E4_Baseline Forecast | Commercial | Hospital | New | Food Preparation | Natural Gas | Fryer | E4 |  | Baseline Forecast | 0 | 0 | 0 | 0 | 0 | 0 | 0 | 0 | 0 | 0 | 0 | 0 | 0 | 0 | 0 | 0 | 0 | 0 | 0 | 0 | 0 | 0 | 0 | 0 | 0 | 0 | 0 | 0 | 0 | 0 | 0 | 0 | 0
Commercial_Hospital_New_Food Preparation_Natural Gas_Fryer_E5_Baseline Forecast | Commercial | Hospital | New | Food Preparation | Natural Gas | Fryer | E5 |  | Baseline Forecast | 0 | 0 | 0 | 0 | 0 | 0 | 0 | 0 | 0 | 0 | 0 | 0 | 0 | 0 | 0 | 0 | 0 | 0 | 0 | 0 | 0 | 0 | 0 | 0 | 0 | 0 | 0 | 0 | 0 | 0 | 0 | 0 | 0
Commercial_Hospital_New_Food Preparation_Natural Gas_Fryer_E6_Baseline Forecast | Commercial | Hospital | New | Food Preparation | Natural Gas | Fryer | E6 |  | Baseline Forecast | 0 | 0 | 0 | 0 | 0 | 0 | 0 | 0 | 0 | 0 | 0 | 0 | 0 | 0 | 0 | 0 | 0 | 0 | 0 | 0 | 0 | 0 | 0 | 0 | 0 | 0 | 0 | 0 | 0 | 0 | 0 | 0 | 0
Commercial_Hospital_New_Food Preparation_Natural Gas_Fryer_E7_Baseline Forecast | Commercial | Hospital | New | Food Preparation | Natural Gas | Fryer | E7 |  | Baseline Forecast | 0 | 0 | 0 | 0 | 0 | 0 | 0 | 0 | 0 | 0 | 0 | 0 | 0 | 0 | 0 | 0 | 0 | 0 | 0 | 0 | 0 | 0 | 0 | 0 | 0 | 0 | 0 | 0 | 0 | 0 | 0 | 0 | 0
Commercial_Hospital_New_Food Preparation_Natural Gas_Fryer_E8_Baseline Forecast | Commercial | Hospital | New | Food Preparation | Natural Gas | Fryer | E8 |  | Baseline Forecast | 0 | 0 | 0 | 0 | 0 | 0 | 0 | 0 | 0 | 0 | 0 | 0 | 0 | 0 | 0 | 0 | 0 | 0 | 0 | 0 | 0 | 0 | 0 | 0 | 0 | 0 | 0 | 0 | 0 | 0 | 0 | 0 | 0
Commercial_Hospital_New_Food Preparation_Natural Gas_Fryer_E9_Baseline Forecast | Commercial | Hospital | New | Food Preparation | Natural Gas | Fryer | E9 |  | Baseline Forecast | 0 | 0 | 0 | 0 | 0 | 0 | 0 | 0 | 0 | 0 | 0 | 0 | 0 | 0 | 0 | 0 | 0 | 0 | 0 | 0 | 0 | 0 | 0 | 0 | 0 | 0 | 0 | 0 | 0 | 0 | 0 | 0 | 0
Commercial_Hospital_New_Food Preparation_Natural Gas_Fryer_E10_Baseline Forecast | Commercial | Hospital | New | Food Preparation | Natural Gas | Fryer | E10 |  | Baseline Forecast | 0 | 0 | 0 | 0 | 0 | 0 | 0 | 0 | 0 | 0 | 0 | 0 | 0 | 0 | 0 | 0 | 0 | 0 | 0 | 0 | 0 | 0 | 0 | 0 | 0 | 0 | 0 | 0 | 0 | 0 | 0 | 0 | 0
Commercial_Hospital_New_Food Preparation_Natural Gas_Broiler_E1_Baseline Forecast | Commercial | Hospital | New | Food Preparation | Natural Gas | Broiler | E1 |  | Baseline Forecast | 0 | 411.5695 | 1984.6308 | 1268.6288 | 1517.0246 | 1563.1327 | 1570.269 | 1358.5624 | 1338.9271 | 1369.6862 | 1391.3914 | 1380.2743 | 1440.1842 | 1800.3244 | 1962.0555 | 2134.9944 | 2293.2724 | 2490.9343 | 2882.5576 | 2595.8144 | 2656.9996 | 2681.7397 | 2685.7502 | 2644.1451 | 2735.6553 | 2846.9385 | 2970.2236 | 3088.7572 | 3246.6625 | 3527.7672 | 3651.5606 | 3759.2248 | 3092.42
Commercial_Hospital_New_Food Preparation_Natural Gas_Broiler_E2_Baseline Forecast | Commercial | Hospital | New | Food Preparation | Natural Gas | Broiler | E2 |  | Baseline Forecast | 0 | 144.6399 | 698.1737 | 445.8711 | 532.915 | 549.5175 | 552.9976 | 479.118 | 472.9992 | 484.651 | 493.1301 | 489.9308 | 512.0109 | 641.0899 | 699.7728 | 762.6533 | 820.4795 | 892.6844 | 1034.7976 | 933.4813 | 957.057 | 967.5463 | 970.3939 | 956.7298 | 991.0558 | 1032.4544 | 1078.1863 | 1122.1245 | 1180.2365 | 1283.0864 | 1328.4834 | 1367.9093 | 1125.2719
Commercial_Hospital_New_Food Preparation_Natural Gas_Broiler_E3_Baseline Forecast | Commercial | Hospital | New | Food Preparation | Natural Gas | Broiler | E3 |  | Baseline Forecast | 0 | 0 | 0 | 0 | 0 | 0 | 0 | 0 | 0 | 0 | 0 | 0 | 0 | 0 | 0 | 0 | 0 | 0 | 0 | 0 | 0 | 0 | 0 | 0 | 0 | 0 | 0 | 0 | 0 | 0 | 0 | 0 | 0
Commercial_Hospital_New_Food Preparation_Natural Gas_Broiler_E4_Baseline Forecast | Commercial | Hospital | New | Food Preparation | Natural Gas | Broiler | E4 |  | Baseline Forecast | 0 | 0 | 0 | 0 | 0 | 0 | 0 | 0 | 0 | 0 | 0 | 0 | 0 | 0 | 0 | 0 | 0 | 0 | 0 | 0 | 0 | 0 | 0 | 0 | 0 | 0 | 0 | 0 | 0 | 0 | 0 | 0 | 0
Commercial_Hospital_New_Food Preparation_Natural Gas_Broiler_E5_Baseline Forecast | Commercial | Hospital | New | Food Preparation | Natural Gas | Broiler | E5 |  | Baseline Forecast | 0 | 0 | 0 | 0 | 0 | 0 | 0 | 0 | 0 | 0 | 0 | 0 | 0 | 0 | 0 | 0 | 0 | 0 | 0 | 0 | 0 | 0 | 0 | 0 | 0 | 0 | 0 | 0 | 0 | 0 | 0 | 0 | 0
Commercial_Hospital_New_Food Preparation_Natural Gas_Broiler_E6_Baseline Forecast | Commercial | Hospital | New | Food Preparation | Natural Gas | Broiler | E6 |  | Baseline Forecast | 0 | 0 | 0 | 0 | 0 | 0 | 0 | 0 | 0 | 0 | 0 | 0 | 0 | 0 | 0 | 0 | 0 | 0 | 0 | 0 | 0 | 0 | 0 | 0 | 0 | 0 | 0 | 0 | 0 | 0 | 0 | 0 | 0
Commercial_Hospital_New_Food Preparation_Natural Gas_Broiler_E7_Baseline Forecast | Commercial | Hospital | New | Food Preparation | Natural Gas | Broiler | E7 |  | Baseline Forecast | 0 | 0 | 0 | 0 | 0 | 0 | 0 | 0 | 0 | 0 | 0 | 0 | 0 | 0 | 0 | 0 | 0 | 0 | 0 | 0 | 0 | 0 | 0 | 0 | 0 | 0 | 0 | 0 | 0 | 0 | 0 | 0 | 0
Commercial_Hospital_New_Food Preparation_Natural Gas_Broiler_E8_Baseline Forecast | Commercial | Hospital | New | Food Preparation | Natural Gas | Broiler | E8 |  | Baseline Forecast | 0 | 0 | 0 | 0 | 0 | 0 | 0 | 0 | 0 | 0 | 0 | 0 | 0 | 0 | 0 | 0 | 0 | 0 | 0 | 0 | 0 | 0 | 0 | 0 | 0 | 0 | 0 | 0 | 0 | 0 | 0 | 0 | 0
Commercial_Hospital_New_Food Preparation_Natural Gas_Broiler_E9_Baseline Forecast | Commercial | Hospital | New | Food Preparation | Natural Gas | Broiler | E9 |  | Baseline Forecast | 0 | 0 | 0 | 0 | 0 | 0 | 0 | 0 | 0 | 0 | 0 | 0 | 0 | 0 | 0 | 0 | 0 | 0 | 0 | 0 | 0 | 0 | 0 | 0 | 0 | 0 | 0 | 0 | 0 | 0 | 0 | 0 | 0
Commercial_Hospital_New_Food Preparation_Natural Gas_Broiler_E10_Baseline Forecast | Commercial | Hospital | New | Food Preparation | Natural Gas | Broiler | E10 |  | Baseline Forecast | 0 | 0 | 0 | 0 | 0 | 0 | 0 | 0 | 0 | 0 | 0 | 0 | 0 | 0 | 0 | 0 | 0 | 0 | 0 | 0 | 0 | 0 | 0 | 0 | 0 | 0 | 0 | 0 | 0 | 0 | 0 | 0 | 0
Commercial_Hospital_New_Food Preparation_Natural Gas_Griddle_E1_Baseline Forecast | Commercial | Hospital | New | Food Preparation | Natural Gas | Griddle | E1 |  | Baseline Forecast | 0 | 394.9028 | 1904.6435 | 0 | 0 | 0 | 0 | 0 | 0 | 0 | 0 | 0 | 0 | 0 | 0 | 0 | 0 | 0 | 0 | 0 | 0 | 0 | 0 | 0 | 0 | 0 | 0 | 0 | 0 | 0 | 0 | 0 | 0
Commercial_Hospital_New_Food Preparation_Natural Gas_Griddle_E2_Baseline Forecast | Commercial | Hospital | New | Food Preparation | Natural Gas | Griddle | E2 |  | Baseline Forecast | 0 | 161.3066 | 778.161 | 1714.5 | 2049.9395 | 2112.6502 | 2123.2666 | 1837.6804 | 1811.9263 | 1854.3372 | 1884.5214 | 1870.2051 | 1952.1951 | 2441.4143 | 2661.8283 | 2897.6478 | 3113.7519 | 3383.6187 | 3917.3552 | 3529.2958 | 3614.0566 | 3649.286 | 3656.1441 | 3600.875 | 3726.7112 | 3879.3929 | 4048.4099 | 4210.8816 | 4426.8991 | 4810.8536 | 4980.044 | 5127.1341 | 4217.6919
Commercial_Hospital_New_Food Preparation_Natural Gas_Griddle_E3_Baseline Forecast | Commercial | Hospital | New | Food Preparation | Natural Gas | Griddle | E3 |  | Baseline Forecast | 0 | 0 | 0 | 0 | 0 | 0 | 0 | 0 | 0 | 0 | 0 | 0 | 0 | 0 | 0 | 0 | 0 | 0 | 0 | 0 | 0 | 0 | 0 | 0 | 0 | 0 | 0 | 0 | 0 | 0 | 0 | 0 | 0
Commercial_Hospital_New_Food Preparation_Natural Gas_Griddle_E4_Baseline Forecast | Commercial | Hospital | New | Food Preparation | Natural Gas | Griddle | E4 |  | Baseline Forecast | 0 | 0 | 0 | 0 | 0 | 0 | 0 | 0 | 0 | 0 | 0 | 0 | 0 | 0 | 0 | 0 | 0 | 0 | 0 | 0 | 0 | 0 | 0 | 0 | 0 | 0 | 0 | 0 | 0 | 0 | 0 | 0 | 0
Commercial_Hospital_New_Food Preparation_Natural Gas_Griddle_E5_Baseline Forecast | Commercial | Hospital | New | Food Preparation | Natural Gas | Griddle | E5 |  | Baseline Forecast | 0 | 0 | 0 | 0 | 0 | 0 | 0 | 0 | 0 | 0 | 0 | 0 | 0 | 0 | 0 | 0 | 0 | 0 | 0 | 0 | 0 | 0 | 0 | 0 | 0 | 0 | 0 | 0 | 0 | 0 | 0 | 0 | 0
Commercial_Hospital_New_Food Preparation_Natural Gas_Griddle_E6_Baseline Forecast | Commercial | Hospital | New | Food Preparation | Natural Gas | Griddle | E6 |  | Baseline Forecast | 0 | 0 | 0 | 0 | 0 | 0 | 0 | 0 | 0 | 0 | 0 | 0 | 0 | 0 | 0 | 0 | 0 | 0 | 0 | 0 | 0 | 0 | 0 | 0 | 0 | 0 | 0 | 0 | 0 | 0 | 0 | 0 | 0
Commercial_Hospital_New_Food Preparation_Natural Gas_Griddle_E7_Baseline Forecast | Commercial | Hospital | New | Food Preparation | Natural Gas | Griddle | E7 |  | Baseline Forecast | 0 | 0 | 0 | 0 | 0 | 0 | 0 | 0 | 0 | 0 | 0 | 0 | 0 | 0 | 0 | 0 | 0 | 0 | 0 | 0 | 0 | 0 | 0 | 0 | 0 | 0 | 0 | 0 | 0 | 0 | 0 | 0 | 0
Commercial_Hospital_New_Food Preparation_Natural Gas_Griddle_E8_Baseline Forecast | Commercial | Hospital | New | Food Preparation | Natural Gas | Griddle | E8 |  | Baseline Forecast | 0 | 0 | 0 | 0 | 0 | 0 | 0 | 0 | 0 | 0 | 0 | 0 | 0 | 0 | 0 | 0 | 0 | 0 | 0 | 0 | 0 | 0 | 0 | 0 | 0 | 0 | 0 | 0 | 0 | 0 | 0 | 0 | 0
Commercial_Hospital_New_Food Preparation_Natural Gas_Griddle_E9_Baseline Forecast | Commercial | Hospital | New | Food Preparation | Natural Gas | Griddle | E9 |  | Baseline Forecast | 0 | 0 | 0 | 0 | 0 | 0 | 0 | 0 | 0 | 0 | 0 | 0 | 0 | 0 | 0 | 0 | 0 | 0 | 0 | 0 | 0 | 0 | 0 | 0 | 0 | 0 | 0 | 0 | 0 | 0 | 0 | 0 | 0
Commercial_Hospital_New_Food Preparation_Natural Gas_Griddle_E10_Baseline Forecast | Commercial | Hospital | New | Food Preparation | Natural Gas | Griddle | E10 |  | Baseline Forecast | 0 | 0 | 0 | 0 | 0 | 0 | 0 | 0 | 0 | 0 | 0 | 0 | 0 | 0 | 0 | 0 | 0 | 0 | 0 | 0 | 0 | 0 | 0 | 0 | 0 | 0 | 0 | 0 | 0 | 0 | 0 | 0 | 0
Commercial_Hospital_New_Food Preparation_Natural Gas_Range_E1_Baseline Forecast | Commercial | Hospital | New | Food Preparation | Natural Gas | Range | E1 |  | Baseline Forecast | 0 | 964.0696 | 4649.0705 | 2972.061 | 3554.2582 | 3662.4496 | 3679.2394 | 3183.2797 | 3137.3478 | 3209.523 | 3452.9593 | 4316.4958 | 4640.8332 | 5012.7159 | 5370.5979 | 5898.6276 | 6958.084 | 6307.4817 | 6327.6721 | 6271.1215 | 6451.7471 | 6583.3394 | 6871.7018 | 7204.9079 | 7628.3908 | 8322.9939 | 8613.5739 | 8855.4263 | 9046.2532 | 9275.7979 | 9642.7162 | 9532.2837 | 7918.0923
Commercial_Hospital_New_Food Preparation_Natural Gas_Range_E2_Baseline Forecast | Commercial | Hospital | New | Food Preparation | Natural Gas | Range | E2 |  | Baseline Forecast | 0 | 1387.303 | 6692.4729 | 4275.9795 | 5111.8515 | 5268.7691 | 5296.8601 | 4585.5056 | 4522.5619 | 4629.6787 | 4984.1207 | 6234.3155 | 6707.0186 | 7249.2298 | 7771.6068 | 8541.0313 | 10081.4135 | 9144.928 | 9180.5726 | 9105.0931 | 9373.9157 | 9572.0269 | 9997.8778 | 10489.7243 | 11112.8131 | 12130.789 | 12560.0062 | 12917.6777 | 13200.0277 | 13538.3053 | 14075.7138 | 13915.7562 | 11559.2701
Commercial_Hospital_New_Food Preparation_Natural Gas_Range_E3_Baseline Forecast | Commercial | Hospital | New | Food Preparation | Natural Gas | Range | E3 |  | Baseline Forecast | 0 | 0 | 0 | 0 | 0 | 0 | 0 | 0 | 0 | 0 | 0 | 0 | 0 | 0 | 0 | 0 | 0 | 0 | 0 | 0 | 0 | 0 | 0 | 0 | 0 | 0 | 0 | 0 | 0 | 0 | 0 | 0 | 0
Commercial_Hospital_New_Food Preparation_Natural Gas_Range_E4_Baseline Forecast | Commercial | Hospital | New | Food Preparation | Natural Gas | Range | E4 |  | Baseline Forecast | 0 | 0 | 0 | 0 | 0 | 0 | 0 | 0 | 0 | 0 | 0 | 0 | 0 | 0 | 0 | 0 | 0 | 0 | 0 | 0 | 0 | 0 | 0 | 0 | 0 | 0 | 0 | 0 | 0 | 0 | 0 | 0 | 0
Commercial_Hospital_New_Food Preparation_Natural Gas_Range_E5_Baseline Forecast | Commercial | Hospital | New | Food Preparation | Natural Gas | Range | E5 |  | Baseline Forecast | 0 | 0 | 0 | 0 | 0 | 0 | 0 | 0 | 0 | 0 | 0 | 0 | 0 | 0 | 0 | 0 | 0 | 0 | 0 | 0 | 0 | 0 | 0 | 0 | 0 | 0 | 0 | 0 | 0 | 0 | 0 | 0 | 0
Commercial_Hospital_New_Food Preparation_Natural Gas_Range_E6_Baseline Forecast | Commercial | Hospital | New | Food Preparation | Natural Gas | Range | E6 |  | Baseline Forecast | 0 | 0 | 0 | 0 | 0 | 0 | 0 | 0 | 0 | 0 | 0 | 0 | 0 | 0 | 0 | 0 | 0 | 0 | 0 | 0 | 0 | 0 | 0 | 0 | 0 | 0 | 0 | 0 | 0 | 0 | 0 | 0 | 0
Commercial_Hospital_New_Food Preparation_Natural Gas_Range_E7_Baseline Forecast | Commercial | Hospital | New | Food Preparation | Natural Gas | Range | E7 |  | Baseline Forecast | 0 | 0 | 0 | 0 | 0 | 0 | 0 | 0 | 0 | 0 | 0 | 0 | 0 | 0 | 0 | 0 | 0 | 0 | 0 | 0 | 0 | 0 | 0 | 0 | 0 | 0 | 0 | 0 | 0 | 0 | 0 | 0 | 0
Commercial_Hospital_New_Food Preparation_Natural Gas_Range_E8_Baseline Forecast | Commercial | Hospital | New | Food Preparation | Natural Gas | Range | E8 |  | Baseline Forecast | 0 | 0 | 0 | 0 | 0 | 0 | 0 | 0 | 0 | 0 | 0 | 0 | 0 | 0 | 0 | 0 | 0 | 0 | 0 | 0 | 0 | 0 | 0 | 0 | 0 | 0 | 0 | 0 | 0 | 0 | 0 | 0 | 0
Commercial_Hospital_New_Food Preparation_Natural Gas_Range_E9_Baseline Forecast | Commercial | Hospital | New | Food Preparation | Natural Gas | Range | E9 |  | Baseline Forecast | 0 | 0 | 0 | 0 | 0 | 0 | 0 | 0 | 0 | 0 | 0 | 0 | 0 | 0 | 0 | 0 | 0 | 0 | 0 | 0 | 0 | 0 | 0 | 0 | 0 | 0 | 0 | 0 | 0 | 0 | 0 | 0 | 0
Commercial_Hospital_New_Food Preparation_Natural Gas_Range_E10_Baseline Forecast | Commercial | Hospital | New | Food Preparation | Natural Gas | Range | E10 |  | Baseline Forecast | 0 | 0 | 0 | 0 | 0 | 0 | 0 | 0 | 0 | 0 | 0 | 0 | 0 | 0 | 0 | 0 | 0 | 0 | 0 | 0 | 0 | 0 | 0 | 0 | 0 | 0 | 0 | 0 | 0 | 0 | 0 | 0 | 0
Commercial_Hospital_New_Food Preparation_Natural Gas_Steamer_E1_Baseline Forecast | Commercial | Hospital | New | Food Preparation | Natural Gas | Steamer | E1 |  | Baseline Forecast | 0 | 129.1379 | 621.5927 | 0 | 0 | 0 | 0 | 0 | 0 | 0 | 0 | 0 | 0 | 0 | 0 | 0 | 0 | 0 | 0 | 0 | 0 | 0 | 0 | 0 | 0 | 0 | 0 | 0 | 0 | 0 | 0 | 0 | 0
Commercial_Hospital_New_Food Preparation_Natural Gas_Steamer_E2_Baseline Forecast | Commercial | Hospital | New | Food Preparation | Natural Gas | Steamer | E2 |  | Baseline Forecast | 0 | 129.2547 | 624.7307 | 796.488 | 952.3198 | 981.4526 | 986.3846 | 853.7127 | 841.7483 | 861.4507 | 904.1834 | 1032.823 | 1089.5101 | 1157.6353 | 1233.0095 | 1296.9179 | 1346.1361 | 1364.4545 | 1367.6309 | 1458.3503 | 1801.1057 | 1684.5614 | 1771.4316 | 1817.3284 | 1858.9283 | 1853.6154 | 1889.2495 | 1928.7496 | 1984.1524 | 2096.5211 | 2165.8324 | 2235.7738 | 1827.194
Commercial_Hospital_New_Food Preparation_Natural Gas_Steamer_E3_Baseline Forecast | Commercial | Hospital | New | Food Preparation | Natural Gas | Steamer | E3 |  | Baseline Forecast | 0 | 0 | 0 | 0 | 0 | 0 | 0 | 0 | 0 | 0 | 0 | 0 | 0 | 0 | 0 | 0 | 0 | 0 | 0 | 0 | 0 | 0 | 0 | 0 | 0 | 0 | 0 | 0 | 0 | 0 | 0 | 0 | 0
Commercial_Hospital_New_Food Preparation_Natural Gas_Steamer_E4_Baseline Forecast | Commercial | Hospital | New | Food Preparation | Natural Gas | Steamer | E4 |  | Baseline Forecast | 0 | 0 | 0 | 0 | 0 | 0 | 0 | 0 | 0 | 0 | 0 | 0 | 0 | 0 | 0 | 0 | 0 | 0 | 0 | 0 | 0 | 0 | 0 | 0 | 0 | 0 | 0 | 0 | 0 | 0 | 0 | 0 | 0
Commercial_Hospital_New_Food Preparation_Natural Gas_Steamer_E5_Baseline Forecast | Commercial | Hospital | New | Food Preparation | Natural Gas | Steamer | E5 |  | Baseline Forecast | 0 | 0 | 0 | 0 | 0 | 0 | 0 | 0 | 0 | 0 | 0 | 0 | 0 | 0 | 0 | 0 | 0 | 0 | 0 | 0 | 0 | 0 | 0 | 0 | 0 | 0 | 0 | 0 | 0 | 0 | 0 | 0 | 0
Commercial_Hospital_New_Food Preparation_Natural Gas_Steamer_E6_Baseline Forecast | Commercial | Hospital | New | Food Preparation | Natural Gas | Steamer | E6 |  | Baseline Forecast | 0 | 0 | 0 | 0 | 0 | 0 | 0 | 0 | 0 | 0 | 0 | 0 | 0 | 0 | 0 | 0 | 0 | 0 | 0 | 0 | 0 | 0 | 0 | 0 | 0 | 0 | 0 | 0 | 0 | 0 | 0 | 0 | 0
Commercial_Hospital_New_Food Preparation_Natural Gas_Steamer_E7_Baseline Forecast | Commercial | Hospital | New | Food Preparation | Natural Gas | Steamer | E7 |  | Baseline Forecast | 0 | 0 | 0 | 0 | 0 | 0 | 0 | 0 | 0 | 0 | 0 | 0 | 0 | 0 | 0 | 0 | 0 | 0 | 0 | 0 | 0 | 0 | 0 | 0 | 0 | 0 | 0 | 0 | 0 | 0 | 0 | 0 | 0
Commercial_Hospital_New_Food Preparation_Natural Gas_Steamer_E8_Baseline Forecast | Commercial | Hospital | New | Food Preparation | Natural Gas | Steamer | E8 |  | Baseline Forecast | 0 | 0 | 0 | 0 | 0 | 0 | 0 | 0 | 0 | 0 | 0 | 0 | 0 | 0 | 0 | 0 | 0 | 0 | 0 | 0 | 0 | 0 | 0 | 0 | 0 | 0 | 0 | 0 | 0 | 0 | 0 | 0 | 0
Commercial_Hospital_New_Food Preparation_Natural Gas_Steamer_E9_Baseline Forecast | Commercial | Hospital | New | Food Preparation | Natural Gas | Steamer | E9 |  | Baseline Forecast | 0 | 0 | 0 | 0 | 0 | 0 | 0 | 0 | 0 | 0 | 0 | 0 | 0 | 0 | 0 | 0 | 0 | 0 | 0 | 0 | 0 | 0 | 0 | 0 | 0 | 0 | 0 | 0 | 0 | 0 | 0 | 0 | 0
Commercial_Hospital_New_Food Preparation_Natural Gas_Steamer_E10_Baseline Forecast | Commercial | Hospital | New | Food Preparation | Natural Gas | Steamer | E10 |  | Baseline Forecast | 0 | 0 | 0 | 0 | 0 | 0 | 0 | 0 | 0 | 0 | 0 | 0 | 0 | 0 | 0 | 0 | 0 | 0 | 0 | 0 | 0 | 0 | 0 | 0 | 0 | 0 | 0 | 0 | 0 | 0 | 0 | 0 | 0
Commercial_Hospital_New_Food Preparation_Natural Gas_Food Prep Other_E1_Baseline Forecast | Commercial | Hospital | New | Food Preparation | Natural Gas | Food Prep Other | E1 |  | Baseline Forecast | 0 | 0 | 0 | 0 | 0 | 0 | 0 | 0 | 0 | 0 | 0 | 0 | 0 | 0 | 0 | 0 | 0 | 0 | 0 | 0 | 0 | 0 | 0 | 0 | 0 | 0 | 0 | 0 | 0 | 0 | 0 | 0 | 0
Commercial_Hospital_New_Food Preparation_Natural Gas_Food Prep Other_E2_Baseline Forecast | Commercial | Hospital | New | Food Preparation | Natural Gas | Food Prep Other | E2 |  | Baseline Forecast | 0 | 0 | 0 | 0 | 0 | 0 | 0 | 0 | 0 | 0 | 0 | 0 | 0 | 0 | 0 | 0 | 0 | 0 | 0 | 0 | 0 | 0 | 0 | 0 | 0 | 0 | 0 | 0 | 0 | 0 | 0 | 0 | 0
Commercial_Hospital_New_Food Preparation_Natural Gas_Food Prep Other_E3_Baseline Forecast | Commercial | Hospital | New | Food Preparation | Natural Gas | Food Prep Other | E3 |  | Baseline Forecast | 0 | 0 | 0 | 0 | 0 | 0 | 0 | 0 | 0 | 0 | 0 | 0 | 0 | 0 | 0 | 0 | 0 | 0 | 0 | 0 | 0 | 0 | 0 | 0 | 0 | 0 | 0 | 0 | 0 | 0 | 0 | 0 | 0
Commercial_Hospital_New_Food Preparation_Natural Gas_Food Prep Other_E4_Baseline Forecast | Commercial | Hospital | New | Food Preparation | Natural Gas | Food Prep Other | E4 |  | Baseline Forecast | 0 | 0 | 0 | 0 | 0 | 0 | 0 | 0 | 0 | 0 | 0 | 0 | 0 | 0 | 0 | 0 | 0 | 0 | 0 | 0 | 0 | 0 | 0 | 0 | 0 | 0 | 0 | 0 | 0 | 0 | 0 | 0 | 0
Commercial_Hospital_New_Food Preparation_Natural Gas_Food Prep Other_E5_Baseline Forecast | Commercial | Hospital | New | Food Preparation | Natural Gas | Food Prep Other | E5 |  | Baseline Forecast | 0 | 0 | 0 | 0 | 0 | 0 | 0 | 0 | 0 | 0 | 0 | 0 | 0 | 0 | 0 | 0 | 0 | 0 | 0 | 0 | 0 | 0 | 0 | 0 | 0 | 0 | 0 | 0 | 0 | 0 | 0 | 0 | 0
Commercial_Hospital_New_Food Preparation_Natural Gas_Food Prep Other_E6_Baseline Forecast | Commercial | Hospital | New | Food Preparation | Natural Gas | Food Prep Other | E6 |  | Baseline Forecast | 0 | 0 | 0 | 0 | 0 | 0 | 0 | 0 | 0 | 0 | 0 | 0 | 0 | 0 | 0 | 0 | 0 | 0 | 0 | 0 | 0 | 0 | 0 | 0 | 0 | 0 | 0 | 0 | 0 | 0 | 0 | 0 | 0
Commercial_Hospital_New_Food Preparation_Natural Gas_Food Prep Other_E7_Baseline Forecast | Commercial | Hospital | New | Food Preparation | Natural Gas | Food Prep Other | E7 |  | Baseline Forecast | 0 | 0 | 0 | 0 | 0 | 0 | 0 | 0 | 0 | 0 | 0 | 0 | 0 | 0 | 0 | 0 | 0 | 0 | 0 | 0 | 0 | 0 | 0 | 0 | 0 | 0 | 0 | 0 | 0 | 0 | 0 | 0 | 0
Commercial_Hospital_New_Food Preparation_Natural Gas_Food Prep Other_E8_Baseline Forecast | Commercial | Hospital | New | Food Preparation | Natural Gas | Food Prep Other | E8 |  | Baseline Forecast | 0 | 0 | 0 | 0 | 0 | 0 | 0 | 0 | 0 | 0 | 0 | 0 | 0 | 0 | 0 | 0 | 0 | 0 | 0 | 0 | 0 | 0 | 0 | 0 | 0 | 0 | 0 | 0 | 0 | 0 | 0 | 0 | 0
Commercial_Hospital_New_Food Preparation_Natural Gas_Food Prep Other_E9_Baseline Forecast | Commercial | Hospital | New | Food Preparation | Natural Gas | Food Prep Other | E9 |  | Baseline Forecast | 0 | 0 | 0 | 0 | 0 | 0 | 0 | 0 | 0 | 0 | 0 | 0 | 0 | 0 | 0 | 0 | 0 | 0 | 0 | 0 | 0 | 0 | 0 | 0 | 0 | 0 | 0 | 0 | 0 | 0 | 0 | 0 | 0
Commercial_Hospital_New_Food Preparation_Natural Gas_Food Prep Other_E10_Baseline Forecast | Commercial | Hospital | New | Food Preparation | Natural Gas | Food Prep Other | E10 |  | Baseline Forecast | 0 | 0 | 0 | 0 | 0 | 0 | 0 | 0 | 0 | 0 | 0 | 0 | 0 | 0 | 0 | 0 | 0 | 0 | 0 | 0 | 0 | 0 | 0 | 0 | 0 | 0 | 0 | 0 | 0 | 0 | 0 | 0 | 0
Commercial_Hospital_New_Miscellaneous_Natural Gas_Pool Heater_E1_Baseline Forecast | Commercial | Hospital | New | Miscellaneous | Natural Gas | Pool Heater | E1 |  | Baseline Forecast | 0 | 0 | 0 | 0 | 0 | 0 | 0 | 0 | 0 | 0 | 0 | 0 | 0 | 0 | 0 | 0 | 0 | 0 | 0 | 0 | 0 | 0 | 0 | 0 | 0 | 0 | 0 | 0 | 0 | 0 | 0 | 0 | 0
Commercial_Hospital_New_Miscellaneous_Natural Gas_Pool Heater_E2_Baseline Forecast | Commercial | Hospital | New | Miscellaneous | Natural Gas | Pool Heater | E2 |  | Baseline Forecast | 0 | 0 | 0 | 0 | 0 | 0 | 0 | 0 | 0 | 0 | 0 | 0 | 0 | 0 | 0 | 0 | 0 | 0 | 0 | 0 | 0 | 0 | 0 | 0 | 0 | 0 | 0 | 0 | 0 | 0 | 0 | 0 | 0
Commercial_Hospital_New_Miscellaneous_Natural Gas_Pool Heater_E3_Baseline Forecast | Commercial | Hospital | New | Miscellaneous | Natural Gas | Pool Heater | E3 |  | Baseline Forecast | 0 | 0 | 0 | 0 | 0 | 0 | 0 | 0 | 0 | 0 | 0 | 0 | 0 | 0 | 0 | 0 | 0 | 0 | 0 | 0 | 0 | 0 | 0 | 0 | 0 | 0 | 0 | 0 | 0 | 0 | 0 | 0 | 0
Commercial_Hospital_New_Miscellaneous_Natural Gas_Pool Heater_E4_Baseline Forecast | Commercial | Hospital | New | Miscellaneous | Natural Gas | Pool Heater | E4 |  | Baseline Forecast | 0 | 0 | 0 | 0 | 0 | 0 | 0 | 0 | 0 | 0 | 0 | 0 | 0 | 0 | 0 | 0 | 0 | 0 | 0 | 0 | 0 | 0 | 0 | 0 | 0 | 0 | 0 | 0 | 0 | 0 | 0 | 0 | 0
Commercial_Hospital_New_Miscellaneous_Natural Gas_Pool Heater_E5_Baseline Forecast | Commercial | Hospital | New | Miscellaneous | Natural Gas | Pool Heater | E5 |  | Baseline Forecast | 0 | 0 | 0 | 0 | 0 | 0 | 0 | 0 | 0 | 0 | 0 | 0 | 0 | 0 | 0 | 0 | 0 | 0 | 0 | 0 | 0 | 0 | 0 | 0 | 0 | 0 | 0 | 0 | 0 | 0 | 0 | 0 | 0
Commercial_Hospital_New_Miscellaneous_Natural Gas_Pool Heater_E6_Baseline Forecast | Commercial | Hospital | New | Miscellaneous | Natural Gas | Pool Heater | E6 |  | Baseline Forecast | 0 | 0 | 0 | 0 | 0 | 0 | 0 | 0 | 0 | 0 | 0 | 0 | 0 | 0 | 0 | 0 | 0 | 0 | 0 | 0 | 0 | 0 | 0 | 0 | 0 | 0 | 0 | 0 | 0 | 0 | 0 | 0 | 0
Commercial_Hospital_New_Miscellaneous_Natural Gas_Pool Heater_E7_Baseline Forecast | Commercial | Hospital | New | Miscellaneous | Natural Gas | Pool Heater | E7 |  | Baseline Forecast | 0 | 0 | 0 | 0 | 0 | 0 | 0 | 0 | 0 | 0 | 0 | 0 | 0 | 0 | 0 | 0 | 0 | 0 | 0 | 0 | 0 | 0 | 0 | 0 | 0 | 0 | 0 | 0 | 0 | 0 | 0 | 0 | 0
Commercial_Hospital_New_Miscellaneous_Natural Gas_Pool Heater_E8_Baseline Forecast | Commercial | Hospital | New | Miscellaneous | Natural Gas | Pool Heater | E8 |  | Baseline Forecast | 0 | 0 | 0 | 0 | 0 | 0 | 0 | 0 | 0 | 0 | 0 | 0 | 0 | 0 | 0 | 0 | 0 | 0 | 0 | 0 | 0 | 0 | 0 | 0 | 0 | 0 | 0 | 0 | 0 | 0 | 0 | 0 | 0
Commercial_Hospital_New_Miscellaneous_Natural Gas_Pool Heater_E9_Baseline Forecast | Commercial | Hospital | New | Miscellaneous | Natural Gas | Pool Heater | E9 |  | Baseline Forecast | 0 | 0 | 0 | 0 | 0 | 0 | 0 | 0 | 0 | 0 | 0 | 0 | 0 | 0 | 0 | 0 | 0 | 0 | 0 | 0 | 0 | 0 | 0 | 0 | 0 | 0 | 0 | 0 | 0 | 0 | 0 | 0 | 0
Commercial_Hospital_New_Miscellaneous_Natural Gas_Pool Heater_E10_Baseline Forecast | Commercial | Hospital | New | Miscellaneous | Natural Gas | Pool Heater | E10 |  | Baseline Forecast | 0 | 0 | 0 | 0 | 0 | 0 | 0 | 0 | 0 | 0 | 0 | 0 | 0 | 0 | 0 | 0 | 0 | 0 | 0 | 0 | 0 | 0 | 0 | 0 | 0 | 0 | 0 | 0 | 0 | 0 | 0 | 0 | 0
Commercial_Hospital_New_Miscellaneous_Natural Gas_Miscellaneous_E1_Baseline Forecast | Commercial | Hospital | New | Miscellaneous | Natural Gas | Miscellaneous | E1 |  | Baseline Forecast | 0 | 21601.6209 | 104192.6397 | 66586.3943 | 82699.8772 | 99579.1976 | 106999.6 | 104217.0905 | 112750.0835 | 123628.5869 | 132315.9718 | 145714.2736 | 175862.8202 | 167924.3658 | 179622.9208 | 193879.3473 | 202800.2831 | 207143.3851 | 214868.342 | 223659.3512 | 233045.0297 | 244841.1135 | 260827.1439 | 264743.6742 | 275626.0647 | 287555.5563 | 296888.0044 | 304925.9926 | 314767.4954 | 324738.007 | 334989.5719 | 345496.2181 | 317180.9916
Commercial_Hospital_New_Miscellaneous_Natural Gas_Miscellaneous_E2_Baseline Forecast | Commercial | Hospital | New | Miscellaneous | Natural Gas | Miscellaneous | E2 |  | Baseline Forecast | 0 | 0 | 0 | 0 | 0 | 0 | 0 | 0 | 0 | 0 | 0 | 0 | 0 | 0 | 0 | 0 | 0 | 0 | 0 | 0 | 0 | 0 | 0 | 0 | 0 | 0 | 0 | 0 | 0 | 0 | 0 | 0 | 0
Commercial_Hospital_New_Miscellaneous_Natural Gas_Miscellaneous_E3_Baseline Forecast | Commercial | Hospital | New | Miscellaneous | Natural Gas | Miscellaneous | E3 |  | Baseline Forecast | 0 | 0 | 0 | 0 | 0 | 0 | 0 | 0 | 0 | 0 | 0 | 0 | 0 | 0 | 0 | 0 | 0 | 0 | 0 | 0 | 0 | 0 | 0 | 0 | 0 | 0 | 0 | 0 | 0 | 0 | 0 | 0 | 0
Commercial_Hospital_New_Miscellaneous_Natural Gas_Miscellaneous_E4_Baseline Forecast | Commercial | Hospital | New | Miscellaneous | Natural Gas | Miscellaneous | E4 |  | Baseline Forecast | 0 | 0 | 0 | 0 | 0 | 0 | 0 | 0 | 0 | 0 | 0 | 0 | 0 | 0 | 0 | 0 | 0 | 0 | 0 | 0 | 0 | 0 | 0 | 0 | 0 | 0 | 0 | 0 | 0 | 0 | 0 | 0 | 0
Commercial_Hospital_New_Miscellaneous_Natural Gas_Miscellaneous_E5_Baseline Forecast | Commercial | Hospital | New | Miscellaneous | Natural Gas | Miscellaneous | E5 |  | Baseline Forecast | 0 | 0 | 0 | 0 | 0 | 0 | 0 | 0 | 0 | 0 | 0 | 0 | 0 | 0 | 0 | 0 | 0 | 0 | 0 | 0 | 0 | 0 | 0 | 0 | 0 | 0 | 0 | 0 | 0 | 0 | 0 | 0 | 0
Commercial_Hospital_New_Miscellaneous_Natural Gas_Miscellaneous_E6_Baseline Forecast | Commercial | Hospital | New | Miscellaneous | Natural Gas | Miscellaneous | E6 |  | Baseline Forecast | 0 | 0 | 0 | 0 | 0 | 0 | 0 | 0 | 0 | 0 | 0 | 0 | 0 | 0 | 0 | 0 | 0 | 0 | 0 | 0 | 0 | 0 | 0 | 0 | 0 | 0 | 0 | 0 | 0 | 0 | 0 | 0 | 0
Commercial_Hospital_New_Miscellaneous_Natural Gas_Miscellaneous_E7_Baseline Forecast | Commercial | Hospital | New | Miscellaneous | Natural Gas | Miscellaneous | E7 |  | Baseline Forecast | 0 | 0 | 0 | 0 | 0 | 0 | 0 | 0 | 0 | 0 | 0 | 0 | 0 | 0 | 0 | 0 | 0 | 0 | 0 | 0 | 0 | 0 | 0 | 0 | 0 | 0 | 0 | 0 | 0 | 0 | 0 | 0 | 0
Commercial_Hospital_New_Miscellaneous_Natural Gas_Miscellaneous_E8_Baseline Forecast | Commercial | Hospital | New | Miscellaneous | Natural Gas | Miscellaneous | E8 |  | Baseline Forecast | 0 | 0 | 0 | 0 | 0 | 0 | 0 | 0 | 0 | 0 | 0 | 0 | 0 | 0 | 0 | 0 | 0 | 0 | 0 | 0 | 0 | 0 | 0 | 0 | 0 | 0 | 0 | 0 | 0 | 0 | 0 | 0 | 0
Commercial_Hospital_New_Miscellaneous_Natural Gas_Miscellaneous_E9_Baseline Forecast | Commercial | Hospital | New | Miscellaneous | Natural Gas | Miscellaneous | E9 |  | Baseline Forecast | 0 | 0 | 0 | 0 | 0 | 0 | 0 | 0 | 0 | 0 | 0 | 0 | 0 | 0 | 0 | 0 | 0 | 0 | 0 | 0 | 0 | 0 | 0 | 0 | 0 | 0 | 0 | 0 | 0 | 0 | 0 | 0 | 0
Commercial_Hospital_New_Miscellaneous_Natural Gas_Miscellaneous_E10_Baseline Forecast | Commercial | Hospital | New | Miscellaneous | Natural Gas | Miscellaneous | E10 |  | Baseline Forecast | 0 | 0 | 0 | 0 | 0 | 0 | 0 | 0 | 0 | 0 | 0 | 0 | 0 | 0 | 0 | 0 | 0 | 0 | 0 | 0 | 0 | 0 | 0 | 0 | 0 | 0 | 0 | 0 | 0 | 0 | 0 | 0 | 0
Commercial_Other Health_Existing_Space Heating_Natural Gas_Furnace_E1_Baseline Forecast | Commercial | Other Health | Existing | Space Heating | Natural Gas | Furnace | E1 |  | Baseline Forecast | 0 | 4526.6339 | 4907.6446 | 5247.9353 | 10801.4334 | 0 | 0 | 0 | 0 | 0 | 0 | 0 | 0 | 0 | 0 | 0 | 0 | 0 | 0 | 0 | 0 | 0 | 0 | 0 | 0 | 0 | 0 | 0 | 0 | 0 | 0 | 0 | 0
Commercial_Other Health_Existing_Space Heating_Natural Gas_Furnace_E2_Baseline Forecast | Commercial | Other Health | Existing | Space Heating | Natural Gas | Furnace | E2 |  | Baseline Forecast | 0 | 0 | 0 | 0 | 0 | 0 | 0 | 0 | 0 | 0 | 0 | 0 | 0 | 0 | 0 | 0 | 0 | 0 | 0 | 0 | 0 | 0 | 0 | 0 | 0 | 0 | 0 | 0 | 0 | 0 | 0 | 0 | 0
Commercial_Other Health_Existing_Space Heating_Natural Gas_Furnace_E3_Baseline Forecast | Commercial | Other Health | Existing | Space Heating | Natural Gas | Furnace | E3 |  | Baseline Forecast | 0 | 0 | 0 | 0 | 0 | 5890.2065 | 6166.3271 | 4237.7726 | 4391.1075 | 4531.3932 | 4659.545 | 4776.6029 | 4883.401 | 4980.8095 | 5069.6141 | 5150.4147 | 5223.81 | 5290.4381 | 5351.0838 | 5149.5368 | 4983.3008 | 4847.7676 | 4993.7087 | 4888.2375 | 4804.6461 | 4740.0408 | 4691.8734 | 4657.8607 | 4636.0778 | 4624.6494 | 4622.058 | 4626.8287 | 7497.9116
Commercial_Other Health_Existing_Space Heating_Natural Gas_Furnace_E4_Baseline Forecast | Commercial | Other Health | Existing | Space Heating | Natural Gas | Furnace | E4 |  | Baseline Forecast | 0 | 0 | 0 | 0 | 0 | 0 | 0 | 0 | 0 | 0 | 0 | 0 | 0 | 0 | 0 | 0 | 0 | 0 | 0 | 0 | 0 | 0 | 0 | 0 | 0 | 0 | 0 | 0 | 0 | 0 | 0 | 0 | 0
Commercial_Other Health_Existing_Space Heating_Natural Gas_Furnace_E5_Baseline Forecast | Commercial | Other Health | Existing | Space Heating | Natural Gas | Furnace | E5 |  | Baseline Forecast | 0 | 0 | 0 | 0 | 0 | 0 | 0 | 2182.5505 | 2262.0352 | 2334.7352 | 2401.1473 | 2461.7664 | 2517.2025 | 2567.8601 | 2613.9933 | 2656.0306 | 2694.2546 | 2729.1099 | 2760.8643 | 2657.4546 | 2572.1491 | 2502.6994 | 2578.4723 | 2524.5124 | 2481.7191 | 2448.6925 | 2424.1288 | 2406.9019 | 2395.8707 | 2390.2124 | 2389.0149 | 2391.667 | 3875.7666
Commercial_Other Health_Existing_Space Heating_Natural Gas_Furnace_E6_Baseline Forecast | Commercial | Other Health | Existing | Space Heating | Natural Gas | Furnace | E6 |  | Baseline Forecast | 0 | 0 | 0 | 0 | 0 | 0 | 0 | 0 | 0 | 0 | 0 | 0 | 0 | 0 | 0 | 0 | 0 | 0 | 0 | 0 | 0 | 0 | 0 | 0 | 0 | 0 | 0 | 0 | 0 | 0 | 0 | 0 | 0
Commercial_Other Health_Existing_Space Heating_Natural Gas_Furnace_E7_Baseline Forecast | Commercial | Other Health | Existing | Space Heating | Natural Gas | Furnace | E7 |  | Baseline Forecast | 0 | 0 | 0 | 0 | 0 | 0 | 0 | 0 | 0 | 0 | 0 | 0 | 0 | 0 | 0 | 0 | 0 | 0 | 0 | 0 | 0 | 0 | 0 | 0 | 0 | 0 | 0 | 0 | 0 | 0 | 0 | 0 | 0
Commercial_Other Health_Existing_Space Heating_Natural Gas_Furnace_E8_Baseline Forecast | Commercial | Other Health | Existing | Space Heating | Natural Gas | Furnace | E8 |  | Baseline Forecast | 0 | 0 | 0 | 0 | 0 | 0 | 0 | 0 | 0 | 0 | 0 | 0 | 0 | 0 | 0 | 0 | 0 | 0 | 0 | 0 | 0 | 0 | 0 | 0 | 0 | 0 | 0 | 0 | 0 | 0 | 0 | 0 | 0
Commercial_Other Health_Existing_Space Heating_Natural Gas_Furnace_E9_Baseline Forecast | Commercial | Other Health | Existing | Space Heating | Natural Gas | Furnace | E9 |  | Baseline Forecast | 0 | 0 | 0 | 0 | 0 | 0 | 0 | 0 | 0 | 0 | 0 | 0 | 0 | 0 | 0 | 0 | 0 | 0 | 0 | 0 | 0 | 0 | 0 | 0 | 0 | 0 | 0 | 0 | 0 | 0 | 0 | 0 | 0
Commercial_Other Health_Existing_Space Heating_Natural Gas_Furnace_E10_Baseline Forecast | Commercial | Other Health | Existing | Space Heating | Natural Gas | Furnace | E10 |  | Baseline Forecast | 0 | 0 | 0 | 0 | 0 | 0 | 0 | 0 | 0 | 0 | 0 | 0 | 0 | 0 | 0 | 0 | 0 | 0 | 0 | 0 | 0 | 0 | 0 | 0 | 0 | 0 | 0 | 0 | 0 | 0 | 0 | 0 | 0
Commercial_Other Health_Existing_Space Heating_Natural Gas_Boiler_E1_Baseline Forecast | Commercial | Other Health | Existing | Space Heating | Natural Gas | Boiler | E1 |  | Baseline Forecast | 0 | 11329.13 | 12281.5821 | 13136.1448 | 28175.7921 | 0 | 0 | 0 | 0 | 0 | 0 | 0 | 0 | 0 | 0 | 0 | 0 | 0 | 0 | 0 | 0 | 0 | 0 | 0 | 0 | 0 | 0 | 0 | 0 | 0 | 0 | 0 | 0
Commercial_Other Health_Existing_Space Heating_Natural Gas_Boiler_E2_Baseline Forecast | Commercial | Other Health | Existing | Space Heating | Natural Gas | Boiler | E2 |  | Baseline Forecast | 0 | 0 | 0 | 0 | 0 | 0 | 0 | 0 | 0 | 0 | 0 | 0 | 0 | 0 | 0 | 0 | 0 | 0 | 0 | 0 | 0 | 0 | 0 | 0 | 0 | 0 | 0 | 0 | 0 | 0 | 0 | 0 | 0
Commercial_Other Health_Existing_Space Heating_Natural Gas_Boiler_E3_Baseline Forecast | Commercial | Other Health | Existing | Space Heating | Natural Gas | Boiler | E3 |  | Baseline Forecast | 0 | 12141.8721 | 13164.9946 | 14074.8697 | 30180.2474 | 30541.2479 | 31972.9582 | 33289.9501 | 34497.1401 | 35601.4902 | 36610.322 | 37531.5927 | 38372.7917 | 39140.5277 | 39840.192 | 40477.1177 | 41055.874 | 41582.0745 | 42061.1773 | 42497.3738 | 42893.059 | 41240.3847 | 39868.0099 | 38741.3368 | 39996.9429 | 39101.9785 | 38383.5921 | 37819.0559 | 37387.911 | 37072.0662 | 36855.2269 | 36723.2586 | 53329.1301
Commercial_Other Health_Existing_Space Heating_Natural Gas_Boiler_E4_Baseline Forecast | Commercial | Other Health | Existing | Space Heating | Natural Gas | Boiler | E4 |  | Baseline Forecast | 0 | 0 | 0 | 0 | 0 | 0 | 0 | 0 | 0 | 0 | 0 | 0 | 0 | 0 | 0 | 0 | 0 | 0 | 0 | 0 | 0 | 0 | 0 | 0 | 0 | 0 | 0 | 0 | 0 | 0 | 0 | 0 | 0
Commercial_Other Health_Existing_Space Heating_Natural Gas_Boiler_E5_Baseline Forecast | Commercial | Other Health | Existing | Space Heating | Natural Gas | Boiler | E5 |  | Baseline Forecast | 0 | 0 | 0 | 0 | 0 | 0 | 0 | 0 | 0 | 0 | 0 | 0 | 0 | 0 | 0 | 0 | 0 | 0 | 0 | 0 | 0 | 0 | 0 | 0 | 0 | 0 | 0 | 0 | 0 | 0 | 0 | 0 | 0
Commercial_Other Health_Existing_Space Heating_Natural Gas_Boiler_E6_Baseline Forecast | Commercial | Other Health | Existing | Space Heating | Natural Gas | Boiler | E6 |  | Baseline Forecast | 0 | 0 | 0 | 0 | 0 | 0 | 0 | 0 | 0 | 0 | 0 | 0 | 0 | 0 | 0 | 0 | 0 | 0 | 0 | 0 | 0 | 0 | 0 | 0 | 0 | 0 | 0 | 0 | 0 | 0 | 0 | 0 | 0
Commercial_Other Health_Existing_Space Heating_Natural Gas_Boiler_E7_Baseline Forecast | Commercial | Other Health | Existing | Space Heating | Natural Gas | Boiler | E7 |  | Baseline Forecast | 0 | 0 | 0 | 0 | 0 | 0 | 0 | 0 | 0 | 0 | 0 | 0 | 0 | 0 | 0 | 0 | 0 | 0 | 0 | 0 | 0 | 0 | 0 | 0 | 0 | 0 | 0 | 0 | 0 | 0 | 0 | 0 | 0
Commercial_Other Health_Existing_Space Heating_Natural Gas_Boiler_E8_Baseline Forecast | Commercial | Other Health | Existing | Space Heating | Natural Gas | Boiler | E8 |  | Baseline Forecast | 0 | 0 | 0 | 0 | 0 | 0 | 0 | 0 | 0 | 0 | 0 | 0 | 0 | 0 | 0 | 0 | 0 | 0 | 0 | 0 | 0 | 0 | 0 | 0 | 0 | 0 | 0 | 0 | 0 | 0 | 0 | 0 | 0
Commercial_Other Health_Existing_Space Heating_Natural Gas_Boiler_E9_Baseline Forecast | Commercial | Other Health | Existing | Space Heating | Natural Gas | Boiler | E9 |  | Baseline Forecast | 0 | 0 | 0 | 0 | 0 | 0 | 0 | 0 | 0 | 0 | 0 | 0 | 0 | 0 | 0 | 0 | 0 | 0 | 0 | 0 | 0 | 0 | 0 | 0 | 0 | 0 | 0 | 0 | 0 | 0 | 0 | 0 | 0
Commercial_Other Health_Existing_Space Heating_Natural Gas_Boiler_E10_Baseline Forecast | Commercial | Other Health | Existing | Space Heating | Natural Gas | Boiler | E10 |  | Baseline Forecast | 0 | 0 | 0 | 0 | 0 | 0 | 0 | 0 | 0 | 0 | 0 | 0 | 0 | 0 | 0 | 0 | 0 | 0 | 0 | 0 | 0 | 0 | 0 | 0 | 0 | 0 | 0 | 0 | 0 | 0 | 0 | 0 | 0
Commercial_Other Health_Existing_Space Heating_Natural Gas_Unit Heater_E1_Baseline Forecast | Commercial | Other Health | Existing | Space Heating | Natural Gas | Unit Heater | E1 |  | Baseline Forecast | 0 | 0 | 0 | 0 | 0 | 0 | 0 | 0 | 0 | 0 | 0 | 0 | 0 | 0 | 0 | 0 | 0 | 0 | 0 | 0 | 0 | 0 | 0 | 0 | 0 | 0 | 0 | 0 | 0 | 0 | 0 | 0 | 0
Commercial_Other Health_Existing_Space Heating_Natural Gas_Unit Heater_E2_Baseline Forecast | Commercial | Other Health | Existing | Space Heating | Natural Gas | Unit Heater | E2 |  | Baseline Forecast | 0 | 0 | 0 | 0 | 0 | 0 | 0 | 0 | 0 | 0 | 0 | 0 | 0 | 0 | 0 | 0 | 0 | 0 | 0 | 0 | 0 | 0 | 0 | 0 | 0 | 0 | 0 | 0 | 0 | 0 | 0 | 0 | 0
Commercial_Other Health_Existing_Space Heating_Natural Gas_Unit Heater_E3_Baseline Forecast | Commercial | Other Health | Existing | Space Heating | Natural Gas | Unit Heater | E3 |  | Baseline Forecast | 0 | 0 | 0 | 0 | 0 | 0 | 0 | 0 | 0 | 0 | 0 | 0 | 0 | 0 | 0 | 0 | 0 | 0 | 0 | 0 | 0 | 0 | 0 | 0 | 0 | 0 | 0 | 0 | 0 | 0 | 0 | 0 | 0
Commercial_Other Health_Existing_Space Heating_Natural Gas_Unit Heater_E4_Baseline Forecast | Commercial | Other Health | Existing | Space Heating | Natural Gas | Unit Heater | E4 |  | Baseline Forecast | 0 | 0 | 0 | 0 | 0 | 0 | 0 | 0 | 0 | 0 | 0 | 0 | 0 | 0 | 0 | 0 | 0 | 0 | 0 | 0 | 0 | 0 | 0 | 0 | 0 | 0 | 0 | 0 | 0 | 0 | 0 | 0 | 0
Commercial_Other Health_Existing_Space Heating_Natural Gas_Unit Heater_E5_Baseline Forecast | Commercial | Other Health | Existing | Space Heating | Natural Gas | Unit Heater | E5 |  | Baseline Forecast | 0 | 0 | 0 | 0 | 0 | 0 | 0 | 0 | 0 | 0 | 0 | 0 | 0 | 0 | 0 | 0 | 0 | 0 | 0 | 0 | 0 | 0 | 0 | 0 | 0 | 0 | 0 | 0 | 0 | 0 | 0 | 0 | 0
Commercial_Other Health_Existing_Space Heating_Natural Gas_Unit Heater_E6_Baseline Forecast | Commercial | Other Health | Existing | Space Heating | Natural Gas | Unit Heater | E6 |  | Baseline Forecast | 0 | 0 | 0 | 0 | 0 | 0 | 0 | 0 | 0 | 0 | 0 | 0 | 0 | 0 | 0 | 0 | 0 | 0 | 0 | 0 | 0 | 0 | 0 | 0 | 0 | 0 | 0 | 0 | 0 | 0 | 0 | 0 | 0
Commercial_Other Health_Existing_Space Heating_Natural Gas_Unit Heater_E7_Baseline Forecast | Commercial | Other Health | Existing | Space Heating | Natural Gas | Unit Heater | E7 |  | Baseline Forecast | 0 | 0 | 0 | 0 | 0 | 0 | 0 | 0 | 0 | 0 | 0 | 0 | 0 | 0 | 0 | 0 | 0 | 0 | 0 | 0 | 0 | 0 | 0 | 0 | 0 | 0 | 0 | 0 | 0 | 0 | 0 | 0 | 0
Commercial_Other Health_Existing_Space Heating_Natural Gas_Unit Heater_E8_Baseline Forecast | Commercial | Other Health | Existing | Space Heating | Natural Gas | Unit Heater | E8 |  | Baseline Forecast | 0 | 0 | 0 | 0 | 0 | 0 | 0 | 0 | 0 | 0 | 0 | 0 | 0 | 0 | 0 | 0 | 0 | 0 | 0 | 0 | 0 | 0 | 0 | 0 | 0 | 0 | 0 | 0 | 0 | 0 | 0 | 0 | 0
Commercial_Other Health_Existing_Space Heating_Natural Gas_Unit Heater_E9_Baseline Forecast | Commercial | Other Health | Existing | Space Heating | Natural Gas | Unit Heater | E9 |  | Baseline Forecast | 0 | 0 | 0 | 0 | 0 | 0 | 0 | 0 | 0 | 0 | 0 | 0 | 0 | 0 | 0 | 0 | 0 | 0 | 0 | 0 | 0 | 0 | 0 | 0 | 0 | 0 | 0 | 0 | 0 | 0 | 0 | 0 | 0
Commercial_Other Health_Existing_Space Heating_Natural Gas_Unit Heater_E10_Baseline Forecast | Commercial | Other Health | Existing | Space Heating | Natural Gas | Unit Heater | E10 |  | Baseline Forecast | 0 | 0 | 0 | 0 | 0 | 0 | 0 | 0 | 0 | 0 | 0 | 0 | 0 | 0 | 0 | 0 | 0 | 0 | 0 | 0 | 0 | 0 | 0 | 0 | 0 | 0 | 0 | 0 | 0 | 0 | 0 | 0 | 0
Commercial_Other Health_Existing_Water Heating_Natural Gas_Water Heater_E1_Baseline Forecast | Commercial | Other Health | Existing | Water Heating | Natural Gas | Water Heater | E1 |  | Baseline Forecast | 0 | 6521.8187 | 8434.9918 | 9930.2392 | 14935.0062 | 12126.0717 | 12885.4901 | 13487.0679 | 13961.3451 | 14333.4443 | 12715.1371 | 11801.4351 | 11372.7896 | 12008.1256 | 11966.1122 | 13733.0092 | 14105.5023 | 14396.6936 | 15581.7787 | 14233.0683 | 13883.2334 | 13479.5029 | 13249.7078 | 13032.1583 | 12698.4845 | 12683.9676 | 12852.6307 | 13490.9133 | 13562.746 | 14012.0231 | 13936.3374 | 13809.7294 | 16049.551
Commercial_Other Health_Existing_Water Heating_Natural Gas_Water Heater_E2_Baseline Forecast | Commercial | Other Health | Existing | Water Heating | Natural Gas | Water Heater | E2 |  | Baseline Forecast | 0 | 59005.3534 | 76314.7119 | 89842.374 | 135121.8464 | 109708.7669 | 116580.3159 | 122023.7087 | 126315.5585 | 129682.935 | 115041.8729 | 106775.6157 | 102897.9591 | 108646.947 | 108267.4144 | 124254.6905 | 127625.6637 | 130261.1037 | 140984.5758 | 128782.1778 | 125617.579 | 121965.2987 | 119886.7202 | 117918.9266 | 114900.2948 | 114769.4098 | 116295.9622 | 122071.7897 | 122722.059 | 126787.5775 | 126102.8745 | 124957.3532 | 145224.3815
Commercial_Other Health_Existing_Water Heating_Natural Gas_Water Heater_E3_Baseline Forecast | Commercial | Other Health | Existing | Water Heating | Natural Gas | Water Heater | E3 |  | Baseline Forecast | 0 | 0 | 0 | 0 | 0 | 0 | 0 | 0 | 0 | 0 | 0 | 0 | 0 | 0 | 0 | 0 | 0 | 0 | 0 | 0 | 0 | 0 | 0 | 0 | 0 | 0 | 0 | 0 | 0 | 0 | 0 | 0 | 0
Commercial_Other Health_Existing_Water Heating_Natural Gas_Water Heater_E4_Baseline Forecast | Commercial | Other Health | Existing | Water Heating | Natural Gas | Water Heater | E4 |  | Baseline Forecast | 0 | 0 | 0 | 0 | 0 | 0 | 0 | 0 | 0 | 0 | 0 | 0 | 0 | 0 | 0 | 0 | 0 | 0 | 0 | 0 | 0 | 0 | 0 | 0 | 0 | 0 | 0 | 0 | 0 | 0 | 0 | 0 | 0
Commercial_Other Health_Existing_Water Heating_Natural Gas_Water Heater_E5_Baseline Forecast | Commercial | Other Health | Existing | Water Heating | Natural Gas | Water Heater | E5 |  | Baseline Forecast | 0 | 0 | 0 | 0 | 0 | 0 | 0 | 0 | 0 | 0 | 0 | 0 | 0 | 0 | 0 | 0 | 0 | 0 | 0 | 0 | 0 | 0 | 0 | 0 | 0 | 0 | 0 | 0 | 0 | 0 | 0 | 0 | 0
Commercial_Other Health_Existing_Water Heating_Natural Gas_Water Heater_E6_Baseline Forecast | Commercial | Other Health | Existing | Water Heating | Natural Gas | Water Heater | E6 |  | Baseline Forecast | 0 | 0 | 0 | 0 | 0 | 0 | 0 | 0 | 0 | 0 | 0 | 0 | 0 | 0 | 0 | 0 | 0 | 0 | 0 | 0 | 0 | 0 | 0 | 0 | 0 | 0 | 0 | 0 | 0 | 0 | 0 | 0 | 0
Commercial_Other Health_Existing_Water Heating_Natural Gas_Water Heater_E7_Baseline Forecast | Commercial | Other Health | Existing | Water Heating | Natural Gas | Water Heater | E7 |  | Baseline Forecast | 0 | 0 | 0 | 0 | 0 | 0 | 0 | 0 | 0 | 0 | 0 | 0 | 0 | 0 | 0 | 0 | 0 | 0 | 0 | 0 | 0 | 0 | 0 | 0 | 0 | 0 | 0 | 0 | 0 | 0 | 0 | 0 | 0
Commercial_Other Health_Existing_Water Heating_Natural Gas_Water Heater_E8_Baseline Forecast | Commercial | Other Health | Existing | Water Heating | Natural Gas | Water Heater | E8 |  | Baseline Forecast | 0 | 0 | 0 | 0 | 0 | 0 | 0 | 0 | 0 | 0 | 0 | 0 | 0 | 0 | 0 | 0 | 0 | 0 | 0 | 0 | 0 | 0 | 0 | 0 | 0 | 0 | 0 | 0 | 0 | 0 | 0 | 0 | 0
Commercial_Other Health_Existing_Water Heating_Natural Gas_Water Heater_E9_Baseline Forecast | Commercial | Other Health | Existing | Water Heating | Natural Gas | Water Heater | E9 |  | Baseline Forecast | 0 | 0 | 0 | 0 | 0 | 0 | 0 | 0 | 0 | 0 | 0 | 0 | 0 | 0 | 0 | 0 | 0 | 0 | 0 | 0 | 0 | 0 | 0 | 0 | 0 | 0 | 0 | 0 | 0 | 0 | 0 | 0 | 0
Commercial_Other Health_Existing_Water Heating_Natural Gas_Water Heater_E10_Baseline Forecast | Commercial | Other Health | Existing | Water Heating | Natural Gas | Water Heater | E10 |  | Baseline Forecast | 0 | 0 | 0 | 0 | 0 | 0 | 0 | 0 | 0 | 0 | 0 | 0 | 0 | 0 | 0 | 0 | 0 | 0 | 0 | 0 | 0 | 0 | 0 | 0 | 0 | 0 | 0 | 0 | 0 | 0 | 0 | 0 | 0
Commercial_Other Health_Existing_Food Preparation_Natural Gas_Oven_E1_Baseline Forecast | Commercial | Other Health | Existing | Food Preparation | Natural Gas | Oven | E1 |  | Baseline Forecast | 0 | 756.6012 | 815.0773 | 862.4858 | 1220.9137 | 939.3816 | 966.1818 | 988.2405 | 1005.9429 | 1020.1543 | 970.1586 | 938.4957 | 920.2293 | 962.7449 | 952.4454 | 948.2931 | 1150.0385 | 1135.6293 | 1123.1494 | 1186.3768 | 1063.9987 | 1041.5069 | 1028.4458 | 1014.7615 | 1001.8743 | 1006.8971 | 1013.6738 | 1020.9773 | 1053.7567 | 1047.1312 | 1039.8373 | 1086.995 | 1242.9672
Commercial_Other Health_Existing_Food Preparation_Natural Gas_Oven_E2_Baseline Forecast | Commercial | Other Health | Existing | Food Preparation | Natural Gas | Oven | E2 |  | Baseline Forecast | 0 | 1088.8105 | 1173.8952 | 1240.8473 | 1755.3937 | 1351.3586 | 1392.0637 | 1425.6051 | 1453.3325 | 1475.9823 | 1405.6464 | 1361.563 | 1336.9413 | 1400.7465 | 1387.6821 | 1383.5796 | 1680.3085 | 1661.8063 | 1646.1467 | 1741.6978 | 1564.538 | 1533.982 | 1517.009 | 1499.1139 | 1482.0615 | 1491.2103 | 1502.8172 | 1515.0055 | 1564.7439 | 1555.7981 | 1545.4433 | 1615.8684 | 1847.7283
Commercial_Other Health_Existing_Food Preparation_Natural Gas_Oven_E3_Baseline Forecast | Commercial | Other Health | Existing | Food Preparation | Natural Gas | Oven | E3 |  | Baseline Forecast | 0 | 0 | 0 | 0 | 0 | 0 | 0 | 0 | 0 | 0 | 0 | 0 | 0 | 0 | 0 | 0 | 0 | 0 | 0 | 0 | 0 | 0 | 0 | 0 | 0 | 0 | 0 | 0 | 0 | 0 | 0 | 0 | 0
Commercial_Other Health_Existing_Food Preparation_Natural Gas_Oven_E4_Baseline Forecast | Commercial | Other Health | Existing | Food Preparation | Natural Gas | Oven | E4 |  | Baseline Forecast | 0 | 0 | 0 | 0 | 0 | 0 | 0 | 0 | 0 | 0 | 0 | 0 | 0 | 0 | 0 | 0 | 0 | 0 | 0 | 0 | 0 | 0 | 0 | 0 | 0 | 0 | 0 | 0 | 0 | 0 | 0 | 0 | 0
Commercial_Other Health_Existing_Food Preparation_Natural Gas_Oven_E5_Baseline Forecast | Commercial | Other Health | Existing | Food Preparation | Natural Gas | Oven | E5 |  | Baseline Forecast | 0 | 0 | 0 | 0 | 0 | 0 | 0 | 0 | 0 | 0 | 0 | 0 | 0 | 0 | 0 | 0 | 0 | 0 | 0 | 0 | 0 | 0 | 0 | 0 | 0 | 0 | 0 | 0 | 0 | 0 | 0 | 0 | 0
Commercial_Other Health_Existing_Food Preparation_Natural Gas_Oven_E6_Baseline Forecast | Commercial | Other Health | Existing | Food Preparation | Natural Gas | Oven | E6 |  | Baseline Forecast | 0 | 0 | 0 | 0 | 0 | 0 | 0 | 0 | 0 | 0 | 0 | 0 | 0 | 0 | 0 | 0 | 0 | 0 | 0 | 0 | 0 | 0 | 0 | 0 | 0 | 0 | 0 | 0 | 0 | 0 | 0 | 0 | 0
Commercial_Other Health_Existing_Food Preparation_Natural Gas_Oven_E7_Baseline Forecast | Commercial | Other Health | Existing | Food Preparation | Natural Gas | Oven | E7 |  | Baseline Forecast | 0 | 0 | 0 | 0 | 0 | 0 | 0 | 0 | 0 | 0 | 0 | 0 | 0 | 0 | 0 | 0 | 0 | 0 | 0 | 0 | 0 | 0 | 0 | 0 | 0 | 0 | 0 | 0 | 0 | 0 | 0 | 0 | 0
Commercial_Other Health_Existing_Food Preparation_Natural Gas_Oven_E8_Baseline Forecast | Commercial | Other Health | Existing | Food Preparation | Natural Gas | Oven | E8 |  | Baseline Forecast | 0 | 0 | 0 | 0 | 0 | 0 | 0 | 0 | 0 | 0 | 0 | 0 | 0 | 0 | 0 | 0 | 0 | 0 | 0 | 0 | 0 | 0 | 0 | 0 | 0 | 0 | 0 | 0 | 0 | 0 | 0 | 0 | 0
Commercial_Other Health_Existing_Food Preparation_Natural Gas_Oven_E9_Baseline Forecast | Commercial | Other Health | Existing | Food Preparation | Natural Gas | Oven | E9 |  | Baseline Forecast | 0 | 0 | 0 | 0 | 0 | 0 | 0 | 0 | 0 | 0 | 0 | 0 | 0 | 0 | 0 | 0 | 0 | 0 | 0 | 0 | 0 | 0 | 0 | 0 | 0 | 0 | 0 | 0 | 0 | 0 | 0 | 0 | 0
Commercial_Other Health_Existing_Food Preparation_Natural Gas_Oven_E10_Baseline Forecast | Commercial | Other Health | Existing | Food Preparation | Natural Gas | Oven | E10 |  | Baseline Forecast | 0 | 0 | 0 | 0 | 0 | 0 | 0 | 0 | 0 | 0 | 0 | 0 | 0 | 0 | 0 | 0 | 0 | 0 | 0 | 0 | 0 | 0 | 0 | 0 | 0 | 0 | 0 | 0 | 0 | 0 | 0 | 0 | 0
Commercial_Other Health_Existing_Food Preparation_Natural Gas_Conveyor Oven_E1_Baseline Forecast | Commercial | Other Health | Existing | Food Preparation | Natural Gas | Conveyor Oven | E1 |  | Baseline Forecast | 0 | 160.2033 | 207.1422 | 243.8811 | 431.5492 | 297.7404 | 316.2557 | 330.9014 | 342.3969 | 351.3814 | 358.3529 | 363.7288 | 367.827 | 370.9101 | 373.1898 | 374.8248 | 375.9468 | 330.6877 | 303.6861 | 289.3833 | 313.9513 | 307.8809 | 346.3648 | 352.0827 | 356.4842 | 399.0271 | 354.5298 | 357.9554 | 360.5351 | 362.4379 | 363.8077 | 364.7467 | 454.2496
Commercial_Other Health_Existing_Food Preparation_Natural Gas_Conveyor Oven_E2_Baseline Forecast | Commercial | Other Health | Existing | Food Preparation | Natural Gas | Conveyor Oven | E2 |  | Baseline Forecast | 0 | 230.5898 | 298.2908 | 351.146 | 621.3557 | 428.8621 | 455.8567 | 477.2621 | 494.191 | 507.5081 | 517.9325 | 526.0455 | 532.3309 | 537.161 | 540.8149 | 543.5335 | 545.4957 | 480.1204 | 441.1771 | 420.6381 | 456.5855 | 447.9816 | 504.1976 | 512.7429 | 519.3459 | 581.5098 | 516.8116 | 521.9339 | 525.7964 | 528.6544 | 530.6976 | 532.0976 | 662.6657
Commercial_Other Health_Existing_Food Preparation_Natural Gas_Conveyor Oven_E3_Baseline Forecast | Commercial | Other Health | Existing | Food Preparation | Natural Gas | Conveyor Oven | E3 |  | Baseline Forecast | 0 | 0 | 0 | 0 | 0 | 0 | 0 | 0 | 0 | 0 | 0 | 0 | 0 | 0 | 0 | 0 | 0 | 0 | 0 | 0 | 0 | 0 | 0 | 0 | 0 | 0 | 0 | 0 | 0 | 0 | 0 | 0 | 0
Commercial_Other Health_Existing_Food Preparation_Natural Gas_Conveyor Oven_E4_Baseline Forecast | Commercial | Other Health | Existing | Food Preparation | Natural Gas | Conveyor Oven | E4 |  | Baseline Forecast | 0 | 0 | 0 | 0 | 0 | 0 | 0 | 0 | 0 | 0 | 0 | 0 | 0 | 0 | 0 | 0 | 0 | 0 | 0 | 0 | 0 | 0 | 0 | 0 | 0 | 0 | 0 | 0 | 0 | 0 | 0 | 0 | 0
Commercial_Other Health_Existing_Food Preparation_Natural Gas_Conveyor Oven_E5_Baseline Forecast | Commercial | Other Health | Existing | Food Preparation | Natural Gas | Conveyor Oven | E5 |  | Baseline Forecast | 0 | 0 | 0 | 0 | 0 | 0 | 0 | 0 | 0 | 0 | 0 | 0 | 0 | 0 | 0 | 0 | 0 | 0 | 0 | 0 | 0 | 0 | 0 | 0 | 0 | 0 | 0 | 0 | 0 | 0 | 0 | 0 | 0
Commercial_Other Health_Existing_Food Preparation_Natural Gas_Conveyor Oven_E6_Baseline Forecast | Commercial | Other Health | Existing | Food Preparation | Natural Gas | Conveyor Oven | E6 |  | Baseline Forecast | 0 | 0 | 0 | 0 | 0 | 0 | 0 | 0 | 0 | 0 | 0 | 0 | 0 | 0 | 0 | 0 | 0 | 0 | 0 | 0 | 0 | 0 | 0 | 0 | 0 | 0 | 0 | 0 | 0 | 0 | 0 | 0 | 0
Commercial_Other Health_Existing_Food Preparation_Natural Gas_Conveyor Oven_E7_Baseline Forecast | Commercial | Other Health | Existing | Food Preparation | Natural Gas | Conveyor Oven | E7 |  | Baseline Forecast | 0 | 0 | 0 | 0 | 0 | 0 | 0 | 0 | 0 | 0 | 0 | 0 | 0 | 0 | 0 | 0 | 0 | 0 | 0 | 0 | 0 | 0 | 0 | 0 | 0 | 0 | 0 | 0 | 0 | 0 | 0 | 0 | 0
Commercial_Other Health_Existing_Food Preparation_Natural Gas_Conveyor Oven_E8_Baseline Forecast | Commercial | Other Health | Existing | Food Preparation | Natural Gas | Conveyor Oven | E8 |  | Baseline Forecast | 0 | 0 | 0 | 0 | 0 | 0 | 0 | 0 | 0 | 0 | 0 | 0 | 0 | 0 | 0 | 0 | 0 | 0 | 0 | 0 | 0 | 0 | 0 | 0 | 0 | 0 | 0 | 0 | 0 | 0 | 0 | 0 | 0
Commercial_Other Health_Existing_Food Preparation_Natural Gas_Conveyor Oven_E9_Baseline Forecast | Commercial | Other Health | Existing | Food Preparation | Natural Gas | Conveyor Oven | E9 |  | Baseline Forecast | 0 | 0 | 0 | 0 | 0 | 0 | 0 | 0 | 0 | 0 | 0 | 0 | 0 | 0 | 0 | 0 | 0 | 0 | 0 | 0 | 0 | 0 | 0 | 0 | 0 | 0 | 0 | 0 | 0 | 0 | 0 | 0 | 0
Commercial_Other Health_Existing_Food Preparation_Natural Gas_Conveyor Oven_E10_Baseline Forecast | Commercial | Other Health | Existing | Food Preparation | Natural Gas | Conveyor Oven | E10 |  | Baseline Forecast | 0 | 0 | 0 | 0 | 0 | 0 | 0 | 0 | 0 | 0 | 0 | 0 | 0 | 0 | 0 | 0 | 0 | 0 | 0 | 0 | 0 | 0 | 0 | 0 | 0 | 0 | 0 | 0 | 0 | 0 | 0 | 0 | 0
Commercial_Other Health_Existing_Food Preparation_Natural Gas_Double Rack Oven_E1_Baseline Forecast | Commercial | Other Health | Existing | Food Preparation | Natural Gas | Double Rack Oven | E1 |  | Baseline Forecast | 0 | 226.9477 | 293.3153 | 345.5372 | 546.0822 | 421.8686 | 447.739 | 468.1801 | 484.0671 | 496.4057 | 505.8838 | 513.1257 | 452.9284 | 417.8615 | 400.1678 | 424.5306 | 419.9878 | 477.8028 | 488.3061 | 496.3571 | 541.668 | 499.2357 | 504.1877 | 495.1398 | 480.1202 | 463.9124 | 455.0533 | 446.6241 | 434.3554 | 432.9262 | 437.7943 | 461.1074 | 552.0514
Commercial_Other Health_Existing_Food Preparation_Natural Gas_Double Rack Oven_E2_Baseline Forecast | Commercial | Other Health | Existing | Food Preparation | Natural Gas | Double Rack Oven | E2 |  | Baseline Forecast | 0 | 326.6758 | 422.7148 | 497.4178 | 785.6613 | 607.485 | 646.0868 | 676.7182 | 701.0991 | 720.3544 | 735.5205 | 747.3878 | 660.953 | 610.9552 | 586.1649 | 623.0102 | 617.4861 | 703.8699 | 720.7916 | 734.1758 | 802.7482 | 741.2845 | 749.9088 | 737.6894 | 716.3424 | 693.013 | 680.5349 | 668.5646 | 650.6809 | 648.9318 | 656.4439 | 691.552 | 827.9466
Commercial_Other Health_Existing_Food Preparation_Natural Gas_Double Rack Oven_E3_Baseline Forecast | Commercial | Other Health | Existing | Food Preparation | Natural Gas | Double Rack Oven | E3 |  | Baseline Forecast | 0 | 0 | 0 | 0 | 0 | 0 | 0 | 0 | 0 | 0 | 0 | 0 | 0 | 0 | 0 | 0 | 0 | 0 | 0 | 0 | 0 | 0 | 0 | 0 | 0 | 0 | 0 | 0 | 0 | 0 | 0 | 0 | 0
Commercial_Other Health_Existing_Food Preparation_Natural Gas_Double Rack Oven_E4_Baseline Forecast | Commercial | Other Health | Existing | Food Preparation | Natural Gas | Double Rack Oven | E4 |  | Baseline Forecast | 0 | 0 | 0 | 0 | 0 | 0 | 0 | 0 | 0 | 0 | 0 | 0 | 0 | 0 | 0 | 0 | 0 | 0 | 0 | 0 | 0 | 0 | 0 | 0 | 0 | 0 | 0 | 0 | 0 | 0 | 0 | 0 | 0
Commercial_Other Health_Existing_Food Preparation_Natural Gas_Double Rack Oven_E5_Baseline Forecast | Commercial | Other Health | Existing | Food Preparation | Natural Gas | Double Rack Oven | E5 |  | Baseline Forecast | 0 | 0 | 0 | 0 | 0 | 0 | 0 | 0 | 0 | 0 | 0 | 0 | 0 | 0 | 0 | 0 | 0 | 0 | 0 | 0 | 0 | 0 | 0 | 0 | 0 | 0 | 0 | 0 | 0 | 0 | 0 | 0 | 0
Commercial_Other Health_Existing_Food Preparation_Natural Gas_Double Rack Oven_E6_Baseline Forecast | Commercial | Other Health | Existing | Food Preparation | Natural Gas | Double Rack Oven | E6 |  | Baseline Forecast | 0 | 0 | 0 | 0 | 0 | 0 | 0 | 0 | 0 | 0 | 0 | 0 | 0 | 0 | 0 | 0 | 0 | 0 | 0 | 0 | 0 | 0 | 0 | 0 | 0 | 0 | 0 | 0 | 0 | 0 | 0 | 0 | 0
Commercial_Other Health_Existing_Food Preparation_Natural Gas_Double Rack Oven_E7_Baseline Forecast | Commercial | Other Health | Existing | Food Preparation | Natural Gas | Double Rack Oven | E7 |  | Baseline Forecast | 0 | 0 | 0 | 0 | 0 | 0 | 0 | 0 | 0 | 0 | 0 | 0 | 0 | 0 | 0 | 0 | 0 | 0 | 0 | 0 | 0 | 0 | 0 | 0 | 0 | 0 | 0 | 0 | 0 | 0 | 0 | 0 | 0
Commercial_Other Health_Existing_Food Preparation_Natural Gas_Double Rack Oven_E8_Baseline Forecast | Commercial | Other Health | Existing | Food Preparation | Natural Gas | Double Rack Oven | E8 |  | Baseline Forecast | 0 | 0 | 0 | 0 | 0 | 0 | 0 | 0 | 0 | 0 | 0 | 0 | 0 | 0 | 0 | 0 | 0 | 0 | 0 | 0 | 0 | 0 | 0 | 0 | 0 | 0 | 0 | 0 | 0 | 0 | 0 | 0 | 0
Commercial_Other Health_Existing_Food Preparation_Natural Gas_Double Rack Oven_E9_Baseline Forecast | Commercial | Other Health | Existing | Food Preparation | Natural Gas | Double Rack Oven | E9 |  | Baseline Forecast | 0 | 0 | 0 | 0 | 0 | 0 | 0 | 0 | 0 | 0 | 0 | 0 | 0 | 0 | 0 | 0 | 0 | 0 | 0 | 0 | 0 | 0 | 0 | 0 | 0 | 0 | 0 | 0 | 0 | 0 | 0 | 0 | 0
Commercial_Other Health_Existing_Food Preparation_Natural Gas_Double Rack Oven_E10_Baseline Forecast | Commercial | Other Health | Existing | Food Preparation | Natural Gas | Double Rack Oven | E10 |  | Baseline Forecast | 0 | 0 | 0 | 0 | 0 | 0 | 0 | 0 | 0 | 0 | 0 | 0 | 0 | 0 | 0 | 0 | 0 | 0 | 0 | 0 | 0 | 0 | 0 | 0 | 0 | 0 | 0 | 0 | 0 | 0 | 0 | 0 | 0
Commercial_Other Health_Existing_Food Preparation_Natural Gas_Fryer_E1_Baseline Forecast | Commercial | Other Health | Existing | Food Preparation | Natural Gas | Fryer | E1 |  | Baseline Forecast | 0 | 0 | 0 | 0 | 0 | 0 | 0 | 0 | 0 | 0 | 0 | 0 | 0 | 0 | 0 | 0 | 0 | 0 | 0 | 0 | 0 | 0 | 0 | 0 | 0 | 0 | 0 | 0 | 0 | 0 | 0 | 0 | 0
Commercial_Other Health_Existing_Food Preparation_Natural Gas_Fryer_E2_Baseline Forecast | Commercial | Other Health | Existing | Food Preparation | Natural Gas | Fryer | E2 |  | Baseline Forecast | 0 | 0 | 0 | 6912.2859 | 28237.467 | 29229.3292 | 37082.4586 | 43327.3328 | 48286.3324 | 38549.0731 | 30774.944 | 25929.6932 | 26249.5424 | 26703.8334 | 28613.2128 | 31366.8862 | 36306.7402 | 42006.6551 | 39865.9439 | 38955.7009 | 37885.9736 | 36796.3105 | 32551.8898 | 30201.0678 | 30040.3798 | 32350.9309 | 33807.9967 | 35163.0669 | 36249.742 | 37461.6135 | 37789.0315 | 35586.2413 | 39196.2899
Commercial_Other Health_Existing_Food Preparation_Natural Gas_Fryer_E3_Baseline Forecast | Commercial | Other Health | Existing | Food Preparation | Natural Gas | Fryer | E3 |  | Baseline Forecast | 0 | 0 | 0 | 0 | 0 | 0 | 0 | 0 | 0 | 0 | 0 | 0 | 0 | 0 | 0 | 0 | 0 | 0 | 0 | 0 | 0 | 0 | 0 | 0 | 0 | 0 | 0 | 0 | 0 | 0 | 0 | 0 | 0
Commercial_Other Health_Existing_Food Preparation_Natural Gas_Fryer_E4_Baseline Forecast | Commercial | Other Health | Existing | Food Preparation | Natural Gas | Fryer | E4 |  | Baseline Forecast | 0 | 0 | 0 | 0 | 0 | 0 | 0 | 0 | 0 | 0 | 0 | 0 | 0 | 0 | 0 | 0 | 0 | 0 | 0 | 0 | 0 | 0 | 0 | 0 | 0 | 0 | 0 | 0 | 0 | 0 | 0 | 0 | 0
Commercial_Other Health_Existing_Food Preparation_Natural Gas_Fryer_E5_Baseline Forecast | Commercial | Other Health | Existing | Food Preparation | Natural Gas | Fryer | E5 |  | Baseline Forecast | 0 | 0 | 0 | 0 | 0 | 0 | 0 | 0 | 0 | 0 | 0 | 0 | 0 | 0 | 0 | 0 | 0 | 0 | 0 | 0 | 0 | 0 | 0 | 0 | 0 | 0 | 0 | 0 | 0 | 0 | 0 | 0 | 0
Commercial_Other Health_Existing_Food Preparation_Natural Gas_Fryer_E6_Baseline Forecast | Commercial | Other Health | Existing | Food Preparation | Natural Gas | Fryer | E6 |  | Baseline Forecast | 0 | 0 | 0 | 0 | 0 | 0 | 0 | 0 | 0 | 0 | 0 | 0 | 0 | 0 | 0 | 0 | 0 | 0 | 0 | 0 | 0 | 0 | 0 | 0 | 0 | 0 | 0 | 0 | 0 | 0 | 0 | 0 | 0
Commercial_Other Health_Existing_Food Preparation_Natural Gas_Fryer_E7_Baseline Forecast | Commercial | Other Health | Existing | Food Preparation | Natural Gas | Fryer | E7 |  | Baseline Forecast | 0 | 0 | 0 | 0 | 0 | 0 | 0 | 0 | 0 | 0 | 0 | 0 | 0 | 0 | 0 | 0 | 0 | 0 | 0 | 0 | 0 | 0 | 0 | 0 | 0 | 0 | 0 | 0 | 0 | 0 | 0 | 0 | 0
Commercial_Other Health_Existing_Food Preparation_Natural Gas_Fryer_E8_Baseline Forecast | Commercial | Other Health | Existing | Food Preparation | Natural Gas | Fryer | E8 |  | Baseline Forecast | 0 | 0 | 0 | 0 | 0 | 0 | 0 | 0 | 0 | 0 | 0 | 0 | 0 | 0 | 0 | 0 | 0 | 0 | 0 | 0 | 0 | 0 | 0 | 0 | 0 | 0 | 0 | 0 | 0 | 0 | 0 | 0 | 0
Commercial_Other Health_Existing_Food Preparation_Natural Gas_Fryer_E9_Baseline Forecast | Commercial | Other Health | Existing | Food Preparation | Natural Gas | Fryer | E9 |  | Baseline Forecast | 0 | 0 | 0 | 0 | 0 | 0 | 0 | 0 | 0 | 0 | 0 | 0 | 0 | 0 | 0 | 0 | 0 | 0 | 0 | 0 | 0 | 0 | 0 | 0 | 0 | 0 | 0 | 0 | 0 | 0 | 0 | 0 | 0
Commercial_Other Health_Existing_Food Preparation_Natural Gas_Fryer_E10_Baseline Forecast | Commercial | Other Health | Existing | Food Preparation | Natural Gas | Fryer | E10 |  | Baseline Forecast | 0 | 0 | 0 | 0 | 0 | 0 | 0 | 0 | 0 | 0 | 0 | 0 | 0 | 0 | 0 | 0 | 0 | 0 | 0 | 0 | 0 | 0 | 0 | 0 | 0 | 0 | 0 | 0 | 0 | 0 | 0 | 0 | 0
Commercial_Other Health_Existing_Food Preparation_Natural Gas_Broiler_E1_Baseline Forecast | Commercial | Other Health | Existing | Food Preparation | Natural Gas | Broiler | E1 |  | Baseline Forecast | 0 | 2135.1769 | 2760.8098 | 3250.993 | 5136.7288 | 3969.6054 | 4216.3068 | 4411.5482 | 4564.6783 | 4684.3773 | 4777.2282 | 4848.8436 | 4283.0018 | 3954.229 | 3789.3889 | 4022.8756 | 3982.5689 | 4534.1152 | 4637.2546 | 4717.2981 | 5151.6313 | 4751.4598 | 4801.6198 | 4718.3989 | 4577.7206 | 4425.2127 | 4342.5023 | 4263.5721 | 4147.5946 | 4134.8765 | 4181.8811 | 4404.9311 | 5273.7144
Commercial_Other Health_Existing_Food Preparation_Natural Gas_Broiler_E2_Baseline Forecast | Commercial | Other Health | Existing | Food Preparation | Natural Gas | Broiler | E2 |  | Baseline Forecast | 0 | 750.3758 | 971.2258 | 1142.591 | 1804.4794 | 1395.5102 | 1484.8458 | 1555.8006 | 1612.5516 | 1657.5241 | 1693.1218 | 1721.1055 | 1522.6828 | 1408.0885 | 1351.4966 | 1437.0339 | 1424.8705 | 1624.906 | 1664.7091 | 1696.3885 | 1855.6288 | 1714.2818 | 1734.8832 | 1707.2561 | 1658.3876 | 1604.8223 | 1576.3212 | 1548.9267 | 1507.7461 | 1503.8985 | 1521.4206 | 1602.8694 | 1919.0029
Commercial_Other Health_Existing_Food Preparation_Natural Gas_Broiler_E3_Baseline Forecast | Commercial | Other Health | Existing | Food Preparation | Natural Gas | Broiler | E3 |  | Baseline Forecast | 0 | 0 | 0 | 0 | 0 | 0 | 0 | 0 | 0 | 0 | 0 | 0 | 0 | 0 | 0 | 0 | 0 | 0 | 0 | 0 | 0 | 0 | 0 | 0 | 0 | 0 | 0 | 0 | 0 | 0 | 0 | 0 | 0
Commercial_Other Health_Existing_Food Preparation_Natural Gas_Broiler_E4_Baseline Forecast | Commercial | Other Health | Existing | Food Preparation | Natural Gas | Broiler | E4 |  | Baseline Forecast | 0 | 0 | 0 | 0 | 0 | 0 | 0 | 0 | 0 | 0 | 0 | 0 | 0 | 0 | 0 | 0 | 0 | 0 | 0 | 0 | 0 | 0 | 0 | 0 | 0 | 0 | 0 | 0 | 0 | 0 | 0 | 0 | 0
Commercial_Other Health_Existing_Food Preparation_Natural Gas_Broiler_E5_Baseline Forecast | Commercial | Other Health | Existing | Food Preparation | Natural Gas | Broiler | E5 |  | Baseline Forecast | 0 | 0 | 0 | 0 | 0 | 0 | 0 | 0 | 0 | 0 | 0 | 0 | 0 | 0 | 0 | 0 | 0 | 0 | 0 | 0 | 0 | 0 | 0 | 0 | 0 | 0 | 0 | 0 | 0 | 0 | 0 | 0 | 0
Commercial_Other Health_Existing_Food Preparation_Natural Gas_Broiler_E6_Baseline Forecast | Commercial | Other Health | Existing | Food Preparation | Natural Gas | Broiler | E6 |  | Baseline Forecast | 0 | 0 | 0 | 0 | 0 | 0 | 0 | 0 | 0 | 0 | 0 | 0 | 0 | 0 | 0 | 0 | 0 | 0 | 0 | 0 | 0 | 0 | 0 | 0 | 0 | 0 | 0 | 0 | 0 | 0 | 0 | 0 | 0
Commercial_Other Health_Existing_Food Preparation_Natural Gas_Broiler_E7_Baseline Forecast | Commercial | Other Health | Existing | Food Preparation | Natural Gas | Broiler | E7 |  | Baseline Forecast | 0 | 0 | 0 | 0 | 0 | 0 | 0 | 0 | 0 | 0 | 0 | 0 | 0 | 0 | 0 | 0 | 0 | 0 | 0 | 0 | 0 | 0 | 0 | 0 | 0 | 0 | 0 | 0 | 0 | 0 | 0 | 0 | 0
Commercial_Other Health_Existing_Food Preparation_Natural Gas_Broiler_E8_Baseline Forecast | Commercial | Other Health | Existing | Food Preparation | Natural Gas | Broiler | E8 |  | Baseline Forecast | 0 | 0 | 0 | 0 | 0 | 0 | 0 | 0 | 0 | 0 | 0 | 0 | 0 | 0 | 0 | 0 | 0 | 0 | 0 | 0 | 0 | 0 | 0 | 0 | 0 | 0 | 0 | 0 | 0 | 0 | 0 | 0 | 0
Commercial_Other Health_Existing_Food Preparation_Natural Gas_Broiler_E9_Baseline Forecast | Commercial | Other Health | Existing | Food Preparation | Natural Gas | Broiler | E9 |  | Baseline Forecast | 0 | 0 | 0 | 0 | 0 | 0 | 0 | 0 | 0 | 0 | 0 | 0 | 0 | 0 | 0 | 0 | 0 | 0 | 0 | 0 | 0 | 0 | 0 | 0 | 0 | 0 | 0 | 0 | 0 | 0 | 0 | 0 | 0
Commercial_Other Health_Existing_Food Preparation_Natural Gas_Broiler_E10_Baseline Forecast | Commercial | Other Health | Existing | Food Preparation | Natural Gas | Broiler | E10 |  | Baseline Forecast | 0 | 0 | 0 | 0 | 0 | 0 | 0 | 0 | 0 | 0 | 0 | 0 | 0 | 0 | 0 | 0 | 0 | 0 | 0 | 0 | 0 | 0 | 0 | 0 | 0 | 0 | 0 | 0 | 0 | 0 | 0 | 0 | 0
Commercial_Other Health_Existing_Food Preparation_Natural Gas_Griddle_E1_Baseline Forecast | Commercial | Other Health | Existing | Food Preparation | Natural Gas | Griddle | E1 |  | Baseline Forecast | 0 | 2048.7121 | 2649.5398 | 0 | 0 | 0 | 0 | 0 | 0 | 0 | 0 | 0 | 0 | 0 | 0 | 0 | 0 | 0 | 0 | 0 | 0 | 0 | 0 | 0 | 0 | 0 | 0 | 0 | 0 | 0 | 0 | 0 | 0
Commercial_Other Health_Existing_Food Preparation_Natural Gas_Griddle_E2_Baseline Forecast | Commercial | Other Health | Existing | Food Preparation | Natural Gas | Griddle | E2 |  | Baseline Forecast | 0 | 836.8406 | 1082.4958 | 4393.5841 | 6941.2082 | 5365.1156 | 5701.1527 | 5967.3488 | 6177.2299 | 6341.9013 | 6470.3499 | 6569.9491 | 5805.6847 | 5362.3175 | 5140.8856 | 5459.9096 | 5407.4394 | 6159.0212 | 6301.9637 | 6413.6865 | 7007.2601 | 6465.7416 | 6536.503 | 6425.655 | 6236.1082 | 6030.0351 | 5918.8235 | 5812.4988 | 5655.3407 | 5638.775 | 5703.3017 | 6007.8005 | 7192.7172
Commercial_Other Health_Existing_Food Preparation_Natural Gas_Griddle_E3_Baseline Forecast | Commercial | Other Health | Existing | Food Preparation | Natural Gas | Griddle | E3 |  | Baseline Forecast | 0 | 0 | 0 | 0 | 0 | 0 | 0 | 0 | 0 | 0 | 0 | 0 | 0 | 0 | 0 | 0 | 0 | 0 | 0 | 0 | 0 | 0 | 0 | 0 | 0 | 0 | 0 | 0 | 0 | 0 | 0 | 0 | 0
Commercial_Other Health_Existing_Food Preparation_Natural Gas_Griddle_E4_Baseline Forecast | Commercial | Other Health | Existing | Food Preparation | Natural Gas | Griddle | E4 |  | Baseline Forecast | 0 | 0 | 0 | 0 | 0 | 0 | 0 | 0 | 0 | 0 | 0 | 0 | 0 | 0 | 0 | 0 | 0 | 0 | 0 | 0 | 0 | 0 | 0 | 0 | 0 | 0 | 0 | 0 | 0 | 0 | 0 | 0 | 0
Commercial_Other Health_Existing_Food Preparation_Natural Gas_Griddle_E5_Baseline Forecast | Commercial | Other Health | Existing | Food Preparation | Natural Gas | Griddle | E5 |  | Baseline Forecast | 0 | 0 | 0 | 0 | 0 | 0 | 0 | 0 | 0 | 0 | 0 | 0 | 0 | 0 | 0 | 0 | 0 | 0 | 0 | 0 | 0 | 0 | 0 | 0 | 0 | 0 | 0 | 0 | 0 | 0 | 0 | 0 | 0
Commercial_Other Health_Existing_Food Preparation_Natural Gas_Griddle_E6_Baseline Forecast | Commercial | Other Health | Existing | Food Preparation | Natural Gas | Griddle | E6 |  | Baseline Forecast | 0 | 0 | 0 | 0 | 0 | 0 | 0 | 0 | 0 | 0 | 0 | 0 | 0 | 0 | 0 | 0 | 0 | 0 | 0 | 0 | 0 | 0 | 0 | 0 | 0 | 0 | 0 | 0 | 0 | 0 | 0 | 0 | 0
Commercial_Other Health_Existing_Food Preparation_Natural Gas_Griddle_E7_Baseline Forecast | Commercial | Other Health | Existing | Food Preparation | Natural Gas | Griddle | E7 |  | Baseline Forecast | 0 | 0 | 0 | 0 | 0 | 0 | 0 | 0 | 0 | 0 | 0 | 0 | 0 | 0 | 0 | 0 | 0 | 0 | 0 | 0 | 0 | 0 | 0 | 0 | 0 | 0 | 0 | 0 | 0 | 0 | 0 | 0 | 0
Commercial_Other Health_Existing_Food Preparation_Natural Gas_Griddle_E8_Baseline Forecast | Commercial | Other Health | Existing | Food Preparation | Natural Gas | Griddle | E8 |  | Baseline Forecast | 0 | 0 | 0 | 0 | 0 | 0 | 0 | 0 | 0 | 0 | 0 | 0 | 0 | 0 | 0 | 0 | 0 | 0 | 0 | 0 | 0 | 0 | 0 | 0 | 0 | 0 | 0 | 0 | 0 | 0 | 0 | 0 | 0
Commercial_Other Health_Existing_Food Preparation_Natural Gas_Griddle_E9_Baseline Forecast | Commercial | Other Health | Existing | Food Preparation | Natural Gas | Griddle | E9 |  | Baseline Forecast | 0 | 0 | 0 | 0 | 0 | 0 | 0 | 0 | 0 | 0 | 0 | 0 | 0 | 0 | 0 | 0 | 0 | 0 | 0 | 0 | 0 | 0 | 0 | 0 | 0 | 0 | 0 | 0 | 0 | 0 | 0 | 0 | 0
Commercial_Other Health_Existing_Food Preparation_Natural Gas_Griddle_E10_Baseline Forecast | Commercial | Other Health | Existing | Food Preparation | Natural Gas | Griddle | E10 |  | Baseline Forecast | 0 | 0 | 0 | 0 | 0 | 0 | 0 | 0 | 0 | 0 | 0 | 0 | 0 | 0 | 0 | 0 | 0 | 0 | 0 | 0 | 0 | 0 | 0 | 0 | 0 | 0 | 0 | 0 | 0 | 0 | 0 | 0 | 0
Commercial_Other Health_Existing_Food Preparation_Natural Gas_Range_E1_Baseline Forecast | Commercial | Other Health | Existing | Food Preparation | Natural Gas | Range | E1 |  | Baseline Forecast | 0 | 6001.7834 | 7760.7578 | 9139.4576 | 13748.4137 | 11161.0331 | 11854.8875 | 12404.1636 | 12835.038 | 13172.0238 | 11680.3538 | 10837.2247 | 10439.7319 | 11018.7228 | 10976.1988 | 12592.3385 | 12929.1571 | 13190.8749 | 14270.912 | 13030.1703 | 12704.6918 | 12330.019 | 12115.1534 | 11911.5413 | 11602.563 | 11585.886 | 11736.8279 | 12316.8971 | 12380.2874 | 12788.5488 | 12718.476 | 12602.2718 | 14646.2539
Commercial_Other Health_Existing_Food Preparation_Natural Gas_Range_E2_Baseline Forecast | Commercial | Other Health | Existing | Food Preparation | Natural Gas | Range | E2 |  | Baseline Forecast | 0 | 8636.6093 | 11171.8378 | 13149.1694 | 19773.4227 | 16056.1679 | 17067.0276 | 17868.1632 | 18502.0141 | 19000.4056 | 16859.8262 | 15652.2053 | 15087.695 | 15934.9253 | 15883.2784 | 18233.3186 | 18732.7688 | 19124.8436 | 20705.1096 | 18918.6117 | 18458.986 | 17927.5693 | 17626.7576 | 17342.1766 | 16902.2692 | 16886.4642 | 17114.2237 | 17967.0297 | 18064.9529 | 18665.2707 | 18565.4772 | 18397.495 | 21381.4134
Commercial_Other Health_Existing_Food Preparation_Natural Gas_Range_E3_Baseline Forecast | Commercial | Other Health | Existing | Food Preparation | Natural Gas | Range | E3 |  | Baseline Forecast | 0 | 0 | 0 | 0 | 0 | 0 | 0 | 0 | 0 | 0 | 0 | 0 | 0 | 0 | 0 | 0 | 0 | 0 | 0 | 0 | 0 | 0 | 0 | 0 | 0 | 0 | 0 | 0 | 0 | 0 | 0 | 0 | 0
Commercial_Other Health_Existing_Food Preparation_Natural Gas_Range_E4_Baseline Forecast | Commercial | Other Health | Existing | Food Preparation | Natural Gas | Range | E4 |  | Baseline Forecast | 0 | 0 | 0 | 0 | 0 | 0 | 0 | 0 | 0 | 0 | 0 | 0 | 0 | 0 | 0 | 0 | 0 | 0 | 0 | 0 | 0 | 0 | 0 | 0 | 0 | 0 | 0 | 0 | 0 | 0 | 0 | 0 | 0
Commercial_Other Health_Existing_Food Preparation_Natural Gas_Range_E5_Baseline Forecast | Commercial | Other Health | Existing | Food Preparation | Natural Gas | Range | E5 |  | Baseline Forecast | 0 | 0 | 0 | 0 | 0 | 0 | 0 | 0 | 0 | 0 | 0 | 0 | 0 | 0 | 0 | 0 | 0 | 0 | 0 | 0 | 0 | 0 | 0 | 0 | 0 | 0 | 0 | 0 | 0 | 0 | 0 | 0 | 0
Commercial_Other Health_Existing_Food Preparation_Natural Gas_Range_E6_Baseline Forecast | Commercial | Other Health | Existing | Food Preparation | Natural Gas | Range | E6 |  | Baseline Forecast | 0 | 0 | 0 | 0 | 0 | 0 | 0 | 0 | 0 | 0 | 0 | 0 | 0 | 0 | 0 | 0 | 0 | 0 | 0 | 0 | 0 | 0 | 0 | 0 | 0 | 0 | 0 | 0 | 0 | 0 | 0 | 0 | 0
Commercial_Other Health_Existing_Food Preparation_Natural Gas_Range_E7_Baseline Forecast | Commercial | Other Health | Existing | Food Preparation | Natural Gas | Range | E7 |  | Baseline Forecast | 0 | 0 | 0 | 0 | 0 | 0 | 0 | 0 | 0 | 0 | 0 | 0 | 0 | 0 | 0 | 0 | 0 | 0 | 0 | 0 | 0 | 0 | 0 | 0 | 0 | 0 | 0 | 0 | 0 | 0 | 0 | 0 | 0
Commercial_Other Health_Existing_Food Preparation_Natural Gas_Range_E8_Baseline Forecast | Commercial | Other Health | Existing | Food Preparation | Natural Gas | Range | E8 |  | Baseline Forecast | 0 | 0 | 0 | 0 | 0 | 0 | 0 | 0 | 0 | 0 | 0 | 0 | 0 | 0 | 0 | 0 | 0 | 0 | 0 | 0 | 0 | 0 | 0 | 0 | 0 | 0 | 0 | 0 | 0 | 0 | 0 | 0 | 0
Commercial_Other Health_Existing_Food Preparation_Natural Gas_Range_E9_Baseline Forecast | Commercial | Other Health | Existing | Food Preparation | Natural Gas | Range | E9 |  | Baseline Forecast | 0 | 0 | 0 | 0 | 0 | 0 | 0 | 0 | 0 | 0 | 0 | 0 | 0 | 0 | 0 | 0 | 0 | 0 | 0 | 0 | 0 | 0 | 0 | 0 | 0 | 0 | 0 | 0 | 0 | 0 | 0 | 0 | 0
Commercial_Other Health_Existing_Food Preparation_Natural Gas_Range_E10_Baseline Forecast | Commercial | Other Health | Existing | Food Preparation | Natural Gas | Range | E10 |  | Baseline Forecast | 0 | 0 | 0 | 0 | 0 | 0 | 0 | 0 | 0 | 0 | 0 | 0 | 0 | 0 | 0 | 0 | 0 | 0 | 0 | 0 | 0 | 0 | 0 | 0 | 0 | 0 | 0 | 0 | 0 | 0 | 0 | 0 | 0
Commercial_Other Health_Existing_Food Preparation_Natural Gas_Steamer_E1_Baseline Forecast | Commercial | Other Health | Existing | Food Preparation | Natural Gas | Steamer | E1 |  | Baseline Forecast | 0 | 744.3925 | 841.7016 | 0 | 0 | 0 | 0 | 0 | 0 | 0 | 0 | 0 | 0 | 0 | 0 | 0 | 0 | 0 | 0 | 0 | 0 | 0 | 0 | 0 | 0 | 0 | 0 | 0 | 0 | 0 | 0 | 0 | 0
Commercial_Other Health_Existing_Food Preparation_Natural Gas_Steamer_E2_Baseline Forecast | Commercial | Other Health | Existing | Food Preparation | Natural Gas | Steamer | E2 |  | Baseline Forecast | 0 | 745.0655 | 845.9508 | 1858.9844 | 2949.6427 | 2158.4257 | 2280.3344 | 2388.1217 | 2483.112 | 2566.6358 | 2438.1347 | 2346.1845 | 2284.1172 | 2347.5034 | 2317.6945 | 2304.6331 | 2304.8139 | 2315.3858 | 2333.996 | 2775.9452 | 2779.7001 | 2769.4071 | 3036.6348 | 2714.4461 | 2697.3651 | 2677.9475 | 2658.0695 | 2639.0829 | 2607.5145 | 2590.6331 | 2583.2675 | 2643.0417 | 3163.4381
Commercial_Other Health_Existing_Food Preparation_Natural Gas_Steamer_E3_Baseline Forecast | Commercial | Other Health | Existing | Food Preparation | Natural Gas | Steamer | E3 |  | Baseline Forecast | 0 | 0 | 0 | 0 | 0 | 0 | 0 | 0 | 0 | 0 | 0 | 0 | 0 | 0 | 0 | 0 | 0 | 0 | 0 | 0 | 0 | 0 | 0 | 0 | 0 | 0 | 0 | 0 | 0 | 0 | 0 | 0 | 0
Commercial_Other Health_Existing_Food Preparation_Natural Gas_Steamer_E4_Baseline Forecast | Commercial | Other Health | Existing | Food Preparation | Natural Gas | Steamer | E4 |  | Baseline Forecast | 0 | 0 | 0 | 0 | 0 | 0 | 0 | 0 | 0 | 0 | 0 | 0 | 0 | 0 | 0 | 0 | 0 | 0 | 0 | 0 | 0 | 0 | 0 | 0 | 0 | 0 | 0 | 0 | 0 | 0 | 0 | 0 | 0
Commercial_Other Health_Existing_Food Preparation_Natural Gas_Steamer_E5_Baseline Forecast | Commercial | Other Health | Existing | Food Preparation | Natural Gas | Steamer | E5 |  | Baseline Forecast | 0 | 0 | 0 | 0 | 0 | 0 | 0 | 0 | 0 | 0 | 0 | 0 | 0 | 0 | 0 | 0 | 0 | 0 | 0 | 0 | 0 | 0 | 0 | 0 | 0 | 0 | 0 | 0 | 0 | 0 | 0 | 0 | 0
Commercial_Other Health_Existing_Food Preparation_Natural Gas_Steamer_E6_Baseline Forecast | Commercial | Other Health | Existing | Food Preparation | Natural Gas | Steamer | E6 |  | Baseline Forecast | 0 | 0 | 0 | 0 | 0 | 0 | 0 | 0 | 0 | 0 | 0 | 0 | 0 | 0 | 0 | 0 | 0 | 0 | 0 | 0 | 0 | 0 | 0 | 0 | 0 | 0 | 0 | 0 | 0 | 0 | 0 | 0 | 0
Commercial_Other Health_Existing_Food Preparation_Natural Gas_Steamer_E7_Baseline Forecast | Commercial | Other Health | Existing | Food Preparation | Natural Gas | Steamer | E7 |  | Baseline Forecast | 0 | 0 | 0 | 0 | 0 | 0 | 0 | 0 | 0 | 0 | 0 | 0 | 0 | 0 | 0 | 0 | 0 | 0 | 0 | 0 | 0 | 0 | 0 | 0 | 0 | 0 | 0 | 0 | 0 | 0 | 0 | 0 | 0
Commercial_Other Health_Existing_Food Preparation_Natural Gas_Steamer_E8_Baseline Forecast | Commercial | Other Health | Existing | Food Preparation | Natural Gas | Steamer | E8 |  | Baseline Forecast | 0 | 0 | 0 | 0 | 0 | 0 | 0 | 0 | 0 | 0 | 0 | 0 | 0 | 0 | 0 | 0 | 0 | 0 | 0 | 0 | 0 | 0 | 0 | 0 | 0 | 0 | 0 | 0 | 0 | 0 | 0 | 0 | 0
Commercial_Other Health_Existing_Food Preparation_Natural Gas_Steamer_E9_Baseline Forecast | Commercial | Other Health | Existing | Food Preparation | Natural Gas | Steamer | E9 |  | Baseline Forecast | 0 | 0 | 0 | 0 | 0 | 0 | 0 | 0 | 0 | 0 | 0 | 0 | 0 | 0 | 0 | 0 | 0 | 0 | 0 | 0 | 0 | 0 | 0 | 0 | 0 | 0 | 0 | 0 | 0 | 0 | 0 | 0 | 0
Commercial_Other Health_Existing_Food Preparation_Natural Gas_Steamer_E10_Baseline Forecast | Commercial | Other Health | Existing | Food Preparation | Natural Gas | Steamer | E10 |  | Baseline Forecast | 0 | 0 | 0 | 0 | 0 | 0 | 0 | 0 | 0 | 0 | 0 | 0 | 0 | 0 | 0 | 0 | 0 | 0 | 0 | 0 | 0 | 0 | 0 | 0 | 0 | 0 | 0 | 0 | 0 | 0 | 0 | 0 | 0
Commercial_Other Health_Existing_Food Preparation_Natural Gas_Food Prep Other_E1_Baseline Forecast | Commercial | Other Health | Existing | Food Preparation | Natural Gas | Food Prep Other | E1 |  | Baseline Forecast | 0 | 0 | 0 | 0 | 0 | 0 | 0 | 0 | 0 | 0 | 0 | 0 | 0 | 0 | 0 | 0 | 0 | 0 | 0 | 0 | 0 | 0 | 0 | 0 | 0 | 0 | 0 | 0 | 0 | 0 | 0 | 0 | 0
Commercial_Other Health_Existing_Food Preparation_Natural Gas_Food Prep Other_E2_Baseline Forecast | Commercial | Other Health | Existing | Food Preparation | Natural Gas | Food Prep Other | E2 |  | Baseline Forecast | 0 | 0 | 0 | 0 | 0 | 0 | 0 | 0 | 0 | 0 | 0 | 0 | 0 | 0 | 0 | 0 | 0 | 0 | 0 | 0 | 0 | 0 | 0 | 0 | 0 | 0 | 0 | 0 | 0 | 0 | 0 | 0 | 0
Commercial_Other Health_Existing_Food Preparation_Natural Gas_Food Prep Other_E3_Baseline Forecast | Commercial | Other Health | Existing | Food Preparation | Natural Gas | Food Prep Other | E3 |  | Baseline Forecast | 0 | 0 | 0 | 0 | 0 | 0 | 0 | 0 | 0 | 0 | 0 | 0 | 0 | 0 | 0 | 0 | 0 | 0 | 0 | 0 | 0 | 0 | 0 | 0 | 0 | 0 | 0 | 0 | 0 | 0 | 0 | 0 | 0
Commercial_Other Health_Existing_Food Preparation_Natural Gas_Food Prep Other_E4_Baseline Forecast | Commercial | Other Health | Existing | Food Preparation | Natural Gas | Food Prep Other | E4 |  | Baseline Forecast | 0 | 0 | 0 | 0 | 0 | 0 | 0 | 0 | 0 | 0 | 0 | 0 | 0 | 0 | 0 | 0 | 0 | 0 | 0 | 0 | 0 | 0 | 0 | 0 | 0 | 0 | 0 | 0 | 0 | 0 | 0 | 0 | 0
Commercial_Other Health_Existing_Food Preparation_Natural Gas_Food Prep Other_E5_Baseline Forecast | Commercial | Other Health | Existing | Food Preparation | Natural Gas | Food Prep Other | E5 |  | Baseline Forecast | 0 | 0 | 0 | 0 | 0 | 0 | 0 | 0 | 0 | 0 | 0 | 0 | 0 | 0 | 0 | 0 | 0 | 0 | 0 | 0 | 0 | 0 | 0 | 0 | 0 | 0 | 0 | 0 | 0 | 0 | 0 | 0 | 0
Commercial_Other Health_Existing_Food Preparation_Natural Gas_Food Prep Other_E6_Baseline Forecast | Commercial | Other Health | Existing | Food Preparation | Natural Gas | Food Prep Other | E6 |  | Baseline Forecast | 0 | 0 | 0 | 0 | 0 | 0 | 0 | 0 | 0 | 0 | 0 | 0 | 0 | 0 | 0 | 0 | 0 | 0 | 0 | 0 | 0 | 0 | 0 | 0 | 0 | 0 | 0 | 0 | 0 | 0 | 0 | 0 | 0
Commercial_Other Health_Existing_Food Preparation_Natural Gas_Food Prep Other_E7_Baseline Forecast | Commercial | Other Health | Existing | Food Preparation | Natural Gas | Food Prep Other | E7 |  | Baseline Forecast | 0 | 0 | 0 | 0 | 0 | 0 | 0 | 0 | 0 | 0 | 0 | 0 | 0 | 0 | 0 | 0 | 0 | 0 | 0 | 0 | 0 | 0 | 0 | 0 | 0 | 0 | 0 | 0 | 0 | 0 | 0 | 0 | 0
Commercial_Other Health_Existing_Food Preparation_Natural Gas_Food Prep Other_E8_Baseline Forecast | Commercial | Other Health | Existing | Food Preparation | Natural Gas | Food Prep Other | E8 |  | Baseline Forecast | 0 | 0 | 0 | 0 | 0 | 0 | 0 | 0 | 0 | 0 | 0 | 0 | 0 | 0 | 0 | 0 | 0 | 0 | 0 | 0 | 0 | 0 | 0 | 0 | 0 | 0 | 0 | 0 | 0 | 0 | 0 | 0 | 0
Commercial_Other Health_Existing_Food Preparation_Natural Gas_Food Prep Other_E9_Baseline Forecast | Commercial | Other Health | Existing | Food Preparation | Natural Gas | Food Prep Other | E9 |  | Baseline Forecast | 0 | 0 | 0 | 0 | 0 | 0 | 0 | 0 | 0 | 0 | 0 | 0 | 0 | 0 | 0 | 0 | 0 | 0 | 0 | 0 | 0 | 0 | 0 | 0 | 0 | 0 | 0 | 0 | 0 | 0 | 0 | 0 | 0
Commercial_Other Health_Existing_Food Preparation_Natural Gas_Food Prep Other_E10_Baseline Forecast | Commercial | Other Health | Existing | Food Preparation | Natural Gas | Food Prep Other | E10 |  | Baseline Forecast | 0 | 0 | 0 | 0 | 0 | 0 | 0 | 0 | 0 | 0 | 0 | 0 | 0 | 0 | 0 | 0 | 0 | 0 | 0 | 0 | 0 | 0 | 0 | 0 | 0 | 0 | 0 | 0 | 0 | 0 | 0 | 0 | 0
Commercial_Other Health_Existing_Miscellaneous_Natural Gas_Pool Heater_E1_Baseline Forecast | Commercial | Other Health | Existing | Miscellaneous | Natural Gas | Pool Heater | E1 |  | Baseline Forecast | 0 | 0 | 0 | 0 | 0 | 0 | 0 | 0 | 0 | 0 | 0 | 0 | 0 | 0 | 0 | 0 | 0 | 0 | 0 | 0 | 0 | 0 | 0 | 0 | 0 | 0 | 0 | 0 | 0 | 0 | 0 | 0 | 0
Commercial_Other Health_Existing_Miscellaneous_Natural Gas_Pool Heater_E2_Baseline Forecast | Commercial | Other Health | Existing | Miscellaneous | Natural Gas | Pool Heater | E2 |  | Baseline Forecast | 0 | 0 | 0 | 0 | 0 | 0 | 0 | 0 | 0 | 0 | 0 | 0 | 0 | 0 | 0 | 0 | 0 | 0 | 0 | 0 | 0 | 0 | 0 | 0 | 0 | 0 | 0 | 0 | 0 | 0 | 0 | 0 | 0
Commercial_Other Health_Existing_Miscellaneous_Natural Gas_Pool Heater_E3_Baseline Forecast | Commercial | Other Health | Existing | Miscellaneous | Natural Gas | Pool Heater | E3 |  | Baseline Forecast | 0 | 0 | 0 | 0 | 0 | 0 | 0 | 0 | 0 | 0 | 0 | 0 | 0 | 0 | 0 | 0 | 0 | 0 | 0 | 0 | 0 | 0 | 0 | 0 | 0 | 0 | 0 | 0 | 0 | 0 | 0 | 0 | 0
Commercial_Other Health_Existing_Miscellaneous_Natural Gas_Pool Heater_E4_Baseline Forecast | Commercial | Other Health | Existing | Miscellaneous | Natural Gas | Pool Heater | E4 |  | Baseline Forecast | 0 | 0 | 0 | 0 | 0 | 0 | 0 | 0 | 0 | 0 | 0 | 0 | 0 | 0 | 0 | 0 | 0 | 0 | 0 | 0 | 0 | 0 | 0 | 0 | 0 | 0 | 0 | 0 | 0 | 0 | 0 | 0 | 0
Commercial_Other Health_Existing_Miscellaneous_Natural Gas_Pool Heater_E5_Baseline Forecast | Commercial | Other Health | Existing | Miscellaneous | Natural Gas | Pool Heater | E5 |  | Baseline Forecast | 0 | 0 | 0 | 0 | 0 | 0 | 0 | 0 | 0 | 0 | 0 | 0 | 0 | 0 | 0 | 0 | 0 | 0 | 0 | 0 | 0 | 0 | 0 | 0 | 0 | 0 | 0 | 0 | 0 | 0 | 0 | 0 | 0
Commercial_Other Health_Existing_Miscellaneous_Natural Gas_Pool Heater_E6_Baseline Forecast | Commercial | Other Health | Existing | Miscellaneous | Natural Gas | Pool Heater | E6 |  | Baseline Forecast | 0 | 0 | 0 | 0 | 0 | 0 | 0 | 0 | 0 | 0 | 0 | 0 | 0 | 0 | 0 | 0 | 0 | 0 | 0 | 0 | 0 | 0 | 0 | 0 | 0 | 0 | 0 | 0 | 0 | 0 | 0 | 0 | 0
Commercial_Other Health_Existing_Miscellaneous_Natural Gas_Pool Heater_E7_Baseline Forecast | Commercial | Other Health | Existing | Miscellaneous | Natural Gas | Pool Heater | E7 |  | Baseline Forecast | 0 | 0 | 0 | 0 | 0 | 0 | 0 | 0 | 0 | 0 | 0 | 0 | 0 | 0 | 0 | 0 | 0 | 0 | 0 | 0 | 0 | 0 | 0 | 0 | 0 | 0 | 0 | 0 | 0 | 0 | 0 | 0 | 0
Commercial_Other Health_Existing_Miscellaneous_Natural Gas_Pool Heater_E8_Baseline Forecast | Commercial | Other Health | Existing | Miscellaneous | Natural Gas | Pool Heater | E8 |  | Baseline Forecast | 0 | 0 | 0 | 0 | 0 | 0 | 0 | 0 | 0 | 0 | 0 | 0 | 0 | 0 | 0 | 0 | 0 | 0 | 0 | 0 | 0 | 0 | 0 | 0 | 0 | 0 | 0 | 0 | 0 | 0 | 0 | 0 | 0
Commercial_Other Health_Existing_Miscellaneous_Natural Gas_Pool Heater_E9_Baseline Forecast | Commercial | Other Health | Existing | Miscellaneous | Natural Gas | Pool Heater | E9 |  | Baseline Forecast | 0 | 0 | 0 | 0 | 0 | 0 | 0 | 0 | 0 | 0 | 0 | 0 | 0 | 0 | 0 | 0 | 0 | 0 | 0 | 0 | 0 | 0 | 0 | 0 | 0 | 0 | 0 | 0 | 0 | 0 | 0 | 0 | 0
Commercial_Other Health_Existing_Miscellaneous_Natural Gas_Pool Heater_E10_Baseline Forecast | Commercial | Other Health | Existing | Miscellaneous | Natural Gas | Pool Heater | E10 |  | Baseline Forecast | 0 | 0 | 0 | 0 | 0 | 0 | 0 | 0 | 0 | 0 | 0 | 0 | 0 | 0 | 0 | 0 | 0 | 0 | 0 | 0 | 0 | 0 | 0 | 0 | 0 | 0 | 0 | 0 | 0 | 0 | 0 | 0 | 0
Commercial_Other Health_Existing_Miscellaneous_Natural Gas_Miscellaneous_E1_Baseline Forecast | Commercial | Other Health | Existing | Miscellaneous | Natural Gas | Miscellaneous | E1 |  | Baseline Forecast | 0 | 144085.9064 | 170653.6679 | 192853.0204 | 224488.2605 | 182866.9269 | 183781.2403 | 189027.4082 | 187638.2406 | 186589.1889 | 186435.9317 | 226973.0952 | 228402.2531 | 228484.0531 | 236685.9844 | 223186.0367 | 223735.3983 | 226598.9008 | 225248.5228 | 224281.2643 | 224125.0965 | 235420.2275 | 233797.2553 | 231995.5481 | 234370.9304 | 229972.0789 | 229954.6933 | 230934.0542 | 229938.4659 | 229186.6064 | 228907.984 | 231795.5615 | 252888.6879
Commercial_Other Health_Existing_Miscellaneous_Natural Gas_Miscellaneous_E2_Baseline Forecast | Commercial | Other Health | Existing | Miscellaneous | Natural Gas | Miscellaneous | E2 |  | Baseline Forecast | 0 | 0 | 0 | 0 | 0 | 0 | 0 | 0 | 0 | 0 | 0 | 0 | 0 | 0 | 0 | 0 | 0 | 0 | 0 | 0 | 0 | 0 | 0 | 0 | 0 | 0 | 0 | 0 | 0 | 0 | 0 | 0 | 0
Commercial_Other Health_Existing_Miscellaneous_Natural Gas_Miscellaneous_E3_Baseline Forecast | Commercial | Other Health | Existing | Miscellaneous | Natural Gas | Miscellaneous | E3 |  | Baseline Forecast | 0 | 0 | 0 | 0 | 0 | 0 | 0 | 0 | 0 | 0 | 0 | 0 | 0 | 0 | 0 | 0 | 0 | 0 | 0 | 0 | 0 | 0 | 0 | 0 | 0 | 0 | 0 | 0 | 0 | 0 | 0 | 0 | 0
Commercial_Other Health_Existing_Miscellaneous_Natural Gas_Miscellaneous_E4_Baseline Forecast | Commercial | Other Health | Existing | Miscellaneous | Natural Gas | Miscellaneous | E4 |  | Baseline Forecast | 0 | 0 | 0 | 0 | 0 | 0 | 0 | 0 | 0 | 0 | 0 | 0 | 0 | 0 | 0 | 0 | 0 | 0 | 0 | 0 | 0 | 0 | 0 | 0 | 0 | 0 | 0 | 0 | 0 | 0 | 0 | 0 | 0
Commercial_Other Health_Existing_Miscellaneous_Natural Gas_Miscellaneous_E5_Baseline Forecast | Commercial | Other Health | Existing | Miscellaneous | Natural Gas | Miscellaneous | E5 |  | Baseline Forecast | 0 | 0 | 0 | 0 | 0 | 0 | 0 | 0 | 0 | 0 | 0 | 0 | 0 | 0 | 0 | 0 | 0 | 0 | 0 | 0 | 0 | 0 | 0 | 0 | 0 | 0 | 0 | 0 | 0 | 0 | 0 | 0 | 0
Commercial_Other Health_Existing_Miscellaneous_Natural Gas_Miscellaneous_E6_Baseline Forecast | Commercial | Other Health | Existing | Miscellaneous | Natural Gas | Miscellaneous | E6 |  | Baseline Forecast | 0 | 0 | 0 | 0 | 0 | 0 | 0 | 0 | 0 | 0 | 0 | 0 | 0 | 0 | 0 | 0 | 0 | 0 | 0 | 0 | 0 | 0 | 0 | 0 | 0 | 0 | 0 | 0 | 0 | 0 | 0 | 0 | 0
Commercial_Other Health_Existing_Miscellaneous_Natural Gas_Miscellaneous_E7_Baseline Forecast | Commercial | Other Health | Existing | Miscellaneous | Natural Gas | Miscellaneous | E7 |  | Baseline Forecast | 0 | 0 | 0 | 0 | 0 | 0 | 0 | 0 | 0 | 0 | 0 | 0 | 0 | 0 | 0 | 0 | 0 | 0 | 0 | 0 | 0 | 0 | 0 | 0 | 0 | 0 | 0 | 0 | 0 | 0 | 0 | 0 | 0
Commercial_Other Health_Existing_Miscellaneous_Natural Gas_Miscellaneous_E8_Baseline Forecast | Commercial | Other Health | Existing | Miscellaneous | Natural Gas | Miscellaneous | E8 |  | Baseline Forecast | 0 | 0 | 0 | 0 | 0 | 0 | 0 | 0 | 0 | 0 | 0 | 0 | 0 | 0 | 0 | 0 | 0 | 0 | 0 | 0 | 0 | 0 | 0 | 0 | 0 | 0 | 0 | 0 | 0 | 0 | 0 | 0 | 0
Commercial_Other Health_Existing_Miscellaneous_Natural Gas_Miscellaneous_E9_Baseline Forecast | Commercial | Other Health | Existing | Miscellaneous | Natural Gas | Miscellaneous | E9 |  | Baseline Forecast | 0 | 0 | 0 | 0 | 0 | 0 | 0 | 0 | 0 | 0 | 0 | 0 | 0 | 0 | 0 | 0 | 0 | 0 | 0 | 0 | 0 | 0 | 0 | 0 | 0 | 0 | 0 | 0 | 0 | 0 | 0 | 0 | 0
Commercial_Other Health_Existing_Miscellaneous_Natural Gas_Miscellaneous_E10_Baseline Forecast | Commercial | Other Health | Existing | Miscellaneous | Natural Gas | Miscellaneous | E10 |  | Baseline Forecast | 0 | 0 | 0 | 0 | 0 | 0 | 0 | 0 | 0 | 0 | 0 | 0 | 0 | 0 | 0 | 0 | 0 | 0 | 0 | 0 | 0 | 0 | 0 | 0 | 0 | 0 | 0 | 0 | 0 | 0 | 0 | 0 | 0
Commercial_Other Health_New_Space Heating_Natural Gas_Furnace_E1_Baseline Forecast | Commercial | Other Health | New | Space Heating | Natural Gas | Furnace | E1 |  | Baseline Forecast | 0 | 0 | 0 | 0 | 0 | 0 | 0 | 0 | 0 | 0 | 0 | 0 | 0 | 0 | 0 | 0 | 0 | 0 | 0 | 0 | 0 | 0 | 0 | 0 | 0 | 0 | 0 | 0 | 0 | 0 | 0 | 0 | 0
Commercial_Other Health_New_Space Heating_Natural Gas_Furnace_E2_Baseline Forecast | Commercial | Other Health | New | Space Heating | Natural Gas | Furnace | E2 |  | Baseline Forecast | 0 | 0 | 0 | 0 | 0 | 0 | 0 | 0 | 0 | 0 | 0 | 0 | 0 | 0 | 0 | 0 | 0 | 0 | 0 | 0 | 0 | 0 | 0 | 0 | 0 | 0 | 0 | 0 | 0 | 0 | 0 | 0 | 0
Commercial_Other Health_New_Space Heating_Natural Gas_Furnace_E3_Baseline Forecast | Commercial | Other Health | New | Space Heating | Natural Gas | Furnace | E3 |  | Baseline Forecast | 0 | 0 | 0 | 0 | 0 | 0 | 0 | 0 | 0 | 0 | 0 | 0 | 0 | 0 | 0 | 0 | 0 | 0 | 0 | 0 | 0 | 0 | 0 | 0 | 0 | 0 | 0 | 0 | 0 | 0 | 0 | 0 | 0
Commercial_Other Health_New_Space Heating_Natural Gas_Furnace_E4_Baseline Forecast | Commercial | Other Health | New | Space Heating | Natural Gas | Furnace | E4 |  | Baseline Forecast | 0 | 0 | 0 | 0 | 0 | 0 | 0 | 0 | 0 | 0 | 0 | 0 | 0 | 0 | 0 | 0 | 0 | 0 | 0 | 0 | 0 | 0 | 0 | 0 | 0 | 0 | 0 | 0 | 0 | 0 | 0 | 0 | 0
Commercial_Other Health_New_Space Heating_Natural Gas_Furnace_E5_Baseline Forecast | Commercial | Other Health | New | Space Heating | Natural Gas | Furnace | E5 |  | Baseline Forecast | 0 | 0 | 0 | 0 | 0 | 0 | 0 | 0 | 0 | 0 | 0 | 0 | 0 | 0 | 0 | 0 | 0 | 0 | 0 | 0 | 0 | 0 | 0 | 0 | 0 | 0 | 0 | 0 | 0 | 0 | 0 | 0 | 0
Commercial_Other Health_New_Space Heating_Natural Gas_Furnace_E6_Baseline Forecast | Commercial | Other Health | New | Space Heating | Natural Gas | Furnace | E6 |  | Baseline Forecast | 0 | 0 | 0 | 0 | 0 | 0 | 0 | 0 | 0 | 0 | 0 | 0 | 0 | 0 | 0 | 0 | 0 | 0 | 0 | 0 | 0 | 0 | 0 | 0 | 0 | 0 | 0 | 0 | 0 | 0 | 0 | 0 | 0
Commercial_Other Health_New_Space Heating_Natural Gas_Furnace_E7_Baseline Forecast | Commercial | Other Health | New | Space Heating | Natural Gas | Furnace | E7 |  | Baseline Forecast | 0 | 0 | 0 | 0 | 0 | 0 | 0 | 0 | 0 | 0 | 0 | 0 | 0 | 0 | 0 | 0 | 0 | 0 | 0 | 0 | 0 | 0 | 0 | 0 | 0 | 0 | 0 | 0 | 0 | 0 | 0 | 0 | 0
Commercial_Other Health_New_Space Heating_Natural Gas_Furnace_E8_Baseline Forecast | Commercial | Other Health | New | Space Heating | Natural Gas | Furnace | E8 |  | Baseline Forecast | 0 | 0 | 0 | 0 | 0 | 0 | 0 | 0 | 0 | 0 | 0 | 0 | 0 | 0 | 0 | 0 | 0 | 0 | 0 | 0 | 0 | 0 | 0 | 0 | 0 | 0 | 0 | 0 | 0 | 0 | 0 | 0 | 0
Commercial_Other Health_New_Space Heating_Natural Gas_Furnace_E9_Baseline Forecast | Commercial | Other Health | New | Space Heating | Natural Gas | Furnace | E9 |  | Baseline Forecast | 0 | 0 | 0 | 0 | 0 | 0 | 0 | 0 | 0 | 0 | 0 | 0 | 0 | 0 | 0 | 0 | 0 | 0 | 0 | 0 | 0 | 0 | 0 | 0 | 0 | 0 | 0 | 0 | 0 | 0 | 0 | 0 | 0
Commercial_Other Health_New_Space Heating_Natural Gas_Furnace_E10_Baseline Forecast | Commercial | Other Health | New | Space Heating | Natural Gas | Furnace | E10 |  | Baseline Forecast | 0 | 0 | 0 | 0 | 0 | 0 | 0 | 0 | 0 | 0 | 0 | 0 | 0 | 0 | 0 | 0 | 0 | 0 | 0 | 0 | 0 | 0 | 0 | 0 | 0 | 0 | 0 | 0 | 0 | 0 | 0 | 0 | 0
Commercial_Other Health_New_Space Heating_Natural Gas_Boiler_E1_Baseline Forecast | Commercial | Other Health | New | Space Heating | Natural Gas | Boiler | E1 |  | Baseline Forecast | 0 | 0 | 0 | 0 | 0 | 0 | 0 | 0 | 0 | 0 | 0 | 0 | 0 | 0 | 0 | 0 | 0 | 0 | 0 | 0 | 0 | 0 | 0 | 0 | 0 | 0 | 0 | 0 | 0 | 0 | 0 | 0 | 0
Commercial_Other Health_New_Space Heating_Natural Gas_Boiler_E2_Baseline Forecast | Commercial | Other Health | New | Space Heating | Natural Gas | Boiler | E2 |  | Baseline Forecast | 0 | 0 | 0 | 0 | 0 | 0 | 0 | 0 | 0 | 0 | 0 | 0 | 0 | 0 | 0 | 0 | 0 | 0 | 0 | 0 | 0 | 0 | 0 | 0 | 0 | 0 | 0 | 0 | 0 | 0 | 0 | 0 | 0
Commercial_Other Health_New_Space Heating_Natural Gas_Boiler_E3_Baseline Forecast | Commercial | Other Health | New | Space Heating | Natural Gas | Boiler | E3 |  | Baseline Forecast | 0 | 0 | 0 | 0 | 0 | 0 | 0 | 0 | 0 | 0 | 0 | 0 | 0 | 0 | 0 | 0 | 0 | 0 | 0 | 0 | 0 | 0 | 0 | 0 | 0 | 0 | 0 | 0 | 0 | 0 | 0 | 0 | 0
Commercial_Other Health_New_Space Heating_Natural Gas_Boiler_E4_Baseline Forecast | Commercial | Other Health | New | Space Heating | Natural Gas | Boiler | E4 |  | Baseline Forecast | 0 | 0 | 0 | 0 | 0 | 0 | 0 | 0 | 0 | 0 | 0 | 0 | 0 | 0 | 0 | 0 | 0 | 0 | 0 | 0 | 0 | 0 | 0 | 0 | 0 | 0 | 0 | 0 | 0 | 0 | 0 | 0 | 0
Commercial_Other Health_New_Space Heating_Natural Gas_Boiler_E5_Baseline Forecast | Commercial | Other Health | New | Space Heating | Natural Gas | Boiler | E5 |  | Baseline Forecast | 0 | 0 | 0 | 0 | 0 | 0 | 0 | 0 | 0 | 0 | 0 | 0 | 0 | 0 | 0 | 0 | 0 | 0 | 0 | 0 | 0 | 0 | 0 | 0 | 0 | 0 | 0 | 0 | 0 | 0 | 0 | 0 | 0
Commercial_Other Health_New_Space Heating_Natural Gas_Boiler_E6_Baseline Forecast | Commercial | Other Health | New | Space Heating | Natural Gas | Boiler | E6 |  | Baseline Forecast | 0 | 0 | 0 | 0 | 0 | 0 | 0 | 0 | 0 | 0 | 0 | 0 | 0 | 0 | 0 | 0 | 0 | 0 | 0 | 0 | 0 | 0 | 0 | 0 | 0 | 0 | 0 | 0 | 0 | 0 | 0 | 0 | 0
Commercial_Other Health_New_Space Heating_Natural Gas_Boiler_E7_Baseline Forecast | Commercial | Other Health | New | Space Heating | Natural Gas | Boiler | E7 |  | Baseline Forecast | 0 | 0 | 0 | 0 | 0 | 0 | 0 | 0 | 0 | 0 | 0 | 0 | 0 | 0 | 0 | 0 | 0 | 0 | 0 | 0 | 0 | 0 | 0 | 0 | 0 | 0 | 0 | 0 | 0 | 0 | 0 | 0 | 0
Commercial_Other Health_New_Space Heating_Natural Gas_Boiler_E8_Baseline Forecast | Commercial | Other Health | New | Space Heating | Natural Gas | Boiler | E8 |  | Baseline Forecast | 0 | 0 | 0 | 0 | 0 | 0 | 0 | 0 | 0 | 0 | 0 | 0 | 0 | 0 | 0 | 0 | 0 | 0 | 0 | 0 | 0 | 0 | 0 | 0 | 0 | 0 | 0 | 0 | 0 | 0 | 0 | 0 | 0
Commercial_Other Health_New_Space Heating_Natural Gas_Boiler_E9_Baseline Forecast | Commercial | Other Health | New | Space Heating | Natural Gas | Boiler | E9 |  | Baseline Forecast | 0 | 0 | 0 | 0 | 0 | 0 | 0 | 0 | 0 | 0 | 0 | 0 | 0 | 0 | 0 | 0 | 0 | 0 | 0 | 0 | 0 | 0 | 0 | 0 | 0 | 0 | 0 | 0 | 0 | 0 | 0 | 0 | 0
Commercial_Other Health_New_Space Heating_Natural Gas_Boiler_E10_Baseline Forecast | Commercial | Other Health | New | Space Heating | Natural Gas | Boiler | E10 |  | Baseline Forecast | 0 | 0 | 0 | 0 | 0 | 0 | 0 | 0 | 0 | 0 | 0 | 0 | 0 | 0 | 0 | 0 | 0 | 0 | 0 | 0 | 0 | 0 | 0 | 0 | 0 | 0 | 0 | 0 | 0 | 0 | 0 | 0 | 0
Commercial_Other Health_New_Space Heating_Natural Gas_Unit Heater_E1_Baseline Forecast | Commercial | Other Health | New | Space Heating | Natural Gas | Unit Heater | E1 |  | Baseline Forecast | 0 | 0 | 0 | 0 | 0 | 0 | 0 | 0 | 0 | 0 | 0 | 0 | 0 | 0 | 0 | 0 | 0 | 0 | 0 | 0 | 0 | 0 | 0 | 0 | 0 | 0 | 0 | 0 | 0 | 0 | 0 | 0 | 0
Commercial_Other Health_New_Space Heating_Natural Gas_Unit Heater_E2_Baseline Forecast | Commercial | Other Health | New | Space Heating | Natural Gas | Unit Heater | E2 |  | Baseline Forecast | 0 | 0 | 0 | 0 | 0 | 0 | 0 | 0 | 0 | 0 | 0 | 0 | 0 | 0 | 0 | 0 | 0 | 0 | 0 | 0 | 0 | 0 | 0 | 0 | 0 | 0 | 0 | 0 | 0 | 0 | 0 | 0 | 0
Commercial_Other Health_New_Space Heating_Natural Gas_Unit Heater_E3_Baseline Forecast | Commercial | Other Health | New | Space Heating | Natural Gas | Unit Heater | E3 |  | Baseline Forecast | 0 | 0 | 0 | 0 | 0 | 0 | 0 | 0 | 0 | 0 | 0 | 0 | 0 | 0 | 0 | 0 | 0 | 0 | 0 | 0 | 0 | 0 | 0 | 0 | 0 | 0 | 0 | 0 | 0 | 0 | 0 | 0 | 0
Commercial_Other Health_New_Space Heating_Natural Gas_Unit Heater_E4_Baseline Forecast | Commercial | Other Health | New | Space Heating | Natural Gas | Unit Heater | E4 |  | Baseline Forecast | 0 | 0 | 0 | 0 | 0 | 0 | 0 | 0 | 0 | 0 | 0 | 0 | 0 | 0 | 0 | 0 | 0 | 0 | 0 | 0 | 0 | 0 | 0 | 0 | 0 | 0 | 0 | 0 | 0 | 0 | 0 | 0 | 0
Commercial_Other Health_New_Space Heating_Natural Gas_Unit Heater_E5_Baseline Forecast | Commercial | Other Health | New | Space Heating | Natural Gas | Unit Heater | E5 |  | Baseline Forecast | 0 | 0 | 0 | 0 | 0 | 0 | 0 | 0 | 0 | 0 | 0 | 0 | 0 | 0 | 0 | 0 | 0 | 0 | 0 | 0 | 0 | 0 | 0 | 0 | 0 | 0 | 0 | 0 | 0 | 0 | 0 | 0 | 0
Commercial_Other Health_New_Space Heating_Natural Gas_Unit Heater_E6_Baseline Forecast | Commercial | Other Health | New | Space Heating | Natural Gas | Unit Heater | E6 |  | Baseline Forecast | 0 | 0 | 0 | 0 | 0 | 0 | 0 | 0 | 0 | 0 | 0 | 0 | 0 | 0 | 0 | 0 | 0 | 0 | 0 | 0 | 0 | 0 | 0 | 0 | 0 | 0 | 0 | 0 | 0 | 0 | 0 | 0 | 0
Commercial_Other Health_New_Space Heating_Natural Gas_Unit Heater_E7_Baseline Forecast | Commercial | Other Health | New | Space Heating | Natural Gas | Unit Heater | E7 |  | Baseline Forecast | 0 | 0 | 0 | 0 | 0 | 0 | 0 | 0 | 0 | 0 | 0 | 0 | 0 | 0 | 0 | 0 | 0 | 0 | 0 | 0 | 0 | 0 | 0 | 0 | 0 | 0 | 0 | 0 | 0 | 0 | 0 | 0 | 0
Commercial_Other Health_New_Space Heating_Natural Gas_Unit Heater_E8_Baseline Forecast | Commercial | Other Health | New | Space Heating | Natural Gas | Unit Heater | E8 |  | Baseline Forecast | 0 | 0 | 0 | 0 | 0 | 0 | 0 | 0 | 0 | 0 | 0 | 0 | 0 | 0 | 0 | 0 | 0 | 0 | 0 | 0 | 0 | 0 | 0 | 0 | 0 | 0 | 0 | 0 | 0 | 0 | 0 | 0 | 0
Commercial_Other Health_New_Space Heating_Natural Gas_Unit Heater_E9_Baseline Forecast | Commercial | Other Health | New | Space Heating | Natural Gas | Unit Heater | E9 |  | Baseline Forecast | 0 | 0 | 0 | 0 | 0 | 0 | 0 | 0 | 0 | 0 | 0 | 0 | 0 | 0 | 0 | 0 | 0 | 0 | 0 | 0 | 0 | 0 | 0 | 0 | 0 | 0 | 0 | 0 | 0 | 0 | 0 | 0 | 0
Commercial_Other Health_New_Space Heating_Natural Gas_Unit Heater_E10_Baseline Forecast | Commercial | Other Health | New | Space Heating | Natural Gas | Unit Heater | E10 |  | Baseline Forecast | 0 | 0 | 0 | 0 | 0 | 0 | 0 | 0 | 0 | 0 | 0 | 0 | 0 | 0 | 0 | 0 | 0 | 0 | 0 | 0 | 0 | 0 | 0 | 0 | 0 | 0 | 0 | 0 | 0 | 0 | 0 | 0 | 0
Commercial_Other Health_New_Water Heating_Natural Gas_Water Heater_E1_Baseline Forecast | Commercial | Other Health | New | Water Heating | Natural Gas | Water Heater | E1 |  | Baseline Forecast | 0 | 258.9476 | 1248.9984 | 798.2003 | 954.3694 | 983.5632 | 988.5004 | 855.5404 | 843.5461 | 863.2866 | 929.1233 | 1161.8906 | 1249.6579 | 1350.3145 | 1447.2447 | 1590.1162 | 1876.4065 | 1701.6273 | 1707.7682 | 1693.2212 | 1742.7064 | 1779.005 | 1857.6454 | 1948.4905 | 2063.729 | 2252.3064 | 2331.5619 | 2397.5737 | 2449.6737 | 2512.1964 | 2611.775 | 2581.9994 | 2144.7651
Commercial_Other Health_New_Water Heating_Natural Gas_Water Heater_E2_Baseline Forecast | Commercial | Other Health | New | Water Heating | Natural Gas | Water Heater | E2 |  | Baseline Forecast | 0 | 2348.6238 | 11328.2867 | 7239.5657 | 8655.9746 | 8920.7754 | 8965.609 | 7759.7093 | 7650.9653 | 7830.0518 | 8427.2366 | 10538.5066 | 11334.6229 | 12247.6573 | 13126.8966 | 14422.8462 | 17019.6654 | 15434.4323 | 15490.21 | 15358.3413 | 15807.2748 | 16136.6033 | 16849.9948 | 17674.0977 | 18719.4623 | 20430.0614 | 21149.0304 | 21747.8647 | 22220.4976 | 22787.6655 | 23690.9465 | 23420.871 | 19454.7943
Commercial_Other Health_New_Water Heating_Natural Gas_Water Heater_E3_Baseline Forecast | Commercial | Other Health | New | Water Heating | Natural Gas | Water Heater | E3 |  | Baseline Forecast | 0 | 0 | 0 | 0 | 0 | 0 | 0 | 0 | 0 | 0 | 0 | 0 | 0 | 0 | 0 | 0 | 0 | 0 | 0 | 0 | 0 | 0 | 0 | 0 | 0 | 0 | 0 | 0 | 0 | 0 | 0 | 0 | 0
Commercial_Other Health_New_Water Heating_Natural Gas_Water Heater_E4_Baseline Forecast | Commercial | Other Health | New | Water Heating | Natural Gas | Water Heater | E4 |  | Baseline Forecast | 0 | 0 | 0 | 0 | 0 | 0 | 0 | 0 | 0 | 0 | 0 | 0 | 0 | 0 | 0 | 0 | 0 | 0 | 0 | 0 | 0 | 0 | 0 | 0 | 0 | 0 | 0 | 0 | 0 | 0 | 0 | 0 | 0
Commercial_Other Health_New_Water Heating_Natural Gas_Water Heater_E5_Baseline Forecast | Commercial | Other Health | New | Water Heating | Natural Gas | Water Heater | E5 |  | Baseline Forecast | 0 | 0 | 0 | 0 | 0 | 0 | 0 | 0 | 0 | 0 | 0 | 0 | 0 | 0 | 0 | 0 | 0 | 0 | 0 | 0 | 0 | 0 | 0 | 0 | 0 | 0 | 0 | 0 | 0 | 0 | 0 | 0 | 0
Commercial_Other Health_New_Water Heating_Natural Gas_Water Heater_E6_Baseline Forecast | Commercial | Other Health | New | Water Heating | Natural Gas | Water Heater | E6 |  | Baseline Forecast | 0 | 0 | 0 | 0 | 0 | 0 | 0 | 0 | 0 | 0 | 0 | 0 | 0 | 0 | 0 | 0 | 0 | 0 | 0 | 0 | 0 | 0 | 0 | 0 | 0 | 0 | 0 | 0 | 0 | 0 | 0 | 0 | 0
Commercial_Other Health_New_Water Heating_Natural Gas_Water Heater_E7_Baseline Forecast | Commercial | Other Health | New | Water Heating | Natural Gas | Water Heater | E7 |  | Baseline Forecast | 0 | 0 | 0 | 0 | 0 | 0 | 0 | 0 | 0 | 0 | 0 | 0 | 0 | 0 | 0 | 0 | 0 | 0 | 0 | 0 | 0 | 0 | 0 | 0 | 0 | 0 | 0 | 0 | 0 | 0 | 0 | 0 | 0
Commercial_Other Health_New_Water Heating_Natural Gas_Water Heater_E8_Baseline Forecast | Commercial | Other Health | New | Water Heating | Natural Gas | Water Heater | E8 |  | Baseline Forecast | 0 | 0 | 0 | 0 | 0 | 0 | 0 | 0 | 0 | 0 | 0 | 0 | 0 | 0 | 0 | 0 | 0 | 0 | 0 | 0 | 0 | 0 | 0 | 0 | 0 | 0 | 0 | 0 | 0 | 0 | 0 | 0 | 0
Commercial_Other Health_New_Water Heating_Natural Gas_Water Heater_E9_Baseline Forecast | Commercial | Other Health | New | Water Heating | Natural Gas | Water Heater | E9 |  | Baseline Forecast | 0 | 0 | 0 | 0 | 0 | 0 | 0 | 0 | 0 | 0 | 0 | 0 | 0 | 0 | 0 | 0 | 0 | 0 | 0 | 0 | 0 | 0 | 0 | 0 | 0 | 0 | 0 | 0 | 0 | 0 | 0 | 0 | 0
Commercial_Other Health_New_Water Heating_Natural Gas_Water Heater_E10_Baseline Forecast | Commercial | Other Health | New | Water Heating | Natural Gas | Water Heater | E10 |  | Baseline Forecast | 0 | 0 | 0 | 0 | 0 | 0 | 0 | 0 | 0 | 0 | 0 | 0 | 0 | 0 | 0 | 0 | 0 | 0 | 0 | 0 | 0 | 0 | 0 | 0 | 0 | 0 | 0 | 0 | 0 | 0 | 0 | 0 | 0
Commercial_Other Health_New_Food Preparation_Natural Gas_Oven_E1_Baseline Forecast | Commercial | Other Health | New | Food Preparation | Natural Gas | Oven | E1 |  | Baseline Forecast | 0 | 54.1944 | 261.2771 | 167.0797 | 199.8437 | 205.8904 | 206.7362 | 178.7991 | 176.1363 | 180.1061 | 191.88 | 232.2025 | 248.3931 | 267.1632 | 286.0386 | 301.1268 | 325.4859 | 382.5995 | 344.0662 | 349.3179 | 357.5111 | 368.728 | 372.6622 | 385.961 | 401.7002 | 419.997 | 452.8277 | 466.7695 | 480.6843 | 493.4707 | 506.0047 | 518.8109 | 442.5238
Commercial_Other Health_New_Food Preparation_Natural Gas_Oven_E2_Baseline Forecast | Commercial | Other Health | New | Food Preparation | Natural Gas | Oven | E2 |  | Baseline Forecast | 0 | 77.9901 | 376.2979 | 240.3754 | 287.3294 | 296.186 | 297.8632 | 257.9301 | 254.4723 | 260.5816 | 278.0118 | 336.8777 | 360.8742 | 388.7094 | 416.749 | 439.3503 | 475.5638 | 559.8713 | 504.2815 | 512.8272 | 525.6959 | 543.0806 | 549.6953 | 570.1827 | 594.2307 | 622.0137 | 671.3375 | 692.6289 | 713.7774 | 733.1849 | 752.0422 | 771.2364 | 657.8322
Commercial_Other Health_New_Food Preparation_Natural Gas_Oven_E3_Baseline Forecast | Commercial | Other Health | New | Food Preparation | Natural Gas | Oven | E3 |  | Baseline Forecast | 0 | 0 | 0 | 0 | 0 | 0 | 0 | 0 | 0 | 0 | 0 | 0 | 0 | 0 | 0 | 0 | 0 | 0 | 0 | 0 | 0 | 0 | 0 | 0 | 0 | 0 | 0 | 0 | 0 | 0 | 0 | 0 | 0
Commercial_Other Health_New_Food Preparation_Natural Gas_Oven_E4_Baseline Forecast | Commercial | Other Health | New | Food Preparation | Natural Gas | Oven | E4 |  | Baseline Forecast | 0 | 0 | 0 | 0 | 0 | 0 | 0 | 0 | 0 | 0 | 0 | 0 | 0 | 0 | 0 | 0 | 0 | 0 | 0 | 0 | 0 | 0 | 0 | 0 | 0 | 0 | 0 | 0 | 0 | 0 | 0 | 0 | 0
Commercial_Other Health_New_Food Preparation_Natural Gas_Oven_E5_Baseline Forecast | Commercial | Other Health | New | Food Preparation | Natural Gas | Oven | E5 |  | Baseline Forecast | 0 | 0 | 0 | 0 | 0 | 0 | 0 | 0 | 0 | 0 | 0 | 0 | 0 | 0 | 0 | 0 | 0 | 0 | 0 | 0 | 0 | 0 | 0 | 0 | 0 | 0 | 0 | 0 | 0 | 0 | 0 | 0 | 0
Commercial_Other Health_New_Food Preparation_Natural Gas_Oven_E6_Baseline Forecast | Commercial | Other Health | New | Food Preparation | Natural Gas | Oven | E6 |  | Baseline Forecast | 0 | 0 | 0 | 0 | 0 | 0 | 0 | 0 | 0 | 0 | 0 | 0 | 0 | 0 | 0 | 0 | 0 | 0 | 0 | 0 | 0 | 0 | 0 | 0 | 0 | 0 | 0 | 0 | 0 | 0 | 0 | 0 | 0
Commercial_Other Health_New_Food Preparation_Natural Gas_Oven_E7_Baseline Forecast | Commercial | Other Health | New | Food Preparation | Natural Gas | Oven | E7 |  | Baseline Forecast | 0 | 0 | 0 | 0 | 0 | 0 | 0 | 0 | 0 | 0 | 0 | 0 | 0 | 0 | 0 | 0 | 0 | 0 | 0 | 0 | 0 | 0 | 0 | 0 | 0 | 0 | 0 | 0 | 0 | 0 | 0 | 0 | 0
Commercial_Other Health_New_Food Preparation_Natural Gas_Oven_E8_Baseline Forecast | Commercial | Other Health | New | Food Preparation | Natural Gas | Oven | E8 |  | Baseline Forecast | 0 | 0 | 0 | 0 | 0 | 0 | 0 | 0 | 0 | 0 | 0 | 0 | 0 | 0 | 0 | 0 | 0 | 0 | 0 | 0 | 0 | 0 | 0 | 0 | 0 | 0 | 0 | 0 | 0 | 0 | 0 | 0 | 0
Commercial_Other Health_New_Food Preparation_Natural Gas_Oven_E9_Baseline Forecast | Commercial | Other Health | New | Food Preparation | Natural Gas | Oven | E9 |  | Baseline Forecast | 0 | 0 | 0 | 0 | 0 | 0 | 0 | 0 | 0 | 0 | 0 | 0 | 0 | 0 | 0 | 0 | 0 | 0 | 0 | 0 | 0 | 0 | 0 | 0 | 0 | 0 | 0 | 0 | 0 | 0 | 0 | 0 | 0
Commercial_Other Health_New_Food Preparation_Natural Gas_Oven_E10_Baseline Forecast | Commercial | Other Health | New | Food Preparation | Natural Gas | Oven | E10 |  | Baseline Forecast | 0 | 0 | 0 | 0 | 0 | 0 | 0 | 0 | 0 | 0 | 0 | 0 | 0 | 0 | 0 | 0 | 0 | 0 | 0 | 0 | 0 | 0 | 0 | 0 | 0 | 0 | 0 | 0 | 0 | 0 | 0 | 0 | 0
Commercial_Other Health_New_Food Preparation_Natural Gas_Conveyor Oven_E1_Baseline Forecast | Commercial | Other Health | New | Food Preparation | Natural Gas | Conveyor Oven | E1 |  | Baseline Forecast | 0 | 27.0941 | 130.649 | 83.5009 | 99.8377 | 102.8681 | 103.3415 | 89.4091 | 88.1193 | 90.1452 | 91.5754 | 90.8446 | 89.3881 | 88.134 | 88.2273 | 87.9271 | 88.4045 | 91.7017 | 113.1592 | 120.9962 | 132.6819 | 144.2164 | 160.3614 | 190.4382 | 175.1952 | 179.4597 | 179.8426 | 179.1408 | 174.8738 | 174.396 | 175.3953 | 175.5405 | 125.4716
Commercial_Other Health_New_Food Preparation_Natural Gas_Conveyor Oven_E2_Baseline Forecast | Commercial | Other Health | New | Food Preparation | Natural Gas | Conveyor Oven | E2 |  | Baseline Forecast | 0 | 38.9981 | 188.1385 | 120.2266 | 143.7489 | 148.1701 | 148.9583 | 128.9555 | 127.185 | 130.1987 | 132.3552 | 131.3847 | 129.3653 | 127.6378 | 127.8563 | 127.5031 | 128.2741 | 133.1403 | 164.3909 | 175.8761 | 192.9619 | 209.8419 | 233.4354 | 277.3379 | 255.234 | 261.53 | 262.1635 | 261.2048 | 255.0322 | 254.3752 | 255.8545 | 256.081 | 183.0397
Commercial_Other Health_New_Food Preparation_Natural Gas_Conveyor Oven_E3_Baseline Forecast | Commercial | Other Health | New | Food Preparation | Natural Gas | Conveyor Oven | E3 |  | Baseline Forecast | 0 | 0 | 0 | 0 | 0 | 0 | 0 | 0 | 0 | 0 | 0 | 0 | 0 | 0 | 0 | 0 | 0 | 0 | 0 | 0 | 0 | 0 | 0 | 0 | 0 | 0 | 0 | 0 | 0 | 0 | 0 | 0 | 0
Commercial_Other Health_New_Food Preparation_Natural Gas_Conveyor Oven_E4_Baseline Forecast | Commercial | Other Health | New | Food Preparation | Natural Gas | Conveyor Oven | E4 |  | Baseline Forecast | 0 | 0 | 0 | 0 | 0 | 0 | 0 | 0 | 0 | 0 | 0 | 0 | 0 | 0 | 0 | 0 | 0 | 0 | 0 | 0 | 0 | 0 | 0 | 0 | 0 | 0 | 0 | 0 | 0 | 0 | 0 | 0 | 0
Commercial_Other Health_New_Food Preparation_Natural Gas_Conveyor Oven_E5_Baseline Forecast | Commercial | Other Health | New | Food Preparation | Natural Gas | Conveyor Oven | E5 |  | Baseline Forecast | 0 | 0 | 0 | 0 | 0 | 0 | 0 | 0 | 0 | 0 | 0 | 0 | 0 | 0 | 0 | 0 | 0 | 0 | 0 | 0 | 0 | 0 | 0 | 0 | 0 | 0 | 0 | 0 | 0 | 0 | 0 | 0 | 0
Commercial_Other Health_New_Food Preparation_Natural Gas_Conveyor Oven_E6_Baseline Forecast | Commercial | Other Health | New | Food Preparation | Natural Gas | Conveyor Oven | E6 |  | Baseline Forecast | 0 | 0 | 0 | 0 | 0 | 0 | 0 | 0 | 0 | 0 | 0 | 0 | 0 | 0 | 0 | 0 | 0 | 0 | 0 | 0 | 0 | 0 | 0 | 0 | 0 | 0 | 0 | 0 | 0 | 0 | 0 | 0 | 0
Commercial_Other Health_New_Food Preparation_Natural Gas_Conveyor Oven_E7_Baseline Forecast | Commercial | Other Health | New | Food Preparation | Natural Gas | Conveyor Oven | E7 |  | Baseline Forecast | 0 | 0 | 0 | 0 | 0 | 0 | 0 | 0 | 0 | 0 | 0 | 0 | 0 | 0 | 0 | 0 | 0 | 0 | 0 | 0 | 0 | 0 | 0 | 0 | 0 | 0 | 0 | 0 | 0 | 0 | 0 | 0 | 0
Commercial_Other Health_New_Food Preparation_Natural Gas_Conveyor Oven_E8_Baseline Forecast | Commercial | Other Health | New | Food Preparation | Natural Gas | Conveyor Oven | E8 |  | Baseline Forecast | 0 | 0 | 0 | 0 | 0 | 0 | 0 | 0 | 0 | 0 | 0 | 0 | 0 | 0 | 0 | 0 | 0 | 0 | 0 | 0 | 0 | 0 | 0 | 0 | 0 | 0 | 0 | 0 | 0 | 0 | 0 | 0 | 0
Commercial_Other Health_New_Food Preparation_Natural Gas_Conveyor Oven_E9_Baseline Forecast | Commercial | Other Health | New | Food Preparation | Natural Gas | Conveyor Oven | E9 |  | Baseline Forecast | 0 | 0 | 0 | 0 | 0 | 0 | 0 | 0 | 0 | 0 | 0 | 0 | 0 | 0 | 0 | 0 | 0 | 0 | 0 | 0 | 0 | 0 | 0 | 0 | 0 | 0 | 0 | 0 | 0 | 0 | 0 | 0 | 0
Commercial_Other Health_New_Food Preparation_Natural Gas_Conveyor Oven_E10_Baseline Forecast | Commercial | Other Health | New | Food Preparation | Natural Gas | Conveyor Oven | E10 |  | Baseline Forecast | 0 | 0 | 0 | 0 | 0 | 0 | 0 | 0 | 0 | 0 | 0 | 0 | 0 | 0 | 0 | 0 | 0 | 0 | 0 | 0 | 0 | 0 | 0 | 0 | 0 | 0 | 0 | 0 | 0 | 0 | 0 | 0 | 0
Commercial_Other Health_New_Food Preparation_Natural Gas_Double Rack Oven_E1_Baseline Forecast | Commercial | Other Health | New | Food Preparation | Natural Gas | Double Rack Oven | E1 |  | Baseline Forecast | 0 | 27.0933 | 130.5884 | 83.5103 | 99.8828 | 102.8851 | 103.2746 | 89.2952 | 87.9385 | 89.8944 | 91.2538 | 90.4644 | 94.3248 | 117.8279 | 128.3249 | 139.5391 | 149.7807 | 162.5718 | 187.9905 | 169.1614 | 173.0241 | 174.5106 | 174.6614 | 171.8483 | 177.7006 | 184.8445 | 192.7694 | 200.3914 | 210.5779 | 228.7589 | 236.7574 | 243.7182 | 200.4879
Commercial_Other Health_New_Food Preparation_Natural Gas_Double Rack Oven_E2_Baseline Forecast | Commercial | Other Health | New | Food Preparation | Natural Gas | Double Rack Oven | E2 |  | Baseline Forecast | 0 | 38.999 | 188.1991 | 120.2172 | 143.7037 | 148.1531 | 149.0251 | 129.0694 | 127.3658 | 130.4494 | 132.6768 | 131.765 | 137.6471 | 172.2761 | 187.9701 | 204.7774 | 220.2147 | 239.4908 | 277.4939 | 250.2114 | 256.4205 | 259.1202 | 259.7844 | 256.03 | 265.1304 | 276.129 | 288.2878 | 299.9717 | 315.4537 | 342.8966 | 355.0023 | 365.5197 | 300.6844
Commercial_Other Health_New_Food Preparation_Natural Gas_Double Rack Oven_E3_Baseline Forecast | Commercial | Other Health | New | Food Preparation | Natural Gas | Double Rack Oven | E3 |  | Baseline Forecast | 0 | 0 | 0 | 0 | 0 | 0 | 0 | 0 | 0 | 0 | 0 | 0 | 0 | 0 | 0 | 0 | 0 | 0 | 0 | 0 | 0 | 0 | 0 | 0 | 0 | 0 | 0 | 0 | 0 | 0 | 0 | 0 | 0
Commercial_Other Health_New_Food Preparation_Natural Gas_Double Rack Oven_E4_Baseline Forecast | Commercial | Other Health | New | Food Preparation | Natural Gas | Double Rack Oven | E4 |  | Baseline Forecast | 0 | 0 | 0 | 0 | 0 | 0 | 0 | 0 | 0 | 0 | 0 | 0 | 0 | 0 | 0 | 0 | 0 | 0 | 0 | 0 | 0 | 0 | 0 | 0 | 0 | 0 | 0 | 0 | 0 | 0 | 0 | 0 | 0
Commercial_Other Health_New_Food Preparation_Natural Gas_Double Rack Oven_E5_Baseline Forecast | Commercial | Other Health | New | Food Preparation | Natural Gas | Double Rack Oven | E5 |  | Baseline Forecast | 0 | 0 | 0 | 0 | 0 | 0 | 0 | 0 | 0 | 0 | 0 | 0 | 0 | 0 | 0 | 0 | 0 | 0 | 0 | 0 | 0 | 0 | 0 | 0 | 0 | 0 | 0 | 0 | 0 | 0 | 0 | 0 | 0
Commercial_Other Health_New_Food Preparation_Natural Gas_Double Rack Oven_E6_Baseline Forecast | Commercial | Other Health | New | Food Preparation | Natural Gas | Double Rack Oven | E6 |  | Baseline Forecast | 0 | 0 | 0 | 0 | 0 | 0 | 0 | 0 | 0 | 0 | 0 | 0 | 0 | 0 | 0 | 0 | 0 | 0 | 0 | 0 | 0 | 0 | 0 | 0 | 0 | 0 | 0 | 0 | 0 | 0 | 0 | 0 | 0
Commercial_Other Health_New_Food Preparation_Natural Gas_Double Rack Oven_E7_Baseline Forecast | Commercial | Other Health | New | Food Preparation | Natural Gas | Double Rack Oven | E7 |  | Baseline Forecast | 0 | 0 | 0 | 0 | 0 | 0 | 0 | 0 | 0 | 0 | 0 | 0 | 0 | 0 | 0 | 0 | 0 | 0 | 0 | 0 | 0 | 0 | 0 | 0 | 0 | 0 | 0 | 0 | 0 | 0 | 0 | 0 | 0
Commercial_Other Health_New_Food Preparation_Natural Gas_Double Rack Oven_E8_Baseline Forecast | Commercial | Other Health | New | Food Preparation | Natural Gas | Double Rack Oven | E8 |  | Baseline Forecast | 0 | 0 | 0 | 0 | 0 | 0 | 0 | 0 | 0 | 0 | 0 | 0 | 0 | 0 | 0 | 0 | 0 | 0 | 0 | 0 | 0 | 0 | 0 | 0 | 0 | 0 | 0 | 0 | 0 | 0 | 0 | 0 | 0
Commercial_Other Health_New_Food Preparation_Natural Gas_Double Rack Oven_E9_Baseline Forecast | Commercial | Other Health | New | Food Preparation | Natural Gas | Double Rack Oven | E9 |  | Baseline Forecast | 0 | 0 | 0 | 0 | 0 | 0 | 0 | 0 | 0 | 0 | 0 | 0 | 0 | 0 | 0 | 0 | 0 | 0 | 0 | 0 | 0 | 0 | 0 | 0 | 0 | 0 | 0 | 0 | 0 | 0 | 0 | 0 | 0
Commercial_Other Health_New_Food Preparation_Natural Gas_Double Rack Oven_E10_Baseline Forecast | Commercial | Other Health | New | Food Preparation | Natural Gas | Double Rack Oven | E10 |  | Baseline Forecast | 0 | 0 | 0 | 0 | 0 | 0 | 0 | 0 | 0 | 0 | 0 | 0 | 0 | 0 | 0 | 0 | 0 | 0 | 0 | 0 | 0 | 0 | 0 | 0 | 0 | 0 | 0 | 0 | 0 | 0 | 0 | 0 | 0
Commercial_Other Health_New_Food Preparation_Natural Gas_Fryer_E1_Baseline Forecast | Commercial | Other Health | New | Food Preparation | Natural Gas | Fryer | E1 |  | Baseline Forecast | 0 | 1132.3464 | 5460.8629 | 0 | 0 | 0 | 0 | 0 | 0 | 0 | 0 | 0 | 0 | 0 | 0 | 0 | 0 | 0 | 0 | 0 | 0 | 0 | 0 | 0 | 0 | 0 | 0 | 0 | 0 | 0 | 0 | 0 | 0
Commercial_Other Health_New_Food Preparation_Natural Gas_Fryer_E2_Baseline Forecast | Commercial | Other Health | New | Food Preparation | Natural Gas | Fryer | E2 |  | Baseline Forecast | 0 | 397.7893 | 1919.5501 | 4716.6008 | 5639.3973 | 5811.9147 | 5841.1206 | 5055.4711 | 4984.6212 | 5407.321 | 6905.2353 | 7464.9901 | 8048.3889 | 8544.9571 | 9411.6152 | 11059.4044 | 10172.556 | 10347.6704 | 10489.6825 | 10681.5583 | 10861.8076 | 11383.1492 | 12089.7138 | 13267.7436 | 13798.1285 | 14236.3146 | 14600.5172 | 15015.4501 | 15606.9782 | 15513.5384 | 15886.2838 | 16385.9536 | 14074.0745
Commercial_Other Health_New_Food Preparation_Natural Gas_Fryer_E3_Baseline Forecast | Commercial | Other Health | New | Food Preparation | Natural Gas | Fryer | E3 |  | Baseline Forecast | 0 | 0 | 0 | 0 | 0 | 0 | 0 | 0 | 0 | 0 | 0 | 0 | 0 | 0 | 0 | 0 | 0 | 0 | 0 | 0 | 0 | 0 | 0 | 0 | 0 | 0 | 0 | 0 | 0 | 0 | 0 | 0 | 0
Commercial_Other Health_New_Food Preparation_Natural Gas_Fryer_E4_Baseline Forecast | Commercial | Other Health | New | Food Preparation | Natural Gas | Fryer | E4 |  | Baseline Forecast | 0 | 0 | 0 | 0 | 0 | 0 | 0 | 0 | 0 | 0 | 0 | 0 | 0 | 0 | 0 | 0 | 0 | 0 | 0 | 0 | 0 | 0 | 0 | 0 | 0 | 0 | 0 | 0 | 0 | 0 | 0 | 0 | 0
Commercial_Other Health_New_Food Preparation_Natural Gas_Fryer_E5_Baseline Forecast | Commercial | Other Health | New | Food Preparation | Natural Gas | Fryer | E5 |  | Baseline Forecast | 0 | 0 | 0 | 0 | 0 | 0 | 0 | 0 | 0 | 0 | 0 | 0 | 0 | 0 | 0 | 0 | 0 | 0 | 0 | 0 | 0 | 0 | 0 | 0 | 0 | 0 | 0 | 0 | 0 | 0 | 0 | 0 | 0
Commercial_Other Health_New_Food Preparation_Natural Gas_Fryer_E6_Baseline Forecast | Commercial | Other Health | New | Food Preparation | Natural Gas | Fryer | E6 |  | Baseline Forecast | 0 | 0 | 0 | 0 | 0 | 0 | 0 | 0 | 0 | 0 | 0 | 0 | 0 | 0 | 0 | 0 | 0 | 0 | 0 | 0 | 0 | 0 | 0 | 0 | 0 | 0 | 0 | 0 | 0 | 0 | 0 | 0 | 0
Commercial_Other Health_New_Food Preparation_Natural Gas_Fryer_E7_Baseline Forecast | Commercial | Other Health | New | Food Preparation | Natural Gas | Fryer | E7 |  | Baseline Forecast | 0 | 0 | 0 | 0 | 0 | 0 | 0 | 0 | 0 | 0 | 0 | 0 | 0 | 0 | 0 | 0 | 0 | 0 | 0 | 0 | 0 | 0 | 0 | 0 | 0 | 0 | 0 | 0 | 0 | 0 | 0 | 0 | 0
Commercial_Other Health_New_Food Preparation_Natural Gas_Fryer_E8_Baseline Forecast | Commercial | Other Health | New | Food Preparation | Natural Gas | Fryer | E8 |  | Baseline Forecast | 0 | 0 | 0 | 0 | 0 | 0 | 0 | 0 | 0 | 0 | 0 | 0 | 0 | 0 | 0 | 0 | 0 | 0 | 0 | 0 | 0 | 0 | 0 | 0 | 0 | 0 | 0 | 0 | 0 | 0 | 0 | 0 | 0
Commercial_Other Health_New_Food Preparation_Natural Gas_Fryer_E9_Baseline Forecast | Commercial | Other Health | New | Food Preparation | Natural Gas | Fryer | E9 |  | Baseline Forecast | 0 | 0 | 0 | 0 | 0 | 0 | 0 | 0 | 0 | 0 | 0 | 0 | 0 | 0 | 0 | 0 | 0 | 0 | 0 | 0 | 0 | 0 | 0 | 0 | 0 | 0 | 0 | 0 | 0 | 0 | 0 | 0 | 0
Commercial_Other Health_New_Food Preparation_Natural Gas_Fryer_E10_Baseline Forecast | Commercial | Other Health | New | Food Preparation | Natural Gas | Fryer | E10 |  | Baseline Forecast | 0 | 0 | 0 | 0 | 0 | 0 | 0 | 0 | 0 | 0 | 0 | 0 | 0 | 0 | 0 | 0 | 0 | 0 | 0 | 0 | 0 | 0 | 0 | 0 | 0 | 0 | 0 | 0 | 0 | 0 | 0 | 0 | 0
Commercial_Other Health_New_Food Preparation_Natural Gas_Broiler_E1_Baseline Forecast | Commercial | Other Health | New | Food Preparation | Natural Gas | Broiler | E1 |  | Baseline Forecast | 0 | 254.9 | 1229.1545 | 785.7082 | 939.5488 | 968.1053 | 972.525 | 841.4074 | 829.2465 | 848.2968 | 861.7396 | 854.8543 | 891.9587 | 1115.0068 | 1215.1727 | 1322.2801 | 1420.3075 | 1542.7267 | 1785.2733 | 1607.6828 | 1645.577 | 1660.8995 | 1663.3833 | 1637.6158 | 1694.2914 | 1763.2131 | 1839.5681 | 1912.9803 | 2010.7768 | 2184.8753 | 2261.545 | 2328.2254 | 1915.2488
Commercial_Other Health_New_Food Preparation_Natural Gas_Broiler_E2_Baseline Forecast | Commercial | Other Health | New | Food Preparation | Natural Gas | Broiler | E2 |  | Baseline Forecast | 0 | 89.5808 | 432.4045 | 276.1443 | 330.0537 | 340.3363 | 342.4916 | 296.7353 | 292.9457 | 300.1621 | 305.4135 | 303.432 | 317.1071 | 397.0504 | 433.3949 | 472.3391 | 508.153 | 552.8721 | 640.888 | 578.1391 | 592.7404 | 599.2368 | 601.0005 | 592.5378 | 613.7971 | 639.4368 | 667.7602 | 694.9727 | 730.9637 | 794.6623 | 822.7784 | 847.1963 | 696.9221
Commercial_Other Health_New_Food Preparation_Natural Gas_Broiler_E3_Baseline Forecast | Commercial | Other Health | New | Food Preparation | Natural Gas | Broiler | E3 |  | Baseline Forecast | 0 | 0 | 0 | 0 | 0 | 0 | 0 | 0 | 0 | 0 | 0 | 0 | 0 | 0 | 0 | 0 | 0 | 0 | 0 | 0 | 0 | 0 | 0 | 0 | 0 | 0 | 0 | 0 | 0 | 0 | 0 | 0 | 0
Commercial_Other Health_New_Food Preparation_Natural Gas_Broiler_E4_Baseline Forecast | Commercial | Other Health | New | Food Preparation | Natural Gas | Broiler | E4 |  | Baseline Forecast | 0 | 0 | 0 | 0 | 0 | 0 | 0 | 0 | 0 | 0 | 0 | 0 | 0 | 0 | 0 | 0 | 0 | 0 | 0 | 0 | 0 | 0 | 0 | 0 | 0 | 0 | 0 | 0 | 0 | 0 | 0 | 0 | 0
Commercial_Other Health_New_Food Preparation_Natural Gas_Broiler_E5_Baseline Forecast | Commercial | Other Health | New | Food Preparation | Natural Gas | Broiler | E5 |  | Baseline Forecast | 0 | 0 | 0 | 0 | 0 | 0 | 0 | 0 | 0 | 0 | 0 | 0 | 0 | 0 | 0 | 0 | 0 | 0 | 0 | 0 | 0 | 0 | 0 | 0 | 0 | 0 | 0 | 0 | 0 | 0 | 0 | 0 | 0
Commercial_Other Health_New_Food Preparation_Natural Gas_Broiler_E6_Baseline Forecast | Commercial | Other Health | New | Food Preparation | Natural Gas | Broiler | E6 |  | Baseline Forecast | 0 | 0 | 0 | 0 | 0 | 0 | 0 | 0 | 0 | 0 | 0 | 0 | 0 | 0 | 0 | 0 | 0 | 0 | 0 | 0 | 0 | 0 | 0 | 0 | 0 | 0 | 0 | 0 | 0 | 0 | 0 | 0 | 0
Commercial_Other Health_New_Food Preparation_Natural Gas_Broiler_E7_Baseline Forecast | Commercial | Other Health | New | Food Preparation | Natural Gas | Broiler | E7 |  | Baseline Forecast | 0 | 0 | 0 | 0 | 0 | 0 | 0 | 0 | 0 | 0 | 0 | 0 | 0 | 0 | 0 | 0 | 0 | 0 | 0 | 0 | 0 | 0 | 0 | 0 | 0 | 0 | 0 | 0 | 0 | 0 | 0 | 0 | 0
Commercial_Other Health_New_Food Preparation_Natural Gas_Broiler_E8_Baseline Forecast | Commercial | Other Health | New | Food Preparation | Natural Gas | Broiler | E8 |  | Baseline Forecast | 0 | 0 | 0 | 0 | 0 | 0 | 0 | 0 | 0 | 0 | 0 | 0 | 0 | 0 | 0 | 0 | 0 | 0 | 0 | 0 | 0 | 0 | 0 | 0 | 0 | 0 | 0 | 0 | 0 | 0 | 0 | 0 | 0
Commercial_Other Health_New_Food Preparation_Natural Gas_Broiler_E9_Baseline Forecast | Commercial | Other Health | New | Food Preparation | Natural Gas | Broiler | E9 |  | Baseline Forecast | 0 | 0 | 0 | 0 | 0 | 0 | 0 | 0 | 0 | 0 | 0 | 0 | 0 | 0 | 0 | 0 | 0 | 0 | 0 | 0 | 0 | 0 | 0 | 0 | 0 | 0 | 0 | 0 | 0 | 0 | 0 | 0 | 0
Commercial_Other Health_New_Food Preparation_Natural Gas_Broiler_E10_Baseline Forecast | Commercial | Other Health | New | Food Preparation | Natural Gas | Broiler | E10 |  | Baseline Forecast | 0 | 0 | 0 | 0 | 0 | 0 | 0 | 0 | 0 | 0 | 0 | 0 | 0 | 0 | 0 | 0 | 0 | 0 | 0 | 0 | 0 | 0 | 0 | 0 | 0 | 0 | 0 | 0 | 0 | 0 | 0 | 0 | 0
Commercial_Other Health_New_Food Preparation_Natural Gas_Griddle_E1_Baseline Forecast | Commercial | Other Health | New | Food Preparation | Natural Gas | Griddle | E1 |  | Baseline Forecast | 0 | 244.5778 | 1179.6154 | 0 | 0 | 0 | 0 | 0 | 0 | 0 | 0 | 0 | 0 | 0 | 0 | 0 | 0 | 0 | 0 | 0 | 0 | 0 | 0 | 0 | 0 | 0 | 0 | 0 | 0 | 0 | 0 | 0 | 0
Commercial_Other Health_New_Food Preparation_Natural Gas_Griddle_E2_Baseline Forecast | Commercial | Other Health | New | Food Preparation | Natural Gas | Griddle | E2 |  | Baseline Forecast | 0 | 99.9031 | 481.9436 | 1061.8525 | 1269.6025 | 1308.4415 | 1315.0167 | 1138.1427 | 1122.1922 | 1148.4588 | 1167.1531 | 1158.2864 | 1209.0658 | 1512.0572 | 1648.5676 | 1794.6192 | 1928.4604 | 2095.5988 | 2426.1613 | 2185.8219 | 2238.3174 | 2260.1363 | 2264.3838 | 2230.1535 | 2308.0885 | 2402.6499 | 2507.3283 | 2607.953 | 2741.7405 | 2979.5376 | 3084.3234 | 3175.4216 | 2612.1708
Commercial_Other Health_New_Food Preparation_Natural Gas_Griddle_E3_Baseline Forecast | Commercial | Other Health | New | Food Preparation | Natural Gas | Griddle | E3 |  | Baseline Forecast | 0 | 0 | 0 | 0 | 0 | 0 | 0 | 0 | 0 | 0 | 0 | 0 | 0 | 0 | 0 | 0 | 0 | 0 | 0 | 0 | 0 | 0 | 0 | 0 | 0 | 0 | 0 | 0 | 0 | 0 | 0 | 0 | 0
Commercial_Other Health_New_Food Preparation_Natural Gas_Griddle_E4_Baseline Forecast | Commercial | Other Health | New | Food Preparation | Natural Gas | Griddle | E4 |  | Baseline Forecast | 0 | 0 | 0 | 0 | 0 | 0 | 0 | 0 | 0 | 0 | 0 | 0 | 0 | 0 | 0 | 0 | 0 | 0 | 0 | 0 | 0 | 0 | 0 | 0 | 0 | 0 | 0 | 0 | 0 | 0 | 0 | 0 | 0
Commercial_Other Health_New_Food Preparation_Natural Gas_Griddle_E5_Baseline Forecast | Commercial | Other Health | New | Food Preparation | Natural Gas | Griddle | E5 |  | Baseline Forecast | 0 | 0 | 0 | 0 | 0 | 0 | 0 | 0 | 0 | 0 | 0 | 0 | 0 | 0 | 0 | 0 | 0 | 0 | 0 | 0 | 0 | 0 | 0 | 0 | 0 | 0 | 0 | 0 | 0 | 0 | 0 | 0 | 0
Commercial_Other Health_New_Food Preparation_Natural Gas_Griddle_E6_Baseline Forecast | Commercial | Other Health | New | Food Preparation | Natural Gas | Griddle | E6 |  | Baseline Forecast | 0 | 0 | 0 | 0 | 0 | 0 | 0 | 0 | 0 | 0 | 0 | 0 | 0 | 0 | 0 | 0 | 0 | 0 | 0 | 0 | 0 | 0 | 0 | 0 | 0 | 0 | 0 | 0 | 0 | 0 | 0 | 0 | 0
Commercial_Other Health_New_Food Preparation_Natural Gas_Griddle_E7_Baseline Forecast | Commercial | Other Health | New | Food Preparation | Natural Gas | Griddle | E7 |  | Baseline Forecast | 0 | 0 | 0 | 0 | 0 | 0 | 0 | 0 | 0 | 0 | 0 | 0 | 0 | 0 | 0 | 0 | 0 | 0 | 0 | 0 | 0 | 0 | 0 | 0 | 0 | 0 | 0 | 0 | 0 | 0 | 0 | 0 | 0
Commercial_Other Health_New_Food Preparation_Natural Gas_Griddle_E8_Baseline Forecast | Commercial | Other Health | New | Food Preparation | Natural Gas | Griddle | E8 |  | Baseline Forecast | 0 | 0 | 0 | 0 | 0 | 0 | 0 | 0 | 0 | 0 | 0 | 0 | 0 | 0 | 0 | 0 | 0 | 0 | 0 | 0 | 0 | 0 | 0 | 0 | 0 | 0 | 0 | 0 | 0 | 0 | 0 | 0 | 0
Commercial_Other Health_New_Food Preparation_Natural Gas_Griddle_E9_Baseline Forecast | Commercial | Other Health | New | Food Preparation | Natural Gas | Griddle | E9 |  | Baseline Forecast | 0 | 0 | 0 | 0 | 0 | 0 | 0 | 0 | 0 | 0 | 0 | 0 | 0 | 0 | 0 | 0 | 0 | 0 | 0 | 0 | 0 | 0 | 0 | 0 | 0 | 0 | 0 | 0 | 0 | 0 | 0 | 0 | 0
Commercial_Other Health_New_Food Preparation_Natural Gas_Griddle_E10_Baseline Forecast | Commercial | Other Health | New | Food Preparation | Natural Gas | Griddle | E10 |  | Baseline Forecast | 0 | 0 | 0 | 0 | 0 | 0 | 0 | 0 | 0 | 0 | 0 | 0 | 0 | 0 | 0 | 0 | 0 | 0 | 0 | 0 | 0 | 0 | 0 | 0 | 0 | 0 | 0 | 0 | 0 | 0 | 0 | 0 | 0
Commercial_Other Health_New_Food Preparation_Natural Gas_Range_E1_Baseline Forecast | Commercial | Other Health | New | Food Preparation | Natural Gas | Range | E1 |  | Baseline Forecast | 0 | 597.0835 | 2879.3394 | 1840.7061 | 2201.2821 | 2268.289 | 2278.6875 | 1971.5215 | 1943.0743 | 1987.7749 | 2138.544 | 2673.3637 | 2874.2377 | 3104.5583 | 3326.2077 | 3653.2358 | 4309.3959 | 3906.4541 | 3918.9587 | 3883.9349 | 3995.8029 | 4077.3028 | 4255.8963 | 4462.263 | 4724.5414 | 5154.7345 | 5334.7013 | 5484.4894 | 5602.6754 | 5744.8409 | 5972.0868 | 5903.6919 | 4903.9641
Commercial_Other Health_New_Food Preparation_Natural Gas_Range_E2_Baseline Forecast | Commercial | Other Health | New | Food Preparation | Natural Gas | Range | E2 |  | Baseline Forecast | 0 | 859.2075 | 4144.8932 | 2648.2705 | 3165.9566 | 3263.1414 | 3280.5392 | 2839.9713 | 2800.988 | 2867.3293 | 3086.8482 | 3861.1396 | 4153.9019 | 4489.7131 | 4813.2403 | 5289.7731 | 6243.7881 | 5663.7884 | 5685.8644 | 5639.1171 | 5805.6088 | 5928.3063 | 6192.0513 | 6496.6699 | 6882.5716 | 7513.0412 | 7778.8712 | 8000.3902 | 8175.2599 | 8384.7676 | 8717.6043 | 8618.5367 | 7159.0787
Commercial_Other Health_New_Food Preparation_Natural Gas_Range_E3_Baseline Forecast | Commercial | Other Health | New | Food Preparation | Natural Gas | Range | E3 |  | Baseline Forecast | 0 | 0 | 0 | 0 | 0 | 0 | 0 | 0 | 0 | 0 | 0 | 0 | 0 | 0 | 0 | 0 | 0 | 0 | 0 | 0 | 0 | 0 | 0 | 0 | 0 | 0 | 0 | 0 | 0 | 0 | 0 | 0 | 0
Commercial_Other Health_New_Food Preparation_Natural Gas_Range_E4_Baseline Forecast | Commercial | Other Health | New | Food Preparation | Natural Gas | Range | E4 |  | Baseline Forecast | 0 | 0 | 0 | 0 | 0 | 0 | 0 | 0 | 0 | 0 | 0 | 0 | 0 | 0 | 0 | 0 | 0 | 0 | 0 | 0 | 0 | 0 | 0 | 0 | 0 | 0 | 0 | 0 | 0 | 0 | 0 | 0 | 0
Commercial_Other Health_New_Food Preparation_Natural Gas_Range_E5_Baseline Forecast | Commercial | Other Health | New | Food Preparation | Natural Gas | Range | E5 |  | Baseline Forecast | 0 | 0 | 0 | 0 | 0 | 0 | 0 | 0 | 0 | 0 | 0 | 0 | 0 | 0 | 0 | 0 | 0 | 0 | 0 | 0 | 0 | 0 | 0 | 0 | 0 | 0 | 0 | 0 | 0 | 0 | 0 | 0 | 0
Commercial_Other Health_New_Food Preparation_Natural Gas_Range_E6_Baseline Forecast | Commercial | Other Health | New | Food Preparation | Natural Gas | Range | E6 |  | Baseline Forecast | 0 | 0 | 0 | 0 | 0 | 0 | 0 | 0 | 0 | 0 | 0 | 0 | 0 | 0 | 0 | 0 | 0 | 0 | 0 | 0 | 0 | 0 | 0 | 0 | 0 | 0 | 0 | 0 | 0 | 0 | 0 | 0 | 0
Commercial_Other Health_New_Food Preparation_Natural Gas_Range_E7_Baseline Forecast | Commercial | Other Health | New | Food Preparation | Natural Gas | Range | E7 |  | Baseline Forecast | 0 | 0 | 0 | 0 | 0 | 0 | 0 | 0 | 0 | 0 | 0 | 0 | 0 | 0 | 0 | 0 | 0 | 0 | 0 | 0 | 0 | 0 | 0 | 0 | 0 | 0 | 0 | 0 | 0 | 0 | 0 | 0 | 0
Commercial_Other Health_New_Food Preparation_Natural Gas_Range_E8_Baseline Forecast | Commercial | Other Health | New | Food Preparation | Natural Gas | Range | E8 |  | Baseline Forecast | 0 | 0 | 0 | 0 | 0 | 0 | 0 | 0 | 0 | 0 | 0 | 0 | 0 | 0 | 0 | 0 | 0 | 0 | 0 | 0 | 0 | 0 | 0 | 0 | 0 | 0 | 0 | 0 | 0 | 0 | 0 | 0 | 0
Commercial_Other Health_New_Food Preparation_Natural Gas_Range_E9_Baseline Forecast | Commercial | Other Health | New | Food Preparation | Natural Gas | Range | E9 |  | Baseline Forecast | 0 | 0 | 0 | 0 | 0 | 0 | 0 | 0 | 0 | 0 | 0 | 0 | 0 | 0 | 0 | 0 | 0 | 0 | 0 | 0 | 0 | 0 | 0 | 0 | 0 | 0 | 0 | 0 | 0 | 0 | 0 | 0 | 0
Commercial_Other Health_New_Food Preparation_Natural Gas_Range_E10_Baseline Forecast | Commercial | Other Health | New | Food Preparation | Natural Gas | Range | E10 |  | Baseline Forecast | 0 | 0 | 0 | 0 | 0 | 0 | 0 | 0 | 0 | 0 | 0 | 0 | 0 | 0 | 0 | 0 | 0 | 0 | 0 | 0 | 0 | 0 | 0 | 0 | 0 | 0 | 0 | 0 | 0 | 0 | 0 | 0 | 0
Commercial_Other Health_New_Food Preparation_Natural Gas_Steamer_E1_Baseline Forecast | Commercial | Other Health | New | Food Preparation | Natural Gas | Steamer | E1 |  | Baseline Forecast | 0 | 79.9798 | 384.9751 | 0 | 0 | 0 | 0 | 0 | 0 | 0 | 0 | 0 | 0 | 0 | 0 | 0 | 0 | 0 | 0 | 0 | 0 | 0 | 0 | 0 | 0 | 0 | 0 | 0 | 0 | 0 | 0 | 0 | 0
Commercial_Other Health_New_Food Preparation_Natural Gas_Steamer_E2_Baseline Forecast | Commercial | Other Health | New | Food Preparation | Natural Gas | Steamer | E2 |  | Baseline Forecast | 0 | 80.0521 | 386.9186 | 493.2941 | 589.8065 | 607.8495 | 610.904 | 528.7355 | 521.3255 | 533.5279 | 559.9939 | 639.665 | 674.7734 | 716.9659 | 763.6479 | 803.2287 | 833.7113 | 845.0566 | 847.0238 | 903.2097 | 1115.4906 | 1043.3105 | 1097.1124 | 1125.538 | 1151.3023 | 1148.0118 | 1170.0813 | 1194.5452 | 1228.8582 | 1298.4522 | 1341.3792 | 1384.6965 | 1131.648
Commercial_Other Health_New_Food Preparation_Natural Gas_Steamer_E3_Baseline Forecast | Commercial | Other Health | New | Food Preparation | Natural Gas | Steamer | E3 |  | Baseline Forecast | 0 | 0 | 0 | 0 | 0 | 0 | 0 | 0 | 0 | 0 | 0 | 0 | 0 | 0 | 0 | 0 | 0 | 0 | 0 | 0 | 0 | 0 | 0 | 0 | 0 | 0 | 0 | 0 | 0 | 0 | 0 | 0 | 0
Commercial_Other Health_New_Food Preparation_Natural Gas_Steamer_E4_Baseline Forecast | Commercial | Other Health | New | Food Preparation | Natural Gas | Steamer | E4 |  | Baseline Forecast | 0 | 0 | 0 | 0 | 0 | 0 | 0 | 0 | 0 | 0 | 0 | 0 | 0 | 0 | 0 | 0 | 0 | 0 | 0 | 0 | 0 | 0 | 0 | 0 | 0 | 0 | 0 | 0 | 0 | 0 | 0 | 0 | 0
Commercial_Other Health_New_Food Preparation_Natural Gas_Steamer_E5_Baseline Forecast | Commercial | Other Health | New | Food Preparation | Natural Gas | Steamer | E5 |  | Baseline Forecast | 0 | 0 | 0 | 0 | 0 | 0 | 0 | 0 | 0 | 0 | 0 | 0 | 0 | 0 | 0 | 0 | 0 | 0 | 0 | 0 | 0 | 0 | 0 | 0 | 0 | 0 | 0 | 0 | 0 | 0 | 0 | 0 | 0
Commercial_Other Health_New_Food Preparation_Natural Gas_Steamer_E6_Baseline Forecast | Commercial | Other Health | New | Food Preparation | Natural Gas | Steamer | E6 |  | Baseline Forecast | 0 | 0 | 0 | 0 | 0 | 0 | 0 | 0 | 0 | 0 | 0 | 0 | 0 | 0 | 0 | 0 | 0 | 0 | 0 | 0 | 0 | 0 | 0 | 0 | 0 | 0 | 0 | 0 | 0 | 0 | 0 | 0 | 0
Commercial_Other Health_New_Food Preparation_Natural Gas_Steamer_E7_Baseline Forecast | Commercial | Other Health | New | Food Preparation | Natural Gas | Steamer | E7 |  | Baseline Forecast | 0 | 0 | 0 | 0 | 0 | 0 | 0 | 0 | 0 | 0 | 0 | 0 | 0 | 0 | 0 | 0 | 0 | 0 | 0 | 0 | 0 | 0 | 0 | 0 | 0 | 0 | 0 | 0 | 0 | 0 | 0 | 0 | 0
Commercial_Other Health_New_Food Preparation_Natural Gas_Steamer_E8_Baseline Forecast | Commercial | Other Health | New | Food Preparation | Natural Gas | Steamer | E8 |  | Baseline Forecast | 0 | 0 | 0 | 0 | 0 | 0 | 0 | 0 | 0 | 0 | 0 | 0 | 0 | 0 | 0 | 0 | 0 | 0 | 0 | 0 | 0 | 0 | 0 | 0 | 0 | 0 | 0 | 0 | 0 | 0 | 0 | 0 | 0
Commercial_Other Health_New_Food Preparation_Natural Gas_Steamer_E9_Baseline Forecast | Commercial | Other Health | New | Food Preparation | Natural Gas | Steamer | E9 |  | Baseline Forecast | 0 | 0 | 0 | 0 | 0 | 0 | 0 | 0 | 0 | 0 | 0 | 0 | 0 | 0 | 0 | 0 | 0 | 0 | 0 | 0 | 0 | 0 | 0 | 0 | 0 | 0 | 0 | 0 | 0 | 0 | 0 | 0 | 0
Commercial_Other Health_New_Food Preparation_Natural Gas_Steamer_E10_Baseline Forecast | Commercial | Other Health | New | Food Preparation | Natural Gas | Steamer | E10 |  | Baseline Forecast | 0 | 0 | 0 | 0 | 0 | 0 | 0 | 0 | 0 | 0 | 0 | 0 | 0 | 0 | 0 | 0 | 0 | 0 | 0 | 0 | 0 | 0 | 0 | 0 | 0 | 0 | 0 | 0 | 0 | 0 | 0 | 0 | 0
Commercial_Other Health_New_Food Preparation_Natural Gas_Food Prep Other_E1_Baseline Forecast | Commercial | Other Health | New | Food Preparation | Natural Gas | Food Prep Other | E1 |  | Baseline Forecast | 0 | 0 | 0 | 0 | 0 | 0 | 0 | 0 | 0 | 0 | 0 | 0 | 0 | 0 | 0 | 0 | 0 | 0 | 0 | 0 | 0 | 0 | 0 | 0 | 0 | 0 | 0 | 0 | 0 | 0 | 0 | 0 | 0
Commercial_Other Health_New_Food Preparation_Natural Gas_Food Prep Other_E2_Baseline Forecast | Commercial | Other Health | New | Food Preparation | Natural Gas | Food Prep Other | E2 |  | Baseline Forecast | 0 | 0 | 0 | 0 | 0 | 0 | 0 | 0 | 0 | 0 | 0 | 0 | 0 | 0 | 0 | 0 | 0 | 0 | 0 | 0 | 0 | 0 | 0 | 0 | 0 | 0 | 0 | 0 | 0 | 0 | 0 | 0 | 0
Commercial_Other Health_New_Food Preparation_Natural Gas_Food Prep Other_E3_Baseline Forecast | Commercial | Other Health | New | Food Preparation | Natural Gas | Food Prep Other | E3 |  | Baseline Forecast | 0 | 0 | 0 | 0 | 0 | 0 | 0 | 0 | 0 | 0 | 0 | 0 | 0 | 0 | 0 | 0 | 0 | 0 | 0 | 0 | 0 | 0 | 0 | 0 | 0 | 0 | 0 | 0 | 0 | 0 | 0 | 0 | 0
Commercial_Other Health_New_Food Preparation_Natural Gas_Food Prep Other_E4_Baseline Forecast | Commercial | Other Health | New | Food Preparation | Natural Gas | Food Prep Other | E4 |  | Baseline Forecast | 0 | 0 | 0 | 0 | 0 | 0 | 0 | 0 | 0 | 0 | 0 | 0 | 0 | 0 | 0 | 0 | 0 | 0 | 0 | 0 | 0 | 0 | 0 | 0 | 0 | 0 | 0 | 0 | 0 | 0 | 0 | 0 | 0
Commercial_Other Health_New_Food Preparation_Natural Gas_Food Prep Other_E5_Baseline Forecast | Commercial | Other Health | New | Food Preparation | Natural Gas | Food Prep Other | E5 |  | Baseline Forecast | 0 | 0 | 0 | 0 | 0 | 0 | 0 | 0 | 0 | 0 | 0 | 0 | 0 | 0 | 0 | 0 | 0 | 0 | 0 | 0 | 0 | 0 | 0 | 0 | 0 | 0 | 0 | 0 | 0 | 0 | 0 | 0 | 0
Commercial_Other Health_New_Food Preparation_Natural Gas_Food Prep Other_E6_Baseline Forecast | Commercial | Other Health | New | Food Preparation | Natural Gas | Food Prep Other | E6 |  | Baseline Forecast | 0 | 0 | 0 | 0 | 0 | 0 | 0 | 0 | 0 | 0 | 0 | 0 | 0 | 0 | 0 | 0 | 0 | 0 | 0 | 0 | 0 | 0 | 0 | 0 | 0 | 0 | 0 | 0 | 0 | 0 | 0 | 0 | 0
Commercial_Other Health_New_Food Preparation_Natural Gas_Food Prep Other_E7_Baseline Forecast | Commercial | Other Health | New | Food Preparation | Natural Gas | Food Prep Other | E7 |  | Baseline Forecast | 0 | 0 | 0 | 0 | 0 | 0 | 0 | 0 | 0 | 0 | 0 | 0 | 0 | 0 | 0 | 0 | 0 | 0 | 0 | 0 | 0 | 0 | 0 | 0 | 0 | 0 | 0 | 0 | 0 | 0 | 0 | 0 | 0
Commercial_Other Health_New_Food Preparation_Natural Gas_Food Prep Other_E8_Baseline Forecast | Commercial | Other Health | New | Food Preparation | Natural Gas | Food Prep Other | E8 |  | Baseline Forecast | 0 | 0 | 0 | 0 | 0 | 0 | 0 | 0 | 0 | 0 | 0 | 0 | 0 | 0 | 0 | 0 | 0 | 0 | 0 | 0 | 0 | 0 | 0 | 0 | 0 | 0 | 0 | 0 | 0 | 0 | 0 | 0 | 0
Commercial_Other Health_New_Food Preparation_Natural Gas_Food Prep Other_E9_Baseline Forecast | Commercial | Other Health | New | Food Preparation | Natural Gas | Food Prep Other | E9 |  | Baseline Forecast | 0 | 0 | 0 | 0 | 0 | 0 | 0 | 0 | 0 | 0 | 0 | 0 | 0 | 0 | 0 | 0 | 0 | 0 | 0 | 0 | 0 | 0 | 0 | 0 | 0 | 0 | 0 | 0 | 0 | 0 | 0 | 0 | 0
Commercial_Other Health_New_Food Preparation_Natural Gas_Food Prep Other_E10_Baseline Forecast | Commercial | Other Health | New | Food Preparation | Natural Gas | Food Prep Other | E10 |  | Baseline Forecast | 0 | 0 | 0 | 0 | 0 | 0 | 0 | 0 | 0 | 0 | 0 | 0 | 0 | 0 | 0 | 0 | 0 | 0 | 0 | 0 | 0 | 0 | 0 | 0 | 0 | 0 | 0 | 0 | 0 | 0 | 0 | 0 | 0
Commercial_Other Health_New_Miscellaneous_Natural Gas_Pool Heater_E1_Baseline Forecast | Commercial | Other Health | New | Miscellaneous | Natural Gas | Pool Heater | E1 |  | Baseline Forecast | 0 | 0 | 0 | 0 | 0 | 0 | 0 | 0 | 0 | 0 | 0 | 0 | 0 | 0 | 0 | 0 | 0 | 0 | 0 | 0 | 0 | 0 | 0 | 0 | 0 | 0 | 0 | 0 | 0 | 0 | 0 | 0 | 0
Commercial_Other Health_New_Miscellaneous_Natural Gas_Pool Heater_E2_Baseline Forecast | Commercial | Other Health | New | Miscellaneous | Natural Gas | Pool Heater | E2 |  | Baseline Forecast | 0 | 0 | 0 | 0 | 0 | 0 | 0 | 0 | 0 | 0 | 0 | 0 | 0 | 0 | 0 | 0 | 0 | 0 | 0 | 0 | 0 | 0 | 0 | 0 | 0 | 0 | 0 | 0 | 0 | 0 | 0 | 0 | 0
Commercial_Other Health_New_Miscellaneous_Natural Gas_Pool Heater_E3_Baseline Forecast | Commercial | Other Health | New | Miscellaneous | Natural Gas | Pool Heater | E3 |  | Baseline Forecast | 0 | 0 | 0 | 0 | 0 | 0 | 0 | 0 | 0 | 0 | 0 | 0 | 0 | 0 | 0 | 0 | 0 | 0 | 0 | 0 | 0 | 0 | 0 | 0 | 0 | 0 | 0 | 0 | 0 | 0 | 0 | 0 | 0
Commercial_Other Health_New_Miscellaneous_Natural Gas_Pool Heater_E4_Baseline Forecast | Commercial | Other Health | New | Miscellaneous | Natural Gas | Pool Heater | E4 |  | Baseline Forecast | 0 | 0 | 0 | 0 | 0 | 0 | 0 | 0 | 0 | 0 | 0 | 0 | 0 | 0 | 0 | 0 | 0 | 0 | 0 | 0 | 0 | 0 | 0 | 0 | 0 | 0 | 0 | 0 | 0 | 0 | 0 | 0 | 0
Commercial_Other Health_New_Miscellaneous_Natural Gas_Pool Heater_E5_Baseline Forecast | Commercial | Other Health | New | Miscellaneous | Natural Gas | Pool Heater | E5 |  | Baseline Forecast | 0 | 0 | 0 | 0 | 0 | 0 | 0 | 0 | 0 | 0 | 0 | 0 | 0 | 0 | 0 | 0 | 0 | 0 | 0 | 0 | 0 | 0 | 0 | 0 | 0 | 0 | 0 | 0 | 0 | 0 | 0 | 0 | 0
Commercial_Other Health_New_Miscellaneous_Natural Gas_Pool Heater_E6_Baseline Forecast | Commercial | Other Health | New | Miscellaneous | Natural Gas | Pool Heater | E6 |  | Baseline Forecast | 0 | 0 | 0 | 0 | 0 | 0 | 0 | 0 | 0 | 0 | 0 | 0 | 0 | 0 | 0 | 0 | 0 | 0 | 0 | 0 | 0 | 0 | 0 | 0 | 0 | 0 | 0 | 0 | 0 | 0 | 0 | 0 | 0
Commercial_Other Health_New_Miscellaneous_Natural Gas_Pool Heater_E7_Baseline Forecast | Commercial | Other Health | New | Miscellaneous | Natural Gas | Pool Heater | E7 |  | Baseline Forecast | 0 | 0 | 0 | 0 | 0 | 0 | 0 | 0 | 0 | 0 | 0 | 0 | 0 | 0 | 0 | 0 | 0 | 0 | 0 | 0 | 0 | 0 | 0 | 0 | 0 | 0 | 0 | 0 | 0 | 0 | 0 | 0 | 0
Commercial_Other Health_New_Miscellaneous_Natural Gas_Pool Heater_E8_Baseline Forecast | Commercial | Other Health | New | Miscellaneous | Natural Gas | Pool Heater | E8 |  | Baseline Forecast | 0 | 0 | 0 | 0 | 0 | 0 | 0 | 0 | 0 | 0 | 0 | 0 | 0 | 0 | 0 | 0 | 0 | 0 | 0 | 0 | 0 | 0 | 0 | 0 | 0 | 0 | 0 | 0 | 0 | 0 | 0 | 0 | 0
Commercial_Other Health_New_Miscellaneous_Natural Gas_Pool Heater_E9_Baseline Forecast | Commercial | Other Health | New | Miscellaneous | Natural Gas | Pool Heater | E9 |  | Baseline Forecast | 0 | 0 | 0 | 0 | 0 | 0 | 0 | 0 | 0 | 0 | 0 | 0 | 0 | 0 | 0 | 0 | 0 | 0 | 0 | 0 | 0 | 0 | 0 | 0 | 0 | 0 | 0 | 0 | 0 | 0 | 0 | 0 | 0
Commercial_Other Health_New_Miscellaneous_Natural Gas_Pool Heater_E10_Baseline Forecast | Commercial | Other Health | New | Miscellaneous | Natural Gas | Pool Heater | E10 |  | Baseline Forecast | 0 | 0 | 0 | 0 | 0 | 0 | 0 | 0 | 0 | 0 | 0 | 0 | 0 | 0 | 0 | 0 | 0 | 0 | 0 | 0 | 0 | 0 | 0 | 0 | 0 | 0 | 0 | 0 | 0 | 0 | 0 | 0 | 0
Commercial_Other Health_New_Miscellaneous_Natural Gas_Miscellaneous_E1_Baseline Forecast | Commercial | Other Health | New | Miscellaneous | Natural Gas | Miscellaneous | E1 |  | Baseline Forecast | 0 | 13378.6738 | 64530.3123 | 41239.3892 | 51219.0584 | 61673.0389 | 66268.7655 | 64545.4556 | 69830.2502 | 76567.7052 | 81948.1204 | 90246.1787 | 108918.2762 | 104001.7011 | 111247.044 | 120076.5703 | 125601.6322 | 128291.4741 | 133075.8224 | 138520.4159 | 144333.3099 | 151639.0559 | 161539.7892 | 163965.4397 | 170705.3021 | 178093.6725 | 183873.5989 | 188851.819 | 194947.0216 | 201122.1241 | 207471.2931 | 213978.4434 | 196441.7881
Commercial_Other Health_New_Miscellaneous_Natural Gas_Miscellaneous_E2_Baseline Forecast | Commercial | Other Health | New | Miscellaneous | Natural Gas | Miscellaneous | E2 |  | Baseline Forecast | 0 | 0 | 0 | 0 | 0 | 0 | 0 | 0 | 0 | 0 | 0 | 0 | 0 | 0 | 0 | 0 | 0 | 0 | 0 | 0 | 0 | 0 | 0 | 0 | 0 | 0 | 0 | 0 | 0 | 0 | 0 | 0 | 0
Commercial_Other Health_New_Miscellaneous_Natural Gas_Miscellaneous_E3_Baseline Forecast | Commercial | Other Health | New | Miscellaneous | Natural Gas | Miscellaneous | E3 |  | Baseline Forecast | 0 | 0 | 0 | 0 | 0 | 0 | 0 | 0 | 0 | 0 | 0 | 0 | 0 | 0 | 0 | 0 | 0 | 0 | 0 | 0 | 0 | 0 | 0 | 0 | 0 | 0 | 0 | 0 | 0 | 0 | 0 | 0 | 0
Commercial_Other Health_New_Miscellaneous_Natural Gas_Miscellaneous_E4_Baseline Forecast | Commercial | Other Health | New | Miscellaneous | Natural Gas | Miscellaneous | E4 |  | Baseline Forecast | 0 | 0 | 0 | 0 | 0 | 0 | 0 | 0 | 0 | 0 | 0 | 0 | 0 | 0 | 0 | 0 | 0 | 0 | 0 | 0 | 0 | 0 | 0 | 0 | 0 | 0 | 0 | 0 | 0 | 0 | 0 | 0 | 0
Commercial_Other Health_New_Miscellaneous_Natural Gas_Miscellaneous_E5_Baseline Forecast | Commercial | Other Health | New | Miscellaneous | Natural Gas | Miscellaneous | E5 |  | Baseline Forecast | 0 | 0 | 0 | 0 | 0 | 0 | 0 | 0 | 0 | 0 | 0 | 0 | 0 | 0 | 0 | 0 | 0 | 0 | 0 | 0 | 0 | 0 | 0 | 0 | 0 | 0 | 0 | 0 | 0 | 0 | 0 | 0 | 0
Commercial_Other Health_New_Miscellaneous_Natural Gas_Miscellaneous_E6_Baseline Forecast | Commercial | Other Health | New | Miscellaneous | Natural Gas | Miscellaneous | E6 |  | Baseline Forecast | 0 | 0 | 0 | 0 | 0 | 0 | 0 | 0 | 0 | 0 | 0 | 0 | 0 | 0 | 0 | 0 | 0 | 0 | 0 | 0 | 0 | 0 | 0 | 0 | 0 | 0 | 0 | 0 | 0 | 0 | 0 | 0 | 0
Commercial_Other Health_New_Miscellaneous_Natural Gas_Miscellaneous_E7_Baseline Forecast | Commercial | Other Health | New | Miscellaneous | Natural Gas | Miscellaneous | E7 |  | Baseline Forecast | 0 | 0 | 0 | 0 | 0 | 0 | 0 | 0 | 0 | 0 | 0 | 0 | 0 | 0 | 0 | 0 | 0 | 0 | 0 | 0 | 0 | 0 | 0 | 0 | 0 | 0 | 0 | 0 | 0 | 0 | 0 | 0 | 0
Commercial_Other Health_New_Miscellaneous_Natural Gas_Miscellaneous_E8_Baseline Forecast | Commercial | Other Health | New | Miscellaneous | Natural Gas | Miscellaneous | E8 |  | Baseline Forecast | 0 | 0 | 0 | 0 | 0 | 0 | 0 | 0 | 0 | 0 | 0 | 0 | 0 | 0 | 0 | 0 | 0 | 0 | 0 | 0 | 0 | 0 | 0 | 0 | 0 | 0 | 0 | 0 | 0 | 0 | 0 | 0 | 0
Commercial_Other Health_New_Miscellaneous_Natural Gas_Miscellaneous_E9_Baseline Forecast | Commercial | Other Health | New | Miscellaneous | Natural Gas | Miscellaneous | E9 |  | Baseline Forecast | 0 | 0 | 0 | 0 | 0 | 0 | 0 | 0 | 0 | 0 | 0 | 0 | 0 | 0 | 0 | 0 | 0 | 0 | 0 | 0 | 0 | 0 | 0 | 0 | 0 | 0 | 0 | 0 | 0 | 0 | 0 | 0 | 0
Commercial_Other Health_New_Miscellaneous_Natural Gas_Miscellaneous_E10_Baseline Forecast | Commercial | Other Health | New | Miscellaneous | Natural Gas | Miscellaneous | E10 |  | Baseline Forecast | 0 | 0 | 0 | 0 | 0 | 0 | 0 | 0 | 0 | 0 | 0 | 0 | 0 | 0 | 0 | 0 | 0 | 0 | 0 | 0 | 0 | 0 | 0 | 0 | 0 | 0 | 0 | 0 | 0 | 0 | 0 | 0 | 0
Commercial_Lodging_Existing_Space Heating_Natural Gas_Furnace_E1_Baseline Forecast | Commercial | Lodging | Existing | Space Heating | Natural Gas | Furnace | E1 |  | Baseline Forecast | 0 | 4072.8143 | 4415.6266 | 4721.8013 | 9718.531 | 0 | 0 | 0 | 0 | 0 | 0 | 0 | 0 | 0 | 0 | 0 | 0 | 0 | 0 | 0 | 0 | 0 | 0 | 0 | 0 | 0 | 0 | 0 | 0 | 0 | 0 | 0 | 0
Commercial_Lodging_Existing_Space Heating_Natural Gas_Furnace_E2_Baseline Forecast | Commercial | Lodging | Existing | Space Heating | Natural Gas | Furnace | E2 |  | Baseline Forecast | 0 | 0 | 0 | 0 | 0 | 0 | 0 | 0 | 0 | 0 | 0 | 0 | 0 | 0 | 0 | 0 | 0 | 0 | 0 | 0 | 0 | 0 | 0 | 0 | 0 | 0 | 0 | 0 | 0 | 0 | 0 | 0 | 0
Commercial_Lodging_Existing_Space Heating_Natural Gas_Furnace_E3_Baseline Forecast | Commercial | Lodging | Existing | Space Heating | Natural Gas | Furnace | E3 |  | Baseline Forecast | 0 | 0 | 0 | 0 | 0 | 5299.6813 | 5548.1194 | 2975.2522 | 3082.5814 | 3180.79 | 3270.5043 | 3352.4799 | 3427.1892 | 3495.2706 | 3557.3701 | 3613.834 | 3665.0987 | 3711.54 | 3753.7939 | 3612.0497 | 3495.1475 | 3399.7748 | 3501.8588 | 3427.5883 | 3368.7422 | 3323.2331 | 3289.2666 | 3265.2091 | 3249.801 | 3241.6381 | 3239.7347 | 3242.9646 | 5255.3192
Commercial_Lodging_Existing_Space Heating_Natural Gas_Furnace_E4_Baseline Forecast | Commercial | Lodging | Existing | Space Heating | Natural Gas | Furnace | E4 |  | Baseline Forecast | 0 | 0 | 0 | 0 | 0 | 0 | 0 | 0 | 0 | 0 | 0 | 0 | 0 | 0 | 0 | 0 | 0 | 0 | 0 | 0 | 0 | 0 | 0 | 0 | 0 | 0 | 0 | 0 | 0 | 0 | 0 | 0 | 0
Commercial_Lodging_Existing_Space Heating_Natural Gas_Furnace_E5_Baseline Forecast | Commercial | Lodging | Existing | Space Heating | Natural Gas | Furnace | E5 |  | Baseline Forecast | 0 | 0 | 0 | 0 | 0 | 0 | 0 | 2801.3987 | 2903.5476 | 2996.9717 | 3082.3153 | 3160.2036 | 3231.4636 | 3296.6039 | 3355.9139 | 3409.9728 | 3459.137 | 3504.0049 | 3544.8874 | 3412.2485 | 3302.8275 | 3213.768 | 3311.17 | 3241.9932 | 3187.1253 | 3144.7906 | 3113.3177 | 3091.2727 | 3077.1564 | 3069.9458 | 3068.4401 | 3071.8889 | 4978.086
Commercial_Lodging_Existing_Space Heating_Natural Gas_Furnace_E6_Baseline Forecast | Commercial | Lodging | Existing | Space Heating | Natural Gas | Furnace | E6 |  | Baseline Forecast | 0 | 0 | 0 | 0 | 0 | 0 | 0 | 0 | 0 | 0 | 0 | 0 | 0 | 0 | 0 | 0 | 0 | 0 | 0 | 0 | 0 | 0 | 0 | 0 | 0 | 0 | 0 | 0 | 0 | 0 | 0 | 0 | 0
Commercial_Lodging_Existing_Space Heating_Natural Gas_Furnace_E7_Baseline Forecast | Commercial | Lodging | Existing | Space Heating | Natural Gas | Furnace | E7 |  | Baseline Forecast | 0 | 0 | 0 | 0 | 0 | 0 | 0 | 0 | 0 | 0 | 0 | 0 | 0 | 0 | 0 | 0 | 0 | 0 | 0 | 0 | 0 | 0 | 0 | 0 | 0 | 0 | 0 | 0 | 0 | 0 | 0 | 0 | 0
Commercial_Lodging_Existing_Space Heating_Natural Gas_Furnace_E8_Baseline Forecast | Commercial | Lodging | Existing | Space Heating | Natural Gas | Furnace | E8 |  | Baseline Forecast | 0 | 0 | 0 | 0 | 0 | 0 | 0 | 0 | 0 | 0 | 0 | 0 | 0 | 0 | 0 | 0 | 0 | 0 | 0 | 0 | 0 | 0 | 0 | 0 | 0 | 0 | 0 | 0 | 0 | 0 | 0 | 0 | 0
Commercial_Lodging_Existing_Space Heating_Natural Gas_Furnace_E9_Baseline Forecast | Commercial | Lodging | Existing | Space Heating | Natural Gas | Furnace | E9 |  | Baseline Forecast | 0 | 0 | 0 | 0 | 0 | 0 | 0 | 0 | 0 | 0 | 0 | 0 | 0 | 0 | 0 | 0 | 0 | 0 | 0 | 0 | 0 | 0 | 0 | 0 | 0 | 0 | 0 | 0 | 0 | 0 | 0 | 0 | 0
Commercial_Lodging_Existing_Space Heating_Natural Gas_Furnace_E10_Baseline Forecast | Commercial | Lodging | Existing | Space Heating | Natural Gas | Furnace | E10 |  | Baseline Forecast | 0 | 0 | 0 | 0 | 0 | 0 | 0 | 0 | 0 | 0 | 0 | 0 | 0 | 0 | 0 | 0 | 0 | 0 | 0 | 0 | 0 | 0 | 0 | 0 | 0 | 0 | 0 | 0 | 0 | 0 | 0 | 0 | 0
Commercial_Lodging_Existing_Space Heating_Natural Gas_Boiler_E1_Baseline Forecast | Commercial | Lodging | Existing | Space Heating | Natural Gas | Boiler | E1 |  | Baseline Forecast | 0 | 1359.3186 | 1473.7034 | 1575.9679 | 3379.8967 | 0 | 0 | 0 | 0 | 0 | 0 | 0 | 0 | 0 | 0 | 0 | 0 | 0 | 0 | 0 | 0 | 0 | 0 | 0 | 0 | 0 | 0 | 0 | 0 | 0 | 0 | 0 | 0
Commercial_Lodging_Existing_Space Heating_Natural Gas_Boiler_E2_Baseline Forecast | Commercial | Lodging | Existing | Space Heating | Natural Gas | Boiler | E2 |  | Baseline Forecast | 0 | 0 | 0 | 0 | 0 | 0 | 0 | 0 | 0 | 0 | 0 | 0 | 0 | 0 | 0 | 0 | 0 | 0 | 0 | 0 | 0 | 0 | 0 | 0 | 0 | 0 | 0 | 0 | 0 | 0 | 0 | 0 | 0
Commercial_Lodging_Existing_Space Heating_Natural Gas_Boiler_E3_Baseline Forecast | Commercial | Lodging | Existing | Space Heating | Natural Gas | Boiler | E3 |  | Baseline Forecast | 0 | 1235.7355 | 1339.7786 | 1432.5979 | 3072.1958 | 3376.7706 | 3535.0666 | 3680.6788 | 3814.1509 | 3936.2525 | 4047.7933 | 4149.6529 | 4242.6595 | 4327.5436 | 4404.9015 | 4475.3227 | 4539.3125 | 4597.4914 | 4650.4631 | 4698.6908 | 4742.4395 | 4559.7128 | 4407.9772 | 4283.4074 | 4422.2325 | 4323.2815 | 4243.8536 | 4181.4361 | 4133.7669 | 4098.8457 | 4074.871 | 4060.2801 | 5896.296
Commercial_Lodging_Existing_Space Heating_Natural Gas_Boiler_E4_Baseline Forecast | Commercial | Lodging | Existing | Space Heating | Natural Gas | Boiler | E4 |  | Baseline Forecast | 0 | 0 | 0 | 0 | 0 | 0 | 0 | 0 | 0 | 0 | 0 | 0 | 0 | 0 | 0 | 0 | 0 | 0 | 0 | 0 | 0 | 0 | 0 | 0 | 0 | 0 | 0 | 0 | 0 | 0 | 0 | 0 | 0
Commercial_Lodging_Existing_Space Heating_Natural Gas_Boiler_E5_Baseline Forecast | Commercial | Lodging | Existing | Space Heating | Natural Gas | Boiler | E5 |  | Baseline Forecast | 0 | 0 | 0 | 0 | 0 | 0 | 0 | 0 | 0 | 0 | 0 | 0 | 0 | 0 | 0 | 0 | 0 | 0 | 0 | 0 | 0 | 0 | 0 | 0 | 0 | 0 | 0 | 0 | 0 | 0 | 0 | 0 | 0
Commercial_Lodging_Existing_Space Heating_Natural Gas_Boiler_E6_Baseline Forecast | Commercial | Lodging | Existing | Space Heating | Natural Gas | Boiler | E6 |  | Baseline Forecast | 0 | 0 | 0 | 0 | 0 | 0 | 0 | 0 | 0 | 0 | 0 | 0 | 0 | 0 | 0 | 0 | 0 | 0 | 0 | 0 | 0 | 0 | 0 | 0 | 0 | 0 | 0 | 0 | 0 | 0 | 0 | 0 | 0
Commercial_Lodging_Existing_Space Heating_Natural Gas_Boiler_E7_Baseline Forecast | Commercial | Lodging | Existing | Space Heating | Natural Gas | Boiler | E7 |  | Baseline Forecast | 0 | 0 | 0 | 0 | 0 | 0 | 0 | 0 | 0 | 0 | 0 | 0 | 0 | 0 | 0 | 0 | 0 | 0 | 0 | 0 | 0 | 0 | 0 | 0 | 0 | 0 | 0 | 0 | 0 | 0 | 0 | 0 | 0
Commercial_Lodging_Existing_Space Heating_Natural Gas_Boiler_E8_Baseline Forecast | Commercial | Lodging | Existing | Space Heating | Natural Gas | Boiler | E8 |  | Baseline Forecast | 0 | 0 | 0 | 0 | 0 | 0 | 0 | 0 | 0 | 0 | 0 | 0 | 0 | 0 | 0 | 0 | 0 | 0 | 0 | 0 | 0 | 0 | 0 | 0 | 0 | 0 | 0 | 0 | 0 | 0 | 0 | 0 | 0
Commercial_Lodging_Existing_Space Heating_Natural Gas_Boiler_E9_Baseline Forecast | Commercial | Lodging | Existing | Space Heating | Natural Gas | Boiler | E9 |  | Baseline Forecast | 0 | 0 | 0 | 0 | 0 | 0 | 0 | 0 | 0 | 0 | 0 | 0 | 0 | 0 | 0 | 0 | 0 | 0 | 0 | 0 | 0 | 0 | 0 | 0 | 0 | 0 | 0 | 0 | 0 | 0 | 0 | 0 | 0
Commercial_Lodging_Existing_Space Heating_Natural Gas_Boiler_E10_Baseline Forecast | Commercial | Lodging | Existing | Space Heating | Natural Gas | Boiler | E10 |  | Baseline Forecast | 0 | 0 | 0 | 0 | 0 | 0 | 0 | 0 | 0 | 0 | 0 | 0 | 0 | 0 | 0 | 0 | 0 | 0 | 0 | 0 | 0 | 0 | 0 | 0 | 0 | 0 | 0 | 0 | 0 | 0 | 0 | 0 | 0
Commercial_Lodging_Existing_Space Heating_Natural Gas_Unit Heater_E1_Baseline Forecast | Commercial | Lodging | Existing | Space Heating | Natural Gas | Unit Heater | E1 |  | Baseline Forecast | 0 | 335.7069 | 397.6073 | 449.3298 | 712.9319 | 0 | 0 | 0 | 0 | 0 | 0 | 0 | 0 | 0 | 0 | 0 | 0 | 0 | 0 | 0 | 0 | 0 | 0 | 0 | 0 | 0 | 0 | 0 | 0 | 0 | 0 | 0 | 0
Commercial_Lodging_Existing_Space Heating_Natural Gas_Unit Heater_E2_Baseline Forecast | Commercial | Lodging | Existing | Space Heating | Natural Gas | Unit Heater | E2 |  | Baseline Forecast | 0 | 0 | 0 | 0 | 0 | 534.1529 | 566.8354 | 594.6581 | 618.2615 | 638.2284 | 655.0713 | 607.0027 | 574.6712 | 554.5018 | 573.9707 | 565.6836 | 563.1894 | 564.9677 | 663.6847 | 674.951 | 684.3991 | 744.6116 | 667.7158 | 658.4259 | 651.8161 | 643.8137 | 635.603 | 627.9591 | 616.9681 | 613.5296 | 615.2926 | 636.3617 | 759.7699
Commercial_Lodging_Existing_Space Heating_Natural Gas_Unit Heater_E3_Baseline Forecast | Commercial | Lodging | Existing | Space Heating | Natural Gas | Unit Heater | E3 |  | Baseline Forecast | 0 | 0 | 0 | 0 | 0 | 0 | 0 | 0 | 0 | 0 | 0 | 0 | 0 | 0 | 0 | 0 | 0 | 0 | 0 | 0 | 0 | 0 | 0 | 0 | 0 | 0 | 0 | 0 | 0 | 0 | 0 | 0 | 0
Commercial_Lodging_Existing_Space Heating_Natural Gas_Unit Heater_E4_Baseline Forecast | Commercial | Lodging | Existing | Space Heating | Natural Gas | Unit Heater | E4 |  | Baseline Forecast | 0 | 0 | 0 | 0 | 0 | 0 | 0 | 0 | 0 | 0 | 0 | 0 | 0 | 0 | 0 | 0 | 0 | 0 | 0 | 0 | 0 | 0 | 0 | 0 | 0 | 0 | 0 | 0 | 0 | 0 | 0 | 0 | 0
Commercial_Lodging_Existing_Space Heating_Natural Gas_Unit Heater_E5_Baseline Forecast | Commercial | Lodging | Existing | Space Heating | Natural Gas | Unit Heater | E5 |  | Baseline Forecast | 0 | 0 | 0 | 0 | 0 | 0 | 0 | 0 | 0 | 0 | 0 | 0 | 0 | 0 | 0 | 0 | 0 | 0 | 0 | 0 | 0 | 0 | 0 | 0 | 0 | 0 | 0 | 0 | 0 | 0 | 0 | 0 | 0
Commercial_Lodging_Existing_Space Heating_Natural Gas_Unit Heater_E6_Baseline Forecast | Commercial | Lodging | Existing | Space Heating | Natural Gas | Unit Heater | E6 |  | Baseline Forecast | 0 | 0 | 0 | 0 | 0 | 0 | 0 | 0 | 0 | 0 | 0 | 0 | 0 | 0 | 0 | 0 | 0 | 0 | 0 | 0 | 0 | 0 | 0 | 0 | 0 | 0 | 0 | 0 | 0 | 0 | 0 | 0 | 0
Commercial_Lodging_Existing_Space Heating_Natural Gas_Unit Heater_E7_Baseline Forecast | Commercial | Lodging | Existing | Space Heating | Natural Gas | Unit Heater | E7 |  | Baseline Forecast | 0 | 0 | 0 | 0 | 0 | 0 | 0 | 0 | 0 | 0 | 0 | 0 | 0 | 0 | 0 | 0 | 0 | 0 | 0 | 0 | 0 | 0 | 0 | 0 | 0 | 0 | 0 | 0 | 0 | 0 | 0 | 0 | 0
Commercial_Lodging_Existing_Space Heating_Natural Gas_Unit Heater_E8_Baseline Forecast | Commercial | Lodging | Existing | Space Heating | Natural Gas | Unit Heater | E8 |  | Baseline Forecast | 0 | 0 | 0 | 0 | 0 | 0 | 0 | 0 | 0 | 0 | 0 | 0 | 0 | 0 | 0 | 0 | 0 | 0 | 0 | 0 | 0 | 0 | 0 | 0 | 0 | 0 | 0 | 0 | 0 | 0 | 0 | 0 | 0
Commercial_Lodging_Existing_Space Heating_Natural Gas_Unit Heater_E9_Baseline Forecast | Commercial | Lodging | Existing | Space Heating | Natural Gas | Unit Heater | E9 |  | Baseline Forecast | 0 | 0 | 0 | 0 | 0 | 0 | 0 | 0 | 0 | 0 | 0 | 0 | 0 | 0 | 0 | 0 | 0 | 0 | 0 | 0 | 0 | 0 | 0 | 0 | 0 | 0 | 0 | 0 | 0 | 0 | 0 | 0 | 0
Commercial_Lodging_Existing_Space Heating_Natural Gas_Unit Heater_E10_Baseline Forecast | Commercial | Lodging | Existing | Space Heating | Natural Gas | Unit Heater | E10 |  | Baseline Forecast | 0 | 0 | 0 | 0 | 0 | 0 | 0 | 0 | 0 | 0 | 0 | 0 | 0 | 0 | 0 | 0 | 0 | 0 | 0 | 0 | 0 | 0 | 0 | 0 | 0 | 0 | 0 | 0 | 0 | 0 | 0 | 0 | 0
Commercial_Lodging_Existing_Water Heating_Natural Gas_Water Heater_E1_Baseline Forecast | Commercial | Lodging | Existing | Water Heating | Natural Gas | Water Heater | E1 |  | Baseline Forecast | 0 | 2032.0065 | 2628.0875 | 3093.9811 | 4653.3437 | 3778.1438 | 4014.7194 | 4202.1216 | 4349.8518 | 4465.7475 | 3961.5133 | 3676.8144 | 3543.2396 | 3741.1514 | 3728.0342 | 4278.4777 | 4394.494 | 4485.1772 | 4854.3416 | 4434.1275 | 4325.1056 | 4199.2947 | 4127.6748 | 4059.8705 | 3955.8957 | 3951.3507 | 4003.8727 | 4202.6931 | 4225.0561 | 4365.0025 | 4341.4184 | 4301.9733 | 4999.717
Commercial_Lodging_Existing_Water Heating_Natural Gas_Water Heater_E2_Baseline Forecast | Commercial | Lodging | Existing | Water Heating | Natural Gas | Water Heater | E2 |  | Baseline Forecast | 0 | 17938.0184 | 23200.1855 | 27312.6656 | 41077.9001 | 33352.1746 | 35441.2084 | 37096.0681 | 38400.8602 | 39424.605 | 34973.6428 | 32460.6624 | 31281.8509 | 33029.6222 | 32914.2693 | 37774.5778 | 38799.4182 | 39600.6536 | 42860.7345 | 39151.1203 | 38189.0853 | 37078.7886 | 36446.9097 | 35848.7101 | 34931.0381 | 34891.2705 | 35355.3814 | 37111.3217 | 37309.0261 | 38545.0063 | 38336.8549 | 37988.6065 | 44150.0379
Commercial_Lodging_Existing_Water Heating_Natural Gas_Water Heater_E3_Baseline Forecast | Commercial | Lodging | Existing | Water Heating | Natural Gas | Water Heater | E3 |  | Baseline Forecast | 0 | 0 | 0 | 0 | 0 | 0 | 0 | 0 | 0 | 0 | 0 | 0 | 0 | 0 | 0 | 0 | 0 | 0 | 0 | 0 | 0 | 0 | 0 | 0 | 0 | 0 | 0 | 0 | 0 | 0 | 0 | 0 | 0
Commercial_Lodging_Existing_Water Heating_Natural Gas_Water Heater_E4_Baseline Forecast | Commercial | Lodging | Existing | Water Heating | Natural Gas | Water Heater | E4 |  | Baseline Forecast | 0 | 0 | 0 | 0 | 0 | 0 | 0 | 0 | 0 | 0 | 0 | 0 | 0 | 0 | 0 | 0 | 0 | 0 | 0 | 0 | 0 | 0 | 0 | 0 | 0 | 0 | 0 | 0 | 0 | 0 | 0 | 0 | 0
Commercial_Lodging_Existing_Water Heating_Natural Gas_Water Heater_E5_Baseline Forecast | Commercial | Lodging | Existing | Water Heating | Natural Gas | Water Heater | E5 |  | Baseline Forecast | 0 | 0 | 0 | 0 | 0 | 0 | 0 | 0 | 0 | 0 | 0 | 0 | 0 | 0 | 0 | 0 | 0 | 0 | 0 | 0 | 0 | 0 | 0 | 0 | 0 | 0 | 0 | 0 | 0 | 0 | 0 | 0 | 0
Commercial_Lodging_Existing_Water Heating_Natural Gas_Water Heater_E6_Baseline Forecast | Commercial | Lodging | Existing | Water Heating | Natural Gas | Water Heater | E6 |  | Baseline Forecast | 0 | 0 | 0 | 0 | 0 | 0 | 0 | 0 | 0 | 0 | 0 | 0 | 0 | 0 | 0 | 0 | 0 | 0 | 0 | 0 | 0 | 0 | 0 | 0 | 0 | 0 | 0 | 0 | 0 | 0 | 0 | 0 | 0
Commercial_Lodging_Existing_Water Heating_Natural Gas_Water Heater_E7_Baseline Forecast | Commercial | Lodging | Existing | Water Heating | Natural Gas | Water Heater | E7 |  | Baseline Forecast | 0 | 0 | 0 | 0 | 0 | 0 | 0 | 0 | 0 | 0 | 0 | 0 | 0 | 0 | 0 | 0 | 0 | 0 | 0 | 0 | 0 | 0 | 0 | 0 | 0 | 0 | 0 | 0 | 0 | 0 | 0 | 0 | 0
Commercial_Lodging_Existing_Water Heating_Natural Gas_Water Heater_E8_Baseline Forecast | Commercial | Lodging | Existing | Water Heating | Natural Gas | Water Heater | E8 |  | Baseline Forecast | 0 | 0 | 0 | 0 | 0 | 0 | 0 | 0 | 0 | 0 | 0 | 0 | 0 | 0 | 0 | 0 | 0 | 0 | 0 | 0 | 0 | 0 | 0 | 0 | 0 | 0 | 0 | 0 | 0 | 0 | 0 | 0 | 0
Commercial_Lodging_Existing_Water Heating_Natural Gas_Water Heater_E9_Baseline Forecast | Commercial | Lodging | Existing | Water Heating | Natural Gas | Water Heater | E9 |  | Baseline Forecast | 0 | 0 | 0 | 0 | 0 | 0 | 0 | 0 | 0 | 0 | 0 | 0 | 0 | 0 | 0 | 0 | 0 | 0 | 0 | 0 | 0 | 0 | 0 | 0 | 0 | 0 | 0 | 0 | 0 | 0 | 0 | 0 | 0
Commercial_Lodging_Existing_Water Heating_Natural Gas_Water Heater_E10_Baseline Forecast | Commercial | Lodging | Existing | Water Heating | Natural Gas | Water Heater | E10 |  | Baseline Forecast | 0 | 0 | 0 | 0 | 0 | 0 | 0 | 0 | 0 | 0 | 0 | 0 | 0 | 0 | 0 | 0 | 0 | 0 | 0 | 0 | 0 | 0 | 0 | 0 | 0 | 0 | 0 | 0 | 0 | 0 | 0 | 0 | 0
Commercial_Lodging_Existing_Food Preparation_Natural Gas_Oven_E1_Baseline Forecast | Commercial | Lodging | Existing | Food Preparation | Natural Gas | Oven | E1 |  | Baseline Forecast | 0 | 1520.0551 | 1637.537 | 1732.7833 | 2452.8856 | 1887.2714 | 1941.1146 | 1985.4318 | 2020.997 | 2049.5484 | 1949.1042 | 1885.4916 | 1848.7934 | 1934.2097 | 1913.5173 | 1905.1753 | 2310.4933 | 2281.5444 | 2256.4715 | 2383.4989 | 2137.6344 | 2092.447 | 2066.2066 | 2038.7141 | 2012.8229 | 2022.9139 | 2036.5288 | 2051.202 | 2117.0576 | 2103.7465 | 2089.0928 | 2183.8352 | 2497.1923
Commercial_Lodging_Existing_Food Preparation_Natural Gas_Oven_E2_Baseline Forecast | Commercial | Lodging | Existing | Food Preparation | Natural Gas | Oven | E2 |  | Baseline Forecast | 0 | 2187.4826 | 2358.4227 | 2492.9333 | 3526.6866 | 2714.9568 | 2796.7358 | 2864.1224 | 2919.8283 | 2965.3331 | 2824.0241 | 2735.4582 | 2685.9917 | 2814.1801 | 2787.9329 | 2779.6907 | 3375.836 | 3338.6642 | 3307.2031 | 3499.1708 | 3143.2464 | 3081.8578 | 3047.7581 | 3011.8057 | 2977.5465 | 2995.9269 | 3019.2458 | 3043.7328 | 3143.6601 | 3125.6876 | 3104.8842 | 3246.3722 | 3712.1921
Commercial_Lodging_Existing_Food Preparation_Natural Gas_Oven_E3_Baseline Forecast | Commercial | Lodging | Existing | Food Preparation | Natural Gas | Oven | E3 |  | Baseline Forecast | 0 | 0 | 0 | 0 | 0 | 0 | 0 | 0 | 0 | 0 | 0 | 0 | 0 | 0 | 0 | 0 | 0 | 0 | 0 | 0 | 0 | 0 | 0 | 0 | 0 | 0 | 0 | 0 | 0 | 0 | 0 | 0 | 0
Commercial_Lodging_Existing_Food Preparation_Natural Gas_Oven_E4_Baseline Forecast | Commercial | Lodging | Existing | Food Preparation | Natural Gas | Oven | E4 |  | Baseline Forecast | 0 | 0 | 0 | 0 | 0 | 0 | 0 | 0 | 0 | 0 | 0 | 0 | 0 | 0 | 0 | 0 | 0 | 0 | 0 | 0 | 0 | 0 | 0 | 0 | 0 | 0 | 0 | 0 | 0 | 0 | 0 | 0 | 0
Commercial_Lodging_Existing_Food Preparation_Natural Gas_Oven_E5_Baseline Forecast | Commercial | Lodging | Existing | Food Preparation | Natural Gas | Oven | E5 |  | Baseline Forecast | 0 | 0 | 0 | 0 | 0 | 0 | 0 | 0 | 0 | 0 | 0 | 0 | 0 | 0 | 0 | 0 | 0 | 0 | 0 | 0 | 0 | 0 | 0 | 0 | 0 | 0 | 0 | 0 | 0 | 0 | 0 | 0 | 0
Commercial_Lodging_Existing_Food Preparation_Natural Gas_Oven_E6_Baseline Forecast | Commercial | Lodging | Existing | Food Preparation | Natural Gas | Oven | E6 |  | Baseline Forecast | 0 | 0 | 0 | 0 | 0 | 0 | 0 | 0 | 0 | 0 | 0 | 0 | 0 | 0 | 0 | 0 | 0 | 0 | 0 | 0 | 0 | 0 | 0 | 0 | 0 | 0 | 0 | 0 | 0 | 0 | 0 | 0 | 0
Commercial_Lodging_Existing_Food Preparation_Natural Gas_Oven_E7_Baseline Forecast | Commercial | Lodging | Existing | Food Preparation | Natural Gas | Oven | E7 |  | Baseline Forecast | 0 | 0 | 0 | 0 | 0 | 0 | 0 | 0 | 0 | 0 | 0 | 0 | 0 | 0 | 0 | 0 | 0 | 0 | 0 | 0 | 0 | 0 | 0 | 0 | 0 | 0 | 0 | 0 | 0 | 0 | 0 | 0 | 0
Commercial_Lodging_Existing_Food Preparation_Natural Gas_Oven_E8_Baseline Forecast | Commercial | Lodging | Existing | Food Preparation | Natural Gas | Oven | E8 |  | Baseline Forecast | 0 | 0 | 0 | 0 | 0 | 0 | 0 | 0 | 0 | 0 | 0 | 0 | 0 | 0 | 0 | 0 | 0 | 0 | 0 | 0 | 0 | 0 | 0 | 0 | 0 | 0 | 0 | 0 | 0 | 0 | 0 | 0 | 0
Commercial_Lodging_Existing_Food Preparation_Natural Gas_Oven_E9_Baseline Forecast | Commercial | Lodging | Existing | Food Preparation | Natural Gas | Oven | E9 |  | Baseline Forecast | 0 | 0 | 0 | 0 | 0 | 0 | 0 | 0 | 0 | 0 | 0 | 0 | 0 | 0 | 0 | 0 | 0 | 0 | 0 | 0 | 0 | 0 | 0 | 0 | 0 | 0 | 0 | 0 | 0 | 0 | 0 | 0 | 0
Commercial_Lodging_Existing_Food Preparation_Natural Gas_Oven_E10_Baseline Forecast | Commercial | Lodging | Existing | Food Preparation | Natural Gas | Oven | E10 |  | Baseline Forecast | 0 | 0 | 0 | 0 | 0 | 0 | 0 | 0 | 0 | 0 | 0 | 0 | 0 | 0 | 0 | 0 | 0 | 0 | 0 | 0 | 0 | 0 | 0 | 0 | 0 | 0 | 0 | 0 | 0 | 0 | 0 | 0 | 0
Commercial_Lodging_Existing_Food Preparation_Natural Gas_Conveyor Oven_E1_Baseline Forecast | Commercial | Lodging | Existing | Food Preparation | Natural Gas | Conveyor Oven | E1 |  | Baseline Forecast | 0 | 321.8576 | 416.1605 | 489.9712 | 867.0072 | 598.1775 | 635.3758 | 664.7999 | 687.8949 | 705.9453 | 719.9515 | 730.7519 | 738.9855 | 745.1796 | 749.7597 | 753.0445 | 755.2987 | 664.3706 | 610.1228 | 581.3876 | 630.7461 | 618.5503 | 695.8668 | 707.3543 | 716.1973 | 801.6684 | 712.2706 | 719.1529 | 724.3357 | 728.1586 | 730.9106 | 732.797 | 912.6134
Commercial_Lodging_Existing_Food Preparation_Natural Gas_Conveyor Oven_E2_Baseline Forecast | Commercial | Lodging | Existing | Food Preparation | Natural Gas | Conveyor Oven | E2 |  | Baseline Forecast | 0 | 463.2681 | 599.2834 | 705.4724 | 1248.3393 | 861.6086 | 915.8421 | 958.847 | 992.8581 | 1019.6129 | 1040.5561 | 1056.8555 | 1069.4833 | 1079.1873 | 1086.5282 | 1091.9899 | 1095.9321 | 964.5893 | 886.35 | 845.086 | 917.3065 | 900.0208 | 1012.9618 | 1030.1299 | 1043.3956 | 1168.2865 | 1038.3041 | 1048.5952 | 1056.3551 | 1062.097 | 1066.2018 | 1069.0145 | 1331.3333
Commercial_Lodging_Existing_Food Preparation_Natural Gas_Conveyor Oven_E3_Baseline Forecast | Commercial | Lodging | Existing | Food Preparation | Natural Gas | Conveyor Oven | E3 |  | Baseline Forecast | 0 | 0 | 0 | 0 | 0 | 0 | 0 | 0 | 0 | 0 | 0 | 0 | 0 | 0 | 0 | 0 | 0 | 0 | 0 | 0 | 0 | 0 | 0 | 0 | 0 | 0 | 0 | 0 | 0 | 0 | 0 | 0 | 0
Commercial_Lodging_Existing_Food Preparation_Natural Gas_Conveyor Oven_E4_Baseline Forecast | Commercial | Lodging | Existing | Food Preparation | Natural Gas | Conveyor Oven | E4 |  | Baseline Forecast | 0 | 0 | 0 | 0 | 0 | 0 | 0 | 0 | 0 | 0 | 0 | 0 | 0 | 0 | 0 | 0 | 0 | 0 | 0 | 0 | 0 | 0 | 0 | 0 | 0 | 0 | 0 | 0 | 0 | 0 | 0 | 0 | 0
Commercial_Lodging_Existing_Food Preparation_Natural Gas_Conveyor Oven_E5_Baseline Forecast | Commercial | Lodging | Existing | Food Preparation | Natural Gas | Conveyor Oven | E5 |  | Baseline Forecast | 0 | 0 | 0 | 0 | 0 | 0 | 0 | 0 | 0 | 0 | 0 | 0 | 0 | 0 | 0 | 0 | 0 | 0 | 0 | 0 | 0 | 0 | 0 | 0 | 0 | 0 | 0 | 0 | 0 | 0 | 0 | 0 | 0
Commercial_Lodging_Existing_Food Preparation_Natural Gas_Conveyor Oven_E6_Baseline Forecast | Commercial | Lodging | Existing | Food Preparation | Natural Gas | Conveyor Oven | E6 |  | Baseline Forecast | 0 | 0 | 0 | 0 | 0 | 0 | 0 | 0 | 0 | 0 | 0 | 0 | 0 | 0 | 0 | 0 | 0 | 0 | 0 | 0 | 0 | 0 | 0 | 0 | 0 | 0 | 0 | 0 | 0 | 0 | 0 | 0 | 0
Commercial_Lodging_Existing_Food Preparation_Natural Gas_Conveyor Oven_E7_Baseline Forecast | Commercial | Lodging | Existing | Food Preparation | Natural Gas | Conveyor Oven | E7 |  | Baseline Forecast | 0 | 0 | 0 | 0 | 0 | 0 | 0 | 0 | 0 | 0 | 0 | 0 | 0 | 0 | 0 | 0 | 0 | 0 | 0 | 0 | 0 | 0 | 0 | 0 | 0 | 0 | 0 | 0 | 0 | 0 | 0 | 0 | 0
Commercial_Lodging_Existing_Food Preparation_Natural Gas_Conveyor Oven_E8_Baseline Forecast | Commercial | Lodging | Existing | Food Preparation | Natural Gas | Conveyor Oven | E8 |  | Baseline Forecast | 0 | 0 | 0 | 0 | 0 | 0 | 0 | 0 | 0 | 0 | 0 | 0 | 0 | 0 | 0 | 0 | 0 | 0 | 0 | 0 | 0 | 0 | 0 | 0 | 0 | 0 | 0 | 0 | 0 | 0 | 0 | 0 | 0
Commercial_Lodging_Existing_Food Preparation_Natural Gas_Conveyor Oven_E9_Baseline Forecast | Commercial | Lodging | Existing | Food Preparation | Natural Gas | Conveyor Oven | E9 |  | Baseline Forecast | 0 | 0 | 0 | 0 | 0 | 0 | 0 | 0 | 0 | 0 | 0 | 0 | 0 | 0 | 0 | 0 | 0 | 0 | 0 | 0 | 0 | 0 | 0 | 0 | 0 | 0 | 0 | 0 | 0 | 0 | 0 | 0 | 0
Commercial_Lodging_Existing_Food Preparation_Natural Gas_Conveyor Oven_E10_Baseline Forecast | Commercial | Lodging | Existing | Food Preparation | Natural Gas | Conveyor Oven | E10 |  | Baseline Forecast | 0 | 0 | 0 | 0 | 0 | 0 | 0 | 0 | 0 | 0 | 0 | 0 | 0 | 0 | 0 | 0 | 0 | 0 | 0 | 0 | 0 | 0 | 0 | 0 | 0 | 0 | 0 | 0 | 0 | 0 | 0 | 0 | 0
Commercial_Lodging_Existing_Food Preparation_Natural Gas_Double Rack Oven_E1_Baseline Forecast | Commercial | Lodging | Existing | Food Preparation | Natural Gas | Double Rack Oven | E1 |  | Baseline Forecast | 0 | 455.951 | 589.2872 | 694.2041 | 1097.1103 | 847.5581 | 899.5334 | 940.6007 | 972.5185 | 997.3075 | 1016.3496 | 1030.8989 | 909.9591 | 839.5077 | 803.96 | 852.9063 | 843.7795 | 959.9332 | 981.0349 | 997.2098 | 1088.2421 | 1002.9931 | 1012.942 | 994.7641 | 964.589 | 932.0265 | 914.2282 | 897.2935 | 872.6449 | 869.7736 | 879.5537 | 926.3911 | 1109.103
Commercial_Lodging_Existing_Food Preparation_Natural Gas_Double Rack Oven_E2_Baseline Forecast | Commercial | Lodging | Existing | Food Preparation | Natural Gas | Double Rack Oven | E2 |  | Baseline Forecast | 0 | 656.3103 | 849.2583 | 999.341 | 1578.4385 | 1220.4722 | 1298.0254 | 1359.5656 | 1408.5483 | 1447.2333 | 1477.7029 | 1501.5449 | 1327.8924 | 1227.444 | 1177.6389 | 1251.6632 | 1240.5649 | 1414.1149 | 1448.1116 | 1475.0013 | 1612.7671 | 1489.2831 | 1506.6097 | 1482.0603 | 1439.173 | 1392.3028 | 1367.2336 | 1343.1846 | 1307.2552 | 1303.7411 | 1318.8333 | 1389.3677 | 1663.3922
Commercial_Lodging_Existing_Food Preparation_Natural Gas_Double Rack Oven_E3_Baseline Forecast | Commercial | Lodging | Existing | Food Preparation | Natural Gas | Double Rack Oven | E3 |  | Baseline Forecast | 0 | 0 | 0 | 0 | 0 | 0 | 0 | 0 | 0 | 0 | 0 | 0 | 0 | 0 | 0 | 0 | 0 | 0 | 0 | 0 | 0 | 0 | 0 | 0 | 0 | 0 | 0 | 0 | 0 | 0 | 0 | 0 | 0
Commercial_Lodging_Existing_Food Preparation_Natural Gas_Double Rack Oven_E4_Baseline Forecast | Commercial | Lodging | Existing | Food Preparation | Natural Gas | Double Rack Oven | E4 |  | Baseline Forecast | 0 | 0 | 0 | 0 | 0 | 0 | 0 | 0 | 0 | 0 | 0 | 0 | 0 | 0 | 0 | 0 | 0 | 0 | 0 | 0 | 0 | 0 | 0 | 0 | 0 | 0 | 0 | 0 | 0 | 0 | 0 | 0 | 0
Commercial_Lodging_Existing_Food Preparation_Natural Gas_Double Rack Oven_E5_Baseline Forecast | Commercial | Lodging | Existing | Food Preparation | Natural Gas | Double Rack Oven | E5 |  | Baseline Forecast | 0 | 0 | 0 | 0 | 0 | 0 | 0 | 0 | 0 | 0 | 0 | 0 | 0 | 0 | 0 | 0 | 0 | 0 | 0 | 0 | 0 | 0 | 0 | 0 | 0 | 0 | 0 | 0 | 0 | 0 | 0 | 0 | 0
Commercial_Lodging_Existing_Food Preparation_Natural Gas_Double Rack Oven_E6_Baseline Forecast | Commercial | Lodging | Existing | Food Preparation | Natural Gas | Double Rack Oven | E6 |  | Baseline Forecast | 0 | 0 | 0 | 0 | 0 | 0 | 0 | 0 | 0 | 0 | 0 | 0 | 0 | 0 | 0 | 0 | 0 | 0 | 0 | 0 | 0 | 0 | 0 | 0 | 0 | 0 | 0 | 0 | 0 | 0 | 0 | 0 | 0
Commercial_Lodging_Existing_Food Preparation_Natural Gas_Double Rack Oven_E7_Baseline Forecast | Commercial | Lodging | Existing | Food Preparation | Natural Gas | Double Rack Oven | E7 |  | Baseline Forecast | 0 | 0 | 0 | 0 | 0 | 0 | 0 | 0 | 0 | 0 | 0 | 0 | 0 | 0 | 0 | 0 | 0 | 0 | 0 | 0 | 0 | 0 | 0 | 0 | 0 | 0 | 0 | 0 | 0 | 0 | 0 | 0 | 0
Commercial_Lodging_Existing_Food Preparation_Natural Gas_Double Rack Oven_E8_Baseline Forecast | Commercial | Lodging | Existing | Food Preparation | Natural Gas | Double Rack Oven | E8 |  | Baseline Forecast | 0 | 0 | 0 | 0 | 0 | 0 | 0 | 0 | 0 | 0 | 0 | 0 | 0 | 0 | 0 | 0 | 0 | 0 | 0 | 0 | 0 | 0 | 0 | 0 | 0 | 0 | 0 | 0 | 0 | 0 | 0 | 0 | 0
Commercial_Lodging_Existing_Food Preparation_Natural Gas_Double Rack Oven_E9_Baseline Forecast | Commercial | Lodging | Existing | Food Preparation | Natural Gas | Double Rack Oven | E9 |  | Baseline Forecast | 0 | 0 | 0 | 0 | 0 | 0 | 0 | 0 | 0 | 0 | 0 | 0 | 0 | 0 | 0 | 0 | 0 | 0 | 0 | 0 | 0 | 0 | 0 | 0 | 0 | 0 | 0 | 0 | 0 | 0 | 0 | 0 | 0
Commercial_Lodging_Existing_Food Preparation_Natural Gas_Double Rack Oven_E10_Baseline Forecast | Commercial | Lodging | Existing | Food Preparation | Natural Gas | Double Rack Oven | E10 |  | Baseline Forecast | 0 | 0 | 0 | 0 | 0 | 0 | 0 | 0 | 0 | 0 | 0 | 0 | 0 | 0 | 0 | 0 | 0 | 0 | 0 | 0 | 0 | 0 | 0 | 0 | 0 | 0 | 0 | 0 | 0 | 0 | 0 | 0 | 0
Commercial_Lodging_Existing_Food Preparation_Natural Gas_Fryer_E1_Baseline Forecast | Commercial | Lodging | Existing | Food Preparation | Natural Gas | Fryer | E1 |  | Baseline Forecast | 0 | 0 | 0 | 0 | 0 | 0 | 0 | 0 | 0 | 0 | 0 | 0 | 0 | 0 | 0 | 0 | 0 | 0 | 0 | 0 | 0 | 0 | 0 | 0 | 0 | 0 | 0 | 0 | 0 | 0 | 0 | 0 | 0
Commercial_Lodging_Existing_Food Preparation_Natural Gas_Fryer_E2_Baseline Forecast | Commercial | Lodging | Existing | Food Preparation | Natural Gas | Fryer | E2 |  | Baseline Forecast | 0 | 0 | 0 | 911.3831 | 3723.1026 | 3853.8794 | 4889.3124 | 5712.6974 | 6366.5402 | 5082.6851 | 4057.6683 | 3418.8232 | 3460.9952 | 3520.8934 | 3772.6446 | 4135.7157 | 4787.0341 | 5538.5664 | 5256.3142 | 5136.2989 | 4995.2556 | 4851.5838 | 4291.9581 | 3982.0028 | 3960.8162 | 4265.4617 | 4457.5755 | 4636.2411 | 4779.5189 | 4939.3039 | 4982.4739 | 4692.0365 | 5168.0205
Commercial_Lodging_Existing_Food Preparation_Natural Gas_Fryer_E3_Baseline Forecast | Commercial | Lodging | Existing | Food Preparation | Natural Gas | Fryer | E3 |  | Baseline Forecast | 0 | 0 | 0 | 0 | 0 | 0 | 0 | 0 | 0 | 0 | 0 | 0 | 0 | 0 | 0 | 0 | 0 | 0 | 0 | 0 | 0 | 0 | 0 | 0 | 0 | 0 | 0 | 0 | 0 | 0 | 0 | 0 | 0
Commercial_Lodging_Existing_Food Preparation_Natural Gas_Fryer_E4_Baseline Forecast | Commercial | Lodging | Existing | Food Preparation | Natural Gas | Fryer | E4 |  | Baseline Forecast | 0 | 0 | 0 | 0 | 0 | 0 | 0 | 0 | 0 | 0 | 0 | 0 | 0 | 0 | 0 | 0 | 0 | 0 | 0 | 0 | 0 | 0 | 0 | 0 | 0 | 0 | 0 | 0 | 0 | 0 | 0 | 0 | 0
Commercial_Lodging_Existing_Food Preparation_Natural Gas_Fryer_E5_Baseline Forecast | Commercial | Lodging | Existing | Food Preparation | Natural Gas | Fryer | E5 |  | Baseline Forecast | 0 | 0 | 0 | 0 | 0 | 0 | 0 | 0 | 0 | 0 | 0 | 0 | 0 | 0 | 0 | 0 | 0 | 0 | 0 | 0 | 0 | 0 | 0 | 0 | 0 | 0 | 0 | 0 | 0 | 0 | 0 | 0 | 0
Commercial_Lodging_Existing_Food Preparation_Natural Gas_Fryer_E6_Baseline Forecast | Commercial | Lodging | Existing | Food Preparation | Natural Gas | Fryer | E6 |  | Baseline Forecast | 0 | 0 | 0 | 0 | 0 | 0 | 0 | 0 | 0 | 0 | 0 | 0 | 0 | 0 | 0 | 0 | 0 | 0 | 0 | 0 | 0 | 0 | 0 | 0 | 0 | 0 | 0 | 0 | 0 | 0 | 0 | 0 | 0
Commercial_Lodging_Existing_Food Preparation_Natural Gas_Fryer_E7_Baseline Forecast | Commercial | Lodging | Existing | Food Preparation | Natural Gas | Fryer | E7 |  | Baseline Forecast | 0 | 0 | 0 | 0 | 0 | 0 | 0 | 0 | 0 | 0 | 0 | 0 | 0 | 0 | 0 | 0 | 0 | 0 | 0 | 0 | 0 | 0 | 0 | 0 | 0 | 0 | 0 | 0 | 0 | 0 | 0 | 0 | 0
Commercial_Lodging_Existing_Food Preparation_Natural Gas_Fryer_E8_Baseline Forecast | Commercial | Lodging | Existing | Food Preparation | Natural Gas | Fryer | E8 |  | Baseline Forecast | 0 | 0 | 0 | 0 | 0 | 0 | 0 | 0 | 0 | 0 | 0 | 0 | 0 | 0 | 0 | 0 | 0 | 0 | 0 | 0 | 0 | 0 | 0 | 0 | 0 | 0 | 0 | 0 | 0 | 0 | 0 | 0 | 0
Commercial_Lodging_Existing_Food Preparation_Natural Gas_Fryer_E9_Baseline Forecast | Commercial | Lodging | Existing | Food Preparation | Natural Gas | Fryer | E9 |  | Baseline Forecast | 0 | 0 | 0 | 0 | 0 | 0 | 0 | 0 | 0 | 0 | 0 | 0 | 0 | 0 | 0 | 0 | 0 | 0 | 0 | 0 | 0 | 0 | 0 | 0 | 0 | 0 | 0 | 0 | 0 | 0 | 0 | 0 | 0
Commercial_Lodging_Existing_Food Preparation_Natural Gas_Fryer_E10_Baseline Forecast | Commercial | Lodging | Existing | Food Preparation | Natural Gas | Fryer | E10 |  | Baseline Forecast | 0 | 0 | 0 | 0 | 0 | 0 | 0 | 0 | 0 | 0 | 0 | 0 | 0 | 0 | 0 | 0 | 0 | 0 | 0 | 0 | 0 | 0 | 0 | 0 | 0 | 0 | 0 | 0 | 0 | 0 | 0 | 0 | 0
Commercial_Lodging_Existing_Food Preparation_Natural Gas_Broiler_E1_Baseline Forecast | Commercial | Lodging | Existing | Food Preparation | Natural Gas | Broiler | E1 |  | Baseline Forecast | 0 | 1250.4837 | 1616.8907 | 1903.9705 | 3008.367 | 2324.8317 | 2469.3144 | 2583.6591 | 2673.341 | 2743.4436 | 2797.8225 | 2839.7647 | 2508.3749 | 2315.8264 | 2219.2864 | 2356.0298 | 2332.4239 | 2655.4415 | 2715.8459 | 2762.724 | 3017.0948 | 2782.7311 | 2812.1077 | 2763.3687 | 2680.9793 | 2591.6618 | 2543.2218 | 2496.9956 | 2429.0725 | 2421.624 | 2449.1527 | 2579.7837 | 3088.5937
Commercial_Lodging_Existing_Food Preparation_Natural Gas_Broiler_E2_Baseline Forecast | Commercial | Lodging | Existing | Food Preparation | Natural Gas | Broiler | E2 |  | Baseline Forecast | 0 | 439.4637 | 568.8063 | 669.1677 | 1056.808 | 817.2919 | 869.612 | 911.1673 | 944.404 | 970.7424 | 991.5905 | 1007.9794 | 891.7716 | 824.6585 | 791.515 | 841.6106 | 834.487 | 951.6394 | 974.9504 | 993.5037 | 1086.7641 | 1003.9831 | 1016.0484 | 999.8684 | 971.2482 | 939.8772 | 923.1853 | 907.1415 | 883.0238 | 880.7704 | 891.0324 | 938.7335 | 1123.8796
Commercial_Lodging_Existing_Food Preparation_Natural Gas_Broiler_E3_Baseline Forecast | Commercial | Lodging | Existing | Food Preparation | Natural Gas | Broiler | E3 |  | Baseline Forecast | 0 | 0 | 0 | 0 | 0 | 0 | 0 | 0 | 0 | 0 | 0 | 0 | 0 | 0 | 0 | 0 | 0 | 0 | 0 | 0 | 0 | 0 | 0 | 0 | 0 | 0 | 0 | 0 | 0 | 0 | 0 | 0 | 0
Commercial_Lodging_Existing_Food Preparation_Natural Gas_Broiler_E4_Baseline Forecast | Commercial | Lodging | Existing | Food Preparation | Natural Gas | Broiler | E4 |  | Baseline Forecast | 0 | 0 | 0 | 0 | 0 | 0 | 0 | 0 | 0 | 0 | 0 | 0 | 0 | 0 | 0 | 0 | 0 | 0 | 0 | 0 | 0 | 0 | 0 | 0 | 0 | 0 | 0 | 0 | 0 | 0 | 0 | 0 | 0
Commercial_Lodging_Existing_Food Preparation_Natural Gas_Broiler_E5_Baseline Forecast | Commercial | Lodging | Existing | Food Preparation | Natural Gas | Broiler | E5 |  | Baseline Forecast | 0 | 0 | 0 | 0 | 0 | 0 | 0 | 0 | 0 | 0 | 0 | 0 | 0 | 0 | 0 | 0 | 0 | 0 | 0 | 0 | 0 | 0 | 0 | 0 | 0 | 0 | 0 | 0 | 0 | 0 | 0 | 0 | 0
Commercial_Lodging_Existing_Food Preparation_Natural Gas_Broiler_E6_Baseline Forecast | Commercial | Lodging | Existing | Food Preparation | Natural Gas | Broiler | E6 |  | Baseline Forecast | 0 | 0 | 0 | 0 | 0 | 0 | 0 | 0 | 0 | 0 | 0 | 0 | 0 | 0 | 0 | 0 | 0 | 0 | 0 | 0 | 0 | 0 | 0 | 0 | 0 | 0 | 0 | 0 | 0 | 0 | 0 | 0 | 0
Commercial_Lodging_Existing_Food Preparation_Natural Gas_Broiler_E7_Baseline Forecast | Commercial | Lodging | Existing | Food Preparation | Natural Gas | Broiler | E7 |  | Baseline Forecast | 0 | 0 | 0 | 0 | 0 | 0 | 0 | 0 | 0 | 0 | 0 | 0 | 0 | 0 | 0 | 0 | 0 | 0 | 0 | 0 | 0 | 0 | 0 | 0 | 0 | 0 | 0 | 0 | 0 | 0 | 0 | 0 | 0
Commercial_Lodging_Existing_Food Preparation_Natural Gas_Broiler_E8_Baseline Forecast | Commercial | Lodging | Existing | Food Preparation | Natural Gas | Broiler | E8 |  | Baseline Forecast | 0 | 0 | 0 | 0 | 0 | 0 | 0 | 0 | 0 | 0 | 0 | 0 | 0 | 0 | 0 | 0 | 0 | 0 | 0 | 0 | 0 | 0 | 0 | 0 | 0 | 0 | 0 | 0 | 0 | 0 | 0 | 0 | 0
Commercial_Lodging_Existing_Food Preparation_Natural Gas_Broiler_E9_Baseline Forecast | Commercial | Lodging | Existing | Food Preparation | Natural Gas | Broiler | E9 |  | Baseline Forecast | 0 | 0 | 0 | 0 | 0 | 0 | 0 | 0 | 0 | 0 | 0 | 0 | 0 | 0 | 0 | 0 | 0 | 0 | 0 | 0 | 0 | 0 | 0 | 0 | 0 | 0 | 0 | 0 | 0 | 0 | 0 | 0 | 0
Commercial_Lodging_Existing_Food Preparation_Natural Gas_Broiler_E10_Baseline Forecast | Commercial | Lodging | Existing | Food Preparation | Natural Gas | Broiler | E10 |  | Baseline Forecast | 0 | 0 | 0 | 0 | 0 | 0 | 0 | 0 | 0 | 0 | 0 | 0 | 0 | 0 | 0 | 0 | 0 | 0 | 0 | 0 | 0 | 0 | 0 | 0 | 0 | 0 | 0 | 0 | 0 | 0 | 0 | 0 | 0
Commercial_Lodging_Existing_Food Preparation_Natural Gas_Griddle_E1_Baseline Forecast | Commercial | Lodging | Existing | Food Preparation | Natural Gas | Griddle | E1 |  | Baseline Forecast | 0 | 3207.7487 | 4148.4881 | 0 | 0 | 0 | 0 | 0 | 0 | 0 | 0 | 0 | 0 | 0 | 0 | 0 | 0 | 0 | 0 | 0 | 0 | 0 | 0 | 0 | 0 | 0 | 0 | 0 | 0 | 0 | 0 | 0 | 0
Commercial_Lodging_Existing_Food Preparation_Natural Gas_Griddle_E2_Baseline Forecast | Commercial | Lodging | Existing | Food Preparation | Natural Gas | Griddle | E2 |  | Baseline Forecast | 0 | 1310.274 | 1694.906 | 6879.2063 | 10868.121 | 8400.3712 | 8926.5176 | 9343.3113 | 9671.9303 | 9929.7628 | 10130.8798 | 10286.8261 | 9090.1874 | 8395.9901 | 8049.2855 | 8548.7938 | 8466.6392 | 9643.4202 | 9867.2309 | 10042.1597 | 10971.5411 | 10123.6644 | 10234.4582 | 10060.8993 | 9764.1184 | 9441.4616 | 9267.3333 | 9100.8565 | 8854.7879 | 8828.8504 | 8929.8824 | 9406.6481 | 11261.9185
Commercial_Lodging_Existing_Food Preparation_Natural Gas_Griddle_E3_Baseline Forecast | Commercial | Lodging | Existing | Food Preparation | Natural Gas | Griddle | E3 |  | Baseline Forecast | 0 | 0 | 0 | 0 | 0 | 0 | 0 | 0 | 0 | 0 | 0 | 0 | 0 | 0 | 0 | 0 | 0 | 0 | 0 | 0 | 0 | 0 | 0 | 0 | 0 | 0 | 0 | 0 | 0 | 0 | 0 | 0 | 0
Commercial_Lodging_Existing_Food Preparation_Natural Gas_Griddle_E4_Baseline Forecast | Commercial | Lodging | Existing | Food Preparation | Natural Gas | Griddle | E4 |  | Baseline Forecast | 0 | 0 | 0 | 0 | 0 | 0 | 0 | 0 | 0 | 0 | 0 | 0 | 0 | 0 | 0 | 0 | 0 | 0 | 0 | 0 | 0 | 0 | 0 | 0 | 0 | 0 | 0 | 0 | 0 | 0 | 0 | 0 | 0
Commercial_Lodging_Existing_Food Preparation_Natural Gas_Griddle_E5_Baseline Forecast | Commercial | Lodging | Existing | Food Preparation | Natural Gas | Griddle | E5 |  | Baseline Forecast | 0 | 0 | 0 | 0 | 0 | 0 | 0 | 0 | 0 | 0 | 0 | 0 | 0 | 0 | 0 | 0 | 0 | 0 | 0 | 0 | 0 | 0 | 0 | 0 | 0 | 0 | 0 | 0 | 0 | 0 | 0 | 0 | 0
Commercial_Lodging_Existing_Food Preparation_Natural Gas_Griddle_E6_Baseline Forecast | Commercial | Lodging | Existing | Food Preparation | Natural Gas | Griddle | E6 |  | Baseline Forecast | 0 | 0 | 0 | 0 | 0 | 0 | 0 | 0 | 0 | 0 | 0 | 0 | 0 | 0 | 0 | 0 | 0 | 0 | 0 | 0 | 0 | 0 | 0 | 0 | 0 | 0 | 0 | 0 | 0 | 0 | 0 | 0 | 0
Commercial_Lodging_Existing_Food Preparation_Natural Gas_Griddle_E7_Baseline Forecast | Commercial | Lodging | Existing | Food Preparation | Natural Gas | Griddle | E7 |  | Baseline Forecast | 0 | 0 | 0 | 0 | 0 | 0 | 0 | 0 | 0 | 0 | 0 | 0 | 0 | 0 | 0 | 0 | 0 | 0 | 0 | 0 | 0 | 0 | 0 | 0 | 0 | 0 | 0 | 0 | 0 | 0 | 0 | 0 | 0
Commercial_Lodging_Existing_Food Preparation_Natural Gas_Griddle_E8_Baseline Forecast | Commercial | Lodging | Existing | Food Preparation | Natural Gas | Griddle | E8 |  | Baseline Forecast | 0 | 0 | 0 | 0 | 0 | 0 | 0 | 0 | 0 | 0 | 0 | 0 | 0 | 0 | 0 | 0 | 0 | 0 | 0 | 0 | 0 | 0 | 0 | 0 | 0 | 0 | 0 | 0 | 0 | 0 | 0 | 0 | 0
Commercial_Lodging_Existing_Food Preparation_Natural Gas_Griddle_E9_Baseline Forecast | Commercial | Lodging | Existing | Food Preparation | Natural Gas | Griddle | E9 |  | Baseline Forecast | 0 | 0 | 0 | 0 | 0 | 0 | 0 | 0 | 0 | 0 | 0 | 0 | 0 | 0 | 0 | 0 | 0 | 0 | 0 | 0 | 0 | 0 | 0 | 0 | 0 | 0 | 0 | 0 | 0 | 0 | 0 | 0 | 0
Commercial_Lodging_Existing_Food Preparation_Natural Gas_Griddle_E10_Baseline Forecast | Commercial | Lodging | Existing | Food Preparation | Natural Gas | Griddle | E10 |  | Baseline Forecast | 0 | 0 | 0 | 0 | 0 | 0 | 0 | 0 | 0 | 0 | 0 | 0 | 0 | 0 | 0 | 0 | 0 | 0 | 0 | 0 | 0 | 0 | 0 | 0 | 0 | 0 | 0 | 0 | 0 | 0 | 0 | 0 | 0
Commercial_Lodging_Existing_Food Preparation_Natural Gas_Range_E1_Baseline Forecast | Commercial | Lodging | Existing | Food Preparation | Natural Gas | Range | E1 |  | Baseline Forecast | 0 | 33.9371 | 43.8833 | 51.6792 | 77.7405 | 63.1102 | 67.0336 | 70.1395 | 72.5758 | 74.4813 | 66.0467 | 61.2792 | 59.0316 | 62.3055 | 62.065 | 71.2035 | 73.108 | 74.5879 | 80.695 | 73.6792 | 71.8388 | 69.7202 | 68.5053 | 67.3539 | 65.6068 | 65.5125 | 66.366 | 69.646 | 70.0045 | 72.313 | 71.9167 | 71.2597 | 82.8174
Commercial_Lodging_Existing_Food Preparation_Natural Gas_Range_E2_Baseline Forecast | Commercial | Lodging | Existing | Food Preparation | Natural Gas | Range | E2 |  | Baseline Forecast | 0 | 48.8358 | 63.1713 | 74.3521 | 111.809 | 90.7898 | 96.5057 | 101.0357 | 104.6198 | 107.438 | 95.3341 | 88.5055 | 85.3135 | 90.1042 | 89.8122 | 103.1005 | 105.9246 | 108.1416 | 117.0772 | 106.9755 | 104.3765 | 101.3716 | 99.6707 | 98.0615 | 95.574 | 95.4847 | 96.7725 | 101.5947 | 102.1485 | 105.543 | 104.9787 | 104.0288 | 120.9014
Commercial_Lodging_Existing_Food Preparation_Natural Gas_Range_E3_Baseline Forecast | Commercial | Lodging | Existing | Food Preparation | Natural Gas | Range | E3 |  | Baseline Forecast | 0 | 0 | 0 | 0 | 0 | 0 | 0 | 0 | 0 | 0 | 0 | 0 | 0 | 0 | 0 | 0 | 0 | 0 | 0 | 0 | 0 | 0 | 0 | 0 | 0 | 0 | 0 | 0 | 0 | 0 | 0 | 0 | 0
Commercial_Lodging_Existing_Food Preparation_Natural Gas_Range_E4_Baseline Forecast | Commercial | Lodging | Existing | Food Preparation | Natural Gas | Range | E4 |  | Baseline Forecast | 0 | 0 | 0 | 0 | 0 | 0 | 0 | 0 | 0 | 0 | 0 | 0 | 0 | 0 | 0 | 0 | 0 | 0 | 0 | 0 | 0 | 0 | 0 | 0 | 0 | 0 | 0 | 0 | 0 | 0 | 0 | 0 | 0
Commercial_Lodging_Existing_Food Preparation_Natural Gas_Range_E5_Baseline Forecast | Commercial | Lodging | Existing | Food Preparation | Natural Gas | Range | E5 |  | Baseline Forecast | 0 | 0 | 0 | 0 | 0 | 0 | 0 | 0 | 0 | 0 | 0 | 0 | 0 | 0 | 0 | 0 | 0 | 0 | 0 | 0 | 0 | 0 | 0 | 0 | 0 | 0 | 0 | 0 | 0 | 0 | 0 | 0 | 0
Commercial_Lodging_Existing_Food Preparation_Natural Gas_Range_E6_Baseline Forecast | Commercial | Lodging | Existing | Food Preparation | Natural Gas | Range | E6 |  | Baseline Forecast | 0 | 0 | 0 | 0 | 0 | 0 | 0 | 0 | 0 | 0 | 0 | 0 | 0 | 0 | 0 | 0 | 0 | 0 | 0 | 0 | 0 | 0 | 0 | 0 | 0 | 0 | 0 | 0 | 0 | 0 | 0 | 0 | 0
Commercial_Lodging_Existing_Food Preparation_Natural Gas_Range_E7_Baseline Forecast | Commercial | Lodging | Existing | Food Preparation | Natural Gas | Range | E7 |  | Baseline Forecast | 0 | 0 | 0 | 0 | 0 | 0 | 0 | 0 | 0 | 0 | 0 | 0 | 0 | 0 | 0 | 0 | 0 | 0 | 0 | 0 | 0 | 0 | 0 | 0 | 0 | 0 | 0 | 0 | 0 | 0 | 0 | 0 | 0
Commercial_Lodging_Existing_Food Preparation_Natural Gas_Range_E8_Baseline Forecast | Commercial | Lodging | Existing | Food Preparation | Natural Gas | Range | E8 |  | Baseline Forecast | 0 | 0 | 0 | 0 | 0 | 0 | 0 | 0 | 0 | 0 | 0 | 0 | 0 | 0 | 0 | 0 | 0 | 0 | 0 | 0 | 0 | 0 | 0 | 0 | 0 | 0 | 0 | 0 | 0 | 0 | 0 | 0 | 0
Commercial_Lodging_Existing_Food Preparation_Natural Gas_Range_E9_Baseline Forecast | Commercial | Lodging | Existing | Food Preparation | Natural Gas | Range | E9 |  | Baseline Forecast | 0 | 0 | 0 | 0 | 0 | 0 | 0 | 0 | 0 | 0 | 0 | 0 | 0 | 0 | 0 | 0 | 0 | 0 | 0 | 0 | 0 | 0 | 0 | 0 | 0 | 0 | 0 | 0 | 0 | 0 | 0 | 0 | 0
Commercial_Lodging_Existing_Food Preparation_Natural Gas_Range_E10_Baseline Forecast | Commercial | Lodging | Existing | Food Preparation | Natural Gas | Range | E10 |  | Baseline Forecast | 0 | 0 | 0 | 0 | 0 | 0 | 0 | 0 | 0 | 0 | 0 | 0 | 0 | 0 | 0 | 0 | 0 | 0 | 0 | 0 | 0 | 0 | 0 | 0 | 0 | 0 | 0 | 0 | 0 | 0 | 0 | 0 | 0
Commercial_Lodging_Existing_Food Preparation_Natural Gas_Steamer_E1_Baseline Forecast | Commercial | Lodging | Existing | Food Preparation | Natural Gas | Steamer | E1 |  | Baseline Forecast | 0 | 38.3035 | 43.3106 | 0 | 0 | 0 | 0 | 0 | 0 | 0 | 0 | 0 | 0 | 0 | 0 | 0 | 0 | 0 | 0 | 0 | 0 | 0 | 0 | 0 | 0 | 0 | 0 | 0 | 0 | 0 | 0 | 0 | 0
Commercial_Lodging_Existing_Food Preparation_Natural Gas_Steamer_E2_Baseline Forecast | Commercial | Lodging | Existing | Food Preparation | Natural Gas | Steamer | E2 |  | Baseline Forecast | 0 | 38.3381 | 43.5293 | 95.656 | 151.7769 | 111.064 | 117.337 | 122.8833 | 127.7711 | 132.0689 | 125.4568 | 120.7254 | 117.5316 | 120.7932 | 119.2594 | 118.5873 | 118.5966 | 119.1406 | 120.0982 | 142.8391 | 143.0324 | 142.5027 | 156.2532 | 139.6746 | 138.7957 | 137.7966 | 136.7737 | 135.7968 | 134.1724 | 133.3037 | 132.9247 | 136.0005 | 162.778
Commercial_Lodging_Existing_Food Preparation_Natural Gas_Steamer_E3_Baseline Forecast | Commercial | Lodging | Existing | Food Preparation | Natural Gas | Steamer | E3 |  | Baseline Forecast | 0 | 0 | 0 | 0 | 0 | 0 | 0 | 0 | 0 | 0 | 0 | 0 | 0 | 0 | 0 | 0 | 0 | 0 | 0 | 0 | 0 | 0 | 0 | 0 | 0 | 0 | 0 | 0 | 0 | 0 | 0 | 0 | 0
Commercial_Lodging_Existing_Food Preparation_Natural Gas_Steamer_E4_Baseline Forecast | Commercial | Lodging | Existing | Food Preparation | Natural Gas | Steamer | E4 |  | Baseline Forecast | 0 | 0 | 0 | 0 | 0 | 0 | 0 | 0 | 0 | 0 | 0 | 0 | 0 | 0 | 0 | 0 | 0 | 0 | 0 | 0 | 0 | 0 | 0 | 0 | 0 | 0 | 0 | 0 | 0 | 0 | 0 | 0 | 0
Commercial_Lodging_Existing_Food Preparation_Natural Gas_Steamer_E5_Baseline Forecast | Commercial | Lodging | Existing | Food Preparation | Natural Gas | Steamer | E5 |  | Baseline Forecast | 0 | 0 | 0 | 0 | 0 | 0 | 0 | 0 | 0 | 0 | 0 | 0 | 0 | 0 | 0 | 0 | 0 | 0 | 0 | 0 | 0 | 0 | 0 | 0 | 0 | 0 | 0 | 0 | 0 | 0 | 0 | 0 | 0
Commercial_Lodging_Existing_Food Preparation_Natural Gas_Steamer_E6_Baseline Forecast | Commercial | Lodging | Existing | Food Preparation | Natural Gas | Steamer | E6 |  | Baseline Forecast | 0 | 0 | 0 | 0 | 0 | 0 | 0 | 0 | 0 | 0 | 0 | 0 | 0 | 0 | 0 | 0 | 0 | 0 | 0 | 0 | 0 | 0 | 0 | 0 | 0 | 0 | 0 | 0 | 0 | 0 | 0 | 0 | 0
Commercial_Lodging_Existing_Food Preparation_Natural Gas_Steamer_E7_Baseline Forecast | Commercial | Lodging | Existing | Food Preparation | Natural Gas | Steamer | E7 |  | Baseline Forecast | 0 | 0 | 0 | 0 | 0 | 0 | 0 | 0 | 0 | 0 | 0 | 0 | 0 | 0 | 0 | 0 | 0 | 0 | 0 | 0 | 0 | 0 | 0 | 0 | 0 | 0 | 0 | 0 | 0 | 0 | 0 | 0 | 0
Commercial_Lodging_Existing_Food Preparation_Natural Gas_Steamer_E8_Baseline Forecast | Commercial | Lodging | Existing | Food Preparation | Natural Gas | Steamer | E8 |  | Baseline Forecast | 0 | 0 | 0 | 0 | 0 | 0 | 0 | 0 | 0 | 0 | 0 | 0 | 0 | 0 | 0 | 0 | 0 | 0 | 0 | 0 | 0 | 0 | 0 | 0 | 0 | 0 | 0 | 0 | 0 | 0 | 0 | 0 | 0
Commercial_Lodging_Existing_Food Preparation_Natural Gas_Steamer_E9_Baseline Forecast | Commercial | Lodging | Existing | Food Preparation | Natural Gas | Steamer | E9 |  | Baseline Forecast | 0 | 0 | 0 | 0 | 0 | 0 | 0 | 0 | 0 | 0 | 0 | 0 | 0 | 0 | 0 | 0 | 0 | 0 | 0 | 0 | 0 | 0 | 0 | 0 | 0 | 0 | 0 | 0 | 0 | 0 | 0 | 0 | 0
Commercial_Lodging_Existing_Food Preparation_Natural Gas_Steamer_E10_Baseline Forecast | Commercial | Lodging | Existing | Food Preparation | Natural Gas | Steamer | E10 |  | Baseline Forecast | 0 | 0 | 0 | 0 | 0 | 0 | 0 | 0 | 0 | 0 | 0 | 0 | 0 | 0 | 0 | 0 | 0 | 0 | 0 | 0 | 0 | 0 | 0 | 0 | 0 | 0 | 0 | 0 | 0 | 0 | 0 | 0 | 0
Commercial_Lodging_Existing_Food Preparation_Natural Gas_Food Prep Other_E1_Baseline Forecast | Commercial | Lodging | Existing | Food Preparation | Natural Gas | Food Prep Other | E1 |  | Baseline Forecast | 0 | 0 | 0 | 0 | 0 | 0 | 0 | 0 | 0 | 0 | 0 | 0 | 0 | 0 | 0 | 0 | 0 | 0 | 0 | 0 | 0 | 0 | 0 | 0 | 0 | 0 | 0 | 0 | 0 | 0 | 0 | 0 | 0
Commercial_Lodging_Existing_Food Preparation_Natural Gas_Food Prep Other_E2_Baseline Forecast | Commercial | Lodging | Existing | Food Preparation | Natural Gas | Food Prep Other | E2 |  | Baseline Forecast | 0 | 0 | 0 | 0 | 0 | 0 | 0 | 0 | 0 | 0 | 0 | 0 | 0 | 0 | 0 | 0 | 0 | 0 | 0 | 0 | 0 | 0 | 0 | 0 | 0 | 0 | 0 | 0 | 0 | 0 | 0 | 0 | 0
Commercial_Lodging_Existing_Food Preparation_Natural Gas_Food Prep Other_E3_Baseline Forecast | Commercial | Lodging | Existing | Food Preparation | Natural Gas | Food Prep Other | E3 |  | Baseline Forecast | 0 | 0 | 0 | 0 | 0 | 0 | 0 | 0 | 0 | 0 | 0 | 0 | 0 | 0 | 0 | 0 | 0 | 0 | 0 | 0 | 0 | 0 | 0 | 0 | 0 | 0 | 0 | 0 | 0 | 0 | 0 | 0 | 0
Commercial_Lodging_Existing_Food Preparation_Natural Gas_Food Prep Other_E4_Baseline Forecast | Commercial | Lodging | Existing | Food Preparation | Natural Gas | Food Prep Other | E4 |  | Baseline Forecast | 0 | 0 | 0 | 0 | 0 | 0 | 0 | 0 | 0 | 0 | 0 | 0 | 0 | 0 | 0 | 0 | 0 | 0 | 0 | 0 | 0 | 0 | 0 | 0 | 0 | 0 | 0 | 0 | 0 | 0 | 0 | 0 | 0
Commercial_Lodging_Existing_Food Preparation_Natural Gas_Food Prep Other_E5_Baseline Forecast | Commercial | Lodging | Existing | Food Preparation | Natural Gas | Food Prep Other | E5 |  | Baseline Forecast | 0 | 0 | 0 | 0 | 0 | 0 | 0 | 0 | 0 | 0 | 0 | 0 | 0 | 0 | 0 | 0 | 0 | 0 | 0 | 0 | 0 | 0 | 0 | 0 | 0 | 0 | 0 | 0 | 0 | 0 | 0 | 0 | 0
Commercial_Lodging_Existing_Food Preparation_Natural Gas_Food Prep Other_E6_Baseline Forecast | Commercial | Lodging | Existing | Food Preparation | Natural Gas | Food Prep Other | E6 |  | Baseline Forecast | 0 | 0 | 0 | 0 | 0 | 0 | 0 | 0 | 0 | 0 | 0 | 0 | 0 | 0 | 0 | 0 | 0 | 0 | 0 | 0 | 0 | 0 | 0 | 0 | 0 | 0 | 0 | 0 | 0 | 0 | 0 | 0 | 0
Commercial_Lodging_Existing_Food Preparation_Natural Gas_Food Prep Other_E7_Baseline Forecast | Commercial | Lodging | Existing | Food Preparation | Natural Gas | Food Prep Other | E7 |  | Baseline Forecast | 0 | 0 | 0 | 0 | 0 | 0 | 0 | 0 | 0 | 0 | 0 | 0 | 0 | 0 | 0 | 0 | 0 | 0 | 0 | 0 | 0 | 0 | 0 | 0 | 0 | 0 | 0 | 0 | 0 | 0 | 0 | 0 | 0
Commercial_Lodging_Existing_Food Preparation_Natural Gas_Food Prep Other_E8_Baseline Forecast | Commercial | Lodging | Existing | Food Preparation | Natural Gas | Food Prep Other | E8 |  | Baseline Forecast | 0 | 0 | 0 | 0 | 0 | 0 | 0 | 0 | 0 | 0 | 0 | 0 | 0 | 0 | 0 | 0 | 0 | 0 | 0 | 0 | 0 | 0 | 0 | 0 | 0 | 0 | 0 | 0 | 0 | 0 | 0 | 0 | 0
Commercial_Lodging_Existing_Food Preparation_Natural Gas_Food Prep Other_E9_Baseline Forecast | Commercial | Lodging | Existing | Food Preparation | Natural Gas | Food Prep Other | E9 |  | Baseline Forecast | 0 | 0 | 0 | 0 | 0 | 0 | 0 | 0 | 0 | 0 | 0 | 0 | 0 | 0 | 0 | 0 | 0 | 0 | 0 | 0 | 0 | 0 | 0 | 0 | 0 | 0 | 0 | 0 | 0 | 0 | 0 | 0 | 0
Commercial_Lodging_Existing_Food Preparation_Natural Gas_Food Prep Other_E10_Baseline Forecast | Commercial | Lodging | Existing | Food Preparation | Natural Gas | Food Prep Other | E10 |  | Baseline Forecast | 0 | 0 | 0 | 0 | 0 | 0 | 0 | 0 | 0 | 0 | 0 | 0 | 0 | 0 | 0 | 0 | 0 | 0 | 0 | 0 | 0 | 0 | 0 | 0 | 0 | 0 | 0 | 0 | 0 | 0 | 0 | 0 | 0
Commercial_Lodging_Existing_Miscellaneous_Natural Gas_Pool Heater_E1_Baseline Forecast | Commercial | Lodging | Existing | Miscellaneous | Natural Gas | Pool Heater | E1 |  | Baseline Forecast | 0 | 3153.9362 | 4079.1499 | 4802.2285 | 6493.8767 | 5864.1216 | 5300.6477 | 5036.3417 | 4972.2463 | 5253.6425 | 5354.4052 | 6128.4955 | 6130.42 | 6070.7999 | 6320.5068 | 5948.7897 | 5821.335 | 5796.247 | 5815.8968 | 5970.109 | 5973.7012 | 6124.5096 | 6041.974 | 5964.0487 | 6011.6681 | 5890.6182 | 5886.2519 | 5892.4881 | 5893.3073 | 5937.7801 | 5910.5065 | 5925.5909 | 6508.4614
Commercial_Lodging_Existing_Miscellaneous_Natural Gas_Pool Heater_E2_Baseline Forecast | Commercial | Lodging | Existing | Miscellaneous | Natural Gas | Pool Heater | E2 |  | Baseline Forecast | 0 | 350.4374 | 453.2389 | 533.5809 | 721.5419 | 651.5691 | 588.9609 | 559.5935 | 552.4718 | 583.7381 | 594.9339 | 680.9439 | 681.1578 | 674.5333 | 702.2785 | 660.9766 | 646.815 | 644.0274 | 646.2108 | 663.3454 | 663.7446 | 680.5011 | 671.3304 | 662.6721 | 667.9631 | 654.5131 | 654.028 | 654.7209 | 654.8119 | 659.7533 | 656.7229 | 658.399 | 723.1624
Commercial_Lodging_Existing_Miscellaneous_Natural Gas_Pool Heater_E3_Baseline Forecast | Commercial | Lodging | Existing | Miscellaneous | Natural Gas | Pool Heater | E3 |  | Baseline Forecast | 0 | 0 | 0 | 0 | 0 | 0 | 0 | 0 | 0 | 0 | 0 | 0 | 0 | 0 | 0 | 0 | 0 | 0 | 0 | 0 | 0 | 0 | 0 | 0 | 0 | 0 | 0 | 0 | 0 | 0 | 0 | 0 | 0
Commercial_Lodging_Existing_Miscellaneous_Natural Gas_Pool Heater_E4_Baseline Forecast | Commercial | Lodging | Existing | Miscellaneous | Natural Gas | Pool Heater | E4 |  | Baseline Forecast | 0 | 0 | 0 | 0 | 0 | 0 | 0 | 0 | 0 | 0 | 0 | 0 | 0 | 0 | 0 | 0 | 0 | 0 | 0 | 0 | 0 | 0 | 0 | 0 | 0 | 0 | 0 | 0 | 0 | 0 | 0 | 0 | 0
Commercial_Lodging_Existing_Miscellaneous_Natural Gas_Pool Heater_E5_Baseline Forecast | Commercial | Lodging | Existing | Miscellaneous | Natural Gas | Pool Heater | E5 |  | Baseline Forecast | 0 | 0 | 0 | 0 | 0 | 0 | 0 | 0 | 0 | 0 | 0 | 0 | 0 | 0 | 0 | 0 | 0 | 0 | 0 | 0 | 0 | 0 | 0 | 0 | 0 | 0 | 0 | 0 | 0 | 0 | 0 | 0 | 0
Commercial_Lodging_Existing_Miscellaneous_Natural Gas_Pool Heater_E6_Baseline Forecast | Commercial | Lodging | Existing | Miscellaneous | Natural Gas | Pool Heater | E6 |  | Baseline Forecast | 0 | 0 | 0 | 0 | 0 | 0 | 0 | 0 | 0 | 0 | 0 | 0 | 0 | 0 | 0 | 0 | 0 | 0 | 0 | 0 | 0 | 0 | 0 | 0 | 0 | 0 | 0 | 0 | 0 | 0 | 0 | 0 | 0
Commercial_Lodging_Existing_Miscellaneous_Natural Gas_Pool Heater_E7_Baseline Forecast | Commercial | Lodging | Existing | Miscellaneous | Natural Gas | Pool Heater | E7 |  | Baseline Forecast | 0 | 0 | 0 | 0 | 0 | 0 | 0 | 0 | 0 | 0 | 0 | 0 | 0 | 0 | 0 | 0 | 0 | 0 | 0 | 0 | 0 | 0 | 0 | 0 | 0 | 0 | 0 | 0 | 0 | 0 | 0 | 0 | 0
Commercial_Lodging_Existing_Miscellaneous_Natural Gas_Pool Heater_E8_Baseline Forecast | Commercial | Lodging | Existing | Miscellaneous | Natural Gas | Pool Heater | E8 |  | Baseline Forecast | 0 | 0 | 0 | 0 | 0 | 0 | 0 | 0 | 0 | 0 | 0 | 0 | 0 | 0 | 0 | 0 | 0 | 0 | 0 | 0 | 0 | 0 | 0 | 0 | 0 | 0 | 0 | 0 | 0 | 0 | 0 | 0 | 0
Commercial_Lodging_Existing_Miscellaneous_Natural Gas_Pool Heater_E9_Baseline Forecast | Commercial | Lodging | Existing | Miscellaneous | Natural Gas | Pool Heater | E9 |  | Baseline Forecast | 0 | 0 | 0 | 0 | 0 | 0 | 0 | 0 | 0 | 0 | 0 | 0 | 0 | 0 | 0 | 0 | 0 | 0 | 0 | 0 | 0 | 0 | 0 | 0 | 0 | 0 | 0 | 0 | 0 | 0 | 0 | 0 | 0
Commercial_Lodging_Existing_Miscellaneous_Natural Gas_Pool Heater_E10_Baseline Forecast | Commercial | Lodging | Existing | Miscellaneous | Natural Gas | Pool Heater | E10 |  | Baseline Forecast | 0 | 0 | 0 | 0 | 0 | 0 | 0 | 0 | 0 | 0 | 0 | 0 | 0 | 0 | 0 | 0 | 0 | 0 | 0 | 0 | 0 | 0 | 0 | 0 | 0 | 0 | 0 | 0 | 0 | 0 | 0 | 0 | 0
Commercial_Lodging_Existing_Miscellaneous_Natural Gas_Miscellaneous_E1_Baseline Forecast | Commercial | Lodging | Existing | Miscellaneous | Natural Gas | Miscellaneous | E1 |  | Baseline Forecast | 0 | 45672.9233 | 54094.478 | 61131.317 | 71159.1811 | 57965.8853 | 58255.7081 | 59918.6592 | 59478.3153 | 59145.7828 | 59097.2027 | 71946.8339 | 72399.8541 | 72425.7833 | 75025.6641 | 70746.3971 | 70920.5359 | 71828.2203 | 71400.1721 | 71093.5666 | 71044.0639 | 74624.4395 | 74109.9833 | 73538.871 | 74291.8291 | 72897.4637 | 72891.9527 | 73202.3944 | 72886.8089 | 72648.4815 | 72560.1626 | 73475.4784 | 80161.6615
Commercial_Lodging_Existing_Miscellaneous_Natural Gas_Miscellaneous_E2_Baseline Forecast | Commercial | Lodging | Existing | Miscellaneous | Natural Gas | Miscellaneous | E2 |  | Baseline Forecast | 0 | 0 | 0 | 0 | 0 | 0 | 0 | 0 | 0 | 0 | 0 | 0 | 0 | 0 | 0 | 0 | 0 | 0 | 0 | 0 | 0 | 0 | 0 | 0 | 0 | 0 | 0 | 0 | 0 | 0 | 0 | 0 | 0
Commercial_Lodging_Existing_Miscellaneous_Natural Gas_Miscellaneous_E3_Baseline Forecast | Commercial | Lodging | Existing | Miscellaneous | Natural Gas | Miscellaneous | E3 |  | Baseline Forecast | 0 | 0 | 0 | 0 | 0 | 0 | 0 | 0 | 0 | 0 | 0 | 0 | 0 | 0 | 0 | 0 | 0 | 0 | 0 | 0 | 0 | 0 | 0 | 0 | 0 | 0 | 0 | 0 | 0 | 0 | 0 | 0 | 0
Commercial_Lodging_Existing_Miscellaneous_Natural Gas_Miscellaneous_E4_Baseline Forecast | Commercial | Lodging | Existing | Miscellaneous | Natural Gas | Miscellaneous | E4 |  | Baseline Forecast | 0 | 0 | 0 | 0 | 0 | 0 | 0 | 0 | 0 | 0 | 0 | 0 | 0 | 0 | 0 | 0 | 0 | 0 | 0 | 0 | 0 | 0 | 0 | 0 | 0 | 0 | 0 | 0 | 0 | 0 | 0 | 0 | 0
Commercial_Lodging_Existing_Miscellaneous_Natural Gas_Miscellaneous_E5_Baseline Forecast | Commercial | Lodging | Existing | Miscellaneous | Natural Gas | Miscellaneous | E5 |  | Baseline Forecast | 0 | 0 | 0 | 0 | 0 | 0 | 0 | 0 | 0 | 0 | 0 | 0 | 0 | 0 | 0 | 0 | 0 | 0 | 0 | 0 | 0 | 0 | 0 | 0 | 0 | 0 | 0 | 0 | 0 | 0 | 0 | 0 | 0
Commercial_Lodging_Existing_Miscellaneous_Natural Gas_Miscellaneous_E6_Baseline Forecast | Commercial | Lodging | Existing | Miscellaneous | Natural Gas | Miscellaneous | E6 |  | Baseline Forecast | 0 | 0 | 0 | 0 | 0 | 0 | 0 | 0 | 0 | 0 | 0 | 0 | 0 | 0 | 0 | 0 | 0 | 0 | 0 | 0 | 0 | 0 | 0 | 0 | 0 | 0 | 0 | 0 | 0 | 0 | 0 | 0 | 0
Commercial_Lodging_Existing_Miscellaneous_Natural Gas_Miscellaneous_E7_Baseline Forecast | Commercial | Lodging | Existing | Miscellaneous | Natural Gas | Miscellaneous | E7 |  | Baseline Forecast | 0 | 0 | 0 | 0 | 0 | 0 | 0 | 0 | 0 | 0 | 0 | 0 | 0 | 0 | 0 | 0 | 0 | 0 | 0 | 0 | 0 | 0 | 0 | 0 | 0 | 0 | 0 | 0 | 0 | 0 | 0 | 0 | 0
Commercial_Lodging_Existing_Miscellaneous_Natural Gas_Miscellaneous_E8_Baseline Forecast | Commercial | Lodging | Existing | Miscellaneous | Natural Gas | Miscellaneous | E8 |  | Baseline Forecast | 0 | 0 | 0 | 0 | 0 | 0 | 0 | 0 | 0 | 0 | 0 | 0 | 0 | 0 | 0 | 0 | 0 | 0 | 0 | 0 | 0 | 0 | 0 | 0 | 0 | 0 | 0 | 0 | 0 | 0 | 0 | 0 | 0
Commercial_Lodging_Existing_Miscellaneous_Natural Gas_Miscellaneous_E9_Baseline Forecast | Commercial | Lodging | Existing | Miscellaneous | Natural Gas | Miscellaneous | E9 |  | Baseline Forecast | 0 | 0 | 0 | 0 | 0 | 0 | 0 | 0 | 0 | 0 | 0 | 0 | 0 | 0 | 0 | 0 | 0 | 0 | 0 | 0 | 0 | 0 | 0 | 0 | 0 | 0 | 0 | 0 | 0 | 0 | 0 | 0 | 0
Commercial_Lodging_Existing_Miscellaneous_Natural Gas_Miscellaneous_E10_Baseline Forecast | Commercial | Lodging | Existing | Miscellaneous | Natural Gas | Miscellaneous | E10 |  | Baseline Forecast | 0 | 0 | 0 | 0 | 0 | 0 | 0 | 0 | 0 | 0 | 0 | 0 | 0 | 0 | 0 | 0 | 0 | 0 | 0 | 0 | 0 | 0 | 0 | 0 | 0 | 0 | 0 | 0 | 0 | 0 | 0 | 0 | 0
Commercial_Lodging_New_Space Heating_Natural Gas_Furnace_E1_Baseline Forecast | Commercial | Lodging | New | Space Heating | Natural Gas | Furnace | E1 |  | Baseline Forecast | 0 | 0 | 0 | 0 | 0 | 0 | 0 | 0 | 0 | 0 | 0 | 0 | 0 | 0 | 0 | 0 | 0 | 0 | 0 | 0 | 0 | 0 | 0 | 0 | 0 | 0 | 0 | 0 | 0 | 0 | 0 | 0 | 0
Commercial_Lodging_New_Space Heating_Natural Gas_Furnace_E2_Baseline Forecast | Commercial | Lodging | New | Space Heating | Natural Gas | Furnace | E2 |  | Baseline Forecast | 0 | 0 | 0 | 0 | 0 | 0 | 0 | 0 | 0 | 0 | 0 | 0 | 0 | 0 | 0 | 0 | 0 | 0 | 0 | 0 | 0 | 0 | 0 | 0 | 0 | 0 | 0 | 0 | 0 | 0 | 0 | 0 | 0
Commercial_Lodging_New_Space Heating_Natural Gas_Furnace_E3_Baseline Forecast | Commercial | Lodging | New | Space Heating | Natural Gas | Furnace | E3 |  | Baseline Forecast | 0 | 0 | 0 | 0 | 0 | 0 | 0 | 0 | 0 | 0 | 0 | 0 | 0 | 0 | 0 | 0 | 0 | 0 | 0 | 0 | 0 | 0 | 0 | 0 | 0 | 0 | 0 | 0 | 0 | 0 | 0 | 0 | 0
Commercial_Lodging_New_Space Heating_Natural Gas_Furnace_E4_Baseline Forecast | Commercial | Lodging | New | Space Heating | Natural Gas | Furnace | E4 |  | Baseline Forecast | 0 | 0 | 0 | 0 | 0 | 0 | 0 | 0 | 0 | 0 | 0 | 0 | 0 | 0 | 0 | 0 | 0 | 0 | 0 | 0 | 0 | 0 | 0 | 0 | 0 | 0 | 0 | 0 | 0 | 0 | 0 | 0 | 0
Commercial_Lodging_New_Space Heating_Natural Gas_Furnace_E5_Baseline Forecast | Commercial | Lodging | New | Space Heating | Natural Gas | Furnace | E5 |  | Baseline Forecast | 0 | 0 | 0 | 0 | 0 | 0 | 0 | 0 | 0 | 0 | 0 | 0 | 0 | 0 | 0 | 0 | 0 | 0 | 0 | 0 | 0 | 0 | 0 | 0 | 0 | 0 | 0 | 0 | 0 | 0 | 0 | 0 | 0
Commercial_Lodging_New_Space Heating_Natural Gas_Furnace_E6_Baseline Forecast | Commercial | Lodging | New | Space Heating | Natural Gas | Furnace | E6 |  | Baseline Forecast | 0 | 0 | 0 | 0 | 0 | 0 | 0 | 0 | 0 | 0 | 0 | 0 | 0 | 0 | 0 | 0 | 0 | 0 | 0 | 0 | 0 | 0 | 0 | 0 | 0 | 0 | 0 | 0 | 0 | 0 | 0 | 0 | 0
Commercial_Lodging_New_Space Heating_Natural Gas_Furnace_E7_Baseline Forecast | Commercial | Lodging | New | Space Heating | Natural Gas | Furnace | E7 |  | Baseline Forecast | 0 | 0 | 0 | 0 | 0 | 0 | 0 | 0 | 0 | 0 | 0 | 0 | 0 | 0 | 0 | 0 | 0 | 0 | 0 | 0 | 0 | 0 | 0 | 0 | 0 | 0 | 0 | 0 | 0 | 0 | 0 | 0 | 0
Commercial_Lodging_New_Space Heating_Natural Gas_Furnace_E8_Baseline Forecast | Commercial | Lodging | New | Space Heating | Natural Gas | Furnace | E8 |  | Baseline Forecast | 0 | 0 | 0 | 0 | 0 | 0 | 0 | 0 | 0 | 0 | 0 | 0 | 0 | 0 | 0 | 0 | 0 | 0 | 0 | 0 | 0 | 0 | 0 | 0 | 0 | 0 | 0 | 0 | 0 | 0 | 0 | 0 | 0
Commercial_Lodging_New_Space Heating_Natural Gas_Furnace_E9_Baseline Forecast | Commercial | Lodging | New | Space Heating | Natural Gas | Furnace | E9 |  | Baseline Forecast | 0 | 0 | 0 | 0 | 0 | 0 | 0 | 0 | 0 | 0 | 0 | 0 | 0 | 0 | 0 | 0 | 0 | 0 | 0 | 0 | 0 | 0 | 0 | 0 | 0 | 0 | 0 | 0 | 0 | 0 | 0 | 0 | 0
Commercial_Lodging_New_Space Heating_Natural Gas_Furnace_E10_Baseline Forecast | Commercial | Lodging | New | Space Heating | Natural Gas | Furnace | E10 |  | Baseline Forecast | 0 | 0 | 0 | 0 | 0 | 0 | 0 | 0 | 0 | 0 | 0 | 0 | 0 | 0 | 0 | 0 | 0 | 0 | 0 | 0 | 0 | 0 | 0 | 0 | 0 | 0 | 0 | 0 | 0 | 0 | 0 | 0 | 0
Commercial_Lodging_New_Space Heating_Natural Gas_Boiler_E1_Baseline Forecast | Commercial | Lodging | New | Space Heating | Natural Gas | Boiler | E1 |  | Baseline Forecast | 0 | 0 | 0 | 0 | 0 | 0 | 0 | 0 | 0 | 0 | 0 | 0 | 0 | 0 | 0 | 0 | 0 | 0 | 0 | 0 | 0 | 0 | 0 | 0 | 0 | 0 | 0 | 0 | 0 | 0 | 0 | 0 | 0
Commercial_Lodging_New_Space Heating_Natural Gas_Boiler_E2_Baseline Forecast | Commercial | Lodging | New | Space Heating | Natural Gas | Boiler | E2 |  | Baseline Forecast | 0 | 0 | 0 | 0 | 0 | 0 | 0 | 0 | 0 | 0 | 0 | 0 | 0 | 0 | 0 | 0 | 0 | 0 | 0 | 0 | 0 | 0 | 0 | 0 | 0 | 0 | 0 | 0 | 0 | 0 | 0 | 0 | 0
Commercial_Lodging_New_Space Heating_Natural Gas_Boiler_E3_Baseline Forecast | Commercial | Lodging | New | Space Heating | Natural Gas | Boiler | E3 |  | Baseline Forecast | 0 | 0 | 0 | 0 | 0 | 0 | 0 | 0 | 0 | 0 | 0 | 0 | 0 | 0 | 0 | 0 | 0 | 0 | 0 | 0 | 0 | 0 | 0 | 0 | 0 | 0 | 0 | 0 | 0 | 0 | 0 | 0 | 0
Commercial_Lodging_New_Space Heating_Natural Gas_Boiler_E4_Baseline Forecast | Commercial | Lodging | New | Space Heating | Natural Gas | Boiler | E4 |  | Baseline Forecast | 0 | 0 | 0 | 0 | 0 | 0 | 0 | 0 | 0 | 0 | 0 | 0 | 0 | 0 | 0 | 0 | 0 | 0 | 0 | 0 | 0 | 0 | 0 | 0 | 0 | 0 | 0 | 0 | 0 | 0 | 0 | 0 | 0
Commercial_Lodging_New_Space Heating_Natural Gas_Boiler_E5_Baseline Forecast | Commercial | Lodging | New | Space Heating | Natural Gas | Boiler | E5 |  | Baseline Forecast | 0 | 0 | 0 | 0 | 0 | 0 | 0 | 0 | 0 | 0 | 0 | 0 | 0 | 0 | 0 | 0 | 0 | 0 | 0 | 0 | 0 | 0 | 0 | 0 | 0 | 0 | 0 | 0 | 0 | 0 | 0 | 0 | 0
Commercial_Lodging_New_Space Heating_Natural Gas_Boiler_E6_Baseline Forecast | Commercial | Lodging | New | Space Heating | Natural Gas | Boiler | E6 |  | Baseline Forecast | 0 | 0 | 0 | 0 | 0 | 0 | 0 | 0 | 0 | 0 | 0 | 0 | 0 | 0 | 0 | 0 | 0 | 0 | 0 | 0 | 0 | 0 | 0 | 0 | 0 | 0 | 0 | 0 | 0 | 0 | 0 | 0 | 0
Commercial_Lodging_New_Space Heating_Natural Gas_Boiler_E7_Baseline Forecast | Commercial | Lodging | New | Space Heating | Natural Gas | Boiler | E7 |  | Baseline Forecast | 0 | 0 | 0 | 0 | 0 | 0 | 0 | 0 | 0 | 0 | 0 | 0 | 0 | 0 | 0 | 0 | 0 | 0 | 0 | 0 | 0 | 0 | 0 | 0 | 0 | 0 | 0 | 0 | 0 | 0 | 0 | 0 | 0
Commercial_Lodging_New_Space Heating_Natural Gas_Boiler_E8_Baseline Forecast | Commercial | Lodging | New | Space Heating | Natural Gas | Boiler | E8 |  | Baseline Forecast | 0 | 0 | 0 | 0 | 0 | 0 | 0 | 0 | 0 | 0 | 0 | 0 | 0 | 0 | 0 | 0 | 0 | 0 | 0 | 0 | 0 | 0 | 0 | 0 | 0 | 0 | 0 | 0 | 0 | 0 | 0 | 0 | 0
Commercial_Lodging_New_Space Heating_Natural Gas_Boiler_E9_Baseline Forecast | Commercial | Lodging | New | Space Heating | Natural Gas | Boiler | E9 |  | Baseline Forecast | 0 | 0 | 0 | 0 | 0 | 0 | 0 | 0 | 0 | 0 | 0 | 0 | 0 | 0 | 0 | 0 | 0 | 0 | 0 | 0 | 0 | 0 | 0 | 0 | 0 | 0 | 0 | 0 | 0 | 0 | 0 | 0 | 0
Commercial_Lodging_New_Space Heating_Natural Gas_Boiler_E10_Baseline Forecast | Commercial | Lodging | New | Space Heating | Natural Gas | Boiler | E10 |  | Baseline Forecast | 0 | 0 | 0 | 0 | 0 | 0 | 0 | 0 | 0 | 0 | 0 | 0 | 0 | 0 | 0 | 0 | 0 | 0 | 0 | 0 | 0 | 0 | 0 | 0 | 0 | 0 | 0 | 0 | 0 | 0 | 0 | 0 | 0
Commercial_Lodging_New_Space Heating_Natural Gas_Unit Heater_E1_Baseline Forecast | Commercial | Lodging | New | Space Heating | Natural Gas | Unit Heater | E1 |  | Baseline Forecast | 0 | 14.9621 | 72.1678 | 46.1203 | 55.1437 | 0 | 0 | 0 | 0 | 0 | 0 | 0 | 0 | 0 | 0 | 0 | 0 | 0 | 0 | 0 | 0 | 0 | 0 | 0 | 0 | 0 | 0 | 0 | 0 | 0 | 0 | 0 | 0
Commercial_Lodging_New_Space Heating_Natural Gas_Unit Heater_E2_Baseline Forecast | Commercial | Lodging | New | Space Heating | Natural Gas | Unit Heater | E2 |  | Baseline Forecast | 0 | 0 | 0 | 0 | 0 | 56.8306 | 57.1162 | 49.4339 | 48.7411 | 49.882 | 50.6939 | 52.4462 | 61.6637 | 65.8428 | 71.3631 | 76.1273 | 80.6611 | 82.0632 | 86.6033 | 103.1124 | 94.4169 | 98.3152 | 100.6551 | 102.8289 | 103.2415 | 106.0163 | 109.6475 | 112.7382 | 116.4917 | 124.167 | 128.3015 | 132.5238 | 108.575
Commercial_Lodging_New_Space Heating_Natural Gas_Unit Heater_E3_Baseline Forecast | Commercial | Lodging | New | Space Heating | Natural Gas | Unit Heater | E3 |  | Baseline Forecast | 0 | 0 | 0 | 0 | 0 | 0 | 0 | 0 | 0 | 0 | 0 | 0 | 0 | 0 | 0 | 0 | 0 | 0 | 0 | 0 | 0 | 0 | 0 | 0 | 0 | 0 | 0 | 0 | 0 | 0 | 0 | 0 | 0
Commercial_Lodging_New_Space Heating_Natural Gas_Unit Heater_E4_Baseline Forecast | Commercial | Lodging | New | Space Heating | Natural Gas | Unit Heater | E4 |  | Baseline Forecast | 0 | 0 | 0 | 0 | 0 | 0 | 0 | 0 | 0 | 0 | 0 | 0 | 0 | 0 | 0 | 0 | 0 | 0 | 0 | 0 | 0 | 0 | 0 | 0 | 0 | 0 | 0 | 0 | 0 | 0 | 0 | 0 | 0
Commercial_Lodging_New_Space Heating_Natural Gas_Unit Heater_E5_Baseline Forecast | Commercial | Lodging | New | Space Heating | Natural Gas | Unit Heater | E5 |  | Baseline Forecast | 0 | 0 | 0 | 0 | 0 | 0 | 0 | 0 | 0 | 0 | 0 | 0 | 0 | 0 | 0 | 0 | 0 | 0 | 0 | 0 | 0 | 0 | 0 | 0 | 0 | 0 | 0 | 0 | 0 | 0 | 0 | 0 | 0
Commercial_Lodging_New_Space Heating_Natural Gas_Unit Heater_E6_Baseline Forecast | Commercial | Lodging | New | Space Heating | Natural Gas | Unit Heater | E6 |  | Baseline Forecast | 0 | 0 | 0 | 0 | 0 | 0 | 0 | 0 | 0 | 0 | 0 | 0 | 0 | 0 | 0 | 0 | 0 | 0 | 0 | 0 | 0 | 0 | 0 | 0 | 0 | 0 | 0 | 0 | 0 | 0 | 0 | 0 | 0
Commercial_Lodging_New_Space Heating_Natural Gas_Unit Heater_E7_Baseline Forecast | Commercial | Lodging | New | Space Heating | Natural Gas | Unit Heater | E7 |  | Baseline Forecast | 0 | 0 | 0 | 0 | 0 | 0 | 0 | 0 | 0 | 0 | 0 | 0 | 0 | 0 | 0 | 0 | 0 | 0 | 0 | 0 | 0 | 0 | 0 | 0 | 0 | 0 | 0 | 0 | 0 | 0 | 0 | 0 | 0
Commercial_Lodging_New_Space Heating_Natural Gas_Unit Heater_E8_Baseline Forecast | Commercial | Lodging | New | Space Heating | Natural Gas | Unit Heater | E8 |  | Baseline Forecast | 0 | 0 | 0 | 0 | 0 | 0 | 0 | 0 | 0 | 0 | 0 | 0 | 0 | 0 | 0 | 0 | 0 | 0 | 0 | 0 | 0 | 0 | 0 | 0 | 0 | 0 | 0 | 0 | 0 | 0 | 0 | 0 | 0
Commercial_Lodging_New_Space Heating_Natural Gas_Unit Heater_E9_Baseline Forecast | Commercial | Lodging | New | Space Heating | Natural Gas | Unit Heater | E9 |  | Baseline Forecast | 0 | 0 | 0 | 0 | 0 | 0 | 0 | 0 | 0 | 0 | 0 | 0 | 0 | 0 | 0 | 0 | 0 | 0 | 0 | 0 | 0 | 0 | 0 | 0 | 0 | 0 | 0 | 0 | 0 | 0 | 0 | 0 | 0
Commercial_Lodging_New_Space Heating_Natural Gas_Unit Heater_E10_Baseline Forecast | Commercial | Lodging | New | Space Heating | Natural Gas | Unit Heater | E10 |  | Baseline Forecast | 0 | 0 | 0 | 0 | 0 | 0 | 0 | 0 | 0 | 0 | 0 | 0 | 0 | 0 | 0 | 0 | 0 | 0 | 0 | 0 | 0 | 0 | 0 | 0 | 0 | 0 | 0 | 0 | 0 | 0 | 0 | 0 | 0
Commercial_Lodging_New_Water Heating_Natural Gas_Water Heater_E1_Baseline Forecast | Commercial | Lodging | New | Water Heating | Natural Gas | Water Heater | E1 |  | Baseline Forecast | 0 | 0 | 0 | 0 | 0 | 0 | 0 | 0 | 0 | 0 | 0 | 0 | 0 | 0 | 0 | 0 | 0 | 0 | 0 | 0 | 0 | 0 | 0 | 0 | 0 | 0 | 0 | 0 | 0 | 0 | 0 | 0 | 0
Commercial_Lodging_New_Water Heating_Natural Gas_Water Heater_E2_Baseline Forecast | Commercial | Lodging | New | Water Heating | Natural Gas | Water Heater | E2 |  | Baseline Forecast | 0 | 0 | 0 | 0 | 0 | 0 | 0 | 0 | 0 | 0 | 0 | 0 | 0 | 0 | 0 | 0 | 0 | 0 | 0 | 0 | 0 | 0 | 0 | 0 | 0 | 0 | 0 | 0 | 0 | 0 | 0 | 0 | 0
Commercial_Lodging_New_Water Heating_Natural Gas_Water Heater_E3_Baseline Forecast | Commercial | Lodging | New | Water Heating | Natural Gas | Water Heater | E3 |  | Baseline Forecast | 0 | 0 | 0 | 0 | 0 | 0 | 0 | 0 | 0 | 0 | 0 | 0 | 0 | 0 | 0 | 0 | 0 | 0 | 0 | 0 | 0 | 0 | 0 | 0 | 0 | 0 | 0 | 0 | 0 | 0 | 0 | 0 | 0
Commercial_Lodging_New_Water Heating_Natural Gas_Water Heater_E4_Baseline Forecast | Commercial | Lodging | New | Water Heating | Natural Gas | Water Heater | E4 |  | Baseline Forecast | 0 | 0 | 0 | 0 | 0 | 0 | 0 | 0 | 0 | 0 | 0 | 0 | 0 | 0 | 0 | 0 | 0 | 0 | 0 | 0 | 0 | 0 | 0 | 0 | 0 | 0 | 0 | 0 | 0 | 0 | 0 | 0 | 0
Commercial_Lodging_New_Water Heating_Natural Gas_Water Heater_E5_Baseline Forecast | Commercial | Lodging | New | Water Heating | Natural Gas | Water Heater | E5 |  | Baseline Forecast | 0 | 0 | 0 | 0 | 0 | 0 | 0 | 0 | 0 | 0 | 0 | 0 | 0 | 0 | 0 | 0 | 0 | 0 | 0 | 0 | 0 | 0 | 0 | 0 | 0 | 0 | 0 | 0 | 0 | 0 | 0 | 0 | 0
Commercial_Lodging_New_Water Heating_Natural Gas_Water Heater_E6_Baseline Forecast | Commercial | Lodging | New | Water Heating | Natural Gas | Water Heater | E6 |  | Baseline Forecast | 0 | 0 | 0 | 0 | 0 | 0 | 0 | 0 | 0 | 0 | 0 | 0 | 0 | 0 | 0 | 0 | 0 | 0 | 0 | 0 | 0 | 0 | 0 | 0 | 0 | 0 | 0 | 0 | 0 | 0 | 0 | 0 | 0
Commercial_Lodging_New_Water Heating_Natural Gas_Water Heater_E7_Baseline Forecast | Commercial | Lodging | New | Water Heating | Natural Gas | Water Heater | E7 |  | Baseline Forecast | 0 | 0 | 0 | 0 | 0 | 0 | 0 | 0 | 0 | 0 | 0 | 0 | 0 | 0 | 0 | 0 | 0 | 0 | 0 | 0 | 0 | 0 | 0 | 0 | 0 | 0 | 0 | 0 | 0 | 0 | 0 | 0 | 0
Commercial_Lodging_New_Water Heating_Natural Gas_Water Heater_E8_Baseline Forecast | Commercial | Lodging | New | Water Heating | Natural Gas | Water Heater | E8 |  | Baseline Forecast | 0 | 0 | 0 | 0 | 0 | 0 | 0 | 0 | 0 | 0 | 0 | 0 | 0 | 0 | 0 | 0 | 0 | 0 | 0 | 0 | 0 | 0 | 0 | 0 | 0 | 0 | 0 | 0 | 0 | 0 | 0 | 0 | 0
Commercial_Lodging_New_Water Heating_Natural Gas_Water Heater_E9_Baseline Forecast | Commercial | Lodging | New | Water Heating | Natural Gas | Water Heater | E9 |  | Baseline Forecast | 0 | 0 | 0 | 0 | 0 | 0 | 0 | 0 | 0 | 0 | 0 | 0 | 0 | 0 | 0 | 0 | 0 | 0 | 0 | 0 | 0 | 0 | 0 | 0 | 0 | 0 | 0 | 0 | 0 | 0 | 0 | 0 | 0
Commercial_Lodging_New_Water Heating_Natural Gas_Water Heater_E10_Baseline Forecast | Commercial | Lodging | New | Water Heating | Natural Gas | Water Heater | E10 |  | Baseline Forecast | 0 | 0 | 0 | 0 | 0 | 0 | 0 | 0 | 0 | 0 | 0 | 0 | 0 | 0 | 0 | 0 | 0 | 0 | 0 | 0 | 0 | 0 | 0 | 0 | 0 | 0 | 0 | 0 | 0 | 0 | 0 | 0 | 0
Commercial_Lodging_New_Food Preparation_Natural Gas_Oven_E1_Baseline Forecast | Commercial | Lodging | New | Food Preparation | Natural Gas | Oven | E1 |  | Baseline Forecast | 0 | 108.8796 | 524.9206 | 335.6726 | 401.4974 | 413.6455 | 415.3449 | 359.2177 | 353.868 | 361.8435 | 385.498 | 466.5081 | 499.036 | 536.7463 | 574.668 | 604.981 | 653.9198 | 768.6644 | 691.2487 | 701.7997 | 718.2604 | 740.7957 | 748.6996 | 775.4177 | 807.0388 | 843.7979 | 909.7568 | 937.7667 | 965.7223 | 991.4109 | 1016.5924 | 1042.3208 | 889.0557
Commercial_Lodging_New_Food Preparation_Natural Gas_Oven_E2_Baseline Forecast | Commercial | Lodging | New | Food Preparation | Natural Gas | Oven | E2 |  | Baseline Forecast | 0 | 156.6866 | 756.004 | 482.9279 | 577.2612 | 595.0547 | 598.4242 | 518.1963 | 511.2495 | 523.5233 | 558.5416 | 676.8066 | 725.017 | 780.9394 | 837.2727 | 882.68 | 955.435 | 1124.8136 | 1013.1304 | 1030.2992 | 1056.1532 | 1091.08 | 1104.3694 | 1145.5297 | 1193.8435 | 1249.6612 | 1348.7555 | 1391.5311 | 1434.0198 | 1473.0106 | 1510.896 | 1549.4582 | 1321.6225
Commercial_Lodging_New_Food Preparation_Natural Gas_Oven_E3_Baseline Forecast | Commercial | Lodging | New | Food Preparation | Natural Gas | Oven | E3 |  | Baseline Forecast | 0 | 0 | 0 | 0 | 0 | 0 | 0 | 0 | 0 | 0 | 0 | 0 | 0 | 0 | 0 | 0 | 0 | 0 | 0 | 0 | 0 | 0 | 0 | 0 | 0 | 0 | 0 | 0 | 0 | 0 | 0 | 0 | 0
Commercial_Lodging_New_Food Preparation_Natural Gas_Oven_E4_Baseline Forecast | Commercial | Lodging | New | Food Preparation | Natural Gas | Oven | E4 |  | Baseline Forecast | 0 | 0 | 0 | 0 | 0 | 0 | 0 | 0 | 0 | 0 | 0 | 0 | 0 | 0 | 0 | 0 | 0 | 0 | 0 | 0 | 0 | 0 | 0 | 0 | 0 | 0 | 0 | 0 | 0 | 0 | 0 | 0 | 0
Commercial_Lodging_New_Food Preparation_Natural Gas_Oven_E5_Baseline Forecast | Commercial | Lodging | New | Food Preparation | Natural Gas | Oven | E5 |  | Baseline Forecast | 0 | 0 | 0 | 0 | 0 | 0 | 0 | 0 | 0 | 0 | 0 | 0 | 0 | 0 | 0 | 0 | 0 | 0 | 0 | 0 | 0 | 0 | 0 | 0 | 0 | 0 | 0 | 0 | 0 | 0 | 0 | 0 | 0
Commercial_Lodging_New_Food Preparation_Natural Gas_Oven_E6_Baseline Forecast | Commercial | Lodging | New | Food Preparation | Natural Gas | Oven | E6 |  | Baseline Forecast | 0 | 0 | 0 | 0 | 0 | 0 | 0 | 0 | 0 | 0 | 0 | 0 | 0 | 0 | 0 | 0 | 0 | 0 | 0 | 0 | 0 | 0 | 0 | 0 | 0 | 0 | 0 | 0 | 0 | 0 | 0 | 0 | 0
Commercial_Lodging_New_Food Preparation_Natural Gas_Oven_E7_Baseline Forecast | Commercial | Lodging | New | Food Preparation | Natural Gas | Oven | E7 |  | Baseline Forecast | 0 | 0 | 0 | 0 | 0 | 0 | 0 | 0 | 0 | 0 | 0 | 0 | 0 | 0 | 0 | 0 | 0 | 0 | 0 | 0 | 0 | 0 | 0 | 0 | 0 | 0 | 0 | 0 | 0 | 0 | 0 | 0 | 0
Commercial_Lodging_New_Food Preparation_Natural Gas_Oven_E8_Baseline Forecast | Commercial | Lodging | New | Food Preparation | Natural Gas | Oven | E8 |  | Baseline Forecast | 0 | 0 | 0 | 0 | 0 | 0 | 0 | 0 | 0 | 0 | 0 | 0 | 0 | 0 | 0 | 0 | 0 | 0 | 0 | 0 | 0 | 0 | 0 | 0 | 0 | 0 | 0 | 0 | 0 | 0 | 0 | 0 | 0
Commercial_Lodging_New_Food Preparation_Natural Gas_Oven_E9_Baseline Forecast | Commercial | Lodging | New | Food Preparation | Natural Gas | Oven | E9 |  | Baseline Forecast | 0 | 0 | 0 | 0 | 0 | 0 | 0 | 0 | 0 | 0 | 0 | 0 | 0 | 0 | 0 | 0 | 0 | 0 | 0 | 0 | 0 | 0 | 0 | 0 | 0 | 0 | 0 | 0 | 0 | 0 | 0 | 0 | 0
Commercial_Lodging_New_Food Preparation_Natural Gas_Oven_E10_Baseline Forecast | Commercial | Lodging | New | Food Preparation | Natural Gas | Oven | E10 |  | Baseline Forecast | 0 | 0 | 0 | 0 | 0 | 0 | 0 | 0 | 0 | 0 | 0 | 0 | 0 | 0 | 0 | 0 | 0 | 0 | 0 | 0 | 0 | 0 | 0 | 0 | 0 | 0 | 0 | 0 | 0 | 0 | 0 | 0 | 0
Commercial_Lodging_New_Food Preparation_Natural Gas_Conveyor Oven_E1_Baseline Forecast | Commercial | Lodging | New | Food Preparation | Natural Gas | Conveyor Oven | E1 |  | Baseline Forecast | 0 | 54.4336 | 262.4814 | 167.7581 | 200.5796 | 206.6679 | 207.6189 | 179.6279 | 177.0367 | 181.1068 | 183.9801 | 182.5121 | 179.5859 | 177.0662 | 177.2538 | 176.6505 | 177.6096 | 184.234 | 227.3432 | 243.0882 | 266.5656 | 289.7391 | 322.1752 | 382.6014 | 351.9772 | 360.5448 | 361.3141 | 359.9042 | 351.3316 | 350.3716 | 352.3792 | 352.671 | 252.0796
Commercial_Lodging_New_Food Preparation_Natural Gas_Conveyor Oven_E2_Baseline Forecast | Commercial | Lodging | New | Food Preparation | Natural Gas | Conveyor Oven | E2 |  | Baseline Forecast | 0 | 78.3495 | 377.9809 | 241.5422 | 288.7997 | 297.6823 | 299.2657 | 259.079 | 255.522 | 261.5766 | 265.9091 | 263.9595 | 259.9024 | 256.4316 | 256.8706 | 256.1609 | 257.7101 | 267.4865 | 330.2707 | 353.3451 | 387.6716 | 421.5844 | 468.9851 | 557.1877 | 512.7798 | 525.4287 | 526.7014 | 524.7755 | 512.3742 | 511.0544 | 514.0264 | 514.4815 | 367.7373
Commercial_Lodging_New_Food Preparation_Natural Gas_Conveyor Oven_E3_Baseline Forecast | Commercial | Lodging | New | Food Preparation | Natural Gas | Conveyor Oven | E3 |  | Baseline Forecast | 0 | 0 | 0 | 0 | 0 | 0 | 0 | 0 | 0 | 0 | 0 | 0 | 0 | 0 | 0 | 0 | 0 | 0 | 0 | 0 | 0 | 0 | 0 | 0 | 0 | 0 | 0 | 0 | 0 | 0 | 0 | 0 | 0
Commercial_Lodging_New_Food Preparation_Natural Gas_Conveyor Oven_E4_Baseline Forecast | Commercial | Lodging | New | Food Preparation | Natural Gas | Conveyor Oven | E4 |  | Baseline Forecast | 0 | 0 | 0 | 0 | 0 | 0 | 0 | 0 | 0 | 0 | 0 | 0 | 0 | 0 | 0 | 0 | 0 | 0 | 0 | 0 | 0 | 0 | 0 | 0 | 0 | 0 | 0 | 0 | 0 | 0 | 0 | 0 | 0
Commercial_Lodging_New_Food Preparation_Natural Gas_Conveyor Oven_E5_Baseline Forecast | Commercial | Lodging | New | Food Preparation | Natural Gas | Conveyor Oven | E5 |  | Baseline Forecast | 0 | 0 | 0 | 0 | 0 | 0 | 0 | 0 | 0 | 0 | 0 | 0 | 0 | 0 | 0 | 0 | 0 | 0 | 0 | 0 | 0 | 0 | 0 | 0 | 0 | 0 | 0 | 0 | 0 | 0 | 0 | 0 | 0
Commercial_Lodging_New_Food Preparation_Natural Gas_Conveyor Oven_E6_Baseline Forecast | Commercial | Lodging | New | Food Preparation | Natural Gas | Conveyor Oven | E6 |  | Baseline Forecast | 0 | 0 | 0 | 0 | 0 | 0 | 0 | 0 | 0 | 0 | 0 | 0 | 0 | 0 | 0 | 0 | 0 | 0 | 0 | 0 | 0 | 0 | 0 | 0 | 0 | 0 | 0 | 0 | 0 | 0 | 0 | 0 | 0
Commercial_Lodging_New_Food Preparation_Natural Gas_Conveyor Oven_E7_Baseline Forecast | Commercial | Lodging | New | Food Preparation | Natural Gas | Conveyor Oven | E7 |  | Baseline Forecast | 0 | 0 | 0 | 0 | 0 | 0 | 0 | 0 | 0 | 0 | 0 | 0 | 0 | 0 | 0 | 0 | 0 | 0 | 0 | 0 | 0 | 0 | 0 | 0 | 0 | 0 | 0 | 0 | 0 | 0 | 0 | 0 | 0
Commercial_Lodging_New_Food Preparation_Natural Gas_Conveyor Oven_E8_Baseline Forecast | Commercial | Lodging | New | Food Preparation | Natural Gas | Conveyor Oven | E8 |  | Baseline Forecast | 0 | 0 | 0 | 0 | 0 | 0 | 0 | 0 | 0 | 0 | 0 | 0 | 0 | 0 | 0 | 0 | 0 | 0 | 0 | 0 | 0 | 0 | 0 | 0 | 0 | 0 | 0 | 0 | 0 | 0 | 0 | 0 | 0
Commercial_Lodging_New_Food Preparation_Natural Gas_Conveyor Oven_E9_Baseline Forecast | Commercial | Lodging | New | Food Preparation | Natural Gas | Conveyor Oven | E9 |  | Baseline Forecast | 0 | 0 | 0 | 0 | 0 | 0 | 0 | 0 | 0 | 0 | 0 | 0 | 0 | 0 | 0 | 0 | 0 | 0 | 0 | 0 | 0 | 0 | 0 | 0 | 0 | 0 | 0 | 0 | 0 | 0 | 0 | 0 | 0
Commercial_Lodging_New_Food Preparation_Natural Gas_Conveyor Oven_E10_Baseline Forecast | Commercial | Lodging | New | Food Preparation | Natural Gas | Conveyor Oven | E10 |  | Baseline Forecast | 0 | 0 | 0 | 0 | 0 | 0 | 0 | 0 | 0 | 0 | 0 | 0 | 0 | 0 | 0 | 0 | 0 | 0 | 0 | 0 | 0 | 0 | 0 | 0 | 0 | 0 | 0 | 0 | 0 | 0 | 0 | 0 | 0
Commercial_Lodging_New_Food Preparation_Natural Gas_Double Rack Oven_E1_Baseline Forecast | Commercial | Lodging | New | Food Preparation | Natural Gas | Double Rack Oven | E1 |  | Baseline Forecast | 0 | 54.432 | 262.3596 | 167.777 | 200.6703 | 206.702 | 207.4846 | 179.3992 | 176.6735 | 180.603 | 183.3341 | 181.7482 | 189.504 | 236.723 | 257.8121 | 280.342 | 300.9179 | 326.616 | 377.6837 | 339.8549 | 347.6153 | 350.6019 | 350.9047 | 345.253 | 357.0106 | 371.3632 | 387.2848 | 402.5978 | 423.0631 | 459.5897 | 475.6592 | 489.6438 | 402.7916
Commercial_Lodging_New_Food Preparation_Natural Gas_Double Rack Oven_E2_Baseline Forecast | Commercial | Lodging | New | Food Preparation | Natural Gas | Double Rack Oven | E2 |  | Baseline Forecast | 0 | 78.3511 | 378.1027 | 241.5233 | 288.709 | 297.6481 | 299.4 | 259.3077 | 255.8852 | 262.0804 | 266.5552 | 264.7234 | 276.5409 | 346.1126 | 377.6426 | 411.4095 | 442.4239 | 481.1507 | 557.5012 | 502.6891 | 515.1635 | 520.5873 | 521.9217 | 514.379 | 532.6621 | 554.759 | 579.1866 | 602.6603 | 633.7645 | 688.8989 | 713.2199 | 734.35 | 604.0922
Commercial_Lodging_New_Food Preparation_Natural Gas_Double Rack Oven_E3_Baseline Forecast | Commercial | Lodging | New | Food Preparation | Natural Gas | Double Rack Oven | E3 |  | Baseline Forecast | 0 | 0 | 0 | 0 | 0 | 0 | 0 | 0 | 0 | 0 | 0 | 0 | 0 | 0 | 0 | 0 | 0 | 0 | 0 | 0 | 0 | 0 | 0 | 0 | 0 | 0 | 0 | 0 | 0 | 0 | 0 | 0 | 0
Commercial_Lodging_New_Food Preparation_Natural Gas_Double Rack Oven_E4_Baseline Forecast | Commercial | Lodging | New | Food Preparation | Natural Gas | Double Rack Oven | E4 |  | Baseline Forecast | 0 | 0 | 0 | 0 | 0 | 0 | 0 | 0 | 0 | 0 | 0 | 0 | 0 | 0 | 0 | 0 | 0 | 0 | 0 | 0 | 0 | 0 | 0 | 0 | 0 | 0 | 0 | 0 | 0 | 0 | 0 | 0 | 0
Commercial_Lodging_New_Food Preparation_Natural Gas_Double Rack Oven_E5_Baseline Forecast | Commercial | Lodging | New | Food Preparation | Natural Gas | Double Rack Oven | E5 |  | Baseline Forecast | 0 | 0 | 0 | 0 | 0 | 0 | 0 | 0 | 0 | 0 | 0 | 0 | 0 | 0 | 0 | 0 | 0 | 0 | 0 | 0 | 0 | 0 | 0 | 0 | 0 | 0 | 0 | 0 | 0 | 0 | 0 | 0 | 0
Commercial_Lodging_New_Food Preparation_Natural Gas_Double Rack Oven_E6_Baseline Forecast | Commercial | Lodging | New | Food Preparation | Natural Gas | Double Rack Oven | E6 |  | Baseline Forecast | 0 | 0 | 0 | 0 | 0 | 0 | 0 | 0 | 0 | 0 | 0 | 0 | 0 | 0 | 0 | 0 | 0 | 0 | 0 | 0 | 0 | 0 | 0 | 0 | 0 | 0 | 0 | 0 | 0 | 0 | 0 | 0 | 0
Commercial_Lodging_New_Food Preparation_Natural Gas_Double Rack Oven_E7_Baseline Forecast | Commercial | Lodging | New | Food Preparation | Natural Gas | Double Rack Oven | E7 |  | Baseline Forecast | 0 | 0 | 0 | 0 | 0 | 0 | 0 | 0 | 0 | 0 | 0 | 0 | 0 | 0 | 0 | 0 | 0 | 0 | 0 | 0 | 0 | 0 | 0 | 0 | 0 | 0 | 0 | 0 | 0 | 0 | 0 | 0 | 0
Commercial_Lodging_New_Food Preparation_Natural Gas_Double Rack Oven_E8_Baseline Forecast | Commercial | Lodging | New | Food Preparation | Natural Gas | Double Rack Oven | E8 |  | Baseline Forecast | 0 | 0 | 0 | 0 | 0 | 0 | 0 | 0 | 0 | 0 | 0 | 0 | 0 | 0 | 0 | 0 | 0 | 0 | 0 | 0 | 0 | 0 | 0 | 0 | 0 | 0 | 0 | 0 | 0 | 0 | 0 | 0 | 0
Commercial_Lodging_New_Food Preparation_Natural Gas_Double Rack Oven_E9_Baseline Forecast | Commercial | Lodging | New | Food Preparation | Natural Gas | Double Rack Oven | E9 |  | Baseline Forecast | 0 | 0 | 0 | 0 | 0 | 0 | 0 | 0 | 0 | 0 | 0 | 0 | 0 | 0 | 0 | 0 | 0 | 0 | 0 | 0 | 0 | 0 | 0 | 0 | 0 | 0 | 0 | 0 | 0 | 0 | 0 | 0 | 0
Commercial_Lodging_New_Food Preparation_Natural Gas_Double Rack Oven_E10_Baseline Forecast | Commercial | Lodging | New | Food Preparation | Natural Gas | Double Rack Oven | E10 |  | Baseline Forecast | 0 | 0 | 0 | 0 | 0 | 0 | 0 | 0 | 0 | 0 | 0 | 0 | 0 | 0 | 0 | 0 | 0 | 0 | 0 | 0 | 0 | 0 | 0 | 0 | 0 | 0 | 0 | 0 | 0 | 0 | 0 | 0 | 0
Commercial_Lodging_New_Food Preparation_Natural Gas_Fryer_E1_Baseline Forecast | Commercial | Lodging | New | Food Preparation | Natural Gas | Fryer | E1 |  | Baseline Forecast | 0 | 149.2996 | 720.0133 | 0 | 0 | 0 | 0 | 0 | 0 | 0 | 0 | 0 | 0 | 0 | 0 | 0 | 0 | 0 | 0 | 0 | 0 | 0 | 0 | 0 | 0 | 0 | 0 | 0 | 0 | 0 | 0 | 0 | 0
Commercial_Lodging_New_Food Preparation_Natural Gas_Fryer_E2_Baseline Forecast | Commercial | Lodging | New | Food Preparation | Natural Gas | Fryer | E2 |  | Baseline Forecast | 0 | 52.4484 | 253.0922 | 621.8826 | 743.553 | 766.2994 | 770.1502 | 666.5625 | 657.221 | 712.9539 | 910.4535 | 984.257 | 1061.1779 | 1126.6503 | 1240.919 | 1458.1796 | 1341.2488 | 1364.3376 | 1383.0619 | 1408.3607 | 1432.1265 | 1500.8652 | 1594.0256 | 1749.3485 | 1819.2796 | 1877.0543 | 1925.0744 | 1979.7831 | 2057.776 | 2045.456 | 2094.6023 | 2160.4837 | 1855.663
Commercial_Lodging_New_Food Preparation_Natural Gas_Fryer_E3_Baseline Forecast | Commercial | Lodging | New | Food Preparation | Natural Gas | Fryer | E3 |  | Baseline Forecast | 0 | 0 | 0 | 0 | 0 | 0 | 0 | 0 | 0 | 0 | 0 | 0 | 0 | 0 | 0 | 0 | 0 | 0 | 0 | 0 | 0 | 0 | 0 | 0 | 0 | 0 | 0 | 0 | 0 | 0 | 0 | 0 | 0
Commercial_Lodging_New_Food Preparation_Natural Gas_Fryer_E4_Baseline Forecast | Commercial | Lodging | New | Food Preparation | Natural Gas | Fryer | E4 |  | Baseline Forecast | 0 | 0 | 0 | 0 | 0 | 0 | 0 | 0 | 0 | 0 | 0 | 0 | 0 | 0 | 0 | 0 | 0 | 0 | 0 | 0 | 0 | 0 | 0 | 0 | 0 | 0 | 0 | 0 | 0 | 0 | 0 | 0 | 0
Commercial_Lodging_New_Food Preparation_Natural Gas_Fryer_E5_Baseline Forecast | Commercial | Lodging | New | Food Preparation | Natural Gas | Fryer | E5 |  | Baseline Forecast | 0 | 0 | 0 | 0 | 0 | 0 | 0 | 0 | 0 | 0 | 0 | 0 | 0 | 0 | 0 | 0 | 0 | 0 | 0 | 0 | 0 | 0 | 0 | 0 | 0 | 0 | 0 | 0 | 0 | 0 | 0 | 0 | 0
Commercial_Lodging_New_Food Preparation_Natural Gas_Fryer_E6_Baseline Forecast | Commercial | Lodging | New | Food Preparation | Natural Gas | Fryer | E6 |  | Baseline Forecast | 0 | 0 | 0 | 0 | 0 | 0 | 0 | 0 | 0 | 0 | 0 | 0 | 0 | 0 | 0 | 0 | 0 | 0 | 0 | 0 | 0 | 0 | 0 | 0 | 0 | 0 | 0 | 0 | 0 | 0 | 0 | 0 | 0
Commercial_Lodging_New_Food Preparation_Natural Gas_Fryer_E7_Baseline Forecast | Commercial | Lodging | New | Food Preparation | Natural Gas | Fryer | E7 |  | Baseline Forecast | 0 | 0 | 0 | 0 | 0 | 0 | 0 | 0 | 0 | 0 | 0 | 0 | 0 | 0 | 0 | 0 | 0 | 0 | 0 | 0 | 0 | 0 | 0 | 0 | 0 | 0 | 0 | 0 | 0 | 0 | 0 | 0 | 0
Commercial_Lodging_New_Food Preparation_Natural Gas_Fryer_E8_Baseline Forecast | Commercial | Lodging | New | Food Preparation | Natural Gas | Fryer | E8 |  | Baseline Forecast | 0 | 0 | 0 | 0 | 0 | 0 | 0 | 0 | 0 | 0 | 0 | 0 | 0 | 0 | 0 | 0 | 0 | 0 | 0 | 0 | 0 | 0 | 0 | 0 | 0 | 0 | 0 | 0 | 0 | 0 | 0 | 0 | 0
Commercial_Lodging_New_Food Preparation_Natural Gas_Fryer_E9_Baseline Forecast | Commercial | Lodging | New | Food Preparation | Natural Gas | Fryer | E9 |  | Baseline Forecast | 0 | 0 | 0 | 0 | 0 | 0 | 0 | 0 | 0 | 0 | 0 | 0 | 0 | 0 | 0 | 0 | 0 | 0 | 0 | 0 | 0 | 0 | 0 | 0 | 0 | 0 | 0 | 0 | 0 | 0 | 0 | 0 | 0
Commercial_Lodging_New_Food Preparation_Natural Gas_Fryer_E10_Baseline Forecast | Commercial | Lodging | New | Food Preparation | Natural Gas | Fryer | E10 |  | Baseline Forecast | 0 | 0 | 0 | 0 | 0 | 0 | 0 | 0 | 0 | 0 | 0 | 0 | 0 | 0 | 0 | 0 | 0 | 0 | 0 | 0 | 0 | 0 | 0 | 0 | 0 | 0 | 0 | 0 | 0 | 0 | 0 | 0 | 0
Commercial_Lodging_New_Food Preparation_Natural Gas_Broiler_E1_Baseline Forecast | Commercial | Lodging | New | Food Preparation | Natural Gas | Broiler | E1 |  | Baseline Forecast | 0 | 149.2843 | 719.8643 | 460.1564 | 550.2544 | 566.9787 | 569.5672 | 492.7771 | 485.655 | 496.8119 | 504.6848 | 500.6524 | 522.3829 | 653.0128 | 711.6758 | 774.4041 | 831.8146 | 903.5104 | 1045.5598 | 941.5525 | 963.7456 | 972.7193 | 974.174 | 959.083 | 992.2755 | 1032.6401 | 1077.358 | 1120.3525 | 1177.6278 | 1279.59 | 1324.4922 | 1363.5441 | 1121.681
Commercial_Lodging_New_Food Preparation_Natural Gas_Broiler_E2_Baseline Forecast | Commercial | Lodging | New | Food Preparation | Natural Gas | Broiler | E2 |  | Baseline Forecast | 0 | 52.4637 | 253.2412 | 161.7262 | 193.2987 | 199.3207 | 200.583 | 173.7854 | 171.566 | 175.7924 | 178.8679 | 177.7074 | 185.7163 | 232.5358 | 253.8212 | 276.6292 | 297.6039 | 323.794 | 375.3413 | 338.5919 | 347.1432 | 350.9479 | 351.9808 | 347.0246 | 359.4753 | 374.4913 | 391.0792 | 407.0164 | 428.0948 | 465.4005 | 481.8668 | 496.1674 | 408.1581
Commercial_Lodging_New_Food Preparation_Natural Gas_Broiler_E3_Baseline Forecast | Commercial | Lodging | New | Food Preparation | Natural Gas | Broiler | E3 |  | Baseline Forecast | 0 | 0 | 0 | 0 | 0 | 0 | 0 | 0 | 0 | 0 | 0 | 0 | 0 | 0 | 0 | 0 | 0 | 0 | 0 | 0 | 0 | 0 | 0 | 0 | 0 | 0 | 0 | 0 | 0 | 0 | 0 | 0 | 0
Commercial_Lodging_New_Food Preparation_Natural Gas_Broiler_E4_Baseline Forecast | Commercial | Lodging | New | Food Preparation | Natural Gas | Broiler | E4 |  | Baseline Forecast | 0 | 0 | 0 | 0 | 0 | 0 | 0 | 0 | 0 | 0 | 0 | 0 | 0 | 0 | 0 | 0 | 0 | 0 | 0 | 0 | 0 | 0 | 0 | 0 | 0 | 0 | 0 | 0 | 0 | 0 | 0 | 0 | 0
Commercial_Lodging_New_Food Preparation_Natural Gas_Broiler_E5_Baseline Forecast | Commercial | Lodging | New | Food Preparation | Natural Gas | Broiler | E5 |  | Baseline Forecast | 0 | 0 | 0 | 0 | 0 | 0 | 0 | 0 | 0 | 0 | 0 | 0 | 0 | 0 | 0 | 0 | 0 | 0 | 0 | 0 | 0 | 0 | 0 | 0 | 0 | 0 | 0 | 0 | 0 | 0 | 0 | 0 | 0
Commercial_Lodging_New_Food Preparation_Natural Gas_Broiler_E6_Baseline Forecast | Commercial | Lodging | New | Food Preparation | Natural Gas | Broiler | E6 |  | Baseline Forecast | 0 | 0 | 0 | 0 | 0 | 0 | 0 | 0 | 0 | 0 | 0 | 0 | 0 | 0 | 0 | 0 | 0 | 0 | 0 | 0 | 0 | 0 | 0 | 0 | 0 | 0 | 0 | 0 | 0 | 0 | 0 | 0 | 0
Commercial_Lodging_New_Food Preparation_Natural Gas_Broiler_E7_Baseline Forecast | Commercial | Lodging | New | Food Preparation | Natural Gas | Broiler | E7 |  | Baseline Forecast | 0 | 0 | 0 | 0 | 0 | 0 | 0 | 0 | 0 | 0 | 0 | 0 | 0 | 0 | 0 | 0 | 0 | 0 | 0 | 0 | 0 | 0 | 0 | 0 | 0 | 0 | 0 | 0 | 0 | 0 | 0 | 0 | 0
Commercial_Lodging_New_Food Preparation_Natural Gas_Broiler_E8_Baseline Forecast | Commercial | Lodging | New | Food Preparation | Natural Gas | Broiler | E8 |  | Baseline Forecast | 0 | 0 | 0 | 0 | 0 | 0 | 0 | 0 | 0 | 0 | 0 | 0 | 0 | 0 | 0 | 0 | 0 | 0 | 0 | 0 | 0 | 0 | 0 | 0 | 0 | 0 | 0 | 0 | 0 | 0 | 0 | 0 | 0
Commercial_Lodging_New_Food Preparation_Natural Gas_Broiler_E9_Baseline Forecast | Commercial | Lodging | New | Food Preparation | Natural Gas | Broiler | E9 |  | Baseline Forecast | 0 | 0 | 0 | 0 | 0 | 0 | 0 | 0 | 0 | 0 | 0 | 0 | 0 | 0 | 0 | 0 | 0 | 0 | 0 | 0 | 0 | 0 | 0 | 0 | 0 | 0 | 0 | 0 | 0 | 0 | 0 | 0 | 0
Commercial_Lodging_New_Food Preparation_Natural Gas_Broiler_E10_Baseline Forecast | Commercial | Lodging | New | Food Preparation | Natural Gas | Broiler | E10 |  | Baseline Forecast | 0 | 0 | 0 | 0 | 0 | 0 | 0 | 0 | 0 | 0 | 0 | 0 | 0 | 0 | 0 | 0 | 0 | 0 | 0 | 0 | 0 | 0 | 0 | 0 | 0 | 0 | 0 | 0 | 0 | 0 | 0 | 0 | 0
Commercial_Lodging_New_Food Preparation_Natural Gas_Griddle_E1_Baseline Forecast | Commercial | Lodging | New | Food Preparation | Natural Gas | Griddle | E1 |  | Baseline Forecast | 0 | 382.945 | 1846.9699 | 0 | 0 | 0 | 0 | 0 | 0 | 0 | 0 | 0 | 0 | 0 | 0 | 0 | 0 | 0 | 0 | 0 | 0 | 0 | 0 | 0 | 0 | 0 | 0 | 0 | 0 | 0 | 0 | 0 | 0
Commercial_Lodging_New_Food Preparation_Natural Gas_Griddle_E2_Baseline Forecast | Commercial | Lodging | New | Food Preparation | Natural Gas | Griddle | E2 |  | Baseline Forecast | 0 | 156.4221 | 754.5979 | 1662.584 | 1987.8663 | 2048.6781 | 2058.973 | 1782.0345 | 1757.0602 | 1798.1869 | 1827.4572 | 1813.5743 | 1893.0816 | 2367.487 | 2581.2267 | 2809.9055 | 3019.4659 | 3281.161 | 3798.7356 | 3422.4269 | 3504.6211 | 3538.7838 | 3545.4342 | 3491.8386 | 3613.8644 | 3761.9228 | 3925.8219 | 4083.374 | 4292.8502 | 4665.1785 | 4829.2457 | 4971.8818 | 4089.978
Commercial_Lodging_New_Food Preparation_Natural Gas_Griddle_E3_Baseline Forecast | Commercial | Lodging | New | Food Preparation | Natural Gas | Griddle | E3 |  | Baseline Forecast | 0 | 0 | 0 | 0 | 0 | 0 | 0 | 0 | 0 | 0 | 0 | 0 | 0 | 0 | 0 | 0 | 0 | 0 | 0 | 0 | 0 | 0 | 0 | 0 | 0 | 0 | 0 | 0 | 0 | 0 | 0 | 0 | 0
Commercial_Lodging_New_Food Preparation_Natural Gas_Griddle_E4_Baseline Forecast | Commercial | Lodging | New | Food Preparation | Natural Gas | Griddle | E4 |  | Baseline Forecast | 0 | 0 | 0 | 0 | 0 | 0 | 0 | 0 | 0 | 0 | 0 | 0 | 0 | 0 | 0 | 0 | 0 | 0 | 0 | 0 | 0 | 0 | 0 | 0 | 0 | 0 | 0 | 0 | 0 | 0 | 0 | 0 | 0
Commercial_Lodging_New_Food Preparation_Natural Gas_Griddle_E5_Baseline Forecast | Commercial | Lodging | New | Food Preparation | Natural Gas | Griddle | E5 |  | Baseline Forecast | 0 | 0 | 0 | 0 | 0 | 0 | 0 | 0 | 0 | 0 | 0 | 0 | 0 | 0 | 0 | 0 | 0 | 0 | 0 | 0 | 0 | 0 | 0 | 0 | 0 | 0 | 0 | 0 | 0 | 0 | 0 | 0 | 0
Commercial_Lodging_New_Food Preparation_Natural Gas_Griddle_E6_Baseline Forecast | Commercial | Lodging | New | Food Preparation | Natural Gas | Griddle | E6 |  | Baseline Forecast | 0 | 0 | 0 | 0 | 0 | 0 | 0 | 0 | 0 | 0 | 0 | 0 | 0 | 0 | 0 | 0 | 0 | 0 | 0 | 0 | 0 | 0 | 0 | 0 | 0 | 0 | 0 | 0 | 0 | 0 | 0 | 0 | 0
Commercial_Lodging_New_Food Preparation_Natural Gas_Griddle_E7_Baseline Forecast | Commercial | Lodging | New | Food Preparation | Natural Gas | Griddle | E7 |  | Baseline Forecast | 0 | 0 | 0 | 0 | 0 | 0 | 0 | 0 | 0 | 0 | 0 | 0 | 0 | 0 | 0 | 0 | 0 | 0 | 0 | 0 | 0 | 0 | 0 | 0 | 0 | 0 | 0 | 0 | 0 | 0 | 0 | 0 | 0
Commercial_Lodging_New_Food Preparation_Natural Gas_Griddle_E8_Baseline Forecast | Commercial | Lodging | New | Food Preparation | Natural Gas | Griddle | E8 |  | Baseline Forecast | 0 | 0 | 0 | 0 | 0 | 0 | 0 | 0 | 0 | 0 | 0 | 0 | 0 | 0 | 0 | 0 | 0 | 0 | 0 | 0 | 0 | 0 | 0 | 0 | 0 | 0 | 0 | 0 | 0 | 0 | 0 | 0 | 0
Commercial_Lodging_New_Food Preparation_Natural Gas_Griddle_E9_Baseline Forecast | Commercial | Lodging | New | Food Preparation | Natural Gas | Griddle | E9 |  | Baseline Forecast | 0 | 0 | 0 | 0 | 0 | 0 | 0 | 0 | 0 | 0 | 0 | 0 | 0 | 0 | 0 | 0 | 0 | 0 | 0 | 0 | 0 | 0 | 0 | 0 | 0 | 0 | 0 | 0 | 0 | 0 | 0 | 0 | 0
Commercial_Lodging_New_Food Preparation_Natural Gas_Griddle_E10_Baseline Forecast | Commercial | Lodging | New | Food Preparation | Natural Gas | Griddle | E10 |  | Baseline Forecast | 0 | 0 | 0 | 0 | 0 | 0 | 0 | 0 | 0 | 0 | 0 | 0 | 0 | 0 | 0 | 0 | 0 | 0 | 0 | 0 | 0 | 0 | 0 | 0 | 0 | 0 | 0 | 0 | 0 | 0 | 0 | 0 | 0
Commercial_Lodging_New_Food Preparation_Natural Gas_Range_E1_Baseline Forecast | Commercial | Lodging | New | Food Preparation | Natural Gas | Range | E1 |  | Baseline Forecast | 0 | 3.3762 | 16.2813 | 10.4083 | 12.4472 | 12.8261 | 12.8849 | 11.148 | 10.9871 | 11.2399 | 12.0924 | 15.1166 | 16.2524 | 17.5548 | 18.8081 | 20.6573 | 24.3675 | 22.0891 | 22.1598 | 21.9617 | 22.5943 | 23.0551 | 24.065 | 25.2319 | 26.715 | 29.1475 | 30.1651 | 31.0121 | 31.6804 | 32.4843 | 33.7692 | 33.3825 | 27.7295
Commercial_Lodging_New_Food Preparation_Natural Gas_Range_E2_Baseline Forecast | Commercial | Lodging | New | Food Preparation | Natural Gas | Range | E2 |  | Baseline Forecast | 0 | 4.8584 | 23.4373 | 14.9747 | 17.9019 | 18.4515 | 18.5498 | 16.0586 | 15.8382 | 16.2133 | 17.4546 | 21.8329 | 23.4883 | 25.3871 | 27.2165 | 29.9111 | 35.3056 | 32.0259 | 32.1508 | 31.8864 | 32.8279 | 33.5217 | 35.013 | 36.7355 | 38.9176 | 42.4826 | 43.9857 | 45.2383 | 46.2271 | 47.4118 | 49.2938 | 48.7336 | 40.4811
Commercial_Lodging_New_Food Preparation_Natural Gas_Range_E3_Baseline Forecast | Commercial | Lodging | New | Food Preparation | Natural Gas | Range | E3 |  | Baseline Forecast | 0 | 0 | 0 | 0 | 0 | 0 | 0 | 0 | 0 | 0 | 0 | 0 | 0 | 0 | 0 | 0 | 0 | 0 | 0 | 0 | 0 | 0 | 0 | 0 | 0 | 0 | 0 | 0 | 0 | 0 | 0 | 0 | 0
Commercial_Lodging_New_Food Preparation_Natural Gas_Range_E4_Baseline Forecast | Commercial | Lodging | New | Food Preparation | Natural Gas | Range | E4 |  | Baseline Forecast | 0 | 0 | 0 | 0 | 0 | 0 | 0 | 0 | 0 | 0 | 0 | 0 | 0 | 0 | 0 | 0 | 0 | 0 | 0 | 0 | 0 | 0 | 0 | 0 | 0 | 0 | 0 | 0 | 0 | 0 | 0 | 0 | 0
Commercial_Lodging_New_Food Preparation_Natural Gas_Range_E5_Baseline Forecast | Commercial | Lodging | New | Food Preparation | Natural Gas | Range | E5 |  | Baseline Forecast | 0 | 0 | 0 | 0 | 0 | 0 | 0 | 0 | 0 | 0 | 0 | 0 | 0 | 0 | 0 | 0 | 0 | 0 | 0 | 0 | 0 | 0 | 0 | 0 | 0 | 0 | 0 | 0 | 0 | 0 | 0 | 0 | 0
Commercial_Lodging_New_Food Preparation_Natural Gas_Range_E6_Baseline Forecast | Commercial | Lodging | New | Food Preparation | Natural Gas | Range | E6 |  | Baseline Forecast | 0 | 0 | 0 | 0 | 0 | 0 | 0 | 0 | 0 | 0 | 0 | 0 | 0 | 0 | 0 | 0 | 0 | 0 | 0 | 0 | 0 | 0 | 0 | 0 | 0 | 0 | 0 | 0 | 0 | 0 | 0 | 0 | 0
Commercial_Lodging_New_Food Preparation_Natural Gas_Range_E7_Baseline Forecast | Commercial | Lodging | New | Food Preparation | Natural Gas | Range | E7 |  | Baseline Forecast | 0 | 0 | 0 | 0 | 0 | 0 | 0 | 0 | 0 | 0 | 0 | 0 | 0 | 0 | 0 | 0 | 0 | 0 | 0 | 0 | 0 | 0 | 0 | 0 | 0 | 0 | 0 | 0 | 0 | 0 | 0 | 0 | 0
Commercial_Lodging_New_Food Preparation_Natural Gas_Range_E8_Baseline Forecast | Commercial | Lodging | New | Food Preparation | Natural Gas | Range | E8 |  | Baseline Forecast | 0 | 0 | 0 | 0 | 0 | 0 | 0 | 0 | 0 | 0 | 0 | 0 | 0 | 0 | 0 | 0 | 0 | 0 | 0 | 0 | 0 | 0 | 0 | 0 | 0 | 0 | 0 | 0 | 0 | 0 | 0 | 0 | 0
Commercial_Lodging_New_Food Preparation_Natural Gas_Range_E9_Baseline Forecast | Commercial | Lodging | New | Food Preparation | Natural Gas | Range | E9 |  | Baseline Forecast | 0 | 0 | 0 | 0 | 0 | 0 | 0 | 0 | 0 | 0 | 0 | 0 | 0 | 0 | 0 | 0 | 0 | 0 | 0 | 0 | 0 | 0 | 0 | 0 | 0 | 0 | 0 | 0 | 0 | 0 | 0 | 0 | 0
Commercial_Lodging_New_Food Preparation_Natural Gas_Range_E10_Baseline Forecast | Commercial | Lodging | New | Food Preparation | Natural Gas | Range | E10 |  | Baseline Forecast | 0 | 0 | 0 | 0 | 0 | 0 | 0 | 0 | 0 | 0 | 0 | 0 | 0 | 0 | 0 | 0 | 0 | 0 | 0 | 0 | 0 | 0 | 0 | 0 | 0 | 0 | 0 | 0 | 0 | 0 | 0 | 0 | 0
Commercial_Lodging_New_Food Preparation_Natural Gas_Steamer_E1_Baseline Forecast | Commercial | Lodging | New | Food Preparation | Natural Gas | Steamer | E1 |  | Baseline Forecast | 0 | 4.1154 | 19.8093 | 0 | 0 | 0 | 0 | 0 | 0 | 0 | 0 | 0 | 0 | 0 | 0 | 0 | 0 | 0 | 0 | 0 | 0 | 0 | 0 | 0 | 0 | 0 | 0 | 0 | 0 | 0 | 0 | 0 | 0
Commercial_Lodging_New_Food Preparation_Natural Gas_Steamer_E2_Baseline Forecast | Commercial | Lodging | New | Food Preparation | Natural Gas | Steamer | E2 |  | Baseline Forecast | 0 | 4.1192 | 19.9093 | 25.383 | 30.3491 | 31.2775 | 31.4347 | 27.2066 | 26.8253 | 27.4532 | 28.8151 | 32.9146 | 34.7212 | 36.8922 | 39.2943 | 41.331 | 42.8995 | 43.4833 | 43.5845 | 46.4756 | 57.3987 | 53.6846 | 56.4531 | 57.9157 | 59.2415 | 59.0721 | 60.2078 | 61.4666 | 63.2322 | 66.8132 | 69.0221 | 71.251 | 58.2301
Commercial_Lodging_New_Food Preparation_Natural Gas_Steamer_E3_Baseline Forecast | Commercial | Lodging | New | Food Preparation | Natural Gas | Steamer | E3 |  | Baseline Forecast | 0 | 0 | 0 | 0 | 0 | 0 | 0 | 0 | 0 | 0 | 0 | 0 | 0 | 0 | 0 | 0 | 0 | 0 | 0 | 0 | 0 | 0 | 0 | 0 | 0 | 0 | 0 | 0 | 0 | 0 | 0 | 0 | 0
Commercial_Lodging_New_Food Preparation_Natural Gas_Steamer_E4_Baseline Forecast | Commercial | Lodging | New | Food Preparation | Natural Gas | Steamer | E4 |  | Baseline Forecast | 0 | 0 | 0 | 0 | 0 | 0 | 0 | 0 | 0 | 0 | 0 | 0 | 0 | 0 | 0 | 0 | 0 | 0 | 0 | 0 | 0 | 0 | 0 | 0 | 0 | 0 | 0 | 0 | 0 | 0 | 0 | 0 | 0
Commercial_Lodging_New_Food Preparation_Natural Gas_Steamer_E5_Baseline Forecast | Commercial | Lodging | New | Food Preparation | Natural Gas | Steamer | E5 |  | Baseline Forecast | 0 | 0 | 0 | 0 | 0 | 0 | 0 | 0 | 0 | 0 | 0 | 0 | 0 | 0 | 0 | 0 | 0 | 0 | 0 | 0 | 0 | 0 | 0 | 0 | 0 | 0 | 0 | 0 | 0 | 0 | 0 | 0 | 0
Commercial_Lodging_New_Food Preparation_Natural Gas_Steamer_E6_Baseline Forecast | Commercial | Lodging | New | Food Preparation | Natural Gas | Steamer | E6 |  | Baseline Forecast | 0 | 0 | 0 | 0 | 0 | 0 | 0 | 0 | 0 | 0 | 0 | 0 | 0 | 0 | 0 | 0 | 0 | 0 | 0 | 0 | 0 | 0 | 0 | 0 | 0 | 0 | 0 | 0 | 0 | 0 | 0 | 0 | 0
Commercial_Lodging_New_Food Preparation_Natural Gas_Steamer_E7_Baseline Forecast | Commercial | Lodging | New | Food Preparation | Natural Gas | Steamer | E7 |  | Baseline Forecast | 0 | 0 | 0 | 0 | 0 | 0 | 0 | 0 | 0 | 0 | 0 | 0 | 0 | 0 | 0 | 0 | 0 | 0 | 0 | 0 | 0 | 0 | 0 | 0 | 0 | 0 | 0 | 0 | 0 | 0 | 0 | 0 | 0
Commercial_Lodging_New_Food Preparation_Natural Gas_Steamer_E8_Baseline Forecast | Commercial | Lodging | New | Food Preparation | Natural Gas | Steamer | E8 |  | Baseline Forecast | 0 | 0 | 0 | 0 | 0 | 0 | 0 | 0 | 0 | 0 | 0 | 0 | 0 | 0 | 0 | 0 | 0 | 0 | 0 | 0 | 0 | 0 | 0 | 0 | 0 | 0 | 0 | 0 | 0 | 0 | 0 | 0 | 0
Commercial_Lodging_New_Food Preparation_Natural Gas_Steamer_E9_Baseline Forecast | Commercial | Lodging | New | Food Preparation | Natural Gas | Steamer | E9 |  | Baseline Forecast | 0 | 0 | 0 | 0 | 0 | 0 | 0 | 0 | 0 | 0 | 0 | 0 | 0 | 0 | 0 | 0 | 0 | 0 | 0 | 0 | 0 | 0 | 0 | 0 | 0 | 0 | 0 | 0 | 0 | 0 | 0 | 0 | 0
Commercial_Lodging_New_Food Preparation_Natural Gas_Steamer_E10_Baseline Forecast | Commercial | Lodging | New | Food Preparation | Natural Gas | Steamer | E10 |  | Baseline Forecast | 0 | 0 | 0 | 0 | 0 | 0 | 0 | 0 | 0 | 0 | 0 | 0 | 0 | 0 | 0 | 0 | 0 | 0 | 0 | 0 | 0 | 0 | 0 | 0 | 0 | 0 | 0 | 0 | 0 | 0 | 0 | 0 | 0
Commercial_Lodging_New_Food Preparation_Natural Gas_Food Prep Other_E1_Baseline Forecast | Commercial | Lodging | New | Food Preparation | Natural Gas | Food Prep Other | E1 |  | Baseline Forecast | 0 | 0 | 0 | 0 | 0 | 0 | 0 | 0 | 0 | 0 | 0 | 0 | 0 | 0 | 0 | 0 | 0 | 0 | 0 | 0 | 0 | 0 | 0 | 0 | 0 | 0 | 0 | 0 | 0 | 0 | 0 | 0 | 0
Commercial_Lodging_New_Food Preparation_Natural Gas_Food Prep Other_E2_Baseline Forecast | Commercial | Lodging | New | Food Preparation | Natural Gas | Food Prep Other | E2 |  | Baseline Forecast | 0 | 0 | 0 | 0 | 0 | 0 | 0 | 0 | 0 | 0 | 0 | 0 | 0 | 0 | 0 | 0 | 0 | 0 | 0 | 0 | 0 | 0 | 0 | 0 | 0 | 0 | 0 | 0 | 0 | 0 | 0 | 0 | 0
Commercial_Lodging_New_Food Preparation_Natural Gas_Food Prep Other_E3_Baseline Forecast | Commercial | Lodging | New | Food Preparation | Natural Gas | Food Prep Other | E3 |  | Baseline Forecast | 0 | 0 | 0 | 0 | 0 | 0 | 0 | 0 | 0 | 0 | 0 | 0 | 0 | 0 | 0 | 0 | 0 | 0 | 0 | 0 | 0 | 0 | 0 | 0 | 0 | 0 | 0 | 0 | 0 | 0 | 0 | 0 | 0
Commercial_Lodging_New_Food Preparation_Natural Gas_Food Prep Other_E4_Baseline Forecast | Commercial | Lodging | New | Food Preparation | Natural Gas | Food Prep Other | E4 |  | Baseline Forecast | 0 | 0 | 0 | 0 | 0 | 0 | 0 | 0 | 0 | 0 | 0 | 0 | 0 | 0 | 0 | 0 | 0 | 0 | 0 | 0 | 0 | 0 | 0 | 0 | 0 | 0 | 0 | 0 | 0 | 0 | 0 | 0 | 0
Commercial_Lodging_New_Food Preparation_Natural Gas_Food Prep Other_E5_Baseline Forecast | Commercial | Lodging | New | Food Preparation | Natural Gas | Food Prep Other | E5 |  | Baseline Forecast | 0 | 0 | 0 | 0 | 0 | 0 | 0 | 0 | 0 | 0 | 0 | 0 | 0 | 0 | 0 | 0 | 0 | 0 | 0 | 0 | 0 | 0 | 0 | 0 | 0 | 0 | 0 | 0 | 0 | 0 | 0 | 0 | 0
Commercial_Lodging_New_Food Preparation_Natural Gas_Food Prep Other_E6_Baseline Forecast | Commercial | Lodging | New | Food Preparation | Natural Gas | Food Prep Other | E6 |  | Baseline Forecast | 0 | 0 | 0 | 0 | 0 | 0 | 0 | 0 | 0 | 0 | 0 | 0 | 0 | 0 | 0 | 0 | 0 | 0 | 0 | 0 | 0 | 0 | 0 | 0 | 0 | 0 | 0 | 0 | 0 | 0 | 0 | 0 | 0
Commercial_Lodging_New_Food Preparation_Natural Gas_Food Prep Other_E7_Baseline Forecast | Commercial | Lodging | New | Food Preparation | Natural Gas | Food Prep Other | E7 |  | Baseline Forecast | 0 | 0 | 0 | 0 | 0 | 0 | 0 | 0 | 0 | 0 | 0 | 0 | 0 | 0 | 0 | 0 | 0 | 0 | 0 | 0 | 0 | 0 | 0 | 0 | 0 | 0 | 0 | 0 | 0 | 0 | 0 | 0 | 0
Commercial_Lodging_New_Food Preparation_Natural Gas_Food Prep Other_E8_Baseline Forecast | Commercial | Lodging | New | Food Preparation | Natural Gas | Food Prep Other | E8 |  | Baseline Forecast | 0 | 0 | 0 | 0 | 0 | 0 | 0 | 0 | 0 | 0 | 0 | 0 | 0 | 0 | 0 | 0 | 0 | 0 | 0 | 0 | 0 | 0 | 0 | 0 | 0 | 0 | 0 | 0 | 0 | 0 | 0 | 0 | 0
Commercial_Lodging_New_Food Preparation_Natural Gas_Food Prep Other_E9_Baseline Forecast | Commercial | Lodging | New | Food Preparation | Natural Gas | Food Prep Other | E9 |  | Baseline Forecast | 0 | 0 | 0 | 0 | 0 | 0 | 0 | 0 | 0 | 0 | 0 | 0 | 0 | 0 | 0 | 0 | 0 | 0 | 0 | 0 | 0 | 0 | 0 | 0 | 0 | 0 | 0 | 0 | 0 | 0 | 0 | 0 | 0
Commercial_Lodging_New_Food Preparation_Natural Gas_Food Prep Other_E10_Baseline Forecast | Commercial | Lodging | New | Food Preparation | Natural Gas | Food Prep Other | E10 |  | Baseline Forecast | 0 | 0 | 0 | 0 | 0 | 0 | 0 | 0 | 0 | 0 | 0 | 0 | 0 | 0 | 0 | 0 | 0 | 0 | 0 | 0 | 0 | 0 | 0 | 0 | 0 | 0 | 0 | 0 | 0 | 0 | 0 | 0 | 0
Commercial_Lodging_New_Miscellaneous_Natural Gas_Pool Heater_E1_Baseline Forecast | Commercial | Lodging | New | Miscellaneous | Natural Gas | Pool Heater | E1 |  | Baseline Forecast | 0 | 0 | 0 | 0 | 0 | 0 | 0 | 0 | 0 | 0 | 0 | 0 | 0 | 0 | 0 | 0 | 0 | 0 | 0 | 0 | 0 | 0 | 0 | 0 | 0 | 0 | 0 | 0 | 0 | 0 | 0 | 0 | 0
Commercial_Lodging_New_Miscellaneous_Natural Gas_Pool Heater_E2_Baseline Forecast | Commercial | Lodging | New | Miscellaneous | Natural Gas | Pool Heater | E2 |  | Baseline Forecast | 0 | 0 | 0 | 0 | 0 | 0 | 0 | 0 | 0 | 0 | 0 | 0 | 0 | 0 | 0 | 0 | 0 | 0 | 0 | 0 | 0 | 0 | 0 | 0 | 0 | 0 | 0 | 0 | 0 | 0 | 0 | 0 | 0
Commercial_Lodging_New_Miscellaneous_Natural Gas_Pool Heater_E3_Baseline Forecast | Commercial | Lodging | New | Miscellaneous | Natural Gas | Pool Heater | E3 |  | Baseline Forecast | 0 | 0 | 0 | 0 | 0 | 0 | 0 | 0 | 0 | 0 | 0 | 0 | 0 | 0 | 0 | 0 | 0 | 0 | 0 | 0 | 0 | 0 | 0 | 0 | 0 | 0 | 0 | 0 | 0 | 0 | 0 | 0 | 0
Commercial_Lodging_New_Miscellaneous_Natural Gas_Pool Heater_E4_Baseline Forecast | Commercial | Lodging | New | Miscellaneous | Natural Gas | Pool Heater | E4 |  | Baseline Forecast | 0 | 0 | 0 | 0 | 0 | 0 | 0 | 0 | 0 | 0 | 0 | 0 | 0 | 0 | 0 | 0 | 0 | 0 | 0 | 0 | 0 | 0 | 0 | 0 | 0 | 0 | 0 | 0 | 0 | 0 | 0 | 0 | 0
Commercial_Lodging_New_Miscellaneous_Natural Gas_Pool Heater_E5_Baseline Forecast | Commercial | Lodging | New | Miscellaneous | Natural Gas | Pool Heater | E5 |  | Baseline Forecast | 0 | 0 | 0 | 0 | 0 | 0 | 0 | 0 | 0 | 0 | 0 | 0 | 0 | 0 | 0 | 0 | 0 | 0 | 0 | 0 | 0 | 0 | 0 | 0 | 0 | 0 | 0 | 0 | 0 | 0 | 0 | 0 | 0
Commercial_Lodging_New_Miscellaneous_Natural Gas_Pool Heater_E6_Baseline Forecast | Commercial | Lodging | New | Miscellaneous | Natural Gas | Pool Heater | E6 |  | Baseline Forecast | 0 | 0 | 0 | 0 | 0 | 0 | 0 | 0 | 0 | 0 | 0 | 0 | 0 | 0 | 0 | 0 | 0 | 0 | 0 | 0 | 0 | 0 | 0 | 0 | 0 | 0 | 0 | 0 | 0 | 0 | 0 | 0 | 0
Commercial_Lodging_New_Miscellaneous_Natural Gas_Pool Heater_E7_Baseline Forecast | Commercial | Lodging | New | Miscellaneous | Natural Gas | Pool Heater | E7 |  | Baseline Forecast | 0 | 0 | 0 | 0 | 0 | 0 | 0 | 0 | 0 | 0 | 0 | 0 | 0 | 0 | 0 | 0 | 0 | 0 | 0 | 0 | 0 | 0 | 0 | 0 | 0 | 0 | 0 | 0 | 0 | 0 | 0 | 0 | 0
Commercial_Lodging_New_Miscellaneous_Natural Gas_Pool Heater_E8_Baseline Forecast | Commercial | Lodging | New | Miscellaneous | Natural Gas | Pool Heater | E8 |  | Baseline Forecast | 0 | 0 | 0 | 0 | 0 | 0 | 0 | 0 | 0 | 0 | 0 | 0 | 0 | 0 | 0 | 0 | 0 | 0 | 0 | 0 | 0 | 0 | 0 | 0 | 0 | 0 | 0 | 0 | 0 | 0 | 0 | 0 | 0
Commercial_Lodging_New_Miscellaneous_Natural Gas_Pool Heater_E9_Baseline Forecast | Commercial | Lodging | New | Miscellaneous | Natural Gas | Pool Heater | E9 |  | Baseline Forecast | 0 | 0 | 0 | 0 | 0 | 0 | 0 | 0 | 0 | 0 | 0 | 0 | 0 | 0 | 0 | 0 | 0 | 0 | 0 | 0 | 0 | 0 | 0 | 0 | 0 | 0 | 0 | 0 | 0 | 0 | 0 | 0 | 0
Commercial_Lodging_New_Miscellaneous_Natural Gas_Pool Heater_E10_Baseline Forecast | Commercial | Lodging | New | Miscellaneous | Natural Gas | Pool Heater | E10 |  | Baseline Forecast | 0 | 0 | 0 | 0 | 0 | 0 | 0 | 0 | 0 | 0 | 0 | 0 | 0 | 0 | 0 | 0 | 0 | 0 | 0 | 0 | 0 | 0 | 0 | 0 | 0 | 0 | 0 | 0 | 0 | 0 | 0 | 0 | 0
Commercial_Lodging_New_Miscellaneous_Natural Gas_Miscellaneous_E1_Baseline Forecast | Commercial | Lodging | New | Miscellaneous | Natural Gas | Miscellaneous | E1 |  | Baseline Forecast | 0 | 4240.8252 | 20455.0749 | 13072.2255 | 16235.6207 | 19549.365 | 21006.1367 | 20459.8751 | 22135.0703 | 24270.7355 | 25976.2409 | 28606.5924 | 34525.3481 | 32966.8726 | 35263.5302 | 38062.3486 | 39813.7046 | 40666.3414 | 42182.9031 | 43908.752 | 45751.3463 | 48067.1507 | 51205.5245 | 51974.4168 | 54110.8452 | 56452.8402 | 58284.9843 | 59863.0002 | 61795.0818 | 63752.4903 | 65765.0752 | 67827.7375 | 62268.8988
Commercial_Lodging_New_Miscellaneous_Natural Gas_Miscellaneous_E2_Baseline Forecast | Commercial | Lodging | New | Miscellaneous | Natural Gas | Miscellaneous | E2 |  | Baseline Forecast | 0 | 0 | 0 | 0 | 0 | 0 | 0 | 0 | 0 | 0 | 0 | 0 | 0 | 0 | 0 | 0 | 0 | 0 | 0 | 0 | 0 | 0 | 0 | 0 | 0 | 0 | 0 | 0 | 0 | 0 | 0 | 0 | 0
Commercial_Lodging_New_Miscellaneous_Natural Gas_Miscellaneous_E3_Baseline Forecast | Commercial | Lodging | New | Miscellaneous | Natural Gas | Miscellaneous | E3 |  | Baseline Forecast | 0 | 0 | 0 | 0 | 0 | 0 | 0 | 0 | 0 | 0 | 0 | 0 | 0 | 0 | 0 | 0 | 0 | 0 | 0 | 0 | 0 | 0 | 0 | 0 | 0 | 0 | 0 | 0 | 0 | 0 | 0 | 0 | 0
Commercial_Lodging_New_Miscellaneous_Natural Gas_Miscellaneous_E4_Baseline Forecast | Commercial | Lodging | New | Miscellaneous | Natural Gas | Miscellaneous | E4 |  | Baseline Forecast | 0 | 0 | 0 | 0 | 0 | 0 | 0 | 0 | 0 | 0 | 0 | 0 | 0 | 0 | 0 | 0 | 0 | 0 | 0 | 0 | 0 | 0 | 0 | 0 | 0 | 0 | 0 | 0 | 0 | 0 | 0 | 0 | 0
Commercial_Lodging_New_Miscellaneous_Natural Gas_Miscellaneous_E5_Baseline Forecast | Commercial | Lodging | New | Miscellaneous | Natural Gas | Miscellaneous | E5 |  | Baseline Forecast | 0 | 0 | 0 | 0 | 0 | 0 | 0 | 0 | 0 | 0 | 0 | 0 | 0 | 0 | 0 | 0 | 0 | 0 | 0 | 0 | 0 | 0 | 0 | 0 | 0 | 0 | 0 | 0 | 0 | 0 | 0 | 0 | 0
Commercial_Lodging_New_Miscellaneous_Natural Gas_Miscellaneous_E6_Baseline Forecast | Commercial | Lodging | New | Miscellaneous | Natural Gas | Miscellaneous | E6 |  | Baseline Forecast | 0 | 0 | 0 | 0 | 0 | 0 | 0 | 0 | 0 | 0 | 0 | 0 | 0 | 0 | 0 | 0 | 0 | 0 | 0 | 0 | 0 | 0 | 0 | 0 | 0 | 0 | 0 | 0 | 0 | 0 | 0 | 0 | 0
Commercial_Lodging_New_Miscellaneous_Natural Gas_Miscellaneous_E7_Baseline Forecast | Commercial | Lodging | New | Miscellaneous | Natural Gas | Miscellaneous | E7 |  | Baseline Forecast | 0 | 0 | 0 | 0 | 0 | 0 | 0 | 0 | 0 | 0 | 0 | 0 | 0 | 0 | 0 | 0 | 0 | 0 | 0 | 0 | 0 | 0 | 0 | 0 | 0 | 0 | 0 | 0 | 0 | 0 | 0 | 0 | 0
Commercial_Lodging_New_Miscellaneous_Natural Gas_Miscellaneous_E8_Baseline Forecast | Commercial | Lodging | New | Miscellaneous | Natural Gas | Miscellaneous | E8 |  | Baseline Forecast | 0 | 0 | 0 | 0 | 0 | 0 | 0 | 0 | 0 | 0 | 0 | 0 | 0 | 0 | 0 | 0 | 0 | 0 | 0 | 0 | 0 | 0 | 0 | 0 | 0 | 0 | 0 | 0 | 0 | 0 | 0 | 0 | 0
Commercial_Lodging_New_Miscellaneous_Natural Gas_Miscellaneous_E9_Baseline Forecast | Commercial | Lodging | New | Miscellaneous | Natural Gas | Miscellaneous | E9 |  | Baseline Forecast | 0 | 0 | 0 | 0 | 0 | 0 | 0 | 0 | 0 | 0 | 0 | 0 | 0 | 0 | 0 | 0 | 0 | 0 | 0 | 0 | 0 | 0 | 0 | 0 | 0 | 0 | 0 | 0 | 0 | 0 | 0 | 0 | 0
Commercial_Lodging_New_Miscellaneous_Natural Gas_Miscellaneous_E10_Baseline Forecast | Commercial | Lodging | New | Miscellaneous | Natural Gas | Miscellaneous | E10 |  | Baseline Forecast | 0 | 0 | 0 | 0 | 0 | 0 | 0 | 0 | 0 | 0 | 0 | 0 | 0 | 0 | 0 | 0 | 0 | 0 | 0 | 0 | 0 | 0 | 0 | 0 | 0 | 0 | 0 | 0 | 0 | 0 | 0 | 0 | 0
Commercial_Warehouse_Existing_Space Heating_Natural Gas_Furnace_E1_Baseline Forecast | Commercial | Warehouse | Existing | Space Heating | Natural Gas | Furnace | E1 |  | Baseline Forecast | 0 | 8798.2421 | 9538.7977 | 10200.2075 | 20994.3253 | 0 | 0 | 0 | 0 | 0 | 0 | 0 | 0 | 0 | 0 | 0 | 0 | 0 | 0 | 0 | 0 | 0 | 0 | 0 | 0 | 0 | 0 | 0 | 0 | 0 | 0 | 0 | 0
Commercial_Warehouse_Existing_Space Heating_Natural Gas_Furnace_E2_Baseline Forecast | Commercial | Warehouse | Existing | Space Heating | Natural Gas | Furnace | E2 |  | Baseline Forecast | 0 | 0 | 0 | 0 | 0 | 0 | 0 | 0 | 0 | 0 | 0 | 0 | 0 | 0 | 0 | 0 | 0 | 0 | 0 | 0 | 0 | 0 | 0 | 0 | 0 | 0 | 0 | 0 | 0 | 0 | 0 | 0 | 0
Commercial_Warehouse_Existing_Space Heating_Natural Gas_Furnace_E3_Baseline Forecast | Commercial | Warehouse | Existing | Space Heating | Natural Gas | Furnace | E3 |  | Baseline Forecast | 0 | 0 | 0 | 0 | 0 | 11448.5649 | 11985.2499 | 6773.6853 | 7018.0489 | 7241.6464 | 7445.9044 | 7632.5421 | 7802.6387 | 7957.6465 | 8099.0337 | 8227.5906 | 8344.3107 | 8450.051 | 8546.2577 | 8223.5572 | 7957.4129 | 7740.2847 | 7972.7055 | 7803.62 | 7669.6494 | 7566.0426 | 7488.7146 | 7433.9465 | 7398.8693 | 7380.2874 | 7375.9555 | 7383.311 | 11964.8721
Commercial_Warehouse_Existing_Space Heating_Natural Gas_Furnace_E4_Baseline Forecast | Commercial | Warehouse | Existing | Space Heating | Natural Gas | Furnace | E4 |  | Baseline Forecast | 0 | 0 | 0 | 0 | 0 | 0 | 0 | 0 | 0 | 0 | 0 | 0 | 0 | 0 | 0 | 0 | 0 | 0 | 0 | 0 | 0 | 0 | 0 | 0 | 0 | 0 | 0 | 0 | 0 | 0 | 0 | 0 | 0
Commercial_Warehouse_Existing_Space Heating_Natural Gas_Furnace_E5_Baseline Forecast | Commercial | Warehouse | Existing | Space Heating | Natural Gas | Furnace | E5 |  | Baseline Forecast | 0 | 0 | 0 | 0 | 0 | 0 | 0 | 5705.2467 | 5913.4053 | 6103.7798 | 6277.6884 | 6436.3943 | 6581.6261 | 6714.4087 | 6835.2947 | 6945.4931 | 7045.7231 | 7137.2322 | 7220.62 | 6950.5879 | 6727.8207 | 6546.5317 | 6745.0478 | 6604.2534 | 6492.5748 | 6406.4183 | 6342.3817 | 6297.5574 | 6268.855 | 6254.2263 | 6251.1939 | 6258.2658 | 10141.7033
Commercial_Warehouse_Existing_Space Heating_Natural Gas_Furnace_E6_Baseline Forecast | Commercial | Warehouse | Existing | Space Heating | Natural Gas | Furnace | E6 |  | Baseline Forecast | 0 | 0 | 0 | 0 | 0 | 0 | 0 | 0 | 0 | 0 | 0 | 0 | 0 | 0 | 0 | 0 | 0 | 0 | 0 | 0 | 0 | 0 | 0 | 0 | 0 | 0 | 0 | 0 | 0 | 0 | 0 | 0 | 0
Commercial_Warehouse_Existing_Space Heating_Natural Gas_Furnace_E7_Baseline Forecast | Commercial | Warehouse | Existing | Space Heating | Natural Gas | Furnace | E7 |  | Baseline Forecast | 0 | 0 | 0 | 0 | 0 | 0 | 0 | 0 | 0 | 0 | 0 | 0 | 0 | 0 | 0 | 0 | 0 | 0 | 0 | 0 | 0 | 0 | 0 | 0 | 0 | 0 | 0 | 0 | 0 | 0 | 0 | 0 | 0
Commercial_Warehouse_Existing_Space Heating_Natural Gas_Furnace_E8_Baseline Forecast | Commercial | Warehouse | Existing | Space Heating | Natural Gas | Furnace | E8 |  | Baseline Forecast | 0 | 0 | 0 | 0 | 0 | 0 | 0 | 0 | 0 | 0 | 0 | 0 | 0 | 0 | 0 | 0 | 0 | 0 | 0 | 0 | 0 | 0 | 0 | 0 | 0 | 0 | 0 | 0 | 0 | 0 | 0 | 0 | 0
Commercial_Warehouse_Existing_Space Heating_Natural Gas_Furnace_E9_Baseline Forecast | Commercial | Warehouse | Existing | Space Heating | Natural Gas | Furnace | E9 |  | Baseline Forecast | 0 | 0 | 0 | 0 | 0 | 0 | 0 | 0 | 0 | 0 | 0 | 0 | 0 | 0 | 0 | 0 | 0 | 0 | 0 | 0 | 0 | 0 | 0 | 0 | 0 | 0 | 0 | 0 | 0 | 0 | 0 | 0 | 0
Commercial_Warehouse_Existing_Space Heating_Natural Gas_Furnace_E10_Baseline Forecast | Commercial | Warehouse | Existing | Space Heating | Natural Gas | Furnace | E10 |  | Baseline Forecast | 0 | 0 | 0 | 0 | 0 | 0 | 0 | 0 | 0 | 0 | 0 | 0 | 0 | 0 | 0 | 0 | 0 | 0 | 0 | 0 | 0 | 0 | 0 | 0 | 0 | 0 | 0 | 0 | 0 | 0 | 0 | 0 | 0
Commercial_Warehouse_Existing_Space Heating_Natural Gas_Boiler_E1_Baseline Forecast | Commercial | Warehouse | Existing | Space Heating | Natural Gas | Boiler | E1 |  | Baseline Forecast | 0 | 414.5442 | 449.4368 | 480.6002 | 1030.6829 | 0 | 0 | 0 | 0 | 0 | 0 | 0 | 0 | 0 | 0 | 0 | 0 | 0 | 0 | 0 | 0 | 0 | 0 | 0 | 0 | 0 | 0 | 0 | 0 | 0 | 0 | 0 | 0
Commercial_Warehouse_Existing_Space Heating_Natural Gas_Boiler_E2_Baseline Forecast | Commercial | Warehouse | Existing | Space Heating | Natural Gas | Boiler | E2 |  | Baseline Forecast | 0 | 0 | 0 | 0 | 0 | 0 | 0 | 0 | 0 | 0 | 0 | 0 | 0 | 0 | 0 | 0 | 0 | 0 | 0 | 0 | 0 | 0 | 0 | 0 | 0 | 0 | 0 | 0 | 0 | 0 | 0 | 0 | 0
Commercial_Warehouse_Existing_Space Heating_Natural Gas_Boiler_E3_Baseline Forecast | Commercial | Warehouse | Existing | Space Heating | Natural Gas | Boiler | E3 |  | Baseline Forecast | 0 | 0 | 0 | 0 | 0 | 539.4187 | 564.7056 | 587.9663 | 609.2876 | 628.7926 | 646.6106 | 662.882 | 677.7393 | 691.299 | 703.6565 | 714.9058 | 725.1278 | 734.4215 | 742.8834 | 750.5875 | 757.5761 | 728.3866 | 704.1478 | 684.2485 | 706.425 | 690.6182 | 677.93 | 667.9592 | 660.3443 | 654.7659 | 650.9361 | 648.6053 | 941.8977
Commercial_Warehouse_Existing_Space Heating_Natural Gas_Boiler_E4_Baseline Forecast | Commercial | Warehouse | Existing | Space Heating | Natural Gas | Boiler | E4 |  | Baseline Forecast | 0 | 0 | 0 | 0 | 0 | 0 | 0 | 0 | 0 | 0 | 0 | 0 | 0 | 0 | 0 | 0 | 0 | 0 | 0 | 0 | 0 | 0 | 0 | 0 | 0 | 0 | 0 | 0 | 0 | 0 | 0 | 0 | 0
Commercial_Warehouse_Existing_Space Heating_Natural Gas_Boiler_E5_Baseline Forecast | Commercial | Warehouse | Existing | Space Heating | Natural Gas | Boiler | E5 |  | Baseline Forecast | 0 | 0 | 0 | 0 | 0 | 0 | 0 | 0 | 0 | 0 | 0 | 0 | 0 | 0 | 0 | 0 | 0 | 0 | 0 | 0 | 0 | 0 | 0 | 0 | 0 | 0 | 0 | 0 | 0 | 0 | 0 | 0 | 0
Commercial_Warehouse_Existing_Space Heating_Natural Gas_Boiler_E6_Baseline Forecast | Commercial | Warehouse | Existing | Space Heating | Natural Gas | Boiler | E6 |  | Baseline Forecast | 0 | 0 | 0 | 0 | 0 | 0 | 0 | 0 | 0 | 0 | 0 | 0 | 0 | 0 | 0 | 0 | 0 | 0 | 0 | 0 | 0 | 0 | 0 | 0 | 0 | 0 | 0 | 0 | 0 | 0 | 0 | 0 | 0
Commercial_Warehouse_Existing_Space Heating_Natural Gas_Boiler_E7_Baseline Forecast | Commercial | Warehouse | Existing | Space Heating | Natural Gas | Boiler | E7 |  | Baseline Forecast | 0 | 0 | 0 | 0 | 0 | 0 | 0 | 0 | 0 | 0 | 0 | 0 | 0 | 0 | 0 | 0 | 0 | 0 | 0 | 0 | 0 | 0 | 0 | 0 | 0 | 0 | 0 | 0 | 0 | 0 | 0 | 0 | 0
Commercial_Warehouse_Existing_Space Heating_Natural Gas_Boiler_E8_Baseline Forecast | Commercial | Warehouse | Existing | Space Heating | Natural Gas | Boiler | E8 |  | Baseline Forecast | 0 | 0 | 0 | 0 | 0 | 0 | 0 | 0 | 0 | 0 | 0 | 0 | 0 | 0 | 0 | 0 | 0 | 0 | 0 | 0 | 0 | 0 | 0 | 0 | 0 | 0 | 0 | 0 | 0 | 0 | 0 | 0 | 0
Commercial_Warehouse_Existing_Space Heating_Natural Gas_Boiler_E9_Baseline Forecast | Commercial | Warehouse | Existing | Space Heating | Natural Gas | Boiler | E9 |  | Baseline Forecast | 0 | 0 | 0 | 0 | 0 | 0 | 0 | 0 | 0 | 0 | 0 | 0 | 0 | 0 | 0 | 0 | 0 | 0 | 0 | 0 | 0 | 0 | 0 | 0 | 0 | 0 | 0 | 0 | 0 | 0 | 0 | 0 | 0
Commercial_Warehouse_Existing_Space Heating_Natural Gas_Boiler_E10_Baseline Forecast | Commercial | Warehouse | Existing | Space Heating | Natural Gas | Boiler | E10 |  | Baseline Forecast | 0 | 0 | 0 | 0 | 0 | 0 | 0 | 0 | 0 | 0 | 0 | 0 | 0 | 0 | 0 | 0 | 0 | 0 | 0 | 0 | 0 | 0 | 0 | 0 | 0 | 0 | 0 | 0 | 0 | 0 | 0 | 0 | 0
Commercial_Warehouse_Existing_Space Heating_Natural Gas_Unit Heater_E1_Baseline Forecast | Commercial | Warehouse | Existing | Space Heating | Natural Gas | Unit Heater | E1 |  | Baseline Forecast | 0 | 6839.4503 | 8100.5652 | 9154.321 | 14524.7604 | 0 | 0 | 0 | 0 | 0 | 0 | 0 | 0 | 0 | 0 | 0 | 0 | 0 | 0 | 0 | 0 | 0 | 0 | 0 | 0 | 0 | 0 | 0 | 0 | 0 | 0 | 0 | 0
Commercial_Warehouse_Existing_Space Heating_Natural Gas_Unit Heater_E2_Baseline Forecast | Commercial | Warehouse | Existing | Space Heating | Natural Gas | Unit Heater | E2 |  | Baseline Forecast | 0 | 0 | 0 | 0 | 0 | 10882.4459 | 11548.2949 | 12115.1362 | 12596.0133 | 13002.8045 | 13345.9494 | 12366.6352 | 11707.9362 | 11297.019 | 11693.6655 | 11524.829 | 11474.0147 | 11510.2448 | 13521.434 | 13750.9653 | 13943.4528 | 15170.1792 | 13603.5609 | 13414.2945 | 13279.6319 | 13116.5969 | 12949.318 | 12793.5851 | 12569.6622 | 12499.609 | 12535.5282 | 12964.7744 | 15479.0042
Commercial_Warehouse_Existing_Space Heating_Natural Gas_Unit Heater_E3_Baseline Forecast | Commercial | Warehouse | Existing | Space Heating | Natural Gas | Unit Heater | E3 |  | Baseline Forecast | 0 | 0 | 0 | 0 | 0 | 0 | 0 | 0 | 0 | 0 | 0 | 0 | 0 | 0 | 0 | 0 | 0 | 0 | 0 | 0 | 0 | 0 | 0 | 0 | 0 | 0 | 0 | 0 | 0 | 0 | 0 | 0 | 0
Commercial_Warehouse_Existing_Space Heating_Natural Gas_Unit Heater_E4_Baseline Forecast | Commercial | Warehouse | Existing | Space Heating | Natural Gas | Unit Heater | E4 |  | Baseline Forecast | 0 | 0 | 0 | 0 | 0 | 0 | 0 | 0 | 0 | 0 | 0 | 0 | 0 | 0 | 0 | 0 | 0 | 0 | 0 | 0 | 0 | 0 | 0 | 0 | 0 | 0 | 0 | 0 | 0 | 0 | 0 | 0 | 0
Commercial_Warehouse_Existing_Space Heating_Natural Gas_Unit Heater_E5_Baseline Forecast | Commercial | Warehouse | Existing | Space Heating | Natural Gas | Unit Heater | E5 |  | Baseline Forecast | 0 | 0 | 0 | 0 | 0 | 0 | 0 | 0 | 0 | 0 | 0 | 0 | 0 | 0 | 0 | 0 | 0 | 0 | 0 | 0 | 0 | 0 | 0 | 0 | 0 | 0 | 0 | 0 | 0 | 0 | 0 | 0 | 0
Commercial_Warehouse_Existing_Space Heating_Natural Gas_Unit Heater_E6_Baseline Forecast | Commercial | Warehouse | Existing | Space Heating | Natural Gas | Unit Heater | E6 |  | Baseline Forecast | 0 | 0 | 0 | 0 | 0 | 0 | 0 | 0 | 0 | 0 | 0 | 0 | 0 | 0 | 0 | 0 | 0 | 0 | 0 | 0 | 0 | 0 | 0 | 0 | 0 | 0 | 0 | 0 | 0 | 0 | 0 | 0 | 0
Commercial_Warehouse_Existing_Space Heating_Natural Gas_Unit Heater_E7_Baseline Forecast | Commercial | Warehouse | Existing | Space Heating | Natural Gas | Unit Heater | E7 |  | Baseline Forecast | 0 | 0 | 0 | 0 | 0 | 0 | 0 | 0 | 0 | 0 | 0 | 0 | 0 | 0 | 0 | 0 | 0 | 0 | 0 | 0 | 0 | 0 | 0 | 0 | 0 | 0 | 0 | 0 | 0 | 0 | 0 | 0 | 0
Commercial_Warehouse_Existing_Space Heating_Natural Gas_Unit Heater_E8_Baseline Forecast | Commercial | Warehouse | Existing | Space Heating | Natural Gas | Unit Heater | E8 |  | Baseline Forecast | 0 | 0 | 0 | 0 | 0 | 0 | 0 | 0 | 0 | 0 | 0 | 0 | 0 | 0 | 0 | 0 | 0 | 0 | 0 | 0 | 0 | 0 | 0 | 0 | 0 | 0 | 0 | 0 | 0 | 0 | 0 | 0 | 0
Commercial_Warehouse_Existing_Space Heating_Natural Gas_Unit Heater_E9_Baseline Forecast | Commercial | Warehouse | Existing | Space Heating | Natural Gas | Unit Heater | E9 |  | Baseline Forecast | 0 | 0 | 0 | 0 | 0 | 0 | 0 | 0 | 0 | 0 | 0 | 0 | 0 | 0 | 0 | 0 | 0 | 0 | 0 | 0 | 0 | 0 | 0 | 0 | 0 | 0 | 0 | 0 | 0 | 0 | 0 | 0 | 0
Commercial_Warehouse_Existing_Space Heating_Natural Gas_Unit Heater_E10_Baseline Forecast | Commercial | Warehouse | Existing | Space Heating | Natural Gas | Unit Heater | E10 |  | Baseline Forecast | 0 | 0 | 0 | 0 | 0 | 0 | 0 | 0 | 0 | 0 | 0 | 0 | 0 | 0 | 0 | 0 | 0 | 0 | 0 | 0 | 0 | 0 | 0 | 0 | 0 | 0 | 0 | 0 | 0 | 0 | 0 | 0 | 0
Commercial_Warehouse_Existing_Water Heating_Natural Gas_Water Heater_E1_Baseline Forecast | Commercial | Warehouse | Existing | Water Heating | Natural Gas | Water Heater | E1 |  | Baseline Forecast | 0 | 1231.4191 | 1592.6536 | 1874.9838 | 2819.9666 | 2289.5921 | 2432.9727 | 2546.5518 | 2636.0925 | 2706.3406 | 2400.7751 | 2228.2502 | 2147.31 | 2267.2611 | 2259.3216 | 2592.9215 | 2663.2435 | 2718.2141 | 2941.9582 | 2687.3021 | 2621.2421 | 2545.0066 | 2501.6123 | 2460.5301 | 2397.5245 | 2394.7781 | 2426.6173 | 2547.1225 | 2560.6812 | 2645.503 | 2631.2117 | 2607.3067 | 3030.1899
Commercial_Warehouse_Existing_Water Heating_Natural Gas_Water Heater_E2_Baseline Forecast | Commercial | Warehouse | Existing | Water Heating | Natural Gas | Water Heater | E2 |  | Baseline Forecast | 0 | 11032.2806 | 14268.6279 | 16797.9015 | 25263.8363 | 20512.3362 | 21797.1249 | 22814.8887 | 23617.3498 | 24246.9611 | 21509.5138 | 19963.9688 | 19238.9655 | 20313.8688 | 20242.9141 | 23232.0862 | 23862.3704 | 24355.1318 | 26360.1269 | 24078.6331 | 23486.9513 | 22804.0864 | 22415.4584 | 22047.544 | 21483.1508 | 21458.6846 | 21744.1125 | 22824.0363 | 22945.6222 | 23705.7644 | 23577.7456 | 23363.5659 | 27152.9391
Commercial_Warehouse_Existing_Water Heating_Natural Gas_Water Heater_E3_Baseline Forecast | Commercial | Warehouse | Existing | Water Heating | Natural Gas | Water Heater | E3 |  | Baseline Forecast | 0 | 0 | 0 | 0 | 0 | 0 | 0 | 0 | 0 | 0 | 0 | 0 | 0 | 0 | 0 | 0 | 0 | 0 | 0 | 0 | 0 | 0 | 0 | 0 | 0 | 0 | 0 | 0 | 0 | 0 | 0 | 0 | 0
Commercial_Warehouse_Existing_Water Heating_Natural Gas_Water Heater_E4_Baseline Forecast | Commercial | Warehouse | Existing | Water Heating | Natural Gas | Water Heater | E4 |  | Baseline Forecast | 0 | 0 | 0 | 0 | 0 | 0 | 0 | 0 | 0 | 0 | 0 | 0 | 0 | 0 | 0 | 0 | 0 | 0 | 0 | 0 | 0 | 0 | 0 | 0 | 0 | 0 | 0 | 0 | 0 | 0 | 0 | 0 | 0
Commercial_Warehouse_Existing_Water Heating_Natural Gas_Water Heater_E5_Baseline Forecast | Commercial | Warehouse | Existing | Water Heating | Natural Gas | Water Heater | E5 |  | Baseline Forecast | 0 | 0 | 0 | 0 | 0 | 0 | 0 | 0 | 0 | 0 | 0 | 0 | 0 | 0 | 0 | 0 | 0 | 0 | 0 | 0 | 0 | 0 | 0 | 0 | 0 | 0 | 0 | 0 | 0 | 0 | 0 | 0 | 0
Commercial_Warehouse_Existing_Water Heating_Natural Gas_Water Heater_E6_Baseline Forecast | Commercial | Warehouse | Existing | Water Heating | Natural Gas | Water Heater | E6 |  | Baseline Forecast | 0 | 0 | 0 | 0 | 0 | 0 | 0 | 0 | 0 | 0 | 0 | 0 | 0 | 0 | 0 | 0 | 0 | 0 | 0 | 0 | 0 | 0 | 0 | 0 | 0 | 0 | 0 | 0 | 0 | 0 | 0 | 0 | 0
Commercial_Warehouse_Existing_Water Heating_Natural Gas_Water Heater_E7_Baseline Forecast | Commercial | Warehouse | Existing | Water Heating | Natural Gas | Water Heater | E7 |  | Baseline Forecast | 0 | 0 | 0 | 0 | 0 | 0 | 0 | 0 | 0 | 0 | 0 | 0 | 0 | 0 | 0 | 0 | 0 | 0 | 0 | 0 | 0 | 0 | 0 | 0 | 0 | 0 | 0 | 0 | 0 | 0 | 0 | 0 | 0
Commercial_Warehouse_Existing_Water Heating_Natural Gas_Water Heater_E8_Baseline Forecast | Commercial | Warehouse | Existing | Water Heating | Natural Gas | Water Heater | E8 |  | Baseline Forecast | 0 | 0 | 0 | 0 | 0 | 0 | 0 | 0 | 0 | 0 | 0 | 0 | 0 | 0 | 0 | 0 | 0 | 0 | 0 | 0 | 0 | 0 | 0 | 0 | 0 | 0 | 0 | 0 | 0 | 0 | 0 | 0 | 0
Commercial_Warehouse_Existing_Water Heating_Natural Gas_Water Heater_E9_Baseline Forecast | Commercial | Warehouse | Existing | Water Heating | Natural Gas | Water Heater | E9 |  | Baseline Forecast | 0 | 0 | 0 | 0 | 0 | 0 | 0 | 0 | 0 | 0 | 0 | 0 | 0 | 0 | 0 | 0 | 0 | 0 | 0 | 0 | 0 | 0 | 0 | 0 | 0 | 0 | 0 | 0 | 0 | 0 | 0 | 0 | 0
Commercial_Warehouse_Existing_Water Heating_Natural Gas_Water Heater_E10_Baseline Forecast | Commercial | Warehouse | Existing | Water Heating | Natural Gas | Water Heater | E10 |  | Baseline Forecast | 0 | 0 | 0 | 0 | 0 | 0 | 0 | 0 | 0 | 0 | 0 | 0 | 0 | 0 | 0 | 0 | 0 | 0 | 0 | 0 | 0 | 0 | 0 | 0 | 0 | 0 | 0 | 0 | 0 | 0 | 0 | 0 | 0
Commercial_Warehouse_Existing_Food Preparation_Natural Gas_Oven_E1_Baseline Forecast | Commercial | Warehouse | Existing | Food Preparation | Natural Gas | Oven | E1 |  | Baseline Forecast | 0 | 143.0312 | 154.0858 | 163.0481 | 230.8069 | 177.5848 | 182.6512 | 186.8213 | 190.1679 | 192.8544 | 183.403 | 177.4173 | 173.9642 | 182.0015 | 180.0544 | 179.2695 | 217.4083 | 214.6843 | 212.3251 | 224.2779 | 201.143 | 196.891 | 194.4219 | 191.835 | 189.3987 | 190.3482 | 191.6293 | 193.01 | 199.2068 | 197.9543 | 196.5754 | 205.4903 | 234.976
Commercial_Warehouse_Existing_Food Preparation_Natural Gas_Oven_E2_Baseline Forecast | Commercial | Warehouse | Existing | Food Preparation | Natural Gas | Oven | E2 |  | Baseline Forecast | 0 | 205.8335 | 221.9183 | 234.5752 | 331.8473 | 255.4667 | 263.1618 | 269.5026 | 274.7443 | 279.0262 | 265.7296 | 257.3958 | 252.7412 | 264.8033 | 262.3335 | 261.558 | 317.6529 | 314.1552 | 311.1948 | 329.2582 | 295.7671 | 289.9907 | 286.782 | 283.3991 | 280.1754 | 281.9049 | 284.0991 | 286.4033 | 295.806 | 294.1149 | 292.1574 | 305.4708 | 349.3027
Commercial_Warehouse_Existing_Food Preparation_Natural Gas_Oven_E3_Baseline Forecast | Commercial | Warehouse | Existing | Food Preparation | Natural Gas | Oven | E3 |  | Baseline Forecast | 0 | 0 | 0 | 0 | 0 | 0 | 0 | 0 | 0 | 0 | 0 | 0 | 0 | 0 | 0 | 0 | 0 | 0 | 0 | 0 | 0 | 0 | 0 | 0 | 0 | 0 | 0 | 0 | 0 | 0 | 0 | 0 | 0
Commercial_Warehouse_Existing_Food Preparation_Natural Gas_Oven_E4_Baseline Forecast | Commercial | Warehouse | Existing | Food Preparation | Natural Gas | Oven | E4 |  | Baseline Forecast | 0 | 0 | 0 | 0 | 0 | 0 | 0 | 0 | 0 | 0 | 0 | 0 | 0 | 0 | 0 | 0 | 0 | 0 | 0 | 0 | 0 | 0 | 0 | 0 | 0 | 0 | 0 | 0 | 0 | 0 | 0 | 0 | 0
Commercial_Warehouse_Existing_Food Preparation_Natural Gas_Oven_E5_Baseline Forecast | Commercial | Warehouse | Existing | Food Preparation | Natural Gas | Oven | E5 |  | Baseline Forecast | 0 | 0 | 0 | 0 | 0 | 0 | 0 | 0 | 0 | 0 | 0 | 0 | 0 | 0 | 0 | 0 | 0 | 0 | 0 | 0 | 0 | 0 | 0 | 0 | 0 | 0 | 0 | 0 | 0 | 0 | 0 | 0 | 0
Commercial_Warehouse_Existing_Food Preparation_Natural Gas_Oven_E6_Baseline Forecast | Commercial | Warehouse | Existing | Food Preparation | Natural Gas | Oven | E6 |  | Baseline Forecast | 0 | 0 | 0 | 0 | 0 | 0 | 0 | 0 | 0 | 0 | 0 | 0 | 0 | 0 | 0 | 0 | 0 | 0 | 0 | 0 | 0 | 0 | 0 | 0 | 0 | 0 | 0 | 0 | 0 | 0 | 0 | 0 | 0
Commercial_Warehouse_Existing_Food Preparation_Natural Gas_Oven_E7_Baseline Forecast | Commercial | Warehouse | Existing | Food Preparation | Natural Gas | Oven | E7 |  | Baseline Forecast | 0 | 0 | 0 | 0 | 0 | 0 | 0 | 0 | 0 | 0 | 0 | 0 | 0 | 0 | 0 | 0 | 0 | 0 | 0 | 0 | 0 | 0 | 0 | 0 | 0 | 0 | 0 | 0 | 0 | 0 | 0 | 0 | 0
Commercial_Warehouse_Existing_Food Preparation_Natural Gas_Oven_E8_Baseline Forecast | Commercial | Warehouse | Existing | Food Preparation | Natural Gas | Oven | E8 |  | Baseline Forecast | 0 | 0 | 0 | 0 | 0 | 0 | 0 | 0 | 0 | 0 | 0 | 0 | 0 | 0 | 0 | 0 | 0 | 0 | 0 | 0 | 0 | 0 | 0 | 0 | 0 | 0 | 0 | 0 | 0 | 0 | 0 | 0 | 0
Commercial_Warehouse_Existing_Food Preparation_Natural Gas_Oven_E9_Baseline Forecast | Commercial | Warehouse | Existing | Food Preparation | Natural Gas | Oven | E9 |  | Baseline Forecast | 0 | 0 | 0 | 0 | 0 | 0 | 0 | 0 | 0 | 0 | 0 | 0 | 0 | 0 | 0 | 0 | 0 | 0 | 0 | 0 | 0 | 0 | 0 | 0 | 0 | 0 | 0 | 0 | 0 | 0 | 0 | 0 | 0
Commercial_Warehouse_Existing_Food Preparation_Natural Gas_Oven_E10_Baseline Forecast | Commercial | Warehouse | Existing | Food Preparation | Natural Gas | Oven | E10 |  | Baseline Forecast | 0 | 0 | 0 | 0 | 0 | 0 | 0 | 0 | 0 | 0 | 0 | 0 | 0 | 0 | 0 | 0 | 0 | 0 | 0 | 0 | 0 | 0 | 0 | 0 | 0 | 0 | 0 | 0 | 0 | 0 | 0 | 0 | 0
Commercial_Warehouse_Existing_Food Preparation_Natural Gas_Conveyor Oven_E1_Baseline Forecast | Commercial | Warehouse | Existing | Food Preparation | Natural Gas | Conveyor Oven | E1 |  | Baseline Forecast | 0 | 30.2855 | 39.1591 | 46.1044 | 81.582 | 56.2861 | 59.7864 | 62.555 | 64.7282 | 66.4267 | 67.7446 | 68.7609 | 69.5356 | 70.1185 | 70.5494 | 70.8585 | 71.0706 | 62.5147 | 57.4101 | 54.7063 | 59.3507 | 58.2031 | 65.4783 | 66.5593 | 67.3913 | 75.4338 | 67.0219 | 67.6695 | 68.1571 | 68.5169 | 68.7758 | 68.9533 | 85.8733
Commercial_Warehouse_Existing_Food Preparation_Natural Gas_Conveyor Oven_E2_Baseline Forecast | Commercial | Warehouse | Existing | Food Preparation | Natural Gas | Conveyor Oven | E2 |  | Baseline Forecast | 0 | 43.5917 | 56.3902 | 66.3822 | 117.4638 | 81.074 | 86.1771 | 90.2237 | 93.424 | 95.9416 | 97.9122 | 99.4459 | 100.6342 | 101.5473 | 102.238 | 102.7519 | 103.1229 | 90.7641 | 83.402 | 79.5193 | 86.3149 | 84.6884 | 95.3157 | 96.9312 | 98.1794 | 109.9312 | 97.7003 | 98.6687 | 99.3989 | 99.9391 | 100.3254 | 100.5901 | 125.2732
Commercial_Warehouse_Existing_Food Preparation_Natural Gas_Conveyor Oven_E3_Baseline Forecast | Commercial | Warehouse | Existing | Food Preparation | Natural Gas | Conveyor Oven | E3 |  | Baseline Forecast | 0 | 0 | 0 | 0 | 0 | 0 | 0 | 0 | 0 | 0 | 0 | 0 | 0 | 0 | 0 | 0 | 0 | 0 | 0 | 0 | 0 | 0 | 0 | 0 | 0 | 0 | 0 | 0 | 0 | 0 | 0 | 0 | 0
Commercial_Warehouse_Existing_Food Preparation_Natural Gas_Conveyor Oven_E4_Baseline Forecast | Commercial | Warehouse | Existing | Food Preparation | Natural Gas | Conveyor Oven | E4 |  | Baseline Forecast | 0 | 0 | 0 | 0 | 0 | 0 | 0 | 0 | 0 | 0 | 0 | 0 | 0 | 0 | 0 | 0 | 0 | 0 | 0 | 0 | 0 | 0 | 0 | 0 | 0 | 0 | 0 | 0 | 0 | 0 | 0 | 0 | 0
Commercial_Warehouse_Existing_Food Preparation_Natural Gas_Conveyor Oven_E5_Baseline Forecast | Commercial | Warehouse | Existing | Food Preparation | Natural Gas | Conveyor Oven | E5 |  | Baseline Forecast | 0 | 0 | 0 | 0 | 0 | 0 | 0 | 0 | 0 | 0 | 0 | 0 | 0 | 0 | 0 | 0 | 0 | 0 | 0 | 0 | 0 | 0 | 0 | 0 | 0 | 0 | 0 | 0 | 0 | 0 | 0 | 0 | 0
Commercial_Warehouse_Existing_Food Preparation_Natural Gas_Conveyor Oven_E6_Baseline Forecast | Commercial | Warehouse | Existing | Food Preparation | Natural Gas | Conveyor Oven | E6 |  | Baseline Forecast | 0 | 0 | 0 | 0 | 0 | 0 | 0 | 0 | 0 | 0 | 0 | 0 | 0 | 0 | 0 | 0 | 0 | 0 | 0 | 0 | 0 | 0 | 0 | 0 | 0 | 0 | 0 | 0 | 0 | 0 | 0 | 0 | 0
Commercial_Warehouse_Existing_Food Preparation_Natural Gas_Conveyor Oven_E7_Baseline Forecast | Commercial | Warehouse | Existing | Food Preparation | Natural Gas | Conveyor Oven | E7 |  | Baseline Forecast | 0 | 0 | 0 | 0 | 0 | 0 | 0 | 0 | 0 | 0 | 0 | 0 | 0 | 0 | 0 | 0 | 0 | 0 | 0 | 0 | 0 | 0 | 0 | 0 | 0 | 0 | 0 | 0 | 0 | 0 | 0 | 0 | 0
Commercial_Warehouse_Existing_Food Preparation_Natural Gas_Conveyor Oven_E8_Baseline Forecast | Commercial | Warehouse | Existing | Food Preparation | Natural Gas | Conveyor Oven | E8 |  | Baseline Forecast | 0 | 0 | 0 | 0 | 0 | 0 | 0 | 0 | 0 | 0 | 0 | 0 | 0 | 0 | 0 | 0 | 0 | 0 | 0 | 0 | 0 | 0 | 0 | 0 | 0 | 0 | 0 | 0 | 0 | 0 | 0 | 0 | 0
Commercial_Warehouse_Existing_Food Preparation_Natural Gas_Conveyor Oven_E9_Baseline Forecast | Commercial | Warehouse | Existing | Food Preparation | Natural Gas | Conveyor Oven | E9 |  | Baseline Forecast | 0 | 0 | 0 | 0 | 0 | 0 | 0 | 0 | 0 | 0 | 0 | 0 | 0 | 0 | 0 | 0 | 0 | 0 | 0 | 0 | 0 | 0 | 0 | 0 | 0 | 0 | 0 | 0 | 0 | 0 | 0 | 0 | 0
Commercial_Warehouse_Existing_Food Preparation_Natural Gas_Conveyor Oven_E10_Baseline Forecast | Commercial | Warehouse | Existing | Food Preparation | Natural Gas | Conveyor Oven | E10 |  | Baseline Forecast | 0 | 0 | 0 | 0 | 0 | 0 | 0 | 0 | 0 | 0 | 0 | 0 | 0 | 0 | 0 | 0 | 0 | 0 | 0 | 0 | 0 | 0 | 0 | 0 | 0 | 0 | 0 | 0 | 0 | 0 | 0 | 0 | 0
Commercial_Warehouse_Existing_Food Preparation_Natural Gas_Double Rack Oven_E1_Baseline Forecast | Commercial | Warehouse | Existing | Food Preparation | Natural Gas | Double Rack Oven | E1 |  | Baseline Forecast | 0 | 42.9032 | 55.4496 | 65.3219 | 103.2338 | 79.7519 | 84.6425 | 88.5068 | 91.5102 | 93.8427 | 95.6345 | 97.0035 | 85.6236 | 78.9944 | 75.6495 | 80.2551 | 79.3963 | 90.3259 | 92.3115 | 93.8335 | 102.3993 | 94.3777 | 95.3139 | 93.6034 | 90.764 | 87.7 | 86.0253 | 84.4318 | 82.1125 | 81.8423 | 82.7625 | 87.1698 | 104.3622
Commercial_Warehouse_Existing_Food Preparation_Natural Gas_Double Rack Oven_E2_Baseline Forecast | Commercial | Warehouse | Existing | Food Preparation | Natural Gas | Double Rack Oven | E2 |  | Baseline Forecast | 0 | 61.7562 | 79.9119 | 94.034 | 148.5249 | 114.8416 | 122.1391 | 127.9298 | 132.5388 | 136.179 | 139.046 | 141.2895 | 124.9494 | 115.4976 | 110.8112 | 117.7766 | 116.7323 | 133.0626 | 136.2616 | 138.7918 | 151.755 | 140.1357 | 141.766 | 139.456 | 135.4205 | 131.0102 | 128.6513 | 126.3884 | 123.0076 | 122.6769 | 124.097 | 130.734 | 156.5187
Commercial_Warehouse_Existing_Food Preparation_Natural Gas_Double Rack Oven_E3_Baseline Forecast | Commercial | Warehouse | Existing | Food Preparation | Natural Gas | Double Rack Oven | E3 |  | Baseline Forecast | 0 | 0 | 0 | 0 | 0 | 0 | 0 | 0 | 0 | 0 | 0 | 0 | 0 | 0 | 0 | 0 | 0 | 0 | 0 | 0 | 0 | 0 | 0 | 0 | 0 | 0 | 0 | 0 | 0 | 0 | 0 | 0 | 0
Commercial_Warehouse_Existing_Food Preparation_Natural Gas_Double Rack Oven_E4_Baseline Forecast | Commercial | Warehouse | Existing | Food Preparation | Natural Gas | Double Rack Oven | E4 |  | Baseline Forecast | 0 | 0 | 0 | 0 | 0 | 0 | 0 | 0 | 0 | 0 | 0 | 0 | 0 | 0 | 0 | 0 | 0 | 0 | 0 | 0 | 0 | 0 | 0 | 0 | 0 | 0 | 0 | 0 | 0 | 0 | 0 | 0 | 0
Commercial_Warehouse_Existing_Food Preparation_Natural Gas_Double Rack Oven_E5_Baseline Forecast | Commercial | Warehouse | Existing | Food Preparation | Natural Gas | Double Rack Oven | E5 |  | Baseline Forecast | 0 | 0 | 0 | 0 | 0 | 0 | 0 | 0 | 0 | 0 | 0 | 0 | 0 | 0 | 0 | 0 | 0 | 0 | 0 | 0 | 0 | 0 | 0 | 0 | 0 | 0 | 0 | 0 | 0 | 0 | 0 | 0 | 0
Commercial_Warehouse_Existing_Food Preparation_Natural Gas_Double Rack Oven_E6_Baseline Forecast | Commercial | Warehouse | Existing | Food Preparation | Natural Gas | Double Rack Oven | E6 |  | Baseline Forecast | 0 | 0 | 0 | 0 | 0 | 0 | 0 | 0 | 0 | 0 | 0 | 0 | 0 | 0 | 0 | 0 | 0 | 0 | 0 | 0 | 0 | 0 | 0 | 0 | 0 | 0 | 0 | 0 | 0 | 0 | 0 | 0 | 0
Commercial_Warehouse_Existing_Food Preparation_Natural Gas_Double Rack Oven_E7_Baseline Forecast | Commercial | Warehouse | Existing | Food Preparation | Natural Gas | Double Rack Oven | E7 |  | Baseline Forecast | 0 | 0 | 0 | 0 | 0 | 0 | 0 | 0 | 0 | 0 | 0 | 0 | 0 | 0 | 0 | 0 | 0 | 0 | 0 | 0 | 0 | 0 | 0 | 0 | 0 | 0 | 0 | 0 | 0 | 0 | 0 | 0 | 0
Commercial_Warehouse_Existing_Food Preparation_Natural Gas_Double Rack Oven_E8_Baseline Forecast | Commercial | Warehouse | Existing | Food Preparation | Natural Gas | Double Rack Oven | E8 |  | Baseline Forecast | 0 | 0 | 0 | 0 | 0 | 0 | 0 | 0 | 0 | 0 | 0 | 0 | 0 | 0 | 0 | 0 | 0 | 0 | 0 | 0 | 0 | 0 | 0 | 0 | 0 | 0 | 0 | 0 | 0 | 0 | 0 | 0 | 0
Commercial_Warehouse_Existing_Food Preparation_Natural Gas_Double Rack Oven_E9_Baseline Forecast | Commercial | Warehouse | Existing | Food Preparation | Natural Gas | Double Rack Oven | E9 |  | Baseline Forecast | 0 | 0 | 0 | 0 | 0 | 0 | 0 | 0 | 0 | 0 | 0 | 0 | 0 | 0 | 0 | 0 | 0 | 0 | 0 | 0 | 0 | 0 | 0 | 0 | 0 | 0 | 0 | 0 | 0 | 0 | 0 | 0 | 0
Commercial_Warehouse_Existing_Food Preparation_Natural Gas_Double Rack Oven_E10_Baseline Forecast | Commercial | Warehouse | Existing | Food Preparation | Natural Gas | Double Rack Oven | E10 |  | Baseline Forecast | 0 | 0 | 0 | 0 | 0 | 0 | 0 | 0 | 0 | 0 | 0 | 0 | 0 | 0 | 0 | 0 | 0 | 0 | 0 | 0 | 0 | 0 | 0 | 0 | 0 | 0 | 0 | 0 | 0 | 0 | 0 | 0 | 0
Commercial_Warehouse_Existing_Food Preparation_Natural Gas_Fryer_E1_Baseline Forecast | Commercial | Warehouse | Existing | Food Preparation | Natural Gas | Fryer | E1 |  | Baseline Forecast | 0 | 0 | 0 | 0 | 0 | 0 | 0 | 0 | 0 | 0 | 0 | 0 | 0 | 0 | 0 | 0 | 0 | 0 | 0 | 0 | 0 | 0 | 0 | 0 | 0 | 0 | 0 | 0 | 0 | 0 | 0 | 0 | 0
Commercial_Warehouse_Existing_Food Preparation_Natural Gas_Fryer_E2_Baseline Forecast | Commercial | Warehouse | Existing | Food Preparation | Natural Gas | Fryer | E2 |  | Baseline Forecast | 0 | 0 | 0 | 225.7699 | 922.2955 | 954.6918 | 1211.1917 | 1415.1625 | 1577.1339 | 1259.0944 | 1005.1749 | 846.9187 | 857.3657 | 872.2038 | 934.5681 | 1024.509 | 1185.855 | 1372.0263 | 1302.1062 | 1272.3757 | 1237.4362 | 1201.8454 | 1063.2137 | 986.4309 | 981.1824 | 1056.6499 | 1104.2408 | 1148.5003 | 1183.9934 | 1223.5757 | 1234.2698 | 1162.322 | 1280.2339
Commercial_Warehouse_Existing_Food Preparation_Natural Gas_Fryer_E3_Baseline Forecast | Commercial | Warehouse | Existing | Food Preparation | Natural Gas | Fryer | E3 |  | Baseline Forecast | 0 | 0 | 0 | 0 | 0 | 0 | 0 | 0 | 0 | 0 | 0 | 0 | 0 | 0 | 0 | 0 | 0 | 0 | 0 | 0 | 0 | 0 | 0 | 0 | 0 | 0 | 0 | 0 | 0 | 0 | 0 | 0 | 0
Commercial_Warehouse_Existing_Food Preparation_Natural Gas_Fryer_E4_Baseline Forecast | Commercial | Warehouse | Existing | Food Preparation | Natural Gas | Fryer | E4 |  | Baseline Forecast | 0 | 0 | 0 | 0 | 0 | 0 | 0 | 0 | 0 | 0 | 0 | 0 | 0 | 0 | 0 | 0 | 0 | 0 | 0 | 0 | 0 | 0 | 0 | 0 | 0 | 0 | 0 | 0 | 0 | 0 | 0 | 0 | 0
Commercial_Warehouse_Existing_Food Preparation_Natural Gas_Fryer_E5_Baseline Forecast | Commercial | Warehouse | Existing | Food Preparation | Natural Gas | Fryer | E5 |  | Baseline Forecast | 0 | 0 | 0 | 0 | 0 | 0 | 0 | 0 | 0 | 0 | 0 | 0 | 0 | 0 | 0 | 0 | 0 | 0 | 0 | 0 | 0 | 0 | 0 | 0 | 0 | 0 | 0 | 0 | 0 | 0 | 0 | 0 | 0
Commercial_Warehouse_Existing_Food Preparation_Natural Gas_Fryer_E6_Baseline Forecast | Commercial | Warehouse | Existing | Food Preparation | Natural Gas | Fryer | E6 |  | Baseline Forecast | 0 | 0 | 0 | 0 | 0 | 0 | 0 | 0 | 0 | 0 | 0 | 0 | 0 | 0 | 0 | 0 | 0 | 0 | 0 | 0 | 0 | 0 | 0 | 0 | 0 | 0 | 0 | 0 | 0 | 0 | 0 | 0 | 0
Commercial_Warehouse_Existing_Food Preparation_Natural Gas_Fryer_E7_Baseline Forecast | Commercial | Warehouse | Existing | Food Preparation | Natural Gas | Fryer | E7 |  | Baseline Forecast | 0 | 0 | 0 | 0 | 0 | 0 | 0 | 0 | 0 | 0 | 0 | 0 | 0 | 0 | 0 | 0 | 0 | 0 | 0 | 0 | 0 | 0 | 0 | 0 | 0 | 0 | 0 | 0 | 0 | 0 | 0 | 0 | 0
Commercial_Warehouse_Existing_Food Preparation_Natural Gas_Fryer_E8_Baseline Forecast | Commercial | Warehouse | Existing | Food Preparation | Natural Gas | Fryer | E8 |  | Baseline Forecast | 0 | 0 | 0 | 0 | 0 | 0 | 0 | 0 | 0 | 0 | 0 | 0 | 0 | 0 | 0 | 0 | 0 | 0 | 0 | 0 | 0 | 0 | 0 | 0 | 0 | 0 | 0 | 0 | 0 | 0 | 0 | 0 | 0
Commercial_Warehouse_Existing_Food Preparation_Natural Gas_Fryer_E9_Baseline Forecast | Commercial | Warehouse | Existing | Food Preparation | Natural Gas | Fryer | E9 |  | Baseline Forecast | 0 | 0 | 0 | 0 | 0 | 0 | 0 | 0 | 0 | 0 | 0 | 0 | 0 | 0 | 0 | 0 | 0 | 0 | 0 | 0 | 0 | 0 | 0 | 0 | 0 | 0 | 0 | 0 | 0 | 0 | 0 | 0 | 0
Commercial_Warehouse_Existing_Food Preparation_Natural Gas_Fryer_E10_Baseline Forecast | Commercial | Warehouse | Existing | Food Preparation | Natural Gas | Fryer | E10 |  | Baseline Forecast | 0 | 0 | 0 | 0 | 0 | 0 | 0 | 0 | 0 | 0 | 0 | 0 | 0 | 0 | 0 | 0 | 0 | 0 | 0 | 0 | 0 | 0 | 0 | 0 | 0 | 0 | 0 | 0 | 0 | 0 | 0 | 0 | 0
Commercial_Warehouse_Existing_Food Preparation_Natural Gas_Broiler_E1_Baseline Forecast | Commercial | Warehouse | Existing | Food Preparation | Natural Gas | Broiler | E1 |  | Baseline Forecast | 0 | 0 | 0 | 0 | 0 | 0 | 0 | 0 | 0 | 0 | 0 | 0 | 0 | 0 | 0 | 0 | 0 | 0 | 0 | 0 | 0 | 0 | 0 | 0 | 0 | 0 | 0 | 0 | 0 | 0 | 0 | 0 | 0
Commercial_Warehouse_Existing_Food Preparation_Natural Gas_Broiler_E2_Baseline Forecast | Commercial | Warehouse | Existing | Food Preparation | Natural Gas | Broiler | E2 |  | Baseline Forecast | 0 | 0 | 0 | 0 | 0 | 0 | 0 | 0 | 0 | 0 | 0 | 0 | 0 | 0 | 0 | 0 | 0 | 0 | 0 | 0 | 0 | 0 | 0 | 0 | 0 | 0 | 0 | 0 | 0 | 0 | 0 | 0 | 0
Commercial_Warehouse_Existing_Food Preparation_Natural Gas_Broiler_E3_Baseline Forecast | Commercial | Warehouse | Existing | Food Preparation | Natural Gas | Broiler | E3 |  | Baseline Forecast | 0 | 0 | 0 | 0 | 0 | 0 | 0 | 0 | 0 | 0 | 0 | 0 | 0 | 0 | 0 | 0 | 0 | 0 | 0 | 0 | 0 | 0 | 0 | 0 | 0 | 0 | 0 | 0 | 0 | 0 | 0 | 0 | 0
Commercial_Warehouse_Existing_Food Preparation_Natural Gas_Broiler_E4_Baseline Forecast | Commercial | Warehouse | Existing | Food Preparation | Natural Gas | Broiler | E4 |  | Baseline Forecast | 0 | 0 | 0 | 0 | 0 | 0 | 0 | 0 | 0 | 0 | 0 | 0 | 0 | 0 | 0 | 0 | 0 | 0 | 0 | 0 | 0 | 0 | 0 | 0 | 0 | 0 | 0 | 0 | 0 | 0 | 0 | 0 | 0
Commercial_Warehouse_Existing_Food Preparation_Natural Gas_Broiler_E5_Baseline Forecast | Commercial | Warehouse | Existing | Food Preparation | Natural Gas | Broiler | E5 |  | Baseline Forecast | 0 | 0 | 0 | 0 | 0 | 0 | 0 | 0 | 0 | 0 | 0 | 0 | 0 | 0 | 0 | 0 | 0 | 0 | 0 | 0 | 0 | 0 | 0 | 0 | 0 | 0 | 0 | 0 | 0 | 0 | 0 | 0 | 0
Commercial_Warehouse_Existing_Food Preparation_Natural Gas_Broiler_E6_Baseline Forecast | Commercial | Warehouse | Existing | Food Preparation | Natural Gas | Broiler | E6 |  | Baseline Forecast | 0 | 0 | 0 | 0 | 0 | 0 | 0 | 0 | 0 | 0 | 0 | 0 | 0 | 0 | 0 | 0 | 0 | 0 | 0 | 0 | 0 | 0 | 0 | 0 | 0 | 0 | 0 | 0 | 0 | 0 | 0 | 0 | 0
Commercial_Warehouse_Existing_Food Preparation_Natural Gas_Broiler_E7_Baseline Forecast | Commercial | Warehouse | Existing | Food Preparation | Natural Gas | Broiler | E7 |  | Baseline Forecast | 0 | 0 | 0 | 0 | 0 | 0 | 0 | 0 | 0 | 0 | 0 | 0 | 0 | 0 | 0 | 0 | 0 | 0 | 0 | 0 | 0 | 0 | 0 | 0 | 0 | 0 | 0 | 0 | 0 | 0 | 0 | 0 | 0
Commercial_Warehouse_Existing_Food Preparation_Natural Gas_Broiler_E8_Baseline Forecast | Commercial | Warehouse | Existing | Food Preparation | Natural Gas | Broiler | E8 |  | Baseline Forecast | 0 | 0 | 0 | 0 | 0 | 0 | 0 | 0 | 0 | 0 | 0 | 0 | 0 | 0 | 0 | 0 | 0 | 0 | 0 | 0 | 0 | 0 | 0 | 0 | 0 | 0 | 0 | 0 | 0 | 0 | 0 | 0 | 0
Commercial_Warehouse_Existing_Food Preparation_Natural Gas_Broiler_E9_Baseline Forecast | Commercial | Warehouse | Existing | Food Preparation | Natural Gas | Broiler | E9 |  | Baseline Forecast | 0 | 0 | 0 | 0 | 0 | 0 | 0 | 0 | 0 | 0 | 0 | 0 | 0 | 0 | 0 | 0 | 0 | 0 | 0 | 0 | 0 | 0 | 0 | 0 | 0 | 0 | 0 | 0 | 0 | 0 | 0 | 0 | 0
Commercial_Warehouse_Existing_Food Preparation_Natural Gas_Broiler_E10_Baseline Forecast | Commercial | Warehouse | Existing | Food Preparation | Natural Gas | Broiler | E10 |  | Baseline Forecast | 0 | 0 | 0 | 0 | 0 | 0 | 0 | 0 | 0 | 0 | 0 | 0 | 0 | 0 | 0 | 0 | 0 | 0 | 0 | 0 | 0 | 0 | 0 | 0 | 0 | 0 | 0 | 0 | 0 | 0 | 0 | 0 | 0
Commercial_Warehouse_Existing_Food Preparation_Natural Gas_Griddle_E1_Baseline Forecast | Commercial | Warehouse | Existing | Food Preparation | Natural Gas | Griddle | E1 |  | Baseline Forecast | 0 | 297.2283 | 384.3968 | 0 | 0 | 0 | 0 | 0 | 0 | 0 | 0 | 0 | 0 | 0 | 0 | 0 | 0 | 0 | 0 | 0 | 0 | 0 | 0 | 0 | 0 | 0 | 0 | 0 | 0 | 0 | 0 | 0 | 0
Commercial_Warehouse_Existing_Food Preparation_Natural Gas_Griddle_E2_Baseline Forecast | Commercial | Warehouse | Existing | Food Preparation | Natural Gas | Griddle | E2 |  | Baseline Forecast | 0 | 121.4093 | 157.0491 | 637.4237 | 1007.0345 | 778.374 | 827.1265 | 865.7464 | 896.196 | 920.0867 | 938.7221 | 953.172 | 842.2921 | 777.9681 | 745.8426 | 792.1268 | 784.5144 | 893.5543 | 914.2925 | 930.5013 | 1016.6173 | 938.0535 | 948.3196 | 932.2377 | 904.7381 | 874.8409 | 858.7063 | 843.2807 | 820.4801 | 818.0767 | 827.4383 | 871.6151 | 1043.5235
Commercial_Warehouse_Existing_Food Preparation_Natural Gas_Griddle_E3_Baseline Forecast | Commercial | Warehouse | Existing | Food Preparation | Natural Gas | Griddle | E3 |  | Baseline Forecast | 0 | 0 | 0 | 0 | 0 | 0 | 0 | 0 | 0 | 0 | 0 | 0 | 0 | 0 | 0 | 0 | 0 | 0 | 0 | 0 | 0 | 0 | 0 | 0 | 0 | 0 | 0 | 0 | 0 | 0 | 0 | 0 | 0
Commercial_Warehouse_Existing_Food Preparation_Natural Gas_Griddle_E4_Baseline Forecast | Commercial | Warehouse | Existing | Food Preparation | Natural Gas | Griddle | E4 |  | Baseline Forecast | 0 | 0 | 0 | 0 | 0 | 0 | 0 | 0 | 0 | 0 | 0 | 0 | 0 | 0 | 0 | 0 | 0 | 0 | 0 | 0 | 0 | 0 | 0 | 0 | 0 | 0 | 0 | 0 | 0 | 0 | 0 | 0 | 0
Commercial_Warehouse_Existing_Food Preparation_Natural Gas_Griddle_E5_Baseline Forecast | Commercial | Warehouse | Existing | Food Preparation | Natural Gas | Griddle | E5 |  | Baseline Forecast | 0 | 0 | 0 | 0 | 0 | 0 | 0 | 0 | 0 | 0 | 0 | 0 | 0 | 0 | 0 | 0 | 0 | 0 | 0 | 0 | 0 | 0 | 0 | 0 | 0 | 0 | 0 | 0 | 0 | 0 | 0 | 0 | 0
Commercial_Warehouse_Existing_Food Preparation_Natural Gas_Griddle_E6_Baseline Forecast | Commercial | Warehouse | Existing | Food Preparation | Natural Gas | Griddle | E6 |  | Baseline Forecast | 0 | 0 | 0 | 0 | 0 | 0 | 0 | 0 | 0 | 0 | 0 | 0 | 0 | 0 | 0 | 0 | 0 | 0 | 0 | 0 | 0 | 0 | 0 | 0 | 0 | 0 | 0 | 0 | 0 | 0 | 0 | 0 | 0
Commercial_Warehouse_Existing_Food Preparation_Natural Gas_Griddle_E7_Baseline Forecast | Commercial | Warehouse | Existing | Food Preparation | Natural Gas | Griddle | E7 |  | Baseline Forecast | 0 | 0 | 0 | 0 | 0 | 0 | 0 | 0 | 0 | 0 | 0 | 0 | 0 | 0 | 0 | 0 | 0 | 0 | 0 | 0 | 0 | 0 | 0 | 0 | 0 | 0 | 0 | 0 | 0 | 0 | 0 | 0 | 0
Commercial_Warehouse_Existing_Food Preparation_Natural Gas_Griddle_E8_Baseline Forecast | Commercial | Warehouse | Existing | Food Preparation | Natural Gas | Griddle | E8 |  | Baseline Forecast | 0 | 0 | 0 | 0 | 0 | 0 | 0 | 0 | 0 | 0 | 0 | 0 | 0 | 0 | 0 | 0 | 0 | 0 | 0 | 0 | 0 | 0 | 0 | 0 | 0 | 0 | 0 | 0 | 0 | 0 | 0 | 0 | 0
Commercial_Warehouse_Existing_Food Preparation_Natural Gas_Griddle_E9_Baseline Forecast | Commercial | Warehouse | Existing | Food Preparation | Natural Gas | Griddle | E9 |  | Baseline Forecast | 0 | 0 | 0 | 0 | 0 | 0 | 0 | 0 | 0 | 0 | 0 | 0 | 0 | 0 | 0 | 0 | 0 | 0 | 0 | 0 | 0 | 0 | 0 | 0 | 0 | 0 | 0 | 0 | 0 | 0 | 0 | 0 | 0
Commercial_Warehouse_Existing_Food Preparation_Natural Gas_Griddle_E10_Baseline Forecast | Commercial | Warehouse | Existing | Food Preparation | Natural Gas | Griddle | E10 |  | Baseline Forecast | 0 | 0 | 0 | 0 | 0 | 0 | 0 | 0 | 0 | 0 | 0 | 0 | 0 | 0 | 0 | 0 | 0 | 0 | 0 | 0 | 0 | 0 | 0 | 0 | 0 | 0 | 0 | 0 | 0 | 0 | 0 | 0 | 0
Commercial_Warehouse_Existing_Food Preparation_Natural Gas_Range_E1_Baseline Forecast | Commercial | Warehouse | Existing | Food Preparation | Natural Gas | Range | E1 |  | Baseline Forecast | 0 | 205.9712 | 266.3362 | 313.6509 | 471.8226 | 383.028 | 406.8399 | 425.6902 | 440.4771 | 452.0418 | 400.8502 | 371.9154 | 358.2742 | 378.1442 | 376.6848 | 432.148 | 443.7071 | 452.6888 | 489.7538 | 447.1737 | 436.0038 | 423.1456 | 415.7718 | 408.7842 | 398.1806 | 397.6082 | 402.7883 | 422.6953 | 424.8708 | 438.8816 | 436.4768 | 432.4889 | 502.635
Commercial_Warehouse_Existing_Food Preparation_Natural Gas_Range_E2_Baseline Forecast | Commercial | Warehouse | Existing | Food Preparation | Natural Gas | Range | E2 |  | Baseline Forecast | 0 | 296.394 | 383.3988 | 451.2575 | 678.5908 | 551.0208 | 585.7119 | 613.2055 | 634.9582 | 652.0622 | 578.6011 | 537.1575 | 517.7845 | 546.86 | 545.0876 | 625.737 | 642.8773 | 656.3327 | 710.5648 | 649.2551 | 633.4815 | 615.2442 | 604.9209 | 595.1545 | 580.0576 | 579.5152 | 587.3316 | 616.5984 | 619.959 | 640.5609 | 637.1361 | 631.3713 | 733.7744
Commercial_Warehouse_Existing_Food Preparation_Natural Gas_Range_E3_Baseline Forecast | Commercial | Warehouse | Existing | Food Preparation | Natural Gas | Range | E3 |  | Baseline Forecast | 0 | 0 | 0 | 0 | 0 | 0 | 0 | 0 | 0 | 0 | 0 | 0 | 0 | 0 | 0 | 0 | 0 | 0 | 0 | 0 | 0 | 0 | 0 | 0 | 0 | 0 | 0 | 0 | 0 | 0 | 0 | 0 | 0
Commercial_Warehouse_Existing_Food Preparation_Natural Gas_Range_E4_Baseline Forecast | Commercial | Warehouse | Existing | Food Preparation | Natural Gas | Range | E4 |  | Baseline Forecast | 0 | 0 | 0 | 0 | 0 | 0 | 0 | 0 | 0 | 0 | 0 | 0 | 0 | 0 | 0 | 0 | 0 | 0 | 0 | 0 | 0 | 0 | 0 | 0 | 0 | 0 | 0 | 0 | 0 | 0 | 0 | 0 | 0
Commercial_Warehouse_Existing_Food Preparation_Natural Gas_Range_E5_Baseline Forecast | Commercial | Warehouse | Existing | Food Preparation | Natural Gas | Range | E5 |  | Baseline Forecast | 0 | 0 | 0 | 0 | 0 | 0 | 0 | 0 | 0 | 0 | 0 | 0 | 0 | 0 | 0 | 0 | 0 | 0 | 0 | 0 | 0 | 0 | 0 | 0 | 0 | 0 | 0 | 0 | 0 | 0 | 0 | 0 | 0
Commercial_Warehouse_Existing_Food Preparation_Natural Gas_Range_E6_Baseline Forecast | Commercial | Warehouse | Existing | Food Preparation | Natural Gas | Range | E6 |  | Baseline Forecast | 0 | 0 | 0 | 0 | 0 | 0 | 0 | 0 | 0 | 0 | 0 | 0 | 0 | 0 | 0 | 0 | 0 | 0 | 0 | 0 | 0 | 0 | 0 | 0 | 0 | 0 | 0 | 0 | 0 | 0 | 0 | 0 | 0
Commercial_Warehouse_Existing_Food Preparation_Natural Gas_Range_E7_Baseline Forecast | Commercial | Warehouse | Existing | Food Preparation | Natural Gas | Range | E7 |  | Baseline Forecast | 0 | 0 | 0 | 0 | 0 | 0 | 0 | 0 | 0 | 0 | 0 | 0 | 0 | 0 | 0 | 0 | 0 | 0 | 0 | 0 | 0 | 0 | 0 | 0 | 0 | 0 | 0 | 0 | 0 | 0 | 0 | 0 | 0
Commercial_Warehouse_Existing_Food Preparation_Natural Gas_Range_E8_Baseline Forecast | Commercial | Warehouse | Existing | Food Preparation | Natural Gas | Range | E8 |  | Baseline Forecast | 0 | 0 | 0 | 0 | 0 | 0 | 0 | 0 | 0 | 0 | 0 | 0 | 0 | 0 | 0 | 0 | 0 | 0 | 0 | 0 | 0 | 0 | 0 | 0 | 0 | 0 | 0 | 0 | 0 | 0 | 0 | 0 | 0
Commercial_Warehouse_Existing_Food Preparation_Natural Gas_Range_E9_Baseline Forecast | Commercial | Warehouse | Existing | Food Preparation | Natural Gas | Range | E9 |  | Baseline Forecast | 0 | 0 | 0 | 0 | 0 | 0 | 0 | 0 | 0 | 0 | 0 | 0 | 0 | 0 | 0 | 0 | 0 | 0 | 0 | 0 | 0 | 0 | 0 | 0 | 0 | 0 | 0 | 0 | 0 | 0 | 0 | 0 | 0
Commercial_Warehouse_Existing_Food Preparation_Natural Gas_Range_E10_Baseline Forecast | Commercial | Warehouse | Existing | Food Preparation | Natural Gas | Range | E10 |  | Baseline Forecast | 0 | 0 | 0 | 0 | 0 | 0 | 0 | 0 | 0 | 0 | 0 | 0 | 0 | 0 | 0 | 0 | 0 | 0 | 0 | 0 | 0 | 0 | 0 | 0 | 0 | 0 | 0 | 0 | 0 | 0 | 0 | 0 | 0
Commercial_Warehouse_Existing_Food Preparation_Natural Gas_Steamer_E1_Baseline Forecast | Commercial | Warehouse | Existing | Food Preparation | Natural Gas | Steamer | E1 |  | Baseline Forecast | 0 | 0 | 0 | 0 | 0 | 0 | 0 | 0 | 0 | 0 | 0 | 0 | 0 | 0 | 0 | 0 | 0 | 0 | 0 | 0 | 0 | 0 | 0 | 0 | 0 | 0 | 0 | 0 | 0 | 0 | 0 | 0 | 0
Commercial_Warehouse_Existing_Food Preparation_Natural Gas_Steamer_E2_Baseline Forecast | Commercial | Warehouse | Existing | Food Preparation | Natural Gas | Steamer | E2 |  | Baseline Forecast | 0 | 0 | 0 | 0 | 0 | 0 | 0 | 0 | 0 | 0 | 0 | 0 | 0 | 0 | 0 | 0 | 0 | 0 | 0 | 0 | 0 | 0 | 0 | 0 | 0 | 0 | 0 | 0 | 0 | 0 | 0 | 0 | 0
Commercial_Warehouse_Existing_Food Preparation_Natural Gas_Steamer_E3_Baseline Forecast | Commercial | Warehouse | Existing | Food Preparation | Natural Gas | Steamer | E3 |  | Baseline Forecast | 0 | 0 | 0 | 0 | 0 | 0 | 0 | 0 | 0 | 0 | 0 | 0 | 0 | 0 | 0 | 0 | 0 | 0 | 0 | 0 | 0 | 0 | 0 | 0 | 0 | 0 | 0 | 0 | 0 | 0 | 0 | 0 | 0
Commercial_Warehouse_Existing_Food Preparation_Natural Gas_Steamer_E4_Baseline Forecast | Commercial | Warehouse | Existing | Food Preparation | Natural Gas | Steamer | E4 |  | Baseline Forecast | 0 | 0 | 0 | 0 | 0 | 0 | 0 | 0 | 0 | 0 | 0 | 0 | 0 | 0 | 0 | 0 | 0 | 0 | 0 | 0 | 0 | 0 | 0 | 0 | 0 | 0 | 0 | 0 | 0 | 0 | 0 | 0 | 0
Commercial_Warehouse_Existing_Food Preparation_Natural Gas_Steamer_E5_Baseline Forecast | Commercial | Warehouse | Existing | Food Preparation | Natural Gas | Steamer | E5 |  | Baseline Forecast | 0 | 0 | 0 | 0 | 0 | 0 | 0 | 0 | 0 | 0 | 0 | 0 | 0 | 0 | 0 | 0 | 0 | 0 | 0 | 0 | 0 | 0 | 0 | 0 | 0 | 0 | 0 | 0 | 0 | 0 | 0 | 0 | 0
Commercial_Warehouse_Existing_Food Preparation_Natural Gas_Steamer_E6_Baseline Forecast | Commercial | Warehouse | Existing | Food Preparation | Natural Gas | Steamer | E6 |  | Baseline Forecast | 0 | 0 | 0 | 0 | 0 | 0 | 0 | 0 | 0 | 0 | 0 | 0 | 0 | 0 | 0 | 0 | 0 | 0 | 0 | 0 | 0 | 0 | 0 | 0 | 0 | 0 | 0 | 0 | 0 | 0 | 0 | 0 | 0
Commercial_Warehouse_Existing_Food Preparation_Natural Gas_Steamer_E7_Baseline Forecast | Commercial | Warehouse | Existing | Food Preparation | Natural Gas | Steamer | E7 |  | Baseline Forecast | 0 | 0 | 0 | 0 | 0 | 0 | 0 | 0 | 0 | 0 | 0 | 0 | 0 | 0 | 0 | 0 | 0 | 0 | 0 | 0 | 0 | 0 | 0 | 0 | 0 | 0 | 0 | 0 | 0 | 0 | 0 | 0 | 0
Commercial_Warehouse_Existing_Food Preparation_Natural Gas_Steamer_E8_Baseline Forecast | Commercial | Warehouse | Existing | Food Preparation | Natural Gas | Steamer | E8 |  | Baseline Forecast | 0 | 0 | 0 | 0 | 0 | 0 | 0 | 0 | 0 | 0 | 0 | 0 | 0 | 0 | 0 | 0 | 0 | 0 | 0 | 0 | 0 | 0 | 0 | 0 | 0 | 0 | 0 | 0 | 0 | 0 | 0 | 0 | 0
Commercial_Warehouse_Existing_Food Preparation_Natural Gas_Steamer_E9_Baseline Forecast | Commercial | Warehouse | Existing | Food Preparation | Natural Gas | Steamer | E9 |  | Baseline Forecast | 0 | 0 | 0 | 0 | 0 | 0 | 0 | 0 | 0 | 0 | 0 | 0 | 0 | 0 | 0 | 0 | 0 | 0 | 0 | 0 | 0 | 0 | 0 | 0 | 0 | 0 | 0 | 0 | 0 | 0 | 0 | 0 | 0
Commercial_Warehouse_Existing_Food Preparation_Natural Gas_Steamer_E10_Baseline Forecast | Commercial | Warehouse | Existing | Food Preparation | Natural Gas | Steamer | E10 |  | Baseline Forecast | 0 | 0 | 0 | 0 | 0 | 0 | 0 | 0 | 0 | 0 | 0 | 0 | 0 | 0 | 0 | 0 | 0 | 0 | 0 | 0 | 0 | 0 | 0 | 0 | 0 | 0 | 0 | 0 | 0 | 0 | 0 | 0 | 0
Commercial_Warehouse_Existing_Food Preparation_Natural Gas_Food Prep Other_E1_Baseline Forecast | Commercial | Warehouse | Existing | Food Preparation | Natural Gas | Food Prep Other | E1 |  | Baseline Forecast | 0 | 0 | 0 | 0 | 0 | 0 | 0 | 0 | 0 | 0 | 0 | 0 | 0 | 0 | 0 | 0 | 0 | 0 | 0 | 0 | 0 | 0 | 0 | 0 | 0 | 0 | 0 | 0 | 0 | 0 | 0 | 0 | 0
Commercial_Warehouse_Existing_Food Preparation_Natural Gas_Food Prep Other_E2_Baseline Forecast | Commercial | Warehouse | Existing | Food Preparation | Natural Gas | Food Prep Other | E2 |  | Baseline Forecast | 0 | 0 | 0 | 0 | 0 | 0 | 0 | 0 | 0 | 0 | 0 | 0 | 0 | 0 | 0 | 0 | 0 | 0 | 0 | 0 | 0 | 0 | 0 | 0 | 0 | 0 | 0 | 0 | 0 | 0 | 0 | 0 | 0
Commercial_Warehouse_Existing_Food Preparation_Natural Gas_Food Prep Other_E3_Baseline Forecast | Commercial | Warehouse | Existing | Food Preparation | Natural Gas | Food Prep Other | E3 |  | Baseline Forecast | 0 | 0 | 0 | 0 | 0 | 0 | 0 | 0 | 0 | 0 | 0 | 0 | 0 | 0 | 0 | 0 | 0 | 0 | 0 | 0 | 0 | 0 | 0 | 0 | 0 | 0 | 0 | 0 | 0 | 0 | 0 | 0 | 0
Commercial_Warehouse_Existing_Food Preparation_Natural Gas_Food Prep Other_E4_Baseline Forecast | Commercial | Warehouse | Existing | Food Preparation | Natural Gas | Food Prep Other | E4 |  | Baseline Forecast | 0 | 0 | 0 | 0 | 0 | 0 | 0 | 0 | 0 | 0 | 0 | 0 | 0 | 0 | 0 | 0 | 0 | 0 | 0 | 0 | 0 | 0 | 0 | 0 | 0 | 0 | 0 | 0 | 0 | 0 | 0 | 0 | 0
Commercial_Warehouse_Existing_Food Preparation_Natural Gas_Food Prep Other_E5_Baseline Forecast | Commercial | Warehouse | Existing | Food Preparation | Natural Gas | Food Prep Other | E5 |  | Baseline Forecast | 0 | 0 | 0 | 0 | 0 | 0 | 0 | 0 | 0 | 0 | 0 | 0 | 0 | 0 | 0 | 0 | 0 | 0 | 0 | 0 | 0 | 0 | 0 | 0 | 0 | 0 | 0 | 0 | 0 | 0 | 0 | 0 | 0
Commercial_Warehouse_Existing_Food Preparation_Natural Gas_Food Prep Other_E6_Baseline Forecast | Commercial | Warehouse | Existing | Food Preparation | Natural Gas | Food Prep Other | E6 |  | Baseline Forecast | 0 | 0 | 0 | 0 | 0 | 0 | 0 | 0 | 0 | 0 | 0 | 0 | 0 | 0 | 0 | 0 | 0 | 0 | 0 | 0 | 0 | 0 | 0 | 0 | 0 | 0 | 0 | 0 | 0 | 0 | 0 | 0 | 0
Commercial_Warehouse_Existing_Food Preparation_Natural Gas_Food Prep Other_E7_Baseline Forecast | Commercial | Warehouse | Existing | Food Preparation | Natural Gas | Food Prep Other | E7 |  | Baseline Forecast | 0 | 0 | 0 | 0 | 0 | 0 | 0 | 0 | 0 | 0 | 0 | 0 | 0 | 0 | 0 | 0 | 0 | 0 | 0 | 0 | 0 | 0 | 0 | 0 | 0 | 0 | 0 | 0 | 0 | 0 | 0 | 0 | 0
Commercial_Warehouse_Existing_Food Preparation_Natural Gas_Food Prep Other_E8_Baseline Forecast | Commercial | Warehouse | Existing | Food Preparation | Natural Gas | Food Prep Other | E8 |  | Baseline Forecast | 0 | 0 | 0 | 0 | 0 | 0 | 0 | 0 | 0 | 0 | 0 | 0 | 0 | 0 | 0 | 0 | 0 | 0 | 0 | 0 | 0 | 0 | 0 | 0 | 0 | 0 | 0 | 0 | 0 | 0 | 0 | 0 | 0
Commercial_Warehouse_Existing_Food Preparation_Natural Gas_Food Prep Other_E9_Baseline Forecast | Commercial | Warehouse | Existing | Food Preparation | Natural Gas | Food Prep Other | E9 |  | Baseline Forecast | 0 | 0 | 0 | 0 | 0 | 0 | 0 | 0 | 0 | 0 | 0 | 0 | 0 | 0 | 0 | 0 | 0 | 0 | 0 | 0 | 0 | 0 | 0 | 0 | 0 | 0 | 0 | 0 | 0 | 0 | 0 | 0 | 0
Commercial_Warehouse_Existing_Food Preparation_Natural Gas_Food Prep Other_E10_Baseline Forecast | Commercial | Warehouse | Existing | Food Preparation | Natural Gas | Food Prep Other | E10 |  | Baseline Forecast | 0 | 0 | 0 | 0 | 0 | 0 | 0 | 0 | 0 | 0 | 0 | 0 | 0 | 0 | 0 | 0 | 0 | 0 | 0 | 0 | 0 | 0 | 0 | 0 | 0 | 0 | 0 | 0 | 0 | 0 | 0 | 0 | 0
Commercial_Warehouse_Existing_Miscellaneous_Natural Gas_Pool Heater_E1_Baseline Forecast | Commercial | Warehouse | Existing | Miscellaneous | Natural Gas | Pool Heater | E1 |  | Baseline Forecast | 0 | 0 | 0 | 0 | 0 | 0 | 0 | 0 | 0 | 0 | 0 | 0 | 0 | 0 | 0 | 0 | 0 | 0 | 0 | 0 | 0 | 0 | 0 | 0 | 0 | 0 | 0 | 0 | 0 | 0 | 0 | 0 | 0
Commercial_Warehouse_Existing_Miscellaneous_Natural Gas_Pool Heater_E2_Baseline Forecast | Commercial | Warehouse | Existing | Miscellaneous | Natural Gas | Pool Heater | E2 |  | Baseline Forecast | 0 | 0 | 0 | 0 | 0 | 0 | 0 | 0 | 0 | 0 | 0 | 0 | 0 | 0 | 0 | 0 | 0 | 0 | 0 | 0 | 0 | 0 | 0 | 0 | 0 | 0 | 0 | 0 | 0 | 0 | 0 | 0 | 0
Commercial_Warehouse_Existing_Miscellaneous_Natural Gas_Pool Heater_E3_Baseline Forecast | Commercial | Warehouse | Existing | Miscellaneous | Natural Gas | Pool Heater | E3 |  | Baseline Forecast | 0 | 0 | 0 | 0 | 0 | 0 | 0 | 0 | 0 | 0 | 0 | 0 | 0 | 0 | 0 | 0 | 0 | 0 | 0 | 0 | 0 | 0 | 0 | 0 | 0 | 0 | 0 | 0 | 0 | 0 | 0 | 0 | 0
Commercial_Warehouse_Existing_Miscellaneous_Natural Gas_Pool Heater_E4_Baseline Forecast | Commercial | Warehouse | Existing | Miscellaneous | Natural Gas | Pool Heater | E4 |  | Baseline Forecast | 0 | 0 | 0 | 0 | 0 | 0 | 0 | 0 | 0 | 0 | 0 | 0 | 0 | 0 | 0 | 0 | 0 | 0 | 0 | 0 | 0 | 0 | 0 | 0 | 0 | 0 | 0 | 0 | 0 | 0 | 0 | 0 | 0
Commercial_Warehouse_Existing_Miscellaneous_Natural Gas_Pool Heater_E5_Baseline Forecast | Commercial | Warehouse | Existing | Miscellaneous | Natural Gas | Pool Heater | E5 |  | Baseline Forecast | 0 | 0 | 0 | 0 | 0 | 0 | 0 | 0 | 0 | 0 | 0 | 0 | 0 | 0 | 0 | 0 | 0 | 0 | 0 | 0 | 0 | 0 | 0 | 0 | 0 | 0 | 0 | 0 | 0 | 0 | 0 | 0 | 0
Commercial_Warehouse_Existing_Miscellaneous_Natural Gas_Pool Heater_E6_Baseline Forecast | Commercial | Warehouse | Existing | Miscellaneous | Natural Gas | Pool Heater | E6 |  | Baseline Forecast | 0 | 0 | 0 | 0 | 0 | 0 | 0 | 0 | 0 | 0 | 0 | 0 | 0 | 0 | 0 | 0 | 0 | 0 | 0 | 0 | 0 | 0 | 0 | 0 | 0 | 0 | 0 | 0 | 0 | 0 | 0 | 0 | 0
Commercial_Warehouse_Existing_Miscellaneous_Natural Gas_Pool Heater_E7_Baseline Forecast | Commercial | Warehouse | Existing | Miscellaneous | Natural Gas | Pool Heater | E7 |  | Baseline Forecast | 0 | 0 | 0 | 0 | 0 | 0 | 0 | 0 | 0 | 0 | 0 | 0 | 0 | 0 | 0 | 0 | 0 | 0 | 0 | 0 | 0 | 0 | 0 | 0 | 0 | 0 | 0 | 0 | 0 | 0 | 0 | 0 | 0
Commercial_Warehouse_Existing_Miscellaneous_Natural Gas_Pool Heater_E8_Baseline Forecast | Commercial | Warehouse | Existing | Miscellaneous | Natural Gas | Pool Heater | E8 |  | Baseline Forecast | 0 | 0 | 0 | 0 | 0 | 0 | 0 | 0 | 0 | 0 | 0 | 0 | 0 | 0 | 0 | 0 | 0 | 0 | 0 | 0 | 0 | 0 | 0 | 0 | 0 | 0 | 0 | 0 | 0 | 0 | 0 | 0 | 0
Commercial_Warehouse_Existing_Miscellaneous_Natural Gas_Pool Heater_E9_Baseline Forecast | Commercial | Warehouse | Existing | Miscellaneous | Natural Gas | Pool Heater | E9 |  | Baseline Forecast | 0 | 0 | 0 | 0 | 0 | 0 | 0 | 0 | 0 | 0 | 0 | 0 | 0 | 0 | 0 | 0 | 0 | 0 | 0 | 0 | 0 | 0 | 0 | 0 | 0 | 0 | 0 | 0 | 0 | 0 | 0 | 0 | 0
Commercial_Warehouse_Existing_Miscellaneous_Natural Gas_Pool Heater_E10_Baseline Forecast | Commercial | Warehouse | Existing | Miscellaneous | Natural Gas | Pool Heater | E10 |  | Baseline Forecast | 0 | 0 | 0 | 0 | 0 | 0 | 0 | 0 | 0 | 0 | 0 | 0 | 0 | 0 | 0 | 0 | 0 | 0 | 0 | 0 | 0 | 0 | 0 | 0 | 0 | 0 | 0 | 0 | 0 | 0 | 0 | 0 | 0
Commercial_Warehouse_Existing_Miscellaneous_Natural Gas_Miscellaneous_E1_Baseline Forecast | Commercial | Warehouse | Existing | Miscellaneous | Natural Gas | Miscellaneous | E1 |  | Baseline Forecast | 0 | 67944.8897 | 80473.1353 | 90941.4218 | 105859.2784 | 86232.3976 | 86663.5496 | 89137.423 | 88482.3497 | 87987.6607 | 87915.3911 | 107031.0226 | 107704.9538 | 107743.5272 | 111611.2151 | 105245.2042 | 105504.2601 | 106854.5682 | 106217.7864 | 105761.6677 | 105688.0255 | 111014.337 | 110249.0112 | 109399.4015 | 110519.5324 | 108445.218 | 108437.0196 | 108898.8453 | 108429.3675 | 108074.822 | 107943.4353 | 109305.0961 | 119251.7327
Commercial_Warehouse_Existing_Miscellaneous_Natural Gas_Miscellaneous_E2_Baseline Forecast | Commercial | Warehouse | Existing | Miscellaneous | Natural Gas | Miscellaneous | E2 |  | Baseline Forecast | 0 | 0 | 0 | 0 | 0 | 0 | 0 | 0 | 0 | 0 | 0 | 0 | 0 | 0 | 0 | 0 | 0 | 0 | 0 | 0 | 0 | 0 | 0 | 0 | 0 | 0 | 0 | 0 | 0 | 0 | 0 | 0 | 0
Commercial_Warehouse_Existing_Miscellaneous_Natural Gas_Miscellaneous_E3_Baseline Forecast | Commercial | Warehouse | Existing | Miscellaneous | Natural Gas | Miscellaneous | E3 |  | Baseline Forecast | 0 | 0 | 0 | 0 | 0 | 0 | 0 | 0 | 0 | 0 | 0 | 0 | 0 | 0 | 0 | 0 | 0 | 0 | 0 | 0 | 0 | 0 | 0 | 0 | 0 | 0 | 0 | 0 | 0 | 0 | 0 | 0 | 0
Commercial_Warehouse_Existing_Miscellaneous_Natural Gas_Miscellaneous_E4_Baseline Forecast | Commercial | Warehouse | Existing | Miscellaneous | Natural Gas | Miscellaneous | E4 |  | Baseline Forecast | 0 | 0 | 0 | 0 | 0 | 0 | 0 | 0 | 0 | 0 | 0 | 0 | 0 | 0 | 0 | 0 | 0 | 0 | 0 | 0 | 0 | 0 | 0 | 0 | 0 | 0 | 0 | 0 | 0 | 0 | 0 | 0 | 0
Commercial_Warehouse_Existing_Miscellaneous_Natural Gas_Miscellaneous_E5_Baseline Forecast | Commercial | Warehouse | Existing | Miscellaneous | Natural Gas | Miscellaneous | E5 |  | Baseline Forecast | 0 | 0 | 0 | 0 | 0 | 0 | 0 | 0 | 0 | 0 | 0 | 0 | 0 | 0 | 0 | 0 | 0 | 0 | 0 | 0 | 0 | 0 | 0 | 0 | 0 | 0 | 0 | 0 | 0 | 0 | 0 | 0 | 0
Commercial_Warehouse_Existing_Miscellaneous_Natural Gas_Miscellaneous_E6_Baseline Forecast | Commercial | Warehouse | Existing | Miscellaneous | Natural Gas | Miscellaneous | E6 |  | Baseline Forecast | 0 | 0 | 0 | 0 | 0 | 0 | 0 | 0 | 0 | 0 | 0 | 0 | 0 | 0 | 0 | 0 | 0 | 0 | 0 | 0 | 0 | 0 | 0 | 0 | 0 | 0 | 0 | 0 | 0 | 0 | 0 | 0 | 0
Commercial_Warehouse_Existing_Miscellaneous_Natural Gas_Miscellaneous_E7_Baseline Forecast | Commercial | Warehouse | Existing | Miscellaneous | Natural Gas | Miscellaneous | E7 |  | Baseline Forecast | 0 | 0 | 0 | 0 | 0 | 0 | 0 | 0 | 0 | 0 | 0 | 0 | 0 | 0 | 0 | 0 | 0 | 0 | 0 | 0 | 0 | 0 | 0 | 0 | 0 | 0 | 0 | 0 | 0 | 0 | 0 | 0 | 0
Commercial_Warehouse_Existing_Miscellaneous_Natural Gas_Miscellaneous_E8_Baseline Forecast | Commercial | Warehouse | Existing | Miscellaneous | Natural Gas | Miscellaneous | E8 |  | Baseline Forecast | 0 | 0 | 0 | 0 | 0 | 0 | 0 | 0 | 0 | 0 | 0 | 0 | 0 | 0 | 0 | 0 | 0 | 0 | 0 | 0 | 0 | 0 | 0 | 0 | 0 | 0 | 0 | 0 | 0 | 0 | 0 | 0 | 0
Commercial_Warehouse_Existing_Miscellaneous_Natural Gas_Miscellaneous_E9_Baseline Forecast | Commercial | Warehouse | Existing | Miscellaneous | Natural Gas | Miscellaneous | E9 |  | Baseline Forecast | 0 | 0 | 0 | 0 | 0 | 0 | 0 | 0 | 0 | 0 | 0 | 0 | 0 | 0 | 0 | 0 | 0 | 0 | 0 | 0 | 0 | 0 | 0 | 0 | 0 | 0 | 0 | 0 | 0 | 0 | 0 | 0 | 0
Commercial_Warehouse_Existing_Miscellaneous_Natural Gas_Miscellaneous_E10_Baseline Forecast | Commercial | Warehouse | Existing | Miscellaneous | Natural Gas | Miscellaneous | E10 |  | Baseline Forecast | 0 | 0 | 0 | 0 | 0 | 0 | 0 | 0 | 0 | 0 | 0 | 0 | 0 | 0 | 0 | 0 | 0 | 0 | 0 | 0 | 0 | 0 | 0 | 0 | 0 | 0 | 0 | 0 | 0 | 0 | 0 | 0 | 0
Commercial_Warehouse_New_Space Heating_Natural Gas_Furnace_E1_Baseline Forecast | Commercial | Warehouse | New | Space Heating | Natural Gas | Furnace | E1 |  | Baseline Forecast | 0 | 0 | 0 | 0 | 0 | 0 | 0 | 0 | 0 | 0 | 0 | 0 | 0 | 0 | 0 | 0 | 0 | 0 | 0 | 0 | 0 | 0 | 0 | 0 | 0 | 0 | 0 | 0 | 0 | 0 | 0 | 0 | 0
Commercial_Warehouse_New_Space Heating_Natural Gas_Furnace_E2_Baseline Forecast | Commercial | Warehouse | New | Space Heating | Natural Gas | Furnace | E2 |  | Baseline Forecast | 0 | 0 | 0 | 0 | 0 | 0 | 0 | 0 | 0 | 0 | 0 | 0 | 0 | 0 | 0 | 0 | 0 | 0 | 0 | 0 | 0 | 0 | 0 | 0 | 0 | 0 | 0 | 0 | 0 | 0 | 0 | 0 | 0
Commercial_Warehouse_New_Space Heating_Natural Gas_Furnace_E3_Baseline Forecast | Commercial | Warehouse | New | Space Heating | Natural Gas | Furnace | E3 |  | Baseline Forecast | 0 | 0 | 0 | 0 | 0 | 0 | 0 | 0 | 0 | 0 | 0 | 0 | 0 | 0 | 0 | 0 | 0 | 0 | 0 | 0 | 0 | 0 | 0 | 0 | 0 | 0 | 0 | 0 | 0 | 0 | 0 | 0 | 0
Commercial_Warehouse_New_Space Heating_Natural Gas_Furnace_E4_Baseline Forecast | Commercial | Warehouse | New | Space Heating | Natural Gas | Furnace | E4 |  | Baseline Forecast | 0 | 0 | 0 | 0 | 0 | 0 | 0 | 0 | 0 | 0 | 0 | 0 | 0 | 0 | 0 | 0 | 0 | 0 | 0 | 0 | 0 | 0 | 0 | 0 | 0 | 0 | 0 | 0 | 0 | 0 | 0 | 0 | 0
Commercial_Warehouse_New_Space Heating_Natural Gas_Furnace_E5_Baseline Forecast | Commercial | Warehouse | New | Space Heating | Natural Gas | Furnace | E5 |  | Baseline Forecast | 0 | 0 | 0 | 0 | 0 | 0 | 0 | 0 | 0 | 0 | 0 | 0 | 0 | 0 | 0 | 0 | 0 | 0 | 0 | 0 | 0 | 0 | 0 | 0 | 0 | 0 | 0 | 0 | 0 | 0 | 0 | 0 | 0
Commercial_Warehouse_New_Space Heating_Natural Gas_Furnace_E6_Baseline Forecast | Commercial | Warehouse | New | Space Heating | Natural Gas | Furnace | E6 |  | Baseline Forecast | 0 | 0 | 0 | 0 | 0 | 0 | 0 | 0 | 0 | 0 | 0 | 0 | 0 | 0 | 0 | 0 | 0 | 0 | 0 | 0 | 0 | 0 | 0 | 0 | 0 | 0 | 0 | 0 | 0 | 0 | 0 | 0 | 0
Commercial_Warehouse_New_Space Heating_Natural Gas_Furnace_E7_Baseline Forecast | Commercial | Warehouse | New | Space Heating | Natural Gas | Furnace | E7 |  | Baseline Forecast | 0 | 0 | 0 | 0 | 0 | 0 | 0 | 0 | 0 | 0 | 0 | 0 | 0 | 0 | 0 | 0 | 0 | 0 | 0 | 0 | 0 | 0 | 0 | 0 | 0 | 0 | 0 | 0 | 0 | 0 | 0 | 0 | 0
Commercial_Warehouse_New_Space Heating_Natural Gas_Furnace_E8_Baseline Forecast | Commercial | Warehouse | New | Space Heating | Natural Gas | Furnace | E8 |  | Baseline Forecast | 0 | 0 | 0 | 0 | 0 | 0 | 0 | 0 | 0 | 0 | 0 | 0 | 0 | 0 | 0 | 0 | 0 | 0 | 0 | 0 | 0 | 0 | 0 | 0 | 0 | 0 | 0 | 0 | 0 | 0 | 0 | 0 | 0
Commercial_Warehouse_New_Space Heating_Natural Gas_Furnace_E9_Baseline Forecast | Commercial | Warehouse | New | Space Heating | Natural Gas | Furnace | E9 |  | Baseline Forecast | 0 | 0 | 0 | 0 | 0 | 0 | 0 | 0 | 0 | 0 | 0 | 0 | 0 | 0 | 0 | 0 | 0 | 0 | 0 | 0 | 0 | 0 | 0 | 0 | 0 | 0 | 0 | 0 | 0 | 0 | 0 | 0 | 0
Commercial_Warehouse_New_Space Heating_Natural Gas_Furnace_E10_Baseline Forecast | Commercial | Warehouse | New | Space Heating | Natural Gas | Furnace | E10 |  | Baseline Forecast | 0 | 0 | 0 | 0 | 0 | 0 | 0 | 0 | 0 | 0 | 0 | 0 | 0 | 0 | 0 | 0 | 0 | 0 | 0 | 0 | 0 | 0 | 0 | 0 | 0 | 0 | 0 | 0 | 0 | 0 | 0 | 0 | 0
Commercial_Warehouse_New_Space Heating_Natural Gas_Boiler_E1_Baseline Forecast | Commercial | Warehouse | New | Space Heating | Natural Gas | Boiler | E1 |  | Baseline Forecast | 0 | 0 | 0 | 0 | 0 | 0 | 0 | 0 | 0 | 0 | 0 | 0 | 0 | 0 | 0 | 0 | 0 | 0 | 0 | 0 | 0 | 0 | 0 | 0 | 0 | 0 | 0 | 0 | 0 | 0 | 0 | 0 | 0
Commercial_Warehouse_New_Space Heating_Natural Gas_Boiler_E2_Baseline Forecast | Commercial | Warehouse | New | Space Heating | Natural Gas | Boiler | E2 |  | Baseline Forecast | 0 | 0 | 0 | 0 | 0 | 0 | 0 | 0 | 0 | 0 | 0 | 0 | 0 | 0 | 0 | 0 | 0 | 0 | 0 | 0 | 0 | 0 | 0 | 0 | 0 | 0 | 0 | 0 | 0 | 0 | 0 | 0 | 0
Commercial_Warehouse_New_Space Heating_Natural Gas_Boiler_E3_Baseline Forecast | Commercial | Warehouse | New | Space Heating | Natural Gas | Boiler | E3 |  | Baseline Forecast | 0 | 0 | 0 | 0 | 0 | 0 | 0 | 0 | 0 | 0 | 0 | 0 | 0 | 0 | 0 | 0 | 0 | 0 | 0 | 0 | 0 | 0 | 0 | 0 | 0 | 0 | 0 | 0 | 0 | 0 | 0 | 0 | 0
Commercial_Warehouse_New_Space Heating_Natural Gas_Boiler_E4_Baseline Forecast | Commercial | Warehouse | New | Space Heating | Natural Gas | Boiler | E4 |  | Baseline Forecast | 0 | 0 | 0 | 0 | 0 | 0 | 0 | 0 | 0 | 0 | 0 | 0 | 0 | 0 | 0 | 0 | 0 | 0 | 0 | 0 | 0 | 0 | 0 | 0 | 0 | 0 | 0 | 0 | 0 | 0 | 0 | 0 | 0
Commercial_Warehouse_New_Space Heating_Natural Gas_Boiler_E5_Baseline Forecast | Commercial | Warehouse | New | Space Heating | Natural Gas | Boiler | E5 |  | Baseline Forecast | 0 | 0 | 0 | 0 | 0 | 0 | 0 | 0 | 0 | 0 | 0 | 0 | 0 | 0 | 0 | 0 | 0 | 0 | 0 | 0 | 0 | 0 | 0 | 0 | 0 | 0 | 0 | 0 | 0 | 0 | 0 | 0 | 0
Commercial_Warehouse_New_Space Heating_Natural Gas_Boiler_E6_Baseline Forecast | Commercial | Warehouse | New | Space Heating | Natural Gas | Boiler | E6 |  | Baseline Forecast | 0 | 0 | 0 | 0 | 0 | 0 | 0 | 0 | 0 | 0 | 0 | 0 | 0 | 0 | 0 | 0 | 0 | 0 | 0 | 0 | 0 | 0 | 0 | 0 | 0 | 0 | 0 | 0 | 0 | 0 | 0 | 0 | 0
Commercial_Warehouse_New_Space Heating_Natural Gas_Boiler_E7_Baseline Forecast | Commercial | Warehouse | New | Space Heating | Natural Gas | Boiler | E7 |  | Baseline Forecast | 0 | 0 | 0 | 0 | 0 | 0 | 0 | 0 | 0 | 0 | 0 | 0 | 0 | 0 | 0 | 0 | 0 | 0 | 0 | 0 | 0 | 0 | 0 | 0 | 0 | 0 | 0 | 0 | 0 | 0 | 0 | 0 | 0
Commercial_Warehouse_New_Space Heating_Natural Gas_Boiler_E8_Baseline Forecast | Commercial | Warehouse | New | Space Heating | Natural Gas | Boiler | E8 |  | Baseline Forecast | 0 | 0 | 0 | 0 | 0 | 0 | 0 | 0 | 0 | 0 | 0 | 0 | 0 | 0 | 0 | 0 | 0 | 0 | 0 | 0 | 0 | 0 | 0 | 0 | 0 | 0 | 0 | 0 | 0 | 0 | 0 | 0 | 0
Commercial_Warehouse_New_Space Heating_Natural Gas_Boiler_E9_Baseline Forecast | Commercial | Warehouse | New | Space Heating | Natural Gas | Boiler | E9 |  | Baseline Forecast | 0 | 0 | 0 | 0 | 0 | 0 | 0 | 0 | 0 | 0 | 0 | 0 | 0 | 0 | 0 | 0 | 0 | 0 | 0 | 0 | 0 | 0 | 0 | 0 | 0 | 0 | 0 | 0 | 0 | 0 | 0 | 0 | 0
Commercial_Warehouse_New_Space Heating_Natural Gas_Boiler_E10_Baseline Forecast | Commercial | Warehouse | New | Space Heating | Natural Gas | Boiler | E10 |  | Baseline Forecast | 0 | 0 | 0 | 0 | 0 | 0 | 0 | 0 | 0 | 0 | 0 | 0 | 0 | 0 | 0 | 0 | 0 | 0 | 0 | 0 | 0 | 0 | 0 | 0 | 0 | 0 | 0 | 0 | 0 | 0 | 0 | 0 | 0
Commercial_Warehouse_New_Space Heating_Natural Gas_Unit Heater_E1_Baseline Forecast | Commercial | Warehouse | New | Space Heating | Natural Gas | Unit Heater | E1 |  | Baseline Forecast | 0 | 304.8274 | 1470.2957 | 939.6219 | 1123.4577 | 0 | 0 | 0 | 0 | 0 | 0 | 0 | 0 | 0 | 0 | 0 | 0 | 0 | 0 | 0 | 0 | 0 | 0 | 0 | 0 | 0 | 0 | 0 | 0 | 0 | 0 | 0 | 0
Commercial_Warehouse_New_Space Heating_Natural Gas_Unit Heater_E2_Baseline Forecast | Commercial | Warehouse | New | Space Heating | Natural Gas | Unit Heater | E2 |  | Baseline Forecast | 0 | 0 | 0 | 0 | 0 | 1157.8259 | 1163.6442 | 1007.1303 | 993.0159 | 1016.2589 | 1032.8013 | 1068.502 | 1256.292 | 1341.4332 | 1453.8997 | 1550.9623 | 1643.3315 | 1671.8959 | 1764.3922 | 2100.7381 | 1923.5814 | 2003.0036 | 2050.6745 | 2094.9614 | 2103.3684 | 2159.9006 | 2233.8789 | 2296.8476 | 2373.3173 | 2529.6881 | 2613.9216 | 2699.9451 | 2212.0278
Commercial_Warehouse_New_Space Heating_Natural Gas_Unit Heater_E3_Baseline Forecast | Commercial | Warehouse | New | Space Heating | Natural Gas | Unit Heater | E3 |  | Baseline Forecast | 0 | 0 | 0 | 0 | 0 | 0 | 0 | 0 | 0 | 0 | 0 | 0 | 0 | 0 | 0 | 0 | 0 | 0 | 0 | 0 | 0 | 0 | 0 | 0 | 0 | 0 | 0 | 0 | 0 | 0 | 0 | 0 | 0
Commercial_Warehouse_New_Space Heating_Natural Gas_Unit Heater_E4_Baseline Forecast | Commercial | Warehouse | New | Space Heating | Natural Gas | Unit Heater | E4 |  | Baseline Forecast | 0 | 0 | 0 | 0 | 0 | 0 | 0 | 0 | 0 | 0 | 0 | 0 | 0 | 0 | 0 | 0 | 0 | 0 | 0 | 0 | 0 | 0 | 0 | 0 | 0 | 0 | 0 | 0 | 0 | 0 | 0 | 0 | 0
Commercial_Warehouse_New_Space Heating_Natural Gas_Unit Heater_E5_Baseline Forecast | Commercial | Warehouse | New | Space Heating | Natural Gas | Unit Heater | E5 |  | Baseline Forecast | 0 | 0 | 0 | 0 | 0 | 0 | 0 | 0 | 0 | 0 | 0 | 0 | 0 | 0 | 0 | 0 | 0 | 0 | 0 | 0 | 0 | 0 | 0 | 0 | 0 | 0 | 0 | 0 | 0 | 0 | 0 | 0 | 0
Commercial_Warehouse_New_Space Heating_Natural Gas_Unit Heater_E6_Baseline Forecast | Commercial | Warehouse | New | Space Heating | Natural Gas | Unit Heater | E6 |  | Baseline Forecast | 0 | 0 | 0 | 0 | 0 | 0 | 0 | 0 | 0 | 0 | 0 | 0 | 0 | 0 | 0 | 0 | 0 | 0 | 0 | 0 | 0 | 0 | 0 | 0 | 0 | 0 | 0 | 0 | 0 | 0 | 0 | 0 | 0
Commercial_Warehouse_New_Space Heating_Natural Gas_Unit Heater_E7_Baseline Forecast | Commercial | Warehouse | New | Space Heating | Natural Gas | Unit Heater | E7 |  | Baseline Forecast | 0 | 0 | 0 | 0 | 0 | 0 | 0 | 0 | 0 | 0 | 0 | 0 | 0 | 0 | 0 | 0 | 0 | 0 | 0 | 0 | 0 | 0 | 0 | 0 | 0 | 0 | 0 | 0 | 0 | 0 | 0 | 0 | 0
Commercial_Warehouse_New_Space Heating_Natural Gas_Unit Heater_E8_Baseline Forecast | Commercial | Warehouse | New | Space Heating | Natural Gas | Unit Heater | E8 |  | Baseline Forecast | 0 | 0 | 0 | 0 | 0 | 0 | 0 | 0 | 0 | 0 | 0 | 0 | 0 | 0 | 0 | 0 | 0 | 0 | 0 | 0 | 0 | 0 | 0 | 0 | 0 | 0 | 0 | 0 | 0 | 0 | 0 | 0 | 0
Commercial_Warehouse_New_Space Heating_Natural Gas_Unit Heater_E9_Baseline Forecast | Commercial | Warehouse | New | Space Heating | Natural Gas | Unit Heater | E9 |  | Baseline Forecast | 0 | 0 | 0 | 0 | 0 | 0 | 0 | 0 | 0 | 0 | 0 | 0 | 0 | 0 | 0 | 0 | 0 | 0 | 0 | 0 | 0 | 0 | 0 | 0 | 0 | 0 | 0 | 0 | 0 | 0 | 0 | 0 | 0
Commercial_Warehouse_New_Space Heating_Natural Gas_Unit Heater_E10_Baseline Forecast | Commercial | Warehouse | New | Space Heating | Natural Gas | Unit Heater | E10 |  | Baseline Forecast | 0 | 0 | 0 | 0 | 0 | 0 | 0 | 0 | 0 | 0 | 0 | 0 | 0 | 0 | 0 | 0 | 0 | 0 | 0 | 0 | 0 | 0 | 0 | 0 | 0 | 0 | 0 | 0 | 0 | 0 | 0 | 0 | 0
Commercial_Warehouse_New_Water Heating_Natural Gas_Water Heater_E1_Baseline Forecast | Commercial | Warehouse | New | Water Heating | Natural Gas | Water Heater | E1 |  | Baseline Forecast | 0 | 0 | 0 | 0 | 0 | 0 | 0 | 0 | 0 | 0 | 0 | 0 | 0 | 0 | 0 | 0 | 0 | 0 | 0 | 0 | 0 | 0 | 0 | 0 | 0 | 0 | 0 | 0 | 0 | 0 | 0 | 0 | 0
Commercial_Warehouse_New_Water Heating_Natural Gas_Water Heater_E2_Baseline Forecast | Commercial | Warehouse | New | Water Heating | Natural Gas | Water Heater | E2 |  | Baseline Forecast | 0 | 0 | 0 | 0 | 0 | 0 | 0 | 0 | 0 | 0 | 0 | 0 | 0 | 0 | 0 | 0 | 0 | 0 | 0 | 0 | 0 | 0 | 0 | 0 | 0 | 0 | 0 | 0 | 0 | 0 | 0 | 0 | 0
Commercial_Warehouse_New_Water Heating_Natural Gas_Water Heater_E3_Baseline Forecast | Commercial | Warehouse | New | Water Heating | Natural Gas | Water Heater | E3 |  | Baseline Forecast | 0 | 0 | 0 | 0 | 0 | 0 | 0 | 0 | 0 | 0 | 0 | 0 | 0 | 0 | 0 | 0 | 0 | 0 | 0 | 0 | 0 | 0 | 0 | 0 | 0 | 0 | 0 | 0 | 0 | 0 | 0 | 0 | 0
Commercial_Warehouse_New_Water Heating_Natural Gas_Water Heater_E4_Baseline Forecast | Commercial | Warehouse | New | Water Heating | Natural Gas | Water Heater | E4 |  | Baseline Forecast | 0 | 0 | 0 | 0 | 0 | 0 | 0 | 0 | 0 | 0 | 0 | 0 | 0 | 0 | 0 | 0 | 0 | 0 | 0 | 0 | 0 | 0 | 0 | 0 | 0 | 0 | 0 | 0 | 0 | 0 | 0 | 0 | 0
Commercial_Warehouse_New_Water Heating_Natural Gas_Water Heater_E5_Baseline Forecast | Commercial | Warehouse | New | Water Heating | Natural Gas | Water Heater | E5 |  | Baseline Forecast | 0 | 0 | 0 | 0 | 0 | 0 | 0 | 0 | 0 | 0 | 0 | 0 | 0 | 0 | 0 | 0 | 0 | 0 | 0 | 0 | 0 | 0 | 0 | 0 | 0 | 0 | 0 | 0 | 0 | 0 | 0 | 0 | 0
Commercial_Warehouse_New_Water Heating_Natural Gas_Water Heater_E6_Baseline Forecast | Commercial | Warehouse | New | Water Heating | Natural Gas | Water Heater | E6 |  | Baseline Forecast | 0 | 0 | 0 | 0 | 0 | 0 | 0 | 0 | 0 | 0 | 0 | 0 | 0 | 0 | 0 | 0 | 0 | 0 | 0 | 0 | 0 | 0 | 0 | 0 | 0 | 0 | 0 | 0 | 0 | 0 | 0 | 0 | 0
Commercial_Warehouse_New_Water Heating_Natural Gas_Water Heater_E7_Baseline Forecast | Commercial | Warehouse | New | Water Heating | Natural Gas | Water Heater | E7 |  | Baseline Forecast | 0 | 0 | 0 | 0 | 0 | 0 | 0 | 0 | 0 | 0 | 0 | 0 | 0 | 0 | 0 | 0 | 0 | 0 | 0 | 0 | 0 | 0 | 0 | 0 | 0 | 0 | 0 | 0 | 0 | 0 | 0 | 0 | 0
Commercial_Warehouse_New_Water Heating_Natural Gas_Water Heater_E8_Baseline Forecast | Commercial | Warehouse | New | Water Heating | Natural Gas | Water Heater | E8 |  | Baseline Forecast | 0 | 0 | 0 | 0 | 0 | 0 | 0 | 0 | 0 | 0 | 0 | 0 | 0 | 0 | 0 | 0 | 0 | 0 | 0 | 0 | 0 | 0 | 0 | 0 | 0 | 0 | 0 | 0 | 0 | 0 | 0 | 0 | 0
Commercial_Warehouse_New_Water Heating_Natural Gas_Water Heater_E9_Baseline Forecast | Commercial | Warehouse | New | Water Heating | Natural Gas | Water Heater | E9 |  | Baseline Forecast | 0 | 0 | 0 | 0 | 0 | 0 | 0 | 0 | 0 | 0 | 0 | 0 | 0 | 0 | 0 | 0 | 0 | 0 | 0 | 0 | 0 | 0 | 0 | 0 | 0 | 0 | 0 | 0 | 0 | 0 | 0 | 0 | 0
Commercial_Warehouse_New_Water Heating_Natural Gas_Water Heater_E10_Baseline Forecast | Commercial | Warehouse | New | Water Heating | Natural Gas | Water Heater | E10 |  | Baseline Forecast | 0 | 0 | 0 | 0 | 0 | 0 | 0 | 0 | 0 | 0 | 0 | 0 | 0 | 0 | 0 | 0 | 0 | 0 | 0 | 0 | 0 | 0 | 0 | 0 | 0 | 0 | 0 | 0 | 0 | 0 | 0 | 0 | 0
Commercial_Warehouse_New_Food Preparation_Natural Gas_Oven_E1_Baseline Forecast | Commercial | Warehouse | New | Food Preparation | Natural Gas | Oven | E1 |  | Baseline Forecast | 0 | 10.2451 | 49.393 | 31.5855 | 37.7793 | 38.9224 | 39.0823 | 33.801 | 33.2976 | 34.048 | 36.2738 | 43.8966 | 46.9573 | 50.5057 | 54.074 | 56.9263 | 61.5313 | 72.3283 | 65.0438 | 66.0366 | 67.5855 | 69.706 | 70.4497 | 72.9638 | 75.9392 | 79.3981 | 85.6045 | 88.2402 | 90.8707 | 93.2879 | 95.6573 | 98.0783 | 83.6566
Commercial_Warehouse_New_Food Preparation_Natural Gas_Oven_E2_Baseline Forecast | Commercial | Warehouse | New | Food Preparation | Natural Gas | Oven | E2 |  | Baseline Forecast | 0 | 14.7436 | 71.137 | 45.4416 | 54.318 | 55.9923 | 56.3094 | 48.7602 | 48.1066 | 49.2615 | 52.5566 | 63.6848 | 68.2212 | 73.4833 | 78.7841 | 83.0567 | 89.9027 | 105.8405 | 95.3316 | 96.9471 | 99.3799 | 102.6663 | 103.9168 | 107.7898 | 112.336 | 117.5882 | 126.9126 | 130.9376 | 134.9356 | 138.6045 | 142.1694 | 145.7979 | 124.3595
Commercial_Warehouse_New_Food Preparation_Natural Gas_Oven_E3_Baseline Forecast | Commercial | Warehouse | New | Food Preparation | Natural Gas | Oven | E3 |  | Baseline Forecast | 0 | 0 | 0 | 0 | 0 | 0 | 0 | 0 | 0 | 0 | 0 | 0 | 0 | 0 | 0 | 0 | 0 | 0 | 0 | 0 | 0 | 0 | 0 | 0 | 0 | 0 | 0 | 0 | 0 | 0 | 0 | 0 | 0
Commercial_Warehouse_New_Food Preparation_Natural Gas_Oven_E4_Baseline Forecast | Commercial | Warehouse | New | Food Preparation | Natural Gas | Oven | E4 |  | Baseline Forecast | 0 | 0 | 0 | 0 | 0 | 0 | 0 | 0 | 0 | 0 | 0 | 0 | 0 | 0 | 0 | 0 | 0 | 0 | 0 | 0 | 0 | 0 | 0 | 0 | 0 | 0 | 0 | 0 | 0 | 0 | 0 | 0 | 0
Commercial_Warehouse_New_Food Preparation_Natural Gas_Oven_E5_Baseline Forecast | Commercial | Warehouse | New | Food Preparation | Natural Gas | Oven | E5 |  | Baseline Forecast | 0 | 0 | 0 | 0 | 0 | 0 | 0 | 0 | 0 | 0 | 0 | 0 | 0 | 0 | 0 | 0 | 0 | 0 | 0 | 0 | 0 | 0 | 0 | 0 | 0 | 0 | 0 | 0 | 0 | 0 | 0 | 0 | 0
Commercial_Warehouse_New_Food Preparation_Natural Gas_Oven_E6_Baseline Forecast | Commercial | Warehouse | New | Food Preparation | Natural Gas | Oven | E6 |  | Baseline Forecast | 0 | 0 | 0 | 0 | 0 | 0 | 0 | 0 | 0 | 0 | 0 | 0 | 0 | 0 | 0 | 0 | 0 | 0 | 0 | 0 | 0 | 0 | 0 | 0 | 0 | 0 | 0 | 0 | 0 | 0 | 0 | 0 | 0
Commercial_Warehouse_New_Food Preparation_Natural Gas_Oven_E7_Baseline Forecast | Commercial | Warehouse | New | Food Preparation | Natural Gas | Oven | E7 |  | Baseline Forecast | 0 | 0 | 0 | 0 | 0 | 0 | 0 | 0 | 0 | 0 | 0 | 0 | 0 | 0 | 0 | 0 | 0 | 0 | 0 | 0 | 0 | 0 | 0 | 0 | 0 | 0 | 0 | 0 | 0 | 0 | 0 | 0 | 0
Commercial_Warehouse_New_Food Preparation_Natural Gas_Oven_E8_Baseline Forecast | Commercial | Warehouse | New | Food Preparation | Natural Gas | Oven | E8 |  | Baseline Forecast | 0 | 0 | 0 | 0 | 0 | 0 | 0 | 0 | 0 | 0 | 0 | 0 | 0 | 0 | 0 | 0 | 0 | 0 | 0 | 0 | 0 | 0 | 0 | 0 | 0 | 0 | 0 | 0 | 0 | 0 | 0 | 0 | 0
Commercial_Warehouse_New_Food Preparation_Natural Gas_Oven_E9_Baseline Forecast | Commercial | Warehouse | New | Food Preparation | Natural Gas | Oven | E9 |  | Baseline Forecast | 0 | 0 | 0 | 0 | 0 | 0 | 0 | 0 | 0 | 0 | 0 | 0 | 0 | 0 | 0 | 0 | 0 | 0 | 0 | 0 | 0 | 0 | 0 | 0 | 0 | 0 | 0 | 0 | 0 | 0 | 0 | 0 | 0
Commercial_Warehouse_New_Food Preparation_Natural Gas_Oven_E10_Baseline Forecast | Commercial | Warehouse | New | Food Preparation | Natural Gas | Oven | E10 |  | Baseline Forecast | 0 | 0 | 0 | 0 | 0 | 0 | 0 | 0 | 0 | 0 | 0 | 0 | 0 | 0 | 0 | 0 | 0 | 0 | 0 | 0 | 0 | 0 | 0 | 0 | 0 | 0 | 0 | 0 | 0 | 0 | 0 | 0 | 0
Commercial_Warehouse_New_Food Preparation_Natural Gas_Conveyor Oven_E1_Baseline Forecast | Commercial | Warehouse | New | Food Preparation | Natural Gas | Conveyor Oven | E1 |  | Baseline Forecast | 0 | 5.122 | 24.6985 | 15.7854 | 18.8738 | 19.4466 | 19.5361 | 16.9023 | 16.6585 | 17.0414 | 17.3118 | 17.1737 | 16.8983 | 16.6612 | 16.6789 | 16.6221 | 16.7124 | 17.3357 | 21.3921 | 22.8736 | 25.0828 | 27.2633 | 30.3154 | 36.0013 | 33.1197 | 33.9258 | 33.9982 | 33.8656 | 33.0589 | 32.9686 | 33.1575 | 33.185 | 23.7197
Commercial_Warehouse_New_Food Preparation_Natural Gas_Conveyor Oven_E2_Baseline Forecast | Commercial | Warehouse | New | Food Preparation | Natural Gas | Conveyor Oven | E2 |  | Baseline Forecast | 0 | 7.3724 | 35.5665 | 22.7282 | 27.1749 | 28.0107 | 28.1597 | 24.3783 | 24.0436 | 24.6133 | 25.021 | 24.8375 | 24.4558 | 24.1292 | 24.1705 | 24.1037 | 24.2495 | 25.1694 | 31.0772 | 33.2484 | 36.4784 | 39.6694 | 44.1297 | 52.4292 | 48.2506 | 49.4408 | 49.5605 | 49.3793 | 48.2124 | 48.0882 | 48.3679 | 48.4107 | 34.6026
Commercial_Warehouse_New_Food Preparation_Natural Gas_Conveyor Oven_E3_Baseline Forecast | Commercial | Warehouse | New | Food Preparation | Natural Gas | Conveyor Oven | E3 |  | Baseline Forecast | 0 | 0 | 0 | 0 | 0 | 0 | 0 | 0 | 0 | 0 | 0 | 0 | 0 | 0 | 0 | 0 | 0 | 0 | 0 | 0 | 0 | 0 | 0 | 0 | 0 | 0 | 0 | 0 | 0 | 0 | 0 | 0 | 0
Commercial_Warehouse_New_Food Preparation_Natural Gas_Conveyor Oven_E4_Baseline Forecast | Commercial | Warehouse | New | Food Preparation | Natural Gas | Conveyor Oven | E4 |  | Baseline Forecast | 0 | 0 | 0 | 0 | 0 | 0 | 0 | 0 | 0 | 0 | 0 | 0 | 0 | 0 | 0 | 0 | 0 | 0 | 0 | 0 | 0 | 0 | 0 | 0 | 0 | 0 | 0 | 0 | 0 | 0 | 0 | 0 | 0
Commercial_Warehouse_New_Food Preparation_Natural Gas_Conveyor Oven_E5_Baseline Forecast | Commercial | Warehouse | New | Food Preparation | Natural Gas | Conveyor Oven | E5 |  | Baseline Forecast | 0 | 0 | 0 | 0 | 0 | 0 | 0 | 0 | 0 | 0 | 0 | 0 | 0 | 0 | 0 | 0 | 0 | 0 | 0 | 0 | 0 | 0 | 0 | 0 | 0 | 0 | 0 | 0 | 0 | 0 | 0 | 0 | 0
Commercial_Warehouse_New_Food Preparation_Natural Gas_Conveyor Oven_E6_Baseline Forecast | Commercial | Warehouse | New | Food Preparation | Natural Gas | Conveyor Oven | E6 |  | Baseline Forecast | 0 | 0 | 0 | 0 | 0 | 0 | 0 | 0 | 0 | 0 | 0 | 0 | 0 | 0 | 0 | 0 | 0 | 0 | 0 | 0 | 0 | 0 | 0 | 0 | 0 | 0 | 0 | 0 | 0 | 0 | 0 | 0 | 0
Commercial_Warehouse_New_Food Preparation_Natural Gas_Conveyor Oven_E7_Baseline Forecast | Commercial | Warehouse | New | Food Preparation | Natural Gas | Conveyor Oven | E7 |  | Baseline Forecast | 0 | 0 | 0 | 0 | 0 | 0 | 0 | 0 | 0 | 0 | 0 | 0 | 0 | 0 | 0 | 0 | 0 | 0 | 0 | 0 | 0 | 0 | 0 | 0 | 0 | 0 | 0 | 0 | 0 | 0 | 0 | 0 | 0
Commercial_Warehouse_New_Food Preparation_Natural Gas_Conveyor Oven_E8_Baseline Forecast | Commercial | Warehouse | New | Food Preparation | Natural Gas | Conveyor Oven | E8 |  | Baseline Forecast | 0 | 0 | 0 | 0 | 0 | 0 | 0 | 0 | 0 | 0 | 0 | 0 | 0 | 0 | 0 | 0 | 0 | 0 | 0 | 0 | 0 | 0 | 0 | 0 | 0 | 0 | 0 | 0 | 0 | 0 | 0 | 0 | 0
Commercial_Warehouse_New_Food Preparation_Natural Gas_Conveyor Oven_E9_Baseline Forecast | Commercial | Warehouse | New | Food Preparation | Natural Gas | Conveyor Oven | E9 |  | Baseline Forecast | 0 | 0 | 0 | 0 | 0 | 0 | 0 | 0 | 0 | 0 | 0 | 0 | 0 | 0 | 0 | 0 | 0 | 0 | 0 | 0 | 0 | 0 | 0 | 0 | 0 | 0 | 0 | 0 | 0 | 0 | 0 | 0 | 0
Commercial_Warehouse_New_Food Preparation_Natural Gas_Conveyor Oven_E10_Baseline Forecast | Commercial | Warehouse | New | Food Preparation | Natural Gas | Conveyor Oven | E10 |  | Baseline Forecast | 0 | 0 | 0 | 0 | 0 | 0 | 0 | 0 | 0 | 0 | 0 | 0 | 0 | 0 | 0 | 0 | 0 | 0 | 0 | 0 | 0 | 0 | 0 | 0 | 0 | 0 | 0 | 0 | 0 | 0 | 0 | 0 | 0
Commercial_Warehouse_New_Food Preparation_Natural Gas_Double Rack Oven_E1_Baseline Forecast | Commercial | Warehouse | New | Food Preparation | Natural Gas | Double Rack Oven | E1 |  | Baseline Forecast | 0 | 5.1218 | 24.687 | 15.7872 | 18.8823 | 19.4498 | 19.5235 | 16.8808 | 16.6243 | 16.994 | 17.251 | 17.1018 | 17.8316 | 22.2747 | 24.2591 | 26.3791 | 28.3152 | 30.7333 | 35.5386 | 31.979 | 32.7092 | 32.9903 | 33.0187 | 32.4869 | 33.5933 | 34.9438 | 36.442 | 37.8829 | 39.8086 | 43.2456 | 44.7577 | 46.0736 | 37.9011
Commercial_Warehouse_New_Food Preparation_Natural Gas_Double Rack Oven_E2_Baseline Forecast | Commercial | Warehouse | New | Food Preparation | Natural Gas | Double Rack Oven | E2 |  | Baseline Forecast | 0 | 7.3725 | 35.578 | 22.7264 | 27.1664 | 28.0075 | 28.1724 | 24.3998 | 24.0778 | 24.6607 | 25.0818 | 24.9094 | 26.0214 | 32.5678 | 35.5347 | 38.712 | 41.6303 | 45.2744 | 52.4587 | 47.3011 | 48.4749 | 48.9852 | 49.1108 | 48.401 | 50.1214 | 52.2006 | 54.4992 | 56.708 | 59.6347 | 64.8227 | 67.1112 | 69.0994 | 56.8427
Commercial_Warehouse_New_Food Preparation_Natural Gas_Double Rack Oven_E3_Baseline Forecast | Commercial | Warehouse | New | Food Preparation | Natural Gas | Double Rack Oven | E3 |  | Baseline Forecast | 0 | 0 | 0 | 0 | 0 | 0 | 0 | 0 | 0 | 0 | 0 | 0 | 0 | 0 | 0 | 0 | 0 | 0 | 0 | 0 | 0 | 0 | 0 | 0 | 0 | 0 | 0 | 0 | 0 | 0 | 0 | 0 | 0
Commercial_Warehouse_New_Food Preparation_Natural Gas_Double Rack Oven_E4_Baseline Forecast | Commercial | Warehouse | New | Food Preparation | Natural Gas | Double Rack Oven | E4 |  | Baseline Forecast | 0 | 0 | 0 | 0 | 0 | 0 | 0 | 0 | 0 | 0 | 0 | 0 | 0 | 0 | 0 | 0 | 0 | 0 | 0 | 0 | 0 | 0 | 0 | 0 | 0 | 0 | 0 | 0 | 0 | 0 | 0 | 0 | 0
Commercial_Warehouse_New_Food Preparation_Natural Gas_Double Rack Oven_E5_Baseline Forecast | Commercial | Warehouse | New | Food Preparation | Natural Gas | Double Rack Oven | E5 |  | Baseline Forecast | 0 | 0 | 0 | 0 | 0 | 0 | 0 | 0 | 0 | 0 | 0 | 0 | 0 | 0 | 0 | 0 | 0 | 0 | 0 | 0 | 0 | 0 | 0 | 0 | 0 | 0 | 0 | 0 | 0 | 0 | 0 | 0 | 0
Commercial_Warehouse_New_Food Preparation_Natural Gas_Double Rack Oven_E6_Baseline Forecast | Commercial | Warehouse | New | Food Preparation | Natural Gas | Double Rack Oven | E6 |  | Baseline Forecast | 0 | 0 | 0 | 0 | 0 | 0 | 0 | 0 | 0 | 0 | 0 | 0 | 0 | 0 | 0 | 0 | 0 | 0 | 0 | 0 | 0 | 0 | 0 | 0 | 0 | 0 | 0 | 0 | 0 | 0 | 0 | 0 | 0
Commercial_Warehouse_New_Food Preparation_Natural Gas_Double Rack Oven_E7_Baseline Forecast | Commercial | Warehouse | New | Food Preparation | Natural Gas | Double Rack Oven | E7 |  | Baseline Forecast | 0 | 0 | 0 | 0 | 0 | 0 | 0 | 0 | 0 | 0 | 0 | 0 | 0 | 0 | 0 | 0 | 0 | 0 | 0 | 0 | 0 | 0 | 0 | 0 | 0 | 0 | 0 | 0 | 0 | 0 | 0 | 0 | 0
Commercial_Warehouse_New_Food Preparation_Natural Gas_Double Rack Oven_E8_Baseline Forecast | Commercial | Warehouse | New | Food Preparation | Natural Gas | Double Rack Oven | E8 |  | Baseline Forecast | 0 | 0 | 0 | 0 | 0 | 0 | 0 | 0 | 0 | 0 | 0 | 0 | 0 | 0 | 0 | 0 | 0 | 0 | 0 | 0 | 0 | 0 | 0 | 0 | 0 | 0 | 0 | 0 | 0 | 0 | 0 | 0 | 0
Commercial_Warehouse_New_Food Preparation_Natural Gas_Double Rack Oven_E9_Baseline Forecast | Commercial | Warehouse | New | Food Preparation | Natural Gas | Double Rack Oven | E9 |  | Baseline Forecast | 0 | 0 | 0 | 0 | 0 | 0 | 0 | 0 | 0 | 0 | 0 | 0 | 0 | 0 | 0 | 0 | 0 | 0 | 0 | 0 | 0 | 0 | 0 | 0 | 0 | 0 | 0 | 0 | 0 | 0 | 0 | 0 | 0
Commercial_Warehouse_New_Food Preparation_Natural Gas_Double Rack Oven_E10_Baseline Forecast | Commercial | Warehouse | New | Food Preparation | Natural Gas | Double Rack Oven | E10 |  | Baseline Forecast | 0 | 0 | 0 | 0 | 0 | 0 | 0 | 0 | 0 | 0 | 0 | 0 | 0 | 0 | 0 | 0 | 0 | 0 | 0 | 0 | 0 | 0 | 0 | 0 | 0 | 0 | 0 | 0 | 0 | 0 | 0 | 0 | 0
Commercial_Warehouse_New_Food Preparation_Natural Gas_Fryer_E1_Baseline Forecast | Commercial | Warehouse | New | Food Preparation | Natural Gas | Fryer | E1 |  | Baseline Forecast | 0 | 36.9848 | 178.3634 | 0 | 0 | 0 | 0 | 0 | 0 | 0 | 0 | 0 | 0 | 0 | 0 | 0 | 0 | 0 | 0 | 0 | 0 | 0 | 0 | 0 | 0 | 0 | 0 | 0 | 0 | 0 | 0 | 0 | 0
Commercial_Warehouse_New_Food Preparation_Natural Gas_Fryer_E2_Baseline Forecast | Commercial | Warehouse | New | Food Preparation | Natural Gas | Fryer | E2 |  | Baseline Forecast | 0 | 12.9926 | 62.6966 | 154.0542 | 184.1947 | 189.8294 | 190.7834 | 165.1224 | 162.8083 | 176.6146 | 225.5396 | 243.8224 | 262.8774 | 279.0964 | 307.4033 | 361.2236 | 332.2572 | 337.9768 | 342.6153 | 348.8823 | 354.7696 | 371.7978 | 394.8757 | 433.3526 | 450.6761 | 464.9882 | 476.8838 | 490.4364 | 509.757 | 506.705 | 518.8797 | 535.2 | 459.6891
Commercial_Warehouse_New_Food Preparation_Natural Gas_Fryer_E3_Baseline Forecast | Commercial | Warehouse | New | Food Preparation | Natural Gas | Fryer | E3 |  | Baseline Forecast | 0 | 0 | 0 | 0 | 0 | 0 | 0 | 0 | 0 | 0 | 0 | 0 | 0 | 0 | 0 | 0 | 0 | 0 | 0 | 0 | 0 | 0 | 0 | 0 | 0 | 0 | 0 | 0 | 0 | 0 | 0 | 0 | 0
Commercial_Warehouse_New_Food Preparation_Natural Gas_Fryer_E4_Baseline Forecast | Commercial | Warehouse | New | Food Preparation | Natural Gas | Fryer | E4 |  | Baseline Forecast | 0 | 0 | 0 | 0 | 0 | 0 | 0 | 0 | 0 | 0 | 0 | 0 | 0 | 0 | 0 | 0 | 0 | 0 | 0 | 0 | 0 | 0 | 0 | 0 | 0 | 0 | 0 | 0 | 0 | 0 | 0 | 0 | 0
Commercial_Warehouse_New_Food Preparation_Natural Gas_Fryer_E5_Baseline Forecast | Commercial | Warehouse | New | Food Preparation | Natural Gas | Fryer | E5 |  | Baseline Forecast | 0 | 0 | 0 | 0 | 0 | 0 | 0 | 0 | 0 | 0 | 0 | 0 | 0 | 0 | 0 | 0 | 0 | 0 | 0 | 0 | 0 | 0 | 0 | 0 | 0 | 0 | 0 | 0 | 0 | 0 | 0 | 0 | 0
Commercial_Warehouse_New_Food Preparation_Natural Gas_Fryer_E6_Baseline Forecast | Commercial | Warehouse | New | Food Preparation | Natural Gas | Fryer | E6 |  | Baseline Forecast | 0 | 0 | 0 | 0 | 0 | 0 | 0 | 0 | 0 | 0 | 0 | 0 | 0 | 0 | 0 | 0 | 0 | 0 | 0 | 0 | 0 | 0 | 0 | 0 | 0 | 0 | 0 | 0 | 0 | 0 | 0 | 0 | 0
Commercial_Warehouse_New_Food Preparation_Natural Gas_Fryer_E7_Baseline Forecast | Commercial | Warehouse | New | Food Preparation | Natural Gas | Fryer | E7 |  | Baseline Forecast | 0 | 0 | 0 | 0 | 0 | 0 | 0 | 0 | 0 | 0 | 0 | 0 | 0 | 0 | 0 | 0 | 0 | 0 | 0 | 0 | 0 | 0 | 0 | 0 | 0 | 0 | 0 | 0 | 0 | 0 | 0 | 0 | 0
Commercial_Warehouse_New_Food Preparation_Natural Gas_Fryer_E8_Baseline Forecast | Commercial | Warehouse | New | Food Preparation | Natural Gas | Fryer | E8 |  | Baseline Forecast | 0 | 0 | 0 | 0 | 0 | 0 | 0 | 0 | 0 | 0 | 0 | 0 | 0 | 0 | 0 | 0 | 0 | 0 | 0 | 0 | 0 | 0 | 0 | 0 | 0 | 0 | 0 | 0 | 0 | 0 | 0 | 0 | 0
Commercial_Warehouse_New_Food Preparation_Natural Gas_Fryer_E9_Baseline Forecast | Commercial | Warehouse | New | Food Preparation | Natural Gas | Fryer | E9 |  | Baseline Forecast | 0 | 0 | 0 | 0 | 0 | 0 | 0 | 0 | 0 | 0 | 0 | 0 | 0 | 0 | 0 | 0 | 0 | 0 | 0 | 0 | 0 | 0 | 0 | 0 | 0 | 0 | 0 | 0 | 0 | 0 | 0 | 0 | 0
Commercial_Warehouse_New_Food Preparation_Natural Gas_Fryer_E10_Baseline Forecast | Commercial | Warehouse | New | Food Preparation | Natural Gas | Fryer | E10 |  | Baseline Forecast | 0 | 0 | 0 | 0 | 0 | 0 | 0 | 0 | 0 | 0 | 0 | 0 | 0 | 0 | 0 | 0 | 0 | 0 | 0 | 0 | 0 | 0 | 0 | 0 | 0 | 0 | 0 | 0 | 0 | 0 | 0 | 0 | 0
Commercial_Warehouse_New_Food Preparation_Natural Gas_Broiler_E1_Baseline Forecast | Commercial | Warehouse | New | Food Preparation | Natural Gas | Broiler | E1 |  | Baseline Forecast | 0 | 0 | 0 | 0 | 0 | 0 | 0 | 0 | 0 | 0 | 0 | 0 | 0 | 0 | 0 | 0 | 0 | 0 | 0 | 0 | 0 | 0 | 0 | 0 | 0 | 0 | 0 | 0 | 0 | 0 | 0 | 0 | 0
Commercial_Warehouse_New_Food Preparation_Natural Gas_Broiler_E2_Baseline Forecast | Commercial | Warehouse | New | Food Preparation | Natural Gas | Broiler | E2 |  | Baseline Forecast | 0 | 0 | 0 | 0 | 0 | 0 | 0 | 0 | 0 | 0 | 0 | 0 | 0 | 0 | 0 | 0 | 0 | 0 | 0 | 0 | 0 | 0 | 0 | 0 | 0 | 0 | 0 | 0 | 0 | 0 | 0 | 0 | 0
Commercial_Warehouse_New_Food Preparation_Natural Gas_Broiler_E3_Baseline Forecast | Commercial | Warehouse | New | Food Preparation | Natural Gas | Broiler | E3 |  | Baseline Forecast | 0 | 0 | 0 | 0 | 0 | 0 | 0 | 0 | 0 | 0 | 0 | 0 | 0 | 0 | 0 | 0 | 0 | 0 | 0 | 0 | 0 | 0 | 0 | 0 | 0 | 0 | 0 | 0 | 0 | 0 | 0 | 0 | 0
Commercial_Warehouse_New_Food Preparation_Natural Gas_Broiler_E4_Baseline Forecast | Commercial | Warehouse | New | Food Preparation | Natural Gas | Broiler | E4 |  | Baseline Forecast | 0 | 0 | 0 | 0 | 0 | 0 | 0 | 0 | 0 | 0 | 0 | 0 | 0 | 0 | 0 | 0 | 0 | 0 | 0 | 0 | 0 | 0 | 0 | 0 | 0 | 0 | 0 | 0 | 0 | 0 | 0 | 0 | 0
Commercial_Warehouse_New_Food Preparation_Natural Gas_Broiler_E5_Baseline Forecast | Commercial | Warehouse | New | Food Preparation | Natural Gas | Broiler | E5 |  | Baseline Forecast | 0 | 0 | 0 | 0 | 0 | 0 | 0 | 0 | 0 | 0 | 0 | 0 | 0 | 0 | 0 | 0 | 0 | 0 | 0 | 0 | 0 | 0 | 0 | 0 | 0 | 0 | 0 | 0 | 0 | 0 | 0 | 0 | 0
Commercial_Warehouse_New_Food Preparation_Natural Gas_Broiler_E6_Baseline Forecast | Commercial | Warehouse | New | Food Preparation | Natural Gas | Broiler | E6 |  | Baseline Forecast | 0 | 0 | 0 | 0 | 0 | 0 | 0 | 0 | 0 | 0 | 0 | 0 | 0 | 0 | 0 | 0 | 0 | 0 | 0 | 0 | 0 | 0 | 0 | 0 | 0 | 0 | 0 | 0 | 0 | 0 | 0 | 0 | 0
Commercial_Warehouse_New_Food Preparation_Natural Gas_Broiler_E7_Baseline Forecast | Commercial | Warehouse | New | Food Preparation | Natural Gas | Broiler | E7 |  | Baseline Forecast | 0 | 0 | 0 | 0 | 0 | 0 | 0 | 0 | 0 | 0 | 0 | 0 | 0 | 0 | 0 | 0 | 0 | 0 | 0 | 0 | 0 | 0 | 0 | 0 | 0 | 0 | 0 | 0 | 0 | 0 | 0 | 0 | 0
Commercial_Warehouse_New_Food Preparation_Natural Gas_Broiler_E8_Baseline Forecast | Commercial | Warehouse | New | Food Preparation | Natural Gas | Broiler | E8 |  | Baseline Forecast | 0 | 0 | 0 | 0 | 0 | 0 | 0 | 0 | 0 | 0 | 0 | 0 | 0 | 0 | 0 | 0 | 0 | 0 | 0 | 0 | 0 | 0 | 0 | 0 | 0 | 0 | 0 | 0 | 0 | 0 | 0 | 0 | 0
Commercial_Warehouse_New_Food Preparation_Natural Gas_Broiler_E9_Baseline Forecast | Commercial | Warehouse | New | Food Preparation | Natural Gas | Broiler | E9 |  | Baseline Forecast | 0 | 0 | 0 | 0 | 0 | 0 | 0 | 0 | 0 | 0 | 0 | 0 | 0 | 0 | 0 | 0 | 0 | 0 | 0 | 0 | 0 | 0 | 0 | 0 | 0 | 0 | 0 | 0 | 0 | 0 | 0 | 0 | 0
Commercial_Warehouse_New_Food Preparation_Natural Gas_Broiler_E10_Baseline Forecast | Commercial | Warehouse | New | Food Preparation | Natural Gas | Broiler | E10 |  | Baseline Forecast | 0 | 0 | 0 | 0 | 0 | 0 | 0 | 0 | 0 | 0 | 0 | 0 | 0 | 0 | 0 | 0 | 0 | 0 | 0 | 0 | 0 | 0 | 0 | 0 | 0 | 0 | 0 | 0 | 0 | 0 | 0 | 0 | 0
Commercial_Warehouse_New_Food Preparation_Natural Gas_Griddle_E1_Baseline Forecast | Commercial | Warehouse | New | Food Preparation | Natural Gas | Griddle | E1 |  | Baseline Forecast | 0 | 35.4835 | 171.1393 | 0 | 0 | 0 | 0 | 0 | 0 | 0 | 0 | 0 | 0 | 0 | 0 | 0 | 0 | 0 | 0 | 0 | 0 | 0 | 0 | 0 | 0 | 0 | 0 | 0 | 0 | 0 | 0 | 0 | 0
Commercial_Warehouse_New_Food Preparation_Natural Gas_Griddle_E2_Baseline Forecast | Commercial | Warehouse | New | Food Preparation | Natural Gas | Griddle | E2 |  | Baseline Forecast | 0 | 14.494 | 69.9206 | 154.0542 | 184.1947 | 189.8294 | 190.7834 | 165.1224 | 162.8083 | 166.6191 | 169.3312 | 168.0449 | 175.412 | 219.3701 | 239.1751 | 260.3644 | 279.7821 | 304.0307 | 351.9889 | 317.1203 | 324.7364 | 327.9019 | 328.5181 | 323.552 | 334.8588 | 348.5778 | 363.7646 | 378.3633 | 397.7733 | 432.273 | 447.4754 | 460.692 | 378.9752
Commercial_Warehouse_New_Food Preparation_Natural Gas_Griddle_E3_Baseline Forecast | Commercial | Warehouse | New | Food Preparation | Natural Gas | Griddle | E3 |  | Baseline Forecast | 0 | 0 | 0 | 0 | 0 | 0 | 0 | 0 | 0 | 0 | 0 | 0 | 0 | 0 | 0 | 0 | 0 | 0 | 0 | 0 | 0 | 0 | 0 | 0 | 0 | 0 | 0 | 0 | 0 | 0 | 0 | 0 | 0
Commercial_Warehouse_New_Food Preparation_Natural Gas_Griddle_E4_Baseline Forecast | Commercial | Warehouse | New | Food Preparation | Natural Gas | Griddle | E4 |  | Baseline Forecast | 0 | 0 | 0 | 0 | 0 | 0 | 0 | 0 | 0 | 0 | 0 | 0 | 0 | 0 | 0 | 0 | 0 | 0 | 0 | 0 | 0 | 0 | 0 | 0 | 0 | 0 | 0 | 0 | 0 | 0 | 0 | 0 | 0
Commercial_Warehouse_New_Food Preparation_Natural Gas_Griddle_E5_Baseline Forecast | Commercial | Warehouse | New | Food Preparation | Natural Gas | Griddle | E5 |  | Baseline Forecast | 0 | 0 | 0 | 0 | 0 | 0 | 0 | 0 | 0 | 0 | 0 | 0 | 0 | 0 | 0 | 0 | 0 | 0 | 0 | 0 | 0 | 0 | 0 | 0 | 0 | 0 | 0 | 0 | 0 | 0 | 0 | 0 | 0
Commercial_Warehouse_New_Food Preparation_Natural Gas_Griddle_E6_Baseline Forecast | Commercial | Warehouse | New | Food Preparation | Natural Gas | Griddle | E6 |  | Baseline Forecast | 0 | 0 | 0 | 0 | 0 | 0 | 0 | 0 | 0 | 0 | 0 | 0 | 0 | 0 | 0 | 0 | 0 | 0 | 0 | 0 | 0 | 0 | 0 | 0 | 0 | 0 | 0 | 0 | 0 | 0 | 0 | 0 | 0
Commercial_Warehouse_New_Food Preparation_Natural Gas_Griddle_E7_Baseline Forecast | Commercial | Warehouse | New | Food Preparation | Natural Gas | Griddle | E7 |  | Baseline Forecast | 0 | 0 | 0 | 0 | 0 | 0 | 0 | 0 | 0 | 0 | 0 | 0 | 0 | 0 | 0 | 0 | 0 | 0 | 0 | 0 | 0 | 0 | 0 | 0 | 0 | 0 | 0 | 0 | 0 | 0 | 0 | 0 | 0
Commercial_Warehouse_New_Food Preparation_Natural Gas_Griddle_E8_Baseline Forecast | Commercial | Warehouse | New | Food Preparation | Natural Gas | Griddle | E8 |  | Baseline Forecast | 0 | 0 | 0 | 0 | 0 | 0 | 0 | 0 | 0 | 0 | 0 | 0 | 0 | 0 | 0 | 0 | 0 | 0 | 0 | 0 | 0 | 0 | 0 | 0 | 0 | 0 | 0 | 0 | 0 | 0 | 0 | 0 | 0
Commercial_Warehouse_New_Food Preparation_Natural Gas_Griddle_E9_Baseline Forecast | Commercial | Warehouse | New | Food Preparation | Natural Gas | Griddle | E9 |  | Baseline Forecast | 0 | 0 | 0 | 0 | 0 | 0 | 0 | 0 | 0 | 0 | 0 | 0 | 0 | 0 | 0 | 0 | 0 | 0 | 0 | 0 | 0 | 0 | 0 | 0 | 0 | 0 | 0 | 0 | 0 | 0 | 0 | 0 | 0
Commercial_Warehouse_New_Food Preparation_Natural Gas_Griddle_E10_Baseline Forecast | Commercial | Warehouse | New | Food Preparation | Natural Gas | Griddle | E10 |  | Baseline Forecast | 0 | 0 | 0 | 0 | 0 | 0 | 0 | 0 | 0 | 0 | 0 | 0 | 0 | 0 | 0 | 0 | 0 | 0 | 0 | 0 | 0 | 0 | 0 | 0 | 0 | 0 | 0 | 0 | 0 | 0 | 0 | 0 | 0
Commercial_Warehouse_New_Food Preparation_Natural Gas_Range_E1_Baseline Forecast | Commercial | Warehouse | New | Food Preparation | Natural Gas | Range | E1 |  | Baseline Forecast | 0 | 20.4909 | 98.8141 | 63.17 | 75.5443 | 77.8439 | 78.2007 | 67.6593 | 66.6831 | 68.2171 | 73.3913 | 91.7454 | 98.639 | 106.5433 | 114.1499 | 125.3729 | 147.8913 | 134.063 | 134.4921 | 133.2902 | 137.1293 | 139.9262 | 146.0552 | 153.1374 | 162.1384 | 176.9019 | 183.078 | 188.2185 | 192.2745 | 197.1533 | 204.952 | 202.6048 | 168.2959
Commercial_Warehouse_New_Food Preparation_Natural Gas_Range_E2_Baseline Forecast | Commercial | Warehouse | New | Food Preparation | Natural Gas | Range | E2 |  | Baseline Forecast | 0 | 29.4866 | 142.2458 | 90.8842 | 108.6503 | 111.9856 | 112.5826 | 97.4631 | 96.1252 | 98.402 | 105.9355 | 132.5079 | 142.555 | 154.0795 | 165.1824 | 181.5362 | 214.2764 | 194.3718 | 195.1294 | 193.5251 | 199.2388 | 203.4496 | 212.5009 | 222.9549 | 236.1984 | 257.835 | 266.9579 | 274.56 | 280.5613 | 287.7512 | 299.1736 | 295.7738 | 245.6876
Commercial_Warehouse_New_Food Preparation_Natural Gas_Range_E3_Baseline Forecast | Commercial | Warehouse | New | Food Preparation | Natural Gas | Range | E3 |  | Baseline Forecast | 0 | 0 | 0 | 0 | 0 | 0 | 0 | 0 | 0 | 0 | 0 | 0 | 0 | 0 | 0 | 0 | 0 | 0 | 0 | 0 | 0 | 0 | 0 | 0 | 0 | 0 | 0 | 0 | 0 | 0 | 0 | 0 | 0
Commercial_Warehouse_New_Food Preparation_Natural Gas_Range_E4_Baseline Forecast | Commercial | Warehouse | New | Food Preparation | Natural Gas | Range | E4 |  | Baseline Forecast | 0 | 0 | 0 | 0 | 0 | 0 | 0 | 0 | 0 | 0 | 0 | 0 | 0 | 0 | 0 | 0 | 0 | 0 | 0 | 0 | 0 | 0 | 0 | 0 | 0 | 0 | 0 | 0 | 0 | 0 | 0 | 0 | 0
Commercial_Warehouse_New_Food Preparation_Natural Gas_Range_E5_Baseline Forecast | Commercial | Warehouse | New | Food Preparation | Natural Gas | Range | E5 |  | Baseline Forecast | 0 | 0 | 0 | 0 | 0 | 0 | 0 | 0 | 0 | 0 | 0 | 0 | 0 | 0 | 0 | 0 | 0 | 0 | 0 | 0 | 0 | 0 | 0 | 0 | 0 | 0 | 0 | 0 | 0 | 0 | 0 | 0 | 0
Commercial_Warehouse_New_Food Preparation_Natural Gas_Range_E6_Baseline Forecast | Commercial | Warehouse | New | Food Preparation | Natural Gas | Range | E6 |  | Baseline Forecast | 0 | 0 | 0 | 0 | 0 | 0 | 0 | 0 | 0 | 0 | 0 | 0 | 0 | 0 | 0 | 0 | 0 | 0 | 0 | 0 | 0 | 0 | 0 | 0 | 0 | 0 | 0 | 0 | 0 | 0 | 0 | 0 | 0
Commercial_Warehouse_New_Food Preparation_Natural Gas_Range_E7_Baseline Forecast | Commercial | Warehouse | New | Food Preparation | Natural Gas | Range | E7 |  | Baseline Forecast | 0 | 0 | 0 | 0 | 0 | 0 | 0 | 0 | 0 | 0 | 0 | 0 | 0 | 0 | 0 | 0 | 0 | 0 | 0 | 0 | 0 | 0 | 0 | 0 | 0 | 0 | 0 | 0 | 0 | 0 | 0 | 0 | 0
Commercial_Warehouse_New_Food Preparation_Natural Gas_Range_E8_Baseline Forecast | Commercial | Warehouse | New | Food Preparation | Natural Gas | Range | E8 |  | Baseline Forecast | 0 | 0 | 0 | 0 | 0 | 0 | 0 | 0 | 0 | 0 | 0 | 0 | 0 | 0 | 0 | 0 | 0 | 0 | 0 | 0 | 0 | 0 | 0 | 0 | 0 | 0 | 0 | 0 | 0 | 0 | 0 | 0 | 0
Commercial_Warehouse_New_Food Preparation_Natural Gas_Range_E9_Baseline Forecast | Commercial | Warehouse | New | Food Preparation | Natural Gas | Range | E9 |  | Baseline Forecast | 0 | 0 | 0 | 0 | 0 | 0 | 0 | 0 | 0 | 0 | 0 | 0 | 0 | 0 | 0 | 0 | 0 | 0 | 0 | 0 | 0 | 0 | 0 | 0 | 0 | 0 | 0 | 0 | 0 | 0 | 0 | 0 | 0
Commercial_Warehouse_New_Food Preparation_Natural Gas_Range_E10_Baseline Forecast | Commercial | Warehouse | New | Food Preparation | Natural Gas | Range | E10 |  | Baseline Forecast | 0 | 0 | 0 | 0 | 0 | 0 | 0 | 0 | 0 | 0 | 0 | 0 | 0 | 0 | 0 | 0 | 0 | 0 | 0 | 0 | 0 | 0 | 0 | 0 | 0 | 0 | 0 | 0 | 0 | 0 | 0 | 0 | 0
Commercial_Warehouse_New_Food Preparation_Natural Gas_Steamer_E1_Baseline Forecast | Commercial | Warehouse | New | Food Preparation | Natural Gas | Steamer | E1 |  | Baseline Forecast | 0 | 0 | 0 | 0 | 0 | 0 | 0 | 0 | 0 | 0 | 0 | 0 | 0 | 0 | 0 | 0 | 0 | 0 | 0 | 0 | 0 | 0 | 0 | 0 | 0 | 0 | 0 | 0 | 0 | 0 | 0 | 0 | 0
Commercial_Warehouse_New_Food Preparation_Natural Gas_Steamer_E2_Baseline Forecast | Commercial | Warehouse | New | Food Preparation | Natural Gas | Steamer | E2 |  | Baseline Forecast | 0 | 0 | 0 | 0 | 0 | 0 | 0 | 0 | 0 | 0 | 0 | 0 | 0 | 0 | 0 | 0 | 0 | 0 | 0 | 0 | 0 | 0 | 0 | 0 | 0 | 0 | 0 | 0 | 0 | 0 | 0 | 0 | 0
Commercial_Warehouse_New_Food Preparation_Natural Gas_Steamer_E3_Baseline Forecast | Commercial | Warehouse | New | Food Preparation | Natural Gas | Steamer | E3 |  | Baseline Forecast | 0 | 0 | 0 | 0 | 0 | 0 | 0 | 0 | 0 | 0 | 0 | 0 | 0 | 0 | 0 | 0 | 0 | 0 | 0 | 0 | 0 | 0 | 0 | 0 | 0 | 0 | 0 | 0 | 0 | 0 | 0 | 0 | 0
Commercial_Warehouse_New_Food Preparation_Natural Gas_Steamer_E4_Baseline Forecast | Commercial | Warehouse | New | Food Preparation | Natural Gas | Steamer | E4 |  | Baseline Forecast | 0 | 0 | 0 | 0 | 0 | 0 | 0 | 0 | 0 | 0 | 0 | 0 | 0 | 0 | 0 | 0 | 0 | 0 | 0 | 0 | 0 | 0 | 0 | 0 | 0 | 0 | 0 | 0 | 0 | 0 | 0 | 0 | 0
Commercial_Warehouse_New_Food Preparation_Natural Gas_Steamer_E5_Baseline Forecast | Commercial | Warehouse | New | Food Preparation | Natural Gas | Steamer | E5 |  | Baseline Forecast | 0 | 0 | 0 | 0 | 0 | 0 | 0 | 0 | 0 | 0 | 0 | 0 | 0 | 0 | 0 | 0 | 0 | 0 | 0 | 0 | 0 | 0 | 0 | 0 | 0 | 0 | 0 | 0 | 0 | 0 | 0 | 0 | 0
Commercial_Warehouse_New_Food Preparation_Natural Gas_Steamer_E6_Baseline Forecast | Commercial | Warehouse | New | Food Preparation | Natural Gas | Steamer | E6 |  | Baseline Forecast | 0 | 0 | 0 | 0 | 0 | 0 | 0 | 0 | 0 | 0 | 0 | 0 | 0 | 0 | 0 | 0 | 0 | 0 | 0 | 0 | 0 | 0 | 0 | 0 | 0 | 0 | 0 | 0 | 0 | 0 | 0 | 0 | 0
Commercial_Warehouse_New_Food Preparation_Natural Gas_Steamer_E7_Baseline Forecast | Commercial | Warehouse | New | Food Preparation | Natural Gas | Steamer | E7 |  | Baseline Forecast | 0 | 0 | 0 | 0 | 0 | 0 | 0 | 0 | 0 | 0 | 0 | 0 | 0 | 0 | 0 | 0 | 0 | 0 | 0 | 0 | 0 | 0 | 0 | 0 | 0 | 0 | 0 | 0 | 0 | 0 | 0 | 0 | 0
Commercial_Warehouse_New_Food Preparation_Natural Gas_Steamer_E8_Baseline Forecast | Commercial | Warehouse | New | Food Preparation | Natural Gas | Steamer | E8 |  | Baseline Forecast | 0 | 0 | 0 | 0 | 0 | 0 | 0 | 0 | 0 | 0 | 0 | 0 | 0 | 0 | 0 | 0 | 0 | 0 | 0 | 0 | 0 | 0 | 0 | 0 | 0 | 0 | 0 | 0 | 0 | 0 | 0 | 0 | 0
Commercial_Warehouse_New_Food Preparation_Natural Gas_Steamer_E9_Baseline Forecast | Commercial | Warehouse | New | Food Preparation | Natural Gas | Steamer | E9 |  | Baseline Forecast | 0 | 0 | 0 | 0 | 0 | 0 | 0 | 0 | 0 | 0 | 0 | 0 | 0 | 0 | 0 | 0 | 0 | 0 | 0 | 0 | 0 | 0 | 0 | 0 | 0 | 0 | 0 | 0 | 0 | 0 | 0 | 0 | 0
Commercial_Warehouse_New_Food Preparation_Natural Gas_Steamer_E10_Baseline Forecast | Commercial | Warehouse | New | Food Preparation | Natural Gas | Steamer | E10 |  | Baseline Forecast | 0 | 0 | 0 | 0 | 0 | 0 | 0 | 0 | 0 | 0 | 0 | 0 | 0 | 0 | 0 | 0 | 0 | 0 | 0 | 0 | 0 | 0 | 0 | 0 | 0 | 0 | 0 | 0 | 0 | 0 | 0 | 0 | 0
Commercial_Warehouse_New_Food Preparation_Natural Gas_Food Prep Other_E1_Baseline Forecast | Commercial | Warehouse | New | Food Preparation | Natural Gas | Food Prep Other | E1 |  | Baseline Forecast | 0 | 0 | 0 | 0 | 0 | 0 | 0 | 0 | 0 | 0 | 0 | 0 | 0 | 0 | 0 | 0 | 0 | 0 | 0 | 0 | 0 | 0 | 0 | 0 | 0 | 0 | 0 | 0 | 0 | 0 | 0 | 0 | 0
Commercial_Warehouse_New_Food Preparation_Natural Gas_Food Prep Other_E2_Baseline Forecast | Commercial | Warehouse | New | Food Preparation | Natural Gas | Food Prep Other | E2 |  | Baseline Forecast | 0 | 0 | 0 | 0 | 0 | 0 | 0 | 0 | 0 | 0 | 0 | 0 | 0 | 0 | 0 | 0 | 0 | 0 | 0 | 0 | 0 | 0 | 0 | 0 | 0 | 0 | 0 | 0 | 0 | 0 | 0 | 0 | 0
Commercial_Warehouse_New_Food Preparation_Natural Gas_Food Prep Other_E3_Baseline Forecast | Commercial | Warehouse | New | Food Preparation | Natural Gas | Food Prep Other | E3 |  | Baseline Forecast | 0 | 0 | 0 | 0 | 0 | 0 | 0 | 0 | 0 | 0 | 0 | 0 | 0 | 0 | 0 | 0 | 0 | 0 | 0 | 0 | 0 | 0 | 0 | 0 | 0 | 0 | 0 | 0 | 0 | 0 | 0 | 0 | 0
Commercial_Warehouse_New_Food Preparation_Natural Gas_Food Prep Other_E4_Baseline Forecast | Commercial | Warehouse | New | Food Preparation | Natural Gas | Food Prep Other | E4 |  | Baseline Forecast | 0 | 0 | 0 | 0 | 0 | 0 | 0 | 0 | 0 | 0 | 0 | 0 | 0 | 0 | 0 | 0 | 0 | 0 | 0 | 0 | 0 | 0 | 0 | 0 | 0 | 0 | 0 | 0 | 0 | 0 | 0 | 0 | 0
Commercial_Warehouse_New_Food Preparation_Natural Gas_Food Prep Other_E5_Baseline Forecast | Commercial | Warehouse | New | Food Preparation | Natural Gas | Food Prep Other | E5 |  | Baseline Forecast | 0 | 0 | 0 | 0 | 0 | 0 | 0 | 0 | 0 | 0 | 0 | 0 | 0 | 0 | 0 | 0 | 0 | 0 | 0 | 0 | 0 | 0 | 0 | 0 | 0 | 0 | 0 | 0 | 0 | 0 | 0 | 0 | 0
Commercial_Warehouse_New_Food Preparation_Natural Gas_Food Prep Other_E6_Baseline Forecast | Commercial | Warehouse | New | Food Preparation | Natural Gas | Food Prep Other | E6 |  | Baseline Forecast | 0 | 0 | 0 | 0 | 0 | 0 | 0 | 0 | 0 | 0 | 0 | 0 | 0 | 0 | 0 | 0 | 0 | 0 | 0 | 0 | 0 | 0 | 0 | 0 | 0 | 0 | 0 | 0 | 0 | 0 | 0 | 0 | 0
Commercial_Warehouse_New_Food Preparation_Natural Gas_Food Prep Other_E7_Baseline Forecast | Commercial | Warehouse | New | Food Preparation | Natural Gas | Food Prep Other | E7 |  | Baseline Forecast | 0 | 0 | 0 | 0 | 0 | 0 | 0 | 0 | 0 | 0 | 0 | 0 | 0 | 0 | 0 | 0 | 0 | 0 | 0 | 0 | 0 | 0 | 0 | 0 | 0 | 0 | 0 | 0 | 0 | 0 | 0 | 0 | 0
Commercial_Warehouse_New_Food Preparation_Natural Gas_Food Prep Other_E8_Baseline Forecast | Commercial | Warehouse | New | Food Preparation | Natural Gas | Food Prep Other | E8 |  | Baseline Forecast | 0 | 0 | 0 | 0 | 0 | 0 | 0 | 0 | 0 | 0 | 0 | 0 | 0 | 0 | 0 | 0 | 0 | 0 | 0 | 0 | 0 | 0 | 0 | 0 | 0 | 0 | 0 | 0 | 0 | 0 | 0 | 0 | 0
Commercial_Warehouse_New_Food Preparation_Natural Gas_Food Prep Other_E9_Baseline Forecast | Commercial | Warehouse | New | Food Preparation | Natural Gas | Food Prep Other | E9 |  | Baseline Forecast | 0 | 0 | 0 | 0 | 0 | 0 | 0 | 0 | 0 | 0 | 0 | 0 | 0 | 0 | 0 | 0 | 0 | 0 | 0 | 0 | 0 | 0 | 0 | 0 | 0 | 0 | 0 | 0 | 0 | 0 | 0 | 0 | 0
Commercial_Warehouse_New_Food Preparation_Natural Gas_Food Prep Other_E10_Baseline Forecast | Commercial | Warehouse | New | Food Preparation | Natural Gas | Food Prep Other | E10 |  | Baseline Forecast | 0 | 0 | 0 | 0 | 0 | 0 | 0 | 0 | 0 | 0 | 0 | 0 | 0 | 0 | 0 | 0 | 0 | 0 | 0 | 0 | 0 | 0 | 0 | 0 | 0 | 0 | 0 | 0 | 0 | 0 | 0 | 0 | 0
Commercial_Warehouse_New_Miscellaneous_Natural Gas_Pool Heater_E1_Baseline Forecast | Commercial | Warehouse | New | Miscellaneous | Natural Gas | Pool Heater | E1 |  | Baseline Forecast | 0 | 0 | 0 | 0 | 0 | 0 | 0 | 0 | 0 | 0 | 0 | 0 | 0 | 0 | 0 | 0 | 0 | 0 | 0 | 0 | 0 | 0 | 0 | 0 | 0 | 0 | 0 | 0 | 0 | 0 | 0 | 0 | 0
Commercial_Warehouse_New_Miscellaneous_Natural Gas_Pool Heater_E2_Baseline Forecast | Commercial | Warehouse | New | Miscellaneous | Natural Gas | Pool Heater | E2 |  | Baseline Forecast | 0 | 0 | 0 | 0 | 0 | 0 | 0 | 0 | 0 | 0 | 0 | 0 | 0 | 0 | 0 | 0 | 0 | 0 | 0 | 0 | 0 | 0 | 0 | 0 | 0 | 0 | 0 | 0 | 0 | 0 | 0 | 0 | 0
Commercial_Warehouse_New_Miscellaneous_Natural Gas_Pool Heater_E3_Baseline Forecast | Commercial | Warehouse | New | Miscellaneous | Natural Gas | Pool Heater | E3 |  | Baseline Forecast | 0 | 0 | 0 | 0 | 0 | 0 | 0 | 0 | 0 | 0 | 0 | 0 | 0 | 0 | 0 | 0 | 0 | 0 | 0 | 0 | 0 | 0 | 0 | 0 | 0 | 0 | 0 | 0 | 0 | 0 | 0 | 0 | 0
Commercial_Warehouse_New_Miscellaneous_Natural Gas_Pool Heater_E4_Baseline Forecast | Commercial | Warehouse | New | Miscellaneous | Natural Gas | Pool Heater | E4 |  | Baseline Forecast | 0 | 0 | 0 | 0 | 0 | 0 | 0 | 0 | 0 | 0 | 0 | 0 | 0 | 0 | 0 | 0 | 0 | 0 | 0 | 0 | 0 | 0 | 0 | 0 | 0 | 0 | 0 | 0 | 0 | 0 | 0 | 0 | 0
Commercial_Warehouse_New_Miscellaneous_Natural Gas_Pool Heater_E5_Baseline Forecast | Commercial | Warehouse | New | Miscellaneous | Natural Gas | Pool Heater | E5 |  | Baseline Forecast | 0 | 0 | 0 | 0 | 0 | 0 | 0 | 0 | 0 | 0 | 0 | 0 | 0 | 0 | 0 | 0 | 0 | 0 | 0 | 0 | 0 | 0 | 0 | 0 | 0 | 0 | 0 | 0 | 0 | 0 | 0 | 0 | 0
Commercial_Warehouse_New_Miscellaneous_Natural Gas_Pool Heater_E6_Baseline Forecast | Commercial | Warehouse | New | Miscellaneous | Natural Gas | Pool Heater | E6 |  | Baseline Forecast | 0 | 0 | 0 | 0 | 0 | 0 | 0 | 0 | 0 | 0 | 0 | 0 | 0 | 0 | 0 | 0 | 0 | 0 | 0 | 0 | 0 | 0 | 0 | 0 | 0 | 0 | 0 | 0 | 0 | 0 | 0 | 0 | 0
Commercial_Warehouse_New_Miscellaneous_Natural Gas_Pool Heater_E7_Baseline Forecast | Commercial | Warehouse | New | Miscellaneous | Natural Gas | Pool Heater | E7 |  | Baseline Forecast | 0 | 0 | 0 | 0 | 0 | 0 | 0 | 0 | 0 | 0 | 0 | 0 | 0 | 0 | 0 | 0 | 0 | 0 | 0 | 0 | 0 | 0 | 0 | 0 | 0 | 0 | 0 | 0 | 0 | 0 | 0 | 0 | 0
Commercial_Warehouse_New_Miscellaneous_Natural Gas_Pool Heater_E8_Baseline Forecast | Commercial | Warehouse | New | Miscellaneous | Natural Gas | Pool Heater | E8 |  | Baseline Forecast | 0 | 0 | 0 | 0 | 0 | 0 | 0 | 0 | 0 | 0 | 0 | 0 | 0 | 0 | 0 | 0 | 0 | 0 | 0 | 0 | 0 | 0 | 0 | 0 | 0 | 0 | 0 | 0 | 0 | 0 | 0 | 0 | 0
Commercial_Warehouse_New_Miscellaneous_Natural Gas_Pool Heater_E9_Baseline Forecast | Commercial | Warehouse | New | Miscellaneous | Natural Gas | Pool Heater | E9 |  | Baseline Forecast | 0 | 0 | 0 | 0 | 0 | 0 | 0 | 0 | 0 | 0 | 0 | 0 | 0 | 0 | 0 | 0 | 0 | 0 | 0 | 0 | 0 | 0 | 0 | 0 | 0 | 0 | 0 | 0 | 0 | 0 | 0 | 0 | 0
Commercial_Warehouse_New_Miscellaneous_Natural Gas_Pool Heater_E10_Baseline Forecast | Commercial | Warehouse | New | Miscellaneous | Natural Gas | Pool Heater | E10 |  | Baseline Forecast | 0 | 0 | 0 | 0 | 0 | 0 | 0 | 0 | 0 | 0 | 0 | 0 | 0 | 0 | 0 | 0 | 0 | 0 | 0 | 0 | 0 | 0 | 0 | 0 | 0 | 0 | 0 | 0 | 0 | 0 | 0 | 0 | 0
Commercial_Warehouse_New_Miscellaneous_Natural Gas_Miscellaneous_E1_Baseline Forecast | Commercial | Warehouse | New | Miscellaneous | Natural Gas | Miscellaneous | E1 |  | Baseline Forecast | 0 | 6308.8232 | 30429.7975 | 19446.7718 | 24152.7666 | 29082.4268 | 31249.5793 | 30436.9384 | 32929.0266 | 36106.1287 | 38643.3076 | 42556.325 | 51361.3055 | 49042.8542 | 52459.455 | 56623.0905 | 59228.4787 | 60496.8957 | 62752.9943 | 65320.437 | 68061.5548 | 71506.6392 | 76175.4111 | 77319.2464 | 80497.4838 | 83981.5304 | 86707.102 | 89054.6225 | 91928.8652 | 94840.7854 | 97834.7881 | 100903.2881 | 92633.7346
Commercial_Warehouse_New_Miscellaneous_Natural Gas_Miscellaneous_E2_Baseline Forecast | Commercial | Warehouse | New | Miscellaneous | Natural Gas | Miscellaneous | E2 |  | Baseline Forecast | 0 | 0 | 0 | 0 | 0 | 0 | 0 | 0 | 0 | 0 | 0 | 0 | 0 | 0 | 0 | 0 | 0 | 0 | 0 | 0 | 0 | 0 | 0 | 0 | 0 | 0 | 0 | 0 | 0 | 0 | 0 | 0 | 0
Commercial_Warehouse_New_Miscellaneous_Natural Gas_Miscellaneous_E3_Baseline Forecast | Commercial | Warehouse | New | Miscellaneous | Natural Gas | Miscellaneous | E3 |  | Baseline Forecast | 0 | 0 | 0 | 0 | 0 | 0 | 0 | 0 | 0 | 0 | 0 | 0 | 0 | 0 | 0 | 0 | 0 | 0 | 0 | 0 | 0 | 0 | 0 | 0 | 0 | 0 | 0 | 0 | 0 | 0 | 0 | 0 | 0
Commercial_Warehouse_New_Miscellaneous_Natural Gas_Miscellaneous_E4_Baseline Forecast | Commercial | Warehouse | New | Miscellaneous | Natural Gas | Miscellaneous | E4 |  | Baseline Forecast | 0 | 0 | 0 | 0 | 0 | 0 | 0 | 0 | 0 | 0 | 0 | 0 | 0 | 0 | 0 | 0 | 0 | 0 | 0 | 0 | 0 | 0 | 0 | 0 | 0 | 0 | 0 | 0 | 0 | 0 | 0 | 0 | 0
Commercial_Warehouse_New_Miscellaneous_Natural Gas_Miscellaneous_E5_Baseline Forecast | Commercial | Warehouse | New | Miscellaneous | Natural Gas | Miscellaneous | E5 |  | Baseline Forecast | 0 | 0 | 0 | 0 | 0 | 0 | 0 | 0 | 0 | 0 | 0 | 0 | 0 | 0 | 0 | 0 | 0 | 0 | 0 | 0 | 0 | 0 | 0 | 0 | 0 | 0 | 0 | 0 | 0 | 0 | 0 | 0 | 0
Commercial_Warehouse_New_Miscellaneous_Natural Gas_Miscellaneous_E6_Baseline Forecast | Commercial | Warehouse | New | Miscellaneous | Natural Gas | Miscellaneous | E6 |  | Baseline Forecast | 0 | 0 | 0 | 0 | 0 | 0 | 0 | 0 | 0 | 0 | 0 | 0 | 0 | 0 | 0 | 0 | 0 | 0 | 0 | 0 | 0 | 0 | 0 | 0 | 0 | 0 | 0 | 0 | 0 | 0 | 0 | 0 | 0
Commercial_Warehouse_New_Miscellaneous_Natural Gas_Miscellaneous_E7_Baseline Forecast | Commercial | Warehouse | New | Miscellaneous | Natural Gas | Miscellaneous | E7 |  | Baseline Forecast | 0 | 0 | 0 | 0 | 0 | 0 | 0 | 0 | 0 | 0 | 0 | 0 | 0 | 0 | 0 | 0 | 0 | 0 | 0 | 0 | 0 | 0 | 0 | 0 | 0 | 0 | 0 | 0 | 0 | 0 | 0 | 0 | 0
Commercial_Warehouse_New_Miscellaneous_Natural Gas_Miscellaneous_E8_Baseline Forecast | Commercial | Warehouse | New | Miscellaneous | Natural Gas | Miscellaneous | E8 |  | Baseline Forecast | 0 | 0 | 0 | 0 | 0 | 0 | 0 | 0 | 0 | 0 | 0 | 0 | 0 | 0 | 0 | 0 | 0 | 0 | 0 | 0 | 0 | 0 | 0 | 0 | 0 | 0 | 0 | 0 | 0 | 0 | 0 | 0 | 0
Commercial_Warehouse_New_Miscellaneous_Natural Gas_Miscellaneous_E9_Baseline Forecast | Commercial | Warehouse | New | Miscellaneous | Natural Gas | Miscellaneous | E9 |  | Baseline Forecast | 0 | 0 | 0 | 0 | 0 | 0 | 0 | 0 | 0 | 0 | 0 | 0 | 0 | 0 | 0 | 0 | 0 | 0 | 0 | 0 | 0 | 0 | 0 | 0 | 0 | 0 | 0 | 0 | 0 | 0 | 0 | 0 | 0
Commercial_Warehouse_New_Miscellaneous_Natural Gas_Miscellaneous_E10_Baseline Forecast | Commercial | Warehouse | New | Miscellaneous | Natural Gas | Miscellaneous | E10 |  | Baseline Forecast | 0 | 0 | 0 | 0 | 0 | 0 | 0 | 0 | 0 | 0 | 0 | 0 | 0 | 0 | 0 | 0 | 0 | 0 | 0 | 0 | 0 | 0 | 0 | 0 | 0 | 0 | 0 | 0 | 0 | 0 | 0 | 0 | 0
Commercial_Miscellaneous_Existing_Space Heating_Natural Gas_Furnace_E1_Baseline Forecast | Commercial | Miscellaneous | Existing | Space Heating | Natural Gas | Furnace | E1 |  | Baseline Forecast | 0 | 21184.2762 | 22967.3751 | 24559.9077 | 50549.8239 | 0 | 0 | 0 | 0 | 0 | 0 | 0 | 0 | 0 | 0 | 0 | 0 | 0 | 0 | 0 | 0 | 0 | 0 | 0 | 0 | 0 | 0 | 0 | 0 | 0 | 0 | 0 | 0
Commercial_Miscellaneous_Existing_Space Heating_Natural Gas_Furnace_E2_Baseline Forecast | Commercial | Miscellaneous | Existing | Space Heating | Natural Gas | Furnace | E2 |  | Baseline Forecast | 0 | 0 | 0 | 0 | 0 | 0 | 0 | 0 | 0 | 0 | 0 | 0 | 0 | 0 | 0 | 0 | 0 | 0 | 0 | 0 | 0 | 0 | 0 | 0 | 0 | 0 | 0 | 0 | 0 | 0 | 0 | 0 | 0
Commercial_Miscellaneous_Existing_Space Heating_Natural Gas_Furnace_E3_Baseline Forecast | Commercial | Miscellaneous | Existing | Space Heating | Natural Gas | Furnace | E3 |  | Baseline Forecast | 0 | 0 | 0 | 0 | 0 | 27565.6842 | 28857.9062 | 20574.6584 | 21319.8797 | 22001.6505 | 22624.4525 | 23193.2731 | 23712.4337 | 24186.0929 | 24617.8397 | 25010.7662 | 25367.7405 | 25692.0339 | 25987.2527 | 25009.3156 | 24202.6927 | 23545.1989 | 24254.6659 | 23743.1357 | 23337.6801 | 23024.3862 | 22790.8948 | 22626.1956 | 22520.7185 | 22465.5736 | 22453.1973 | 22476.6511 | 36424.0727
Commercial_Miscellaneous_Existing_Space Heating_Natural Gas_Furnace_E4_Baseline Forecast | Commercial | Miscellaneous | Existing | Space Heating | Natural Gas | Furnace | E4 |  | Baseline Forecast | 0 | 0 | 0 | 0 | 0 | 0 | 0 | 0 | 0 | 0 | 0 | 0 | 0 | 0 | 0 | 0 | 0 | 0 | 0 | 0 | 0 | 0 | 0 | 0 | 0 | 0 | 0 | 0 | 0 | 0 | 0 | 0 | 0
Commercial_Miscellaneous_Existing_Space Heating_Natural Gas_Furnace_E5_Baseline Forecast | Commercial | Miscellaneous | Existing | Space Heating | Natural Gas | Furnace | E5 |  | Baseline Forecast | 0 | 0 | 0 | 0 | 0 | 0 | 0 | 9471.9282 | 9816.2832 | 10131.2682 | 10419.0099 | 10681.7026 | 10921.785 | 11141.0631 | 11340.8138 | 11522.7588 | 11688.154 | 11838.7945 | 11976.0006 | 11526.7652 | 11156.1942 | 10854.3849 | 11182.5214 | 10947.9273 | 10761.9125 | 10618.2971 | 10511.4128 | 10436.3152 | 10388.2247 | 10363.4055 | 10358.0501 | 10369.3343 | 16803.8105
Commercial_Miscellaneous_Existing_Space Heating_Natural Gas_Furnace_E6_Baseline Forecast | Commercial | Miscellaneous | Existing | Space Heating | Natural Gas | Furnace | E6 |  | Baseline Forecast | 0 | 0 | 0 | 0 | 0 | 0 | 0 | 0 | 0 | 0 | 0 | 0 | 0 | 0 | 0 | 0 | 0 | 0 | 0 | 0 | 0 | 0 | 0 | 0 | 0 | 0 | 0 | 0 | 0 | 0 | 0 | 0 | 0
Commercial_Miscellaneous_Existing_Space Heating_Natural Gas_Furnace_E7_Baseline Forecast | Commercial | Miscellaneous | Existing | Space Heating | Natural Gas | Furnace | E7 |  | Baseline Forecast | 0 | 0 | 0 | 0 | 0 | 0 | 0 | 0 | 0 | 0 | 0 | 0 | 0 | 0 | 0 | 0 | 0 | 0 | 0 | 0 | 0 | 0 | 0 | 0 | 0 | 0 | 0 | 0 | 0 | 0 | 0 | 0 | 0
Commercial_Miscellaneous_Existing_Space Heating_Natural Gas_Furnace_E8_Baseline Forecast | Commercial | Miscellaneous | Existing | Space Heating | Natural Gas | Furnace | E8 |  | Baseline Forecast | 0 | 0 | 0 | 0 | 0 | 0 | 0 | 0 | 0 | 0 | 0 | 0 | 0 | 0 | 0 | 0 | 0 | 0 | 0 | 0 | 0 | 0 | 0 | 0 | 0 | 0 | 0 | 0 | 0 | 0 | 0 | 0 | 0
Commercial_Miscellaneous_Existing_Space Heating_Natural Gas_Furnace_E9_Baseline Forecast | Commercial | Miscellaneous | Existing | Space Heating | Natural Gas | Furnace | E9 |  | Baseline Forecast | 0 | 0 | 0 | 0 | 0 | 0 | 0 | 0 | 0 | 0 | 0 | 0 | 0 | 0 | 0 | 0 | 0 | 0 | 0 | 0 | 0 | 0 | 0 | 0 | 0 | 0 | 0 | 0 | 0 | 0 | 0 | 0 | 0
Commercial_Miscellaneous_Existing_Space Heating_Natural Gas_Furnace_E10_Baseline Forecast | Commercial | Miscellaneous | Existing | Space Heating | Natural Gas | Furnace | E10 |  | Baseline Forecast | 0 | 0 | 0 | 0 | 0 | 0 | 0 | 0 | 0 | 0 | 0 | 0 | 0 | 0 | 0 | 0 | 0 | 0 | 0 | 0 | 0 | 0 | 0 | 0 | 0 | 0 | 0 | 0 | 0 | 0 | 0 | 0 | 0
Commercial_Miscellaneous_Existing_Space Heating_Natural Gas_Boiler_E1_Baseline Forecast | Commercial | Miscellaneous | Existing | Space Heating | Natural Gas | Boiler | E1 |  | Baseline Forecast | 0 | 6963.8074 | 7549.5593 | 8074.0827 | 17317.0001 | 0 | 0 | 0 | 0 | 0 | 0 | 0 | 0 | 0 | 0 | 0 | 0 | 0 | 0 | 0 | 0 | 0 | 0 | 0 | 0 | 0 | 0 | 0 | 0 | 0 | 0 | 0 | 0
Commercial_Miscellaneous_Existing_Space Heating_Natural Gas_Boiler_E2_Baseline Forecast | Commercial | Miscellaneous | Existing | Space Heating | Natural Gas | Boiler | E2 |  | Baseline Forecast | 0 | 0 | 0 | 0 | 0 | 0 | 0 | 0 | 0 | 0 | 0 | 0 | 0 | 0 | 0 | 0 | 0 | 0 | 0 | 0 | 0 | 0 | 0 | 0 | 0 | 0 | 0 | 0 | 0 | 0 | 0 | 0 | 0
Commercial_Miscellaneous_Existing_Space Heating_Natural Gas_Boiler_E3_Baseline Forecast | Commercial | Miscellaneous | Existing | Space Heating | Natural Gas | Boiler | E3 |  | Baseline Forecast | 0 | 2238.059 | 2426.8362 | 2594.0651 | 5561.6345 | 11973.7744 | 12535.08 | 13051.4101 | 13524.692 | 13957.6553 | 14353.1704 | 14714.3569 | 15044.1511 | 15345.144 | 15619.4492 | 15869.1575 | 16096.0604 | 16302.3587 | 16490.1921 | 16661.2041 | 16816.3335 | 16168.3983 | 15630.3553 | 15188.6402 | 15680.9038 | 15330.0307 | 15048.3854 | 14827.0576 | 14658.0261 | 14534.1984 | 14449.186 | 14397.4475 | 20907.8218
Commercial_Miscellaneous_Existing_Space Heating_Natural Gas_Boiler_E4_Baseline Forecast | Commercial | Miscellaneous | Existing | Space Heating | Natural Gas | Boiler | E4 |  | Baseline Forecast | 0 | 0 | 0 | 0 | 0 | 0 | 0 | 0 | 0 | 0 | 0 | 0 | 0 | 0 | 0 | 0 | 0 | 0 | 0 | 0 | 0 | 0 | 0 | 0 | 0 | 0 | 0 | 0 | 0 | 0 | 0 | 0 | 0
Commercial_Miscellaneous_Existing_Space Heating_Natural Gas_Boiler_E5_Baseline Forecast | Commercial | Miscellaneous | Existing | Space Heating | Natural Gas | Boiler | E5 |  | Baseline Forecast | 0 | 0 | 0 | 0 | 0 | 0 | 0 | 0 | 0 | 0 | 0 | 0 | 0 | 0 | 0 | 0 | 0 | 0 | 0 | 0 | 0 | 0 | 0 | 0 | 0 | 0 | 0 | 0 | 0 | 0 | 0 | 0 | 0
Commercial_Miscellaneous_Existing_Space Heating_Natural Gas_Boiler_E6_Baseline Forecast | Commercial | Miscellaneous | Existing | Space Heating | Natural Gas | Boiler | E6 |  | Baseline Forecast | 0 | 0 | 0 | 0 | 0 | 0 | 0 | 0 | 0 | 0 | 0 | 0 | 0 | 0 | 0 | 0 | 0 | 0 | 0 | 0 | 0 | 0 | 0 | 0 | 0 | 0 | 0 | 0 | 0 | 0 | 0 | 0 | 0
Commercial_Miscellaneous_Existing_Space Heating_Natural Gas_Boiler_E7_Baseline Forecast | Commercial | Miscellaneous | Existing | Space Heating | Natural Gas | Boiler | E7 |  | Baseline Forecast | 0 | 0 | 0 | 0 | 0 | 0 | 0 | 0 | 0 | 0 | 0 | 0 | 0 | 0 | 0 | 0 | 0 | 0 | 0 | 0 | 0 | 0 | 0 | 0 | 0 | 0 | 0 | 0 | 0 | 0 | 0 | 0 | 0
Commercial_Miscellaneous_Existing_Space Heating_Natural Gas_Boiler_E8_Baseline Forecast | Commercial | Miscellaneous | Existing | Space Heating | Natural Gas | Boiler | E8 |  | Baseline Forecast | 0 | 0 | 0 | 0 | 0 | 0 | 0 | 0 | 0 | 0 | 0 | 0 | 0 | 0 | 0 | 0 | 0 | 0 | 0 | 0 | 0 | 0 | 0 | 0 | 0 | 0 | 0 | 0 | 0 | 0 | 0 | 0 | 0
Commercial_Miscellaneous_Existing_Space Heating_Natural Gas_Boiler_E9_Baseline Forecast | Commercial | Miscellaneous | Existing | Space Heating | Natural Gas | Boiler | E9 |  | Baseline Forecast | 0 | 0 | 0 | 0 | 0 | 0 | 0 | 0 | 0 | 0 | 0 | 0 | 0 | 0 | 0 | 0 | 0 | 0 | 0 | 0 | 0 | 0 | 0 | 0 | 0 | 0 | 0 | 0 | 0 | 0 | 0 | 0 | 0
Commercial_Miscellaneous_Existing_Space Heating_Natural Gas_Boiler_E10_Baseline Forecast | Commercial | Miscellaneous | Existing | Space Heating | Natural Gas | Boiler | E10 |  | Baseline Forecast | 0 | 0 | 0 | 0 | 0 | 0 | 0 | 0 | 0 | 0 | 0 | 0 | 0 | 0 | 0 | 0 | 0 | 0 | 0 | 0 | 0 | 0 | 0 | 0 | 0 | 0 | 0 | 0 | 0 | 0 | 0 | 0 | 0
Commercial_Miscellaneous_Existing_Space Heating_Natural Gas_Unit Heater_E1_Baseline Forecast | Commercial | Miscellaneous | Existing | Space Heating | Natural Gas | Unit Heater | E1 |  | Baseline Forecast | 0 | 334.0206 | 395.6101 | 447.0728 | 709.3508 | 0 | 0 | 0 | 0 | 0 | 0 | 0 | 0 | 0 | 0 | 0 | 0 | 0 | 0 | 0 | 0 | 0 | 0 | 0 | 0 | 0 | 0 | 0 | 0 | 0 | 0 | 0 | 0
Commercial_Miscellaneous_Existing_Space Heating_Natural Gas_Unit Heater_E2_Baseline Forecast | Commercial | Miscellaneous | Existing | Space Heating | Natural Gas | Unit Heater | E2 |  | Baseline Forecast | 0 | 0 | 0 | 0 | 0 | 531.4698 | 563.9881 | 591.6712 | 615.1559 | 635.0225 | 651.7808 | 603.9537 | 571.7846 | 551.7165 | 571.0876 | 562.8421 | 560.3605 | 562.1299 | 660.351 | 671.5607 | 680.9613 | 740.8714 | 664.3619 | 655.1186 | 648.542 | 640.5798 | 632.4104 | 624.8048 | 613.869 | 610.4478 | 612.202 | 633.1652 | 755.9536
Commercial_Miscellaneous_Existing_Space Heating_Natural Gas_Unit Heater_E3_Baseline Forecast | Commercial | Miscellaneous | Existing | Space Heating | Natural Gas | Unit Heater | E3 |  | Baseline Forecast | 0 | 0 | 0 | 0 | 0 | 0 | 0 | 0 | 0 | 0 | 0 | 0 | 0 | 0 | 0 | 0 | 0 | 0 | 0 | 0 | 0 | 0 | 0 | 0 | 0 | 0 | 0 | 0 | 0 | 0 | 0 | 0 | 0
Commercial_Miscellaneous_Existing_Space Heating_Natural Gas_Unit Heater_E4_Baseline Forecast | Commercial | Miscellaneous | Existing | Space Heating | Natural Gas | Unit Heater | E4 |  | Baseline Forecast | 0 | 0 | 0 | 0 | 0 | 0 | 0 | 0 | 0 | 0 | 0 | 0 | 0 | 0 | 0 | 0 | 0 | 0 | 0 | 0 | 0 | 0 | 0 | 0 | 0 | 0 | 0 | 0 | 0 | 0 | 0 | 0 | 0
Commercial_Miscellaneous_Existing_Space Heating_Natural Gas_Unit Heater_E5_Baseline Forecast | Commercial | Miscellaneous | Existing | Space Heating | Natural Gas | Unit Heater | E5 |  | Baseline Forecast | 0 | 0 | 0 | 0 | 0 | 0 | 0 | 0 | 0 | 0 | 0 | 0 | 0 | 0 | 0 | 0 | 0 | 0 | 0 | 0 | 0 | 0 | 0 | 0 | 0 | 0 | 0 | 0 | 0 | 0 | 0 | 0 | 0
Commercial_Miscellaneous_Existing_Space Heating_Natural Gas_Unit Heater_E6_Baseline Forecast | Commercial | Miscellaneous | Existing | Space Heating | Natural Gas | Unit Heater | E6 |  | Baseline Forecast | 0 | 0 | 0 | 0 | 0 | 0 | 0 | 0 | 0 | 0 | 0 | 0 | 0 | 0 | 0 | 0 | 0 | 0 | 0 | 0 | 0 | 0 | 0 | 0 | 0 | 0 | 0 | 0 | 0 | 0 | 0 | 0 | 0
Commercial_Miscellaneous_Existing_Space Heating_Natural Gas_Unit Heater_E7_Baseline Forecast | Commercial | Miscellaneous | Existing | Space Heating | Natural Gas | Unit Heater | E7 |  | Baseline Forecast | 0 | 0 | 0 | 0 | 0 | 0 | 0 | 0 | 0 | 0 | 0 | 0 | 0 | 0 | 0 | 0 | 0 | 0 | 0 | 0 | 0 | 0 | 0 | 0 | 0 | 0 | 0 | 0 | 0 | 0 | 0 | 0 | 0
Commercial_Miscellaneous_Existing_Space Heating_Natural Gas_Unit Heater_E8_Baseline Forecast | Commercial | Miscellaneous | Existing | Space Heating | Natural Gas | Unit Heater | E8 |  | Baseline Forecast | 0 | 0 | 0 | 0 | 0 | 0 | 0 | 0 | 0 | 0 | 0 | 0 | 0 | 0 | 0 | 0 | 0 | 0 | 0 | 0 | 0 | 0 | 0 | 0 | 0 | 0 | 0 | 0 | 0 | 0 | 0 | 0 | 0
Commercial_Miscellaneous_Existing_Space Heating_Natural Gas_Unit Heater_E9_Baseline Forecast | Commercial | Miscellaneous | Existing | Space Heating | Natural Gas | Unit Heater | E9 |  | Baseline Forecast | 0 | 0 | 0 | 0 | 0 | 0 | 0 | 0 | 0 | 0 | 0 | 0 | 0 | 0 | 0 | 0 | 0 | 0 | 0 | 0 | 0 | 0 | 0 | 0 | 0 | 0 | 0 | 0 | 0 | 0 | 0 | 0 | 0
Commercial_Miscellaneous_Existing_Space Heating_Natural Gas_Unit Heater_E10_Baseline Forecast | Commercial | Miscellaneous | Existing | Space Heating | Natural Gas | Unit Heater | E10 |  | Baseline Forecast | 0 | 0 | 0 | 0 | 0 | 0 | 0 | 0 | 0 | 0 | 0 | 0 | 0 | 0 | 0 | 0 | 0 | 0 | 0 | 0 | 0 | 0 | 0 | 0 | 0 | 0 | 0 | 0 | 0 | 0 | 0 | 0 | 0
Commercial_Miscellaneous_Existing_Water Heating_Natural Gas_Water Heater_E1_Baseline Forecast | Commercial | Miscellaneous | Existing | Water Heating | Natural Gas | Water Heater | E1 |  | Baseline Forecast | 0 | 4659.0956 | 6025.831 | 7094.0362 | 10669.4001 | 8662.7151 | 9205.1902 | 9634.9121 | 9973.682 | 10239.4588 | 9083.3428 | 8430.5882 | 8124.3451 | 8578.1738 | 8548.1288 | 9810.295 | 10076.351 | 10284.324 | 11130.8479 | 10167.3534 | 9917.4093 | 9628.9667 | 9464.7787 | 9309.339 | 9070.9537 | 9060.558 | 9181.016 | 9636.9392 | 9688.2351 | 10009.152 | 9955.0802 | 9864.6358 | 11464.5965
Commercial_Miscellaneous_Existing_Water Heating_Natural Gas_Water Heater_E2_Baseline Forecast | Commercial | Miscellaneous | Existing | Water Heating | Natural Gas | Water Heater | E2 |  | Baseline Forecast | 0 | 41647.178 | 53864.4838 | 63412.5609 | 95371.7039 | 77434.6578 | 82284.7802 | 86126.8748 | 89156.1976 | 91533.0067 | 81199.0678 | 75364.5945 | 72627.6908 | 76685.4905 | 76417.6403 | 87701.8663 | 90081.2163 | 91941.4142 | 99510.3444 | 90897.6385 | 88664.0277 | 86086.1976 | 84619.1206 | 83230.2376 | 81099.6396 | 81007.2837 | 82084.7884 | 86161.5427 | 86620.5368 | 89490.1032 | 89006.8291 | 88198.2942 | 102503.3132
Commercial_Miscellaneous_Existing_Water Heating_Natural Gas_Water Heater_E3_Baseline Forecast | Commercial | Miscellaneous | Existing | Water Heating | Natural Gas | Water Heater | E3 |  | Baseline Forecast | 0 | 0 | 0 | 0 | 0 | 0 | 0 | 0 | 0 | 0 | 0 | 0 | 0 | 0 | 0 | 0 | 0 | 0 | 0 | 0 | 0 | 0 | 0 | 0 | 0 | 0 | 0 | 0 | 0 | 0 | 0 | 0 | 0
Commercial_Miscellaneous_Existing_Water Heating_Natural Gas_Water Heater_E4_Baseline Forecast | Commercial | Miscellaneous | Existing | Water Heating | Natural Gas | Water Heater | E4 |  | Baseline Forecast | 0 | 0 | 0 | 0 | 0 | 0 | 0 | 0 | 0 | 0 | 0 | 0 | 0 | 0 | 0 | 0 | 0 | 0 | 0 | 0 | 0 | 0 | 0 | 0 | 0 | 0 | 0 | 0 | 0 | 0 | 0 | 0 | 0
Commercial_Miscellaneous_Existing_Water Heating_Natural Gas_Water Heater_E5_Baseline Forecast | Commercial | Miscellaneous | Existing | Water Heating | Natural Gas | Water Heater | E5 |  | Baseline Forecast | 0 | 0 | 0 | 0 | 0 | 0 | 0 | 0 | 0 | 0 | 0 | 0 | 0 | 0 | 0 | 0 | 0 | 0 | 0 | 0 | 0 | 0 | 0 | 0 | 0 | 0 | 0 | 0 | 0 | 0 | 0 | 0 | 0
Commercial_Miscellaneous_Existing_Water Heating_Natural Gas_Water Heater_E6_Baseline Forecast | Commercial | Miscellaneous | Existing | Water Heating | Natural Gas | Water Heater | E6 |  | Baseline Forecast | 0 | 0 | 0 | 0 | 0 | 0 | 0 | 0 | 0 | 0 | 0 | 0 | 0 | 0 | 0 | 0 | 0 | 0 | 0 | 0 | 0 | 0 | 0 | 0 | 0 | 0 | 0 | 0 | 0 | 0 | 0 | 0 | 0
Commercial_Miscellaneous_Existing_Water Heating_Natural Gas_Water Heater_E7_Baseline Forecast | Commercial | Miscellaneous | Existing | Water Heating | Natural Gas | Water Heater | E7 |  | Baseline Forecast | 0 | 0 | 0 | 0 | 0 | 0 | 0 | 0 | 0 | 0 | 0 | 0 | 0 | 0 | 0 | 0 | 0 | 0 | 0 | 0 | 0 | 0 | 0 | 0 | 0 | 0 | 0 | 0 | 0 | 0 | 0 | 0 | 0
Commercial_Miscellaneous_Existing_Water Heating_Natural Gas_Water Heater_E8_Baseline Forecast | Commercial | Miscellaneous | Existing | Water Heating | Natural Gas | Water Heater | E8 |  | Baseline Forecast | 0 | 0 | 0 | 0 | 0 | 0 | 0 | 0 | 0 | 0 | 0 | 0 | 0 | 0 | 0 | 0 | 0 | 0 | 0 | 0 | 0 | 0 | 0 | 0 | 0 | 0 | 0 | 0 | 0 | 0 | 0 | 0 | 0
Commercial_Miscellaneous_Existing_Water Heating_Natural Gas_Water Heater_E9_Baseline Forecast | Commercial | Miscellaneous | Existing | Water Heating | Natural Gas | Water Heater | E9 |  | Baseline Forecast | 0 | 0 | 0 | 0 | 0 | 0 | 0 | 0 | 0 | 0 | 0 | 0 | 0 | 0 | 0 | 0 | 0 | 0 | 0 | 0 | 0 | 0 | 0 | 0 | 0 | 0 | 0 | 0 | 0 | 0 | 0 | 0 | 0
Commercial_Miscellaneous_Existing_Water Heating_Natural Gas_Water Heater_E10_Baseline Forecast | Commercial | Miscellaneous | Existing | Water Heating | Natural Gas | Water Heater | E10 |  | Baseline Forecast | 0 | 0 | 0 | 0 | 0 | 0 | 0 | 0 | 0 | 0 | 0 | 0 | 0 | 0 | 0 | 0 | 0 | 0 | 0 | 0 | 0 | 0 | 0 | 0 | 0 | 0 | 0 | 0 | 0 | 0 | 0 | 0 | 0
Commercial_Miscellaneous_Existing_Food Preparation_Natural Gas_Oven_E1_Baseline Forecast | Commercial | Miscellaneous | Existing | Food Preparation | Natural Gas | Oven | E1 |  | Baseline Forecast | 0 | 14761.5798 | 15902.4713 | 16827.4289 | 23820.4951 | 18327.6958 | 18850.5781 | 19280.9521 | 19626.3333 | 19903.602 | 18928.167 | 18310.4118 | 17954.0269 | 18783.5233 | 18582.5751 | 18501.5637 | 22437.6939 | 22156.5643 | 21913.0762 | 23146.6665 | 20759.0239 | 20320.1999 | 20065.3736 | 19798.3874 | 19546.9528 | 19644.9488 | 19777.1659 | 19919.6602 | 20559.1986 | 20429.9316 | 20287.6256 | 21207.6893 | 24250.7676
Commercial_Miscellaneous_Existing_Food Preparation_Natural Gas_Oven_E2_Baseline Forecast | Commercial | Miscellaneous | Existing | Food Preparation | Natural Gas | Oven | E2 |  | Baseline Forecast | 0 | 21243.1105 | 22903.146 | 24209.4078 | 34248.4061 | 26365.5251 | 27159.6978 | 27814.1041 | 28355.0755 | 28796.9822 | 27424.701 | 26564.6181 | 26084.239 | 27329.1035 | 27074.2119 | 26994.1701 | 32783.4643 | 32422.4802 | 32116.9548 | 33981.1942 | 30524.737 | 29928.5791 | 29597.4292 | 29248.2881 | 28915.5895 | 29094.0856 | 29320.5407 | 29558.3393 | 30528.7543 | 30354.2194 | 30152.1931 | 31526.2132 | 36049.8901
Commercial_Miscellaneous_Existing_Food Preparation_Natural Gas_Oven_E3_Baseline Forecast | Commercial | Miscellaneous | Existing | Food Preparation | Natural Gas | Oven | E3 |  | Baseline Forecast | 0 | 0 | 0 | 0 | 0 | 0 | 0 | 0 | 0 | 0 | 0 | 0 | 0 | 0 | 0 | 0 | 0 | 0 | 0 | 0 | 0 | 0 | 0 | 0 | 0 | 0 | 0 | 0 | 0 | 0 | 0 | 0 | 0
Commercial_Miscellaneous_Existing_Food Preparation_Natural Gas_Oven_E4_Baseline Forecast | Commercial | Miscellaneous | Existing | Food Preparation | Natural Gas | Oven | E4 |  | Baseline Forecast | 0 | 0 | 0 | 0 | 0 | 0 | 0 | 0 | 0 | 0 | 0 | 0 | 0 | 0 | 0 | 0 | 0 | 0 | 0 | 0 | 0 | 0 | 0 | 0 | 0 | 0 | 0 | 0 | 0 | 0 | 0 | 0 | 0
Commercial_Miscellaneous_Existing_Food Preparation_Natural Gas_Oven_E5_Baseline Forecast | Commercial | Miscellaneous | Existing | Food Preparation | Natural Gas | Oven | E5 |  | Baseline Forecast | 0 | 0 | 0 | 0 | 0 | 0 | 0 | 0 | 0 | 0 | 0 | 0 | 0 | 0 | 0 | 0 | 0 | 0 | 0 | 0 | 0 | 0 | 0 | 0 | 0 | 0 | 0 | 0 | 0 | 0 | 0 | 0 | 0
Commercial_Miscellaneous_Existing_Food Preparation_Natural Gas_Oven_E6_Baseline Forecast | Commercial | Miscellaneous | Existing | Food Preparation | Natural Gas | Oven | E6 |  | Baseline Forecast | 0 | 0 | 0 | 0 | 0 | 0 | 0 | 0 | 0 | 0 | 0 | 0 | 0 | 0 | 0 | 0 | 0 | 0 | 0 | 0 | 0 | 0 | 0 | 0 | 0 | 0 | 0 | 0 | 0 | 0 | 0 | 0 | 0
Commercial_Miscellaneous_Existing_Food Preparation_Natural Gas_Oven_E7_Baseline Forecast | Commercial | Miscellaneous | Existing | Food Preparation | Natural Gas | Oven | E7 |  | Baseline Forecast | 0 | 0 | 0 | 0 | 0 | 0 | 0 | 0 | 0 | 0 | 0 | 0 | 0 | 0 | 0 | 0 | 0 | 0 | 0 | 0 | 0 | 0 | 0 | 0 | 0 | 0 | 0 | 0 | 0 | 0 | 0 | 0 | 0
Commercial_Miscellaneous_Existing_Food Preparation_Natural Gas_Oven_E8_Baseline Forecast | Commercial | Miscellaneous | Existing | Food Preparation | Natural Gas | Oven | E8 |  | Baseline Forecast | 0 | 0 | 0 | 0 | 0 | 0 | 0 | 0 | 0 | 0 | 0 | 0 | 0 | 0 | 0 | 0 | 0 | 0 | 0 | 0 | 0 | 0 | 0 | 0 | 0 | 0 | 0 | 0 | 0 | 0 | 0 | 0 | 0
Commercial_Miscellaneous_Existing_Food Preparation_Natural Gas_Oven_E9_Baseline Forecast | Commercial | Miscellaneous | Existing | Food Preparation | Natural Gas | Oven | E9 |  | Baseline Forecast | 0 | 0 | 0 | 0 | 0 | 0 | 0 | 0 | 0 | 0 | 0 | 0 | 0 | 0 | 0 | 0 | 0 | 0 | 0 | 0 | 0 | 0 | 0 | 0 | 0 | 0 | 0 | 0 | 0 | 0 | 0 | 0 | 0
Commercial_Miscellaneous_Existing_Food Preparation_Natural Gas_Oven_E10_Baseline Forecast | Commercial | Miscellaneous | Existing | Food Preparation | Natural Gas | Oven | E10 |  | Baseline Forecast | 0 | 0 | 0 | 0 | 0 | 0 | 0 | 0 | 0 | 0 | 0 | 0 | 0 | 0 | 0 | 0 | 0 | 0 | 0 | 0 | 0 | 0 | 0 | 0 | 0 | 0 | 0 | 0 | 0 | 0 | 0 | 0 | 0
Commercial_Miscellaneous_Existing_Food Preparation_Natural Gas_Conveyor Oven_E1_Baseline Forecast | Commercial | Miscellaneous | Existing | Food Preparation | Natural Gas | Conveyor Oven | E1 |  | Baseline Forecast | 0 | 3125.6275 | 4041.4232 | 4758.2147 | 8419.6916 | 5809.0293 | 6170.2698 | 6456.0133 | 6680.2943 | 6855.5858 | 6991.6026 | 7096.4879 | 7176.4463 | 7236.5978 | 7281.0766 | 7312.9756 | 7334.8665 | 6451.845 | 5925.0323 | 5645.9791 | 6125.3104 | 6006.8741 | 6757.7105 | 6869.2687 | 6955.1445 | 7785.1729 | 6917.0117 | 6983.8472 | 7034.1784 | 7071.3033 | 7098.0285 | 7116.3477 | 8862.5839
Commercial_Miscellaneous_Existing_Food Preparation_Natural Gas_Conveyor Oven_E2_Baseline Forecast | Commercial | Miscellaneous | Existing | Food Preparation | Natural Gas | Conveyor Oven | E2 |  | Baseline Forecast | 0 | 4498.8951 | 5819.769 | 6850.993 | 12122.889 | 8367.2652 | 8893.9385 | 9311.5675 | 9641.8572 | 9901.6786 | 10105.0627 | 10263.3493 | 10385.9807 | 10480.2184 | 10551.5074 | 10604.5466 | 10642.831 | 9367.3328 | 8607.5338 | 8206.8106 | 8908.1589 | 8740.2937 | 9837.0886 | 10003.8116 | 10132.6371 | 11345.4792 | 10083.1925 | 10183.1315 | 10258.4903 | 10314.2502 | 10354.1137 | 10381.4283 | 12928.8623
Commercial_Miscellaneous_Existing_Food Preparation_Natural Gas_Conveyor Oven_E3_Baseline Forecast | Commercial | Miscellaneous | Existing | Food Preparation | Natural Gas | Conveyor Oven | E3 |  | Baseline Forecast | 0 | 0 | 0 | 0 | 0 | 0 | 0 | 0 | 0 | 0 | 0 | 0 | 0 | 0 | 0 | 0 | 0 | 0 | 0 | 0 | 0 | 0 | 0 | 0 | 0 | 0 | 0 | 0 | 0 | 0 | 0 | 0 | 0
Commercial_Miscellaneous_Existing_Food Preparation_Natural Gas_Conveyor Oven_E4_Baseline Forecast | Commercial | Miscellaneous | Existing | Food Preparation | Natural Gas | Conveyor Oven | E4 |  | Baseline Forecast | 0 | 0 | 0 | 0 | 0 | 0 | 0 | 0 | 0 | 0 | 0 | 0 | 0 | 0 | 0 | 0 | 0 | 0 | 0 | 0 | 0 | 0 | 0 | 0 | 0 | 0 | 0 | 0 | 0 | 0 | 0 | 0 | 0
Commercial_Miscellaneous_Existing_Food Preparation_Natural Gas_Conveyor Oven_E5_Baseline Forecast | Commercial | Miscellaneous | Existing | Food Preparation | Natural Gas | Conveyor Oven | E5 |  | Baseline Forecast | 0 | 0 | 0 | 0 | 0 | 0 | 0 | 0 | 0 | 0 | 0 | 0 | 0 | 0 | 0 | 0 | 0 | 0 | 0 | 0 | 0 | 0 | 0 | 0 | 0 | 0 | 0 | 0 | 0 | 0 | 0 | 0 | 0
Commercial_Miscellaneous_Existing_Food Preparation_Natural Gas_Conveyor Oven_E6_Baseline Forecast | Commercial | Miscellaneous | Existing | Food Preparation | Natural Gas | Conveyor Oven | E6 |  | Baseline Forecast | 0 | 0 | 0 | 0 | 0 | 0 | 0 | 0 | 0 | 0 | 0 | 0 | 0 | 0 | 0 | 0 | 0 | 0 | 0 | 0 | 0 | 0 | 0 | 0 | 0 | 0 | 0 | 0 | 0 | 0 | 0 | 0 | 0
Commercial_Miscellaneous_Existing_Food Preparation_Natural Gas_Conveyor Oven_E7_Baseline Forecast | Commercial | Miscellaneous | Existing | Food Preparation | Natural Gas | Conveyor Oven | E7 |  | Baseline Forecast | 0 | 0 | 0 | 0 | 0 | 0 | 0 | 0 | 0 | 0 | 0 | 0 | 0 | 0 | 0 | 0 | 0 | 0 | 0 | 0 | 0 | 0 | 0 | 0 | 0 | 0 | 0 | 0 | 0 | 0 | 0 | 0 | 0
Commercial_Miscellaneous_Existing_Food Preparation_Natural Gas_Conveyor Oven_E8_Baseline Forecast | Commercial | Miscellaneous | Existing | Food Preparation | Natural Gas | Conveyor Oven | E8 |  | Baseline Forecast | 0 | 0 | 0 | 0 | 0 | 0 | 0 | 0 | 0 | 0 | 0 | 0 | 0 | 0 | 0 | 0 | 0 | 0 | 0 | 0 | 0 | 0 | 0 | 0 | 0 | 0 | 0 | 0 | 0 | 0 | 0 | 0 | 0
Commercial_Miscellaneous_Existing_Food Preparation_Natural Gas_Conveyor Oven_E9_Baseline Forecast | Commercial | Miscellaneous | Existing | Food Preparation | Natural Gas | Conveyor Oven | E9 |  | Baseline Forecast | 0 | 0 | 0 | 0 | 0 | 0 | 0 | 0 | 0 | 0 | 0 | 0 | 0 | 0 | 0 | 0 | 0 | 0 | 0 | 0 | 0 | 0 | 0 | 0 | 0 | 0 | 0 | 0 | 0 | 0 | 0 | 0 | 0
Commercial_Miscellaneous_Existing_Food Preparation_Natural Gas_Conveyor Oven_E10_Baseline Forecast | Commercial | Miscellaneous | Existing | Food Preparation | Natural Gas | Conveyor Oven | E10 |  | Baseline Forecast | 0 | 0 | 0 | 0 | 0 | 0 | 0 | 0 | 0 | 0 | 0 | 0 | 0 | 0 | 0 | 0 | 0 | 0 | 0 | 0 | 0 | 0 | 0 | 0 | 0 | 0 | 0 | 0 | 0 | 0 | 0 | 0 | 0
Commercial_Miscellaneous_Existing_Food Preparation_Natural Gas_Double Rack Oven_E1_Baseline Forecast | Commercial | Miscellaneous | Existing | Food Preparation | Natural Gas | Double Rack Oven | E1 |  | Baseline Forecast | 0 | 4427.8374 | 5722.6939 | 6741.5642 | 10654.2727 | 8230.8181 | 8735.5605 | 9134.3741 | 9444.3349 | 9685.0664 | 9869.9875 | 10011.2797 | 8836.8072 | 8152.6389 | 7807.4268 | 8282.755 | 8194.1231 | 9322.1164 | 9527.0397 | 9684.117 | 10568.1508 | 9740.2798 | 9836.8963 | 9660.3669 | 9367.3295 | 9051.1084 | 8878.2655 | 8713.8086 | 8474.441 | 8446.5569 | 8541.5341 | 8996.3819 | 10770.7356
Commercial_Miscellaneous_Existing_Food Preparation_Natural Gas_Double Rack Oven_E2_Baseline Forecast | Commercial | Miscellaneous | Existing | Food Preparation | Natural Gas | Double Rack Oven | E2 |  | Baseline Forecast | 0 | 6373.5697 | 8247.3283 | 9704.8133 | 15328.5534 | 11852.2657 | 12605.4013 | 13203.0321 | 13678.713 | 14054.3914 | 14350.2884 | 14581.823 | 12895.4461 | 11919.9708 | 11436.3031 | 12155.1683 | 12047.3902 | 13732.7715 | 14062.9207 | 14324.0523 | 15661.9256 | 14462.7458 | 14631.0083 | 14392.6038 | 13976.116 | 13520.9494 | 13277.4971 | 13043.9519 | 12695.0339 | 12660.9083 | 12807.4721 | 13492.4459 | 16153.557
Commercial_Miscellaneous_Existing_Food Preparation_Natural Gas_Double Rack Oven_E3_Baseline Forecast | Commercial | Miscellaneous | Existing | Food Preparation | Natural Gas | Double Rack Oven | E3 |  | Baseline Forecast | 0 | 0 | 0 | 0 | 0 | 0 | 0 | 0 | 0 | 0 | 0 | 0 | 0 | 0 | 0 | 0 | 0 | 0 | 0 | 0 | 0 | 0 | 0 | 0 | 0 | 0 | 0 | 0 | 0 | 0 | 0 | 0 | 0
Commercial_Miscellaneous_Existing_Food Preparation_Natural Gas_Double Rack Oven_E4_Baseline Forecast | Commercial | Miscellaneous | Existing | Food Preparation | Natural Gas | Double Rack Oven | E4 |  | Baseline Forecast | 0 | 0 | 0 | 0 | 0 | 0 | 0 | 0 | 0 | 0 | 0 | 0 | 0 | 0 | 0 | 0 | 0 | 0 | 0 | 0 | 0 | 0 | 0 | 0 | 0 | 0 | 0 | 0 | 0 | 0 | 0 | 0 | 0
Commercial_Miscellaneous_Existing_Food Preparation_Natural Gas_Double Rack Oven_E5_Baseline Forecast | Commercial | Miscellaneous | Existing | Food Preparation | Natural Gas | Double Rack Oven | E5 |  | Baseline Forecast | 0 | 0 | 0 | 0 | 0 | 0 | 0 | 0 | 0 | 0 | 0 | 0 | 0 | 0 | 0 | 0 | 0 | 0 | 0 | 0 | 0 | 0 | 0 | 0 | 0 | 0 | 0 | 0 | 0 | 0 | 0 | 0 | 0
Commercial_Miscellaneous_Existing_Food Preparation_Natural Gas_Double Rack Oven_E6_Baseline Forecast | Commercial | Miscellaneous | Existing | Food Preparation | Natural Gas | Double Rack Oven | E6 |  | Baseline Forecast | 0 | 0 | 0 | 0 | 0 | 0 | 0 | 0 | 0 | 0 | 0 | 0 | 0 | 0 | 0 | 0 | 0 | 0 | 0 | 0 | 0 | 0 | 0 | 0 | 0 | 0 | 0 | 0 | 0 | 0 | 0 | 0 | 0
Commercial_Miscellaneous_Existing_Food Preparation_Natural Gas_Double Rack Oven_E7_Baseline Forecast | Commercial | Miscellaneous | Existing | Food Preparation | Natural Gas | Double Rack Oven | E7 |  | Baseline Forecast | 0 | 0 | 0 | 0 | 0 | 0 | 0 | 0 | 0 | 0 | 0 | 0 | 0 | 0 | 0 | 0 | 0 | 0 | 0 | 0 | 0 | 0 | 0 | 0 | 0 | 0 | 0 | 0 | 0 | 0 | 0 | 0 | 0
Commercial_Miscellaneous_Existing_Food Preparation_Natural Gas_Double Rack Oven_E8_Baseline Forecast | Commercial | Miscellaneous | Existing | Food Preparation | Natural Gas | Double Rack Oven | E8 |  | Baseline Forecast | 0 | 0 | 0 | 0 | 0 | 0 | 0 | 0 | 0 | 0 | 0 | 0 | 0 | 0 | 0 | 0 | 0 | 0 | 0 | 0 | 0 | 0 | 0 | 0 | 0 | 0 | 0 | 0 | 0 | 0 | 0 | 0 | 0
Commercial_Miscellaneous_Existing_Food Preparation_Natural Gas_Double Rack Oven_E9_Baseline Forecast | Commercial | Miscellaneous | Existing | Food Preparation | Natural Gas | Double Rack Oven | E9 |  | Baseline Forecast | 0 | 0 | 0 | 0 | 0 | 0 | 0 | 0 | 0 | 0 | 0 | 0 | 0 | 0 | 0 | 0 | 0 | 0 | 0 | 0 | 0 | 0 | 0 | 0 | 0 | 0 | 0 | 0 | 0 | 0 | 0 | 0 | 0
Commercial_Miscellaneous_Existing_Food Preparation_Natural Gas_Double Rack Oven_E10_Baseline Forecast | Commercial | Miscellaneous | Existing | Food Preparation | Natural Gas | Double Rack Oven | E10 |  | Baseline Forecast | 0 | 0 | 0 | 0 | 0 | 0 | 0 | 0 | 0 | 0 | 0 | 0 | 0 | 0 | 0 | 0 | 0 | 0 | 0 | 0 | 0 | 0 | 0 | 0 | 0 | 0 | 0 | 0 | 0 | 0 | 0 | 0 | 0
Commercial_Miscellaneous_Existing_Food Preparation_Natural Gas_Fryer_E1_Baseline Forecast | Commercial | Miscellaneous | Existing | Food Preparation | Natural Gas | Fryer | E1 |  | Baseline Forecast | 0 | 0 | 0 | 0 | 0 | 0 | 0 | 0 | 0 | 0 | 0 | 0 | 0 | 0 | 0 | 0 | 0 | 0 | 0 | 0 | 0 | 0 | 0 | 0 | 0 | 0 | 0 | 0 | 0 | 0 | 0 | 0 | 0
Commercial_Miscellaneous_Existing_Food Preparation_Natural Gas_Fryer_E2_Baseline Forecast | Commercial | Miscellaneous | Existing | Food Preparation | Natural Gas | Fryer | E2 |  | Baseline Forecast | 0 | 0 | 0 | 1000.4097 | 4086.7863 | 4230.3377 | 5366.9149 | 6270.7306 | 6988.4427 | 5579.1769 | 4454.0333 | 3752.784 | 3799.0755 | 3864.8247 | 4141.1677 | 4539.7046 | 5254.6458 | 6079.59 | 5769.7665 | 5638.0278 | 5483.207 | 5325.5009 | 4711.2093 | 4370.9767 | 4347.7204 | 4682.1246 | 4893.0046 | 5089.1229 | 5246.3965 | 5421.7897 | 5469.1766 | 5150.3686 | 5672.848
Commercial_Miscellaneous_Existing_Food Preparation_Natural Gas_Fryer_E3_Baseline Forecast | Commercial | Miscellaneous | Existing | Food Preparation | Natural Gas | Fryer | E3 |  | Baseline Forecast | 0 | 0 | 0 | 0 | 0 | 0 | 0 | 0 | 0 | 0 | 0 | 0 | 0 | 0 | 0 | 0 | 0 | 0 | 0 | 0 | 0 | 0 | 0 | 0 | 0 | 0 | 0 | 0 | 0 | 0 | 0 | 0 | 0
Commercial_Miscellaneous_Existing_Food Preparation_Natural Gas_Fryer_E4_Baseline Forecast | Commercial | Miscellaneous | Existing | Food Preparation | Natural Gas | Fryer | E4 |  | Baseline Forecast | 0 | 0 | 0 | 0 | 0 | 0 | 0 | 0 | 0 | 0 | 0 | 0 | 0 | 0 | 0 | 0 | 0 | 0 | 0 | 0 | 0 | 0 | 0 | 0 | 0 | 0 | 0 | 0 | 0 | 0 | 0 | 0 | 0
Commercial_Miscellaneous_Existing_Food Preparation_Natural Gas_Fryer_E5_Baseline Forecast | Commercial | Miscellaneous | Existing | Food Preparation | Natural Gas | Fryer | E5 |  | Baseline Forecast | 0 | 0 | 0 | 0 | 0 | 0 | 0 | 0 | 0 | 0 | 0 | 0 | 0 | 0 | 0 | 0 | 0 | 0 | 0 | 0 | 0 | 0 | 0 | 0 | 0 | 0 | 0 | 0 | 0 | 0 | 0 | 0 | 0
Commercial_Miscellaneous_Existing_Food Preparation_Natural Gas_Fryer_E6_Baseline Forecast | Commercial | Miscellaneous | Existing | Food Preparation | Natural Gas | Fryer | E6 |  | Baseline Forecast | 0 | 0 | 0 | 0 | 0 | 0 | 0 | 0 | 0 | 0 | 0 | 0 | 0 | 0 | 0 | 0 | 0 | 0 | 0 | 0 | 0 | 0 | 0 | 0 | 0 | 0 | 0 | 0 | 0 | 0 | 0 | 0 | 0
Commercial_Miscellaneous_Existing_Food Preparation_Natural Gas_Fryer_E7_Baseline Forecast | Commercial | Miscellaneous | Existing | Food Preparation | Natural Gas | Fryer | E7 |  | Baseline Forecast | 0 | 0 | 0 | 0 | 0 | 0 | 0 | 0 | 0 | 0 | 0 | 0 | 0 | 0 | 0 | 0 | 0 | 0 | 0 | 0 | 0 | 0 | 0 | 0 | 0 | 0 | 0 | 0 | 0 | 0 | 0 | 0 | 0
Commercial_Miscellaneous_Existing_Food Preparation_Natural Gas_Fryer_E8_Baseline Forecast | Commercial | Miscellaneous | Existing | Food Preparation | Natural Gas | Fryer | E8 |  | Baseline Forecast | 0 | 0 | 0 | 0 | 0 | 0 | 0 | 0 | 0 | 0 | 0 | 0 | 0 | 0 | 0 | 0 | 0 | 0 | 0 | 0 | 0 | 0 | 0 | 0 | 0 | 0 | 0 | 0 | 0 | 0 | 0 | 0 | 0
Commercial_Miscellaneous_Existing_Food Preparation_Natural Gas_Fryer_E9_Baseline Forecast | Commercial | Miscellaneous | Existing | Food Preparation | Natural Gas | Fryer | E9 |  | Baseline Forecast | 0 | 0 | 0 | 0 | 0 | 0 | 0 | 0 | 0 | 0 | 0 | 0 | 0 | 0 | 0 | 0 | 0 | 0 | 0 | 0 | 0 | 0 | 0 | 0 | 0 | 0 | 0 | 0 | 0 | 0 | 0 | 0 | 0
Commercial_Miscellaneous_Existing_Food Preparation_Natural Gas_Fryer_E10_Baseline Forecast | Commercial | Miscellaneous | Existing | Food Preparation | Natural Gas | Fryer | E10 |  | Baseline Forecast | 0 | 0 | 0 | 0 | 0 | 0 | 0 | 0 | 0 | 0 | 0 | 0 | 0 | 0 | 0 | 0 | 0 | 0 | 0 | 0 | 0 | 0 | 0 | 0 | 0 | 0 | 0 | 0 | 0 | 0 | 0 | 0 | 0
Commercial_Miscellaneous_Existing_Food Preparation_Natural Gas_Broiler_E1_Baseline Forecast | Commercial | Miscellaneous | Existing | Food Preparation | Natural Gas | Broiler | E1 |  | Baseline Forecast | 0 | 15644.985 | 20229.1565 | 23820.8537 | 37638.1199 | 29086.31 | 30893.954 | 32324.5374 | 33446.5602 | 34323.625 | 35003.9674 | 35528.7119 | 31382.6451 | 28973.6427 | 27765.8177 | 29476.6342 | 29181.2968 | 33222.6169 | 33978.3453 | 34564.8441 | 37747.3146 | 34815.1561 | 35182.691 | 34572.9107 | 33542.1249 | 32424.6607 | 31818.6203 | 31240.2782 | 30390.4817 | 30297.2931 | 30641.7076 | 32276.0521 | 38641.8481
Commercial_Miscellaneous_Existing_Food Preparation_Natural Gas_Broiler_E2_Baseline Forecast | Commercial | Miscellaneous | Existing | Food Preparation | Natural Gas | Broiler | E2 |  | Baseline Forecast | 0 | 5498.1949 | 7116.4189 | 8372.0555 | 13221.8803 | 10225.2583 | 10879.8435 | 11399.7471 | 11815.5762 | 12145.101 | 12405.9342 | 12610.9785 | 11157.0848 | 10317.423 | 9902.76 | 10529.5136 | 10440.3887 | 11906.0999 | 12197.7475 | 12429.8703 | 13596.6649 | 12560.9793 | 12711.9309 | 12509.5002 | 12151.428 | 11758.9419 | 11550.1066 | 11349.3806 | 11047.6395 | 11019.4474 | 11147.8365 | 11744.6323 | 14061.0226
Commercial_Miscellaneous_Existing_Food Preparation_Natural Gas_Broiler_E3_Baseline Forecast | Commercial | Miscellaneous | Existing | Food Preparation | Natural Gas | Broiler | E3 |  | Baseline Forecast | 0 | 0 | 0 | 0 | 0 | 0 | 0 | 0 | 0 | 0 | 0 | 0 | 0 | 0 | 0 | 0 | 0 | 0 | 0 | 0 | 0 | 0 | 0 | 0 | 0 | 0 | 0 | 0 | 0 | 0 | 0 | 0 | 0
Commercial_Miscellaneous_Existing_Food Preparation_Natural Gas_Broiler_E4_Baseline Forecast | Commercial | Miscellaneous | Existing | Food Preparation | Natural Gas | Broiler | E4 |  | Baseline Forecast | 0 | 0 | 0 | 0 | 0 | 0 | 0 | 0 | 0 | 0 | 0 | 0 | 0 | 0 | 0 | 0 | 0 | 0 | 0 | 0 | 0 | 0 | 0 | 0 | 0 | 0 | 0 | 0 | 0 | 0 | 0 | 0 | 0
Commercial_Miscellaneous_Existing_Food Preparation_Natural Gas_Broiler_E5_Baseline Forecast | Commercial | Miscellaneous | Existing | Food Preparation | Natural Gas | Broiler | E5 |  | Baseline Forecast | 0 | 0 | 0 | 0 | 0 | 0 | 0 | 0 | 0 | 0 | 0 | 0 | 0 | 0 | 0 | 0 | 0 | 0 | 0 | 0 | 0 | 0 | 0 | 0 | 0 | 0 | 0 | 0 | 0 | 0 | 0 | 0 | 0
Commercial_Miscellaneous_Existing_Food Preparation_Natural Gas_Broiler_E6_Baseline Forecast | Commercial | Miscellaneous | Existing | Food Preparation | Natural Gas | Broiler | E6 |  | Baseline Forecast | 0 | 0 | 0 | 0 | 0 | 0 | 0 | 0 | 0 | 0 | 0 | 0 | 0 | 0 | 0 | 0 | 0 | 0 | 0 | 0 | 0 | 0 | 0 | 0 | 0 | 0 | 0 | 0 | 0 | 0 | 0 | 0 | 0
Commercial_Miscellaneous_Existing_Food Preparation_Natural Gas_Broiler_E7_Baseline Forecast | Commercial | Miscellaneous | Existing | Food Preparation | Natural Gas | Broiler | E7 |  | Baseline Forecast | 0 | 0 | 0 | 0 | 0 | 0 | 0 | 0 | 0 | 0 | 0 | 0 | 0 | 0 | 0 | 0 | 0 | 0 | 0 | 0 | 0 | 0 | 0 | 0 | 0 | 0 | 0 | 0 | 0 | 0 | 0 | 0 | 0
Commercial_Miscellaneous_Existing_Food Preparation_Natural Gas_Broiler_E8_Baseline Forecast | Commercial | Miscellaneous | Existing | Food Preparation | Natural Gas | Broiler | E8 |  | Baseline Forecast | 0 | 0 | 0 | 0 | 0 | 0 | 0 | 0 | 0 | 0 | 0 | 0 | 0 | 0 | 0 | 0 | 0 | 0 | 0 | 0 | 0 | 0 | 0 | 0 | 0 | 0 | 0 | 0 | 0 | 0 | 0 | 0 | 0
Commercial_Miscellaneous_Existing_Food Preparation_Natural Gas_Broiler_E9_Baseline Forecast | Commercial | Miscellaneous | Existing | Food Preparation | Natural Gas | Broiler | E9 |  | Baseline Forecast | 0 | 0 | 0 | 0 | 0 | 0 | 0 | 0 | 0 | 0 | 0 | 0 | 0 | 0 | 0 | 0 | 0 | 0 | 0 | 0 | 0 | 0 | 0 | 0 | 0 | 0 | 0 | 0 | 0 | 0 | 0 | 0 | 0
Commercial_Miscellaneous_Existing_Food Preparation_Natural Gas_Broiler_E10_Baseline Forecast | Commercial | Miscellaneous | Existing | Food Preparation | Natural Gas | Broiler | E10 |  | Baseline Forecast | 0 | 0 | 0 | 0 | 0 | 0 | 0 | 0 | 0 | 0 | 0 | 0 | 0 | 0 | 0 | 0 | 0 | 0 | 0 | 0 | 0 | 0 | 0 | 0 | 0 | 0 | 0 | 0 | 0 | 0 | 0 | 0 | 0
Commercial_Miscellaneous_Existing_Food Preparation_Natural Gas_Griddle_E1_Baseline Forecast | Commercial | Miscellaneous | Existing | Food Preparation | Natural Gas | Griddle | E1 |  | Baseline Forecast | 0 | 16650.4304 | 21533.5171 | 0 | 0 | 0 | 0 | 0 | 0 | 0 | 0 | 0 | 0 | 0 | 0 | 0 | 0 | 0 | 0 | 0 | 0 | 0 | 0 | 0 | 0 | 0 | 0 | 0 | 0 | 0 | 0 | 0 | 0
Commercial_Miscellaneous_Existing_Food Preparation_Natural Gas_Griddle_E2_Baseline Forecast | Commercial | Miscellaneous | Existing | Food Preparation | Natural Gas | Griddle | E2 |  | Baseline Forecast | 0 | 6801.2269 | 8797.7323 | 35707.8301 | 56413.0515 | 43603.7263 | 46334.7892 | 48498.2364 | 50203.9957 | 51542.3245 | 52586.2606 | 53395.7298 | 47184.3486 | 43580.9852 | 41781.349 | 44374.1421 | 43947.703 | 50056.0089 | 51217.7406 | 52125.7419 | 56949.8731 | 52548.8076 | 53123.904 | 52223.0134 | 50682.5156 | 49007.7042 | 48103.8579 | 47239.7288 | 45962.4628 | 45827.8293 | 46352.2551 | 48826.9981 | 58457.1322
Commercial_Miscellaneous_Existing_Food Preparation_Natural Gas_Griddle_E3_Baseline Forecast | Commercial | Miscellaneous | Existing | Food Preparation | Natural Gas | Griddle | E3 |  | Baseline Forecast | 0 | 0 | 0 | 0 | 0 | 0 | 0 | 0 | 0 | 0 | 0 | 0 | 0 | 0 | 0 | 0 | 0 | 0 | 0 | 0 | 0 | 0 | 0 | 0 | 0 | 0 | 0 | 0 | 0 | 0 | 0 | 0 | 0
Commercial_Miscellaneous_Existing_Food Preparation_Natural Gas_Griddle_E4_Baseline Forecast | Commercial | Miscellaneous | Existing | Food Preparation | Natural Gas | Griddle | E4 |  | Baseline Forecast | 0 | 0 | 0 | 0 | 0 | 0 | 0 | 0 | 0 | 0 | 0 | 0 | 0 | 0 | 0 | 0 | 0 | 0 | 0 | 0 | 0 | 0 | 0 | 0 | 0 | 0 | 0 | 0 | 0 | 0 | 0 | 0 | 0
Commercial_Miscellaneous_Existing_Food Preparation_Natural Gas_Griddle_E5_Baseline Forecast | Commercial | Miscellaneous | Existing | Food Preparation | Natural Gas | Griddle | E5 |  | Baseline Forecast | 0 | 0 | 0 | 0 | 0 | 0 | 0 | 0 | 0 | 0 | 0 | 0 | 0 | 0 | 0 | 0 | 0 | 0 | 0 | 0 | 0 | 0 | 0 | 0 | 0 | 0 | 0 | 0 | 0 | 0 | 0 | 0 | 0
Commercial_Miscellaneous_Existing_Food Preparation_Natural Gas_Griddle_E6_Baseline Forecast | Commercial | Miscellaneous | Existing | Food Preparation | Natural Gas | Griddle | E6 |  | Baseline Forecast | 0 | 0 | 0 | 0 | 0 | 0 | 0 | 0 | 0 | 0 | 0 | 0 | 0 | 0 | 0 | 0 | 0 | 0 | 0 | 0 | 0 | 0 | 0 | 0 | 0 | 0 | 0 | 0 | 0 | 0 | 0 | 0 | 0
Commercial_Miscellaneous_Existing_Food Preparation_Natural Gas_Griddle_E7_Baseline Forecast | Commercial | Miscellaneous | Existing | Food Preparation | Natural Gas | Griddle | E7 |  | Baseline Forecast | 0 | 0 | 0 | 0 | 0 | 0 | 0 | 0 | 0 | 0 | 0 | 0 | 0 | 0 | 0 | 0 | 0 | 0 | 0 | 0 | 0 | 0 | 0 | 0 | 0 | 0 | 0 | 0 | 0 | 0 | 0 | 0 | 0
Commercial_Miscellaneous_Existing_Food Preparation_Natural Gas_Griddle_E8_Baseline Forecast | Commercial | Miscellaneous | Existing | Food Preparation | Natural Gas | Griddle | E8 |  | Baseline Forecast | 0 | 0 | 0 | 0 | 0 | 0 | 0 | 0 | 0 | 0 | 0 | 0 | 0 | 0 | 0 | 0 | 0 | 0 | 0 | 0 | 0 | 0 | 0 | 0 | 0 | 0 | 0 | 0 | 0 | 0 | 0 | 0 | 0
Commercial_Miscellaneous_Existing_Food Preparation_Natural Gas_Griddle_E9_Baseline Forecast | Commercial | Miscellaneous | Existing | Food Preparation | Natural Gas | Griddle | E9 |  | Baseline Forecast | 0 | 0 | 0 | 0 | 0 | 0 | 0 | 0 | 0 | 0 | 0 | 0 | 0 | 0 | 0 | 0 | 0 | 0 | 0 | 0 | 0 | 0 | 0 | 0 | 0 | 0 | 0 | 0 | 0 | 0 | 0 | 0 | 0
Commercial_Miscellaneous_Existing_Food Preparation_Natural Gas_Griddle_E10_Baseline Forecast | Commercial | Miscellaneous | Existing | Food Preparation | Natural Gas | Griddle | E10 |  | Baseline Forecast | 0 | 0 | 0 | 0 | 0 | 0 | 0 | 0 | 0 | 0 | 0 | 0 | 0 | 0 | 0 | 0 | 0 | 0 | 0 | 0 | 0 | 0 | 0 | 0 | 0 | 0 | 0 | 0 | 0 | 0 | 0 | 0 | 0
Commercial_Miscellaneous_Existing_Food Preparation_Natural Gas_Range_E1_Baseline Forecast | Commercial | Miscellaneous | Existing | Food Preparation | Natural Gas | Range | E1 |  | Baseline Forecast | 0 | 12826.9991 | 16586.2755 | 19532.8299 | 29383.0814 | 23853.3369 | 25336.2412 | 26510.1528 | 27431.0167 | 28151.2221 | 24963.2281 | 23161.2942 | 22311.7734 | 23549.1916 | 23458.3094 | 26912.3198 | 27632.1679 | 28191.5106 | 30499.7637 | 27848.0531 | 27152.441 | 26351.6912 | 25892.4808 | 25457.3216 | 24796.9737 | 24761.3317 | 25083.9243 | 26323.6471 | 26459.1247 | 27331.6602 | 27181.9006 | 26933.5492 | 31301.9436
Commercial_Miscellaneous_Existing_Food Preparation_Natural Gas_Range_E2_Baseline Forecast | Commercial | Miscellaneous | Existing | Food Preparation | Natural Gas | Range | E2 |  | Baseline Forecast | 0 | 18458.1436 | 23876.4286 | 28102.3776 | 42259.7181 | 34315.209 | 36475.6163 | 38187.8015 | 39542.4664 | 40607.6276 | 36032.7857 | 33451.8609 | 32245.3907 | 34056.0895 | 33945.7097 | 38968.211 | 40035.6349 | 40873.5763 | 44250.9175 | 40432.818 | 39450.5068 | 38314.7642 | 37671.8699 | 37063.664 | 36123.4948 | 36089.7164 | 36576.4836 | 38399.0988 | 38608.38 | 39891.3781 | 39678.0995 | 39319.0884 | 45696.3127
Commercial_Miscellaneous_Existing_Food Preparation_Natural Gas_Range_E3_Baseline Forecast | Commercial | Miscellaneous | Existing | Food Preparation | Natural Gas | Range | E3 |  | Baseline Forecast | 0 | 0 | 0 | 0 | 0 | 0 | 0 | 0 | 0 | 0 | 0 | 0 | 0 | 0 | 0 | 0 | 0 | 0 | 0 | 0 | 0 | 0 | 0 | 0 | 0 | 0 | 0 | 0 | 0 | 0 | 0 | 0 | 0
Commercial_Miscellaneous_Existing_Food Preparation_Natural Gas_Range_E4_Baseline Forecast | Commercial | Miscellaneous | Existing | Food Preparation | Natural Gas | Range | E4 |  | Baseline Forecast | 0 | 0 | 0 | 0 | 0 | 0 | 0 | 0 | 0 | 0 | 0 | 0 | 0 | 0 | 0 | 0 | 0 | 0 | 0 | 0 | 0 | 0 | 0 | 0 | 0 | 0 | 0 | 0 | 0 | 0 | 0 | 0 | 0
Commercial_Miscellaneous_Existing_Food Preparation_Natural Gas_Range_E5_Baseline Forecast | Commercial | Miscellaneous | Existing | Food Preparation | Natural Gas | Range | E5 |  | Baseline Forecast | 0 | 0 | 0 | 0 | 0 | 0 | 0 | 0 | 0 | 0 | 0 | 0 | 0 | 0 | 0 | 0 | 0 | 0 | 0 | 0 | 0 | 0 | 0 | 0 | 0 | 0 | 0 | 0 | 0 | 0 | 0 | 0 | 0
Commercial_Miscellaneous_Existing_Food Preparation_Natural Gas_Range_E6_Baseline Forecast | Commercial | Miscellaneous | Existing | Food Preparation | Natural Gas | Range | E6 |  | Baseline Forecast | 0 | 0 | 0 | 0 | 0 | 0 | 0 | 0 | 0 | 0 | 0 | 0 | 0 | 0 | 0 | 0 | 0 | 0 | 0 | 0 | 0 | 0 | 0 | 0 | 0 | 0 | 0 | 0 | 0 | 0 | 0 | 0 | 0
Commercial_Miscellaneous_Existing_Food Preparation_Natural Gas_Range_E7_Baseline Forecast | Commercial | Miscellaneous | Existing | Food Preparation | Natural Gas | Range | E7 |  | Baseline Forecast | 0 | 0 | 0 | 0 | 0 | 0 | 0 | 0 | 0 | 0 | 0 | 0 | 0 | 0 | 0 | 0 | 0 | 0 | 0 | 0 | 0 | 0 | 0 | 0 | 0 | 0 | 0 | 0 | 0 | 0 | 0 | 0 | 0
Commercial_Miscellaneous_Existing_Food Preparation_Natural Gas_Range_E8_Baseline Forecast | Commercial | Miscellaneous | Existing | Food Preparation | Natural Gas | Range | E8 |  | Baseline Forecast | 0 | 0 | 0 | 0 | 0 | 0 | 0 | 0 | 0 | 0 | 0 | 0 | 0 | 0 | 0 | 0 | 0 | 0 | 0 | 0 | 0 | 0 | 0 | 0 | 0 | 0 | 0 | 0 | 0 | 0 | 0 | 0 | 0
Commercial_Miscellaneous_Existing_Food Preparation_Natural Gas_Range_E9_Baseline Forecast | Commercial | Miscellaneous | Existing | Food Preparation | Natural Gas | Range | E9 |  | Baseline Forecast | 0 | 0 | 0 | 0 | 0 | 0 | 0 | 0 | 0 | 0 | 0 | 0 | 0 | 0 | 0 | 0 | 0 | 0 | 0 | 0 | 0 | 0 | 0 | 0 | 0 | 0 | 0 | 0 | 0 | 0 | 0 | 0 | 0
Commercial_Miscellaneous_Existing_Food Preparation_Natural Gas_Range_E10_Baseline Forecast | Commercial | Miscellaneous | Existing | Food Preparation | Natural Gas | Range | E10 |  | Baseline Forecast | 0 | 0 | 0 | 0 | 0 | 0 | 0 | 0 | 0 | 0 | 0 | 0 | 0 | 0 | 0 | 0 | 0 | 0 | 0 | 0 | 0 | 0 | 0 | 0 | 0 | 0 | 0 | 0 | 0 | 0 | 0 | 0 | 0
Commercial_Miscellaneous_Existing_Food Preparation_Natural Gas_Steamer_E1_Baseline Forecast | Commercial | Miscellaneous | Existing | Food Preparation | Natural Gas | Steamer | E1 |  | Baseline Forecast | 0 | 510.1642 | 576.8543 | 0 | 0 | 0 | 0 | 0 | 0 | 0 | 0 | 0 | 0 | 0 | 0 | 0 | 0 | 0 | 0 | 0 | 0 | 0 | 0 | 0 | 0 | 0 | 0 | 0 | 0 | 0 | 0 | 0 | 0
Commercial_Miscellaneous_Existing_Food Preparation_Natural Gas_Steamer_E2_Baseline Forecast | Commercial | Miscellaneous | Existing | Food Preparation | Natural Gas | Steamer | E2 |  | Baseline Forecast | 0 | 510.6254 | 579.7664 | 1274.0419 | 2021.5169 | 1479.2618 | 1562.8111 | 1636.6824 | 1701.7833 | 1759.0258 | 1670.9584 | 1607.9411 | 1565.4036 | 1608.845 | 1588.4156 | 1579.4641 | 1579.588 | 1586.8334 | 1599.5877 | 1902.4745 | 1905.0479 | 1897.9937 | 2081.1363 | 1860.3265 | 1848.6202 | 1835.3125 | 1821.6892 | 1808.6769 | 1787.0417 | 1775.4722 | 1770.4242 | 1811.3901 | 2168.0401
Commercial_Miscellaneous_Existing_Food Preparation_Natural Gas_Steamer_E3_Baseline Forecast | Commercial | Miscellaneous | Existing | Food Preparation | Natural Gas | Steamer | E3 |  | Baseline Forecast | 0 | 0 | 0 | 0 | 0 | 0 | 0 | 0 | 0 | 0 | 0 | 0 | 0 | 0 | 0 | 0 | 0 | 0 | 0 | 0 | 0 | 0 | 0 | 0 | 0 | 0 | 0 | 0 | 0 | 0 | 0 | 0 | 0
Commercial_Miscellaneous_Existing_Food Preparation_Natural Gas_Steamer_E4_Baseline Forecast | Commercial | Miscellaneous | Existing | Food Preparation | Natural Gas | Steamer | E4 |  | Baseline Forecast | 0 | 0 | 0 | 0 | 0 | 0 | 0 | 0 | 0 | 0 | 0 | 0 | 0 | 0 | 0 | 0 | 0 | 0 | 0 | 0 | 0 | 0 | 0 | 0 | 0 | 0 | 0 | 0 | 0 | 0 | 0 | 0 | 0
Commercial_Miscellaneous_Existing_Food Preparation_Natural Gas_Steamer_E5_Baseline Forecast | Commercial | Miscellaneous | Existing | Food Preparation | Natural Gas | Steamer | E5 |  | Baseline Forecast | 0 | 0 | 0 | 0 | 0 | 0 | 0 | 0 | 0 | 0 | 0 | 0 | 0 | 0 | 0 | 0 | 0 | 0 | 0 | 0 | 0 | 0 | 0 | 0 | 0 | 0 | 0 | 0 | 0 | 0 | 0 | 0 | 0
Commercial_Miscellaneous_Existing_Food Preparation_Natural Gas_Steamer_E6_Baseline Forecast | Commercial | Miscellaneous | Existing | Food Preparation | Natural Gas | Steamer | E6 |  | Baseline Forecast | 0 | 0 | 0 | 0 | 0 | 0 | 0 | 0 | 0 | 0 | 0 | 0 | 0 | 0 | 0 | 0 | 0 | 0 | 0 | 0 | 0 | 0 | 0 | 0 | 0 | 0 | 0 | 0 | 0 | 0 | 0 | 0 | 0
Commercial_Miscellaneous_Existing_Food Preparation_Natural Gas_Steamer_E7_Baseline Forecast | Commercial | Miscellaneous | Existing | Food Preparation | Natural Gas | Steamer | E7 |  | Baseline Forecast | 0 | 0 | 0 | 0 | 0 | 0 | 0 | 0 | 0 | 0 | 0 | 0 | 0 | 0 | 0 | 0 | 0 | 0 | 0 | 0 | 0 | 0 | 0 | 0 | 0 | 0 | 0 | 0 | 0 | 0 | 0 | 0 | 0
Commercial_Miscellaneous_Existing_Food Preparation_Natural Gas_Steamer_E8_Baseline Forecast | Commercial | Miscellaneous | Existing | Food Preparation | Natural Gas | Steamer | E8 |  | Baseline Forecast | 0 | 0 | 0 | 0 | 0 | 0 | 0 | 0 | 0 | 0 | 0 | 0 | 0 | 0 | 0 | 0 | 0 | 0 | 0 | 0 | 0 | 0 | 0 | 0 | 0 | 0 | 0 | 0 | 0 | 0 | 0 | 0 | 0
Commercial_Miscellaneous_Existing_Food Preparation_Natural Gas_Steamer_E9_Baseline Forecast | Commercial | Miscellaneous | Existing | Food Preparation | Natural Gas | Steamer | E9 |  | Baseline Forecast | 0 | 0 | 0 | 0 | 0 | 0 | 0 | 0 | 0 | 0 | 0 | 0 | 0 | 0 | 0 | 0 | 0 | 0 | 0 | 0 | 0 | 0 | 0 | 0 | 0 | 0 | 0 | 0 | 0 | 0 | 0 | 0 | 0
Commercial_Miscellaneous_Existing_Food Preparation_Natural Gas_Steamer_E10_Baseline Forecast | Commercial | Miscellaneous | Existing | Food Preparation | Natural Gas | Steamer | E10 |  | Baseline Forecast | 0 | 0 | 0 | 0 | 0 | 0 | 0 | 0 | 0 | 0 | 0 | 0 | 0 | 0 | 0 | 0 | 0 | 0 | 0 | 0 | 0 | 0 | 0 | 0 | 0 | 0 | 0 | 0 | 0 | 0 | 0 | 0 | 0
Commercial_Miscellaneous_Existing_Food Preparation_Natural Gas_Food Prep Other_E1_Baseline Forecast | Commercial | Miscellaneous | Existing | Food Preparation | Natural Gas | Food Prep Other | E1 |  | Baseline Forecast | 0 | 0 | 0 | 0 | 0 | 0 | 0 | 0 | 0 | 0 | 0 | 0 | 0 | 0 | 0 | 0 | 0 | 0 | 0 | 0 | 0 | 0 | 0 | 0 | 0 | 0 | 0 | 0 | 0 | 0 | 0 | 0 | 0
Commercial_Miscellaneous_Existing_Food Preparation_Natural Gas_Food Prep Other_E2_Baseline Forecast | Commercial | Miscellaneous | Existing | Food Preparation | Natural Gas | Food Prep Other | E2 |  | Baseline Forecast | 0 | 0 | 0 | 0 | 0 | 0 | 0 | 0 | 0 | 0 | 0 | 0 | 0 | 0 | 0 | 0 | 0 | 0 | 0 | 0 | 0 | 0 | 0 | 0 | 0 | 0 | 0 | 0 | 0 | 0 | 0 | 0 | 0
Commercial_Miscellaneous_Existing_Food Preparation_Natural Gas_Food Prep Other_E3_Baseline Forecast | Commercial | Miscellaneous | Existing | Food Preparation | Natural Gas | Food Prep Other | E3 |  | Baseline Forecast | 0 | 0 | 0 | 0 | 0 | 0 | 0 | 0 | 0 | 0 | 0 | 0 | 0 | 0 | 0 | 0 | 0 | 0 | 0 | 0 | 0 | 0 | 0 | 0 | 0 | 0 | 0 | 0 | 0 | 0 | 0 | 0 | 0
Commercial_Miscellaneous_Existing_Food Preparation_Natural Gas_Food Prep Other_E4_Baseline Forecast | Commercial | Miscellaneous | Existing | Food Preparation | Natural Gas | Food Prep Other | E4 |  | Baseline Forecast | 0 | 0 | 0 | 0 | 0 | 0 | 0 | 0 | 0 | 0 | 0 | 0 | 0 | 0 | 0 | 0 | 0 | 0 | 0 | 0 | 0 | 0 | 0 | 0 | 0 | 0 | 0 | 0 | 0 | 0 | 0 | 0 | 0
Commercial_Miscellaneous_Existing_Food Preparation_Natural Gas_Food Prep Other_E5_Baseline Forecast | Commercial | Miscellaneous | Existing | Food Preparation | Natural Gas | Food Prep Other | E5 |  | Baseline Forecast | 0 | 0 | 0 | 0 | 0 | 0 | 0 | 0 | 0 | 0 | 0 | 0 | 0 | 0 | 0 | 0 | 0 | 0 | 0 | 0 | 0 | 0 | 0 | 0 | 0 | 0 | 0 | 0 | 0 | 0 | 0 | 0 | 0
Commercial_Miscellaneous_Existing_Food Preparation_Natural Gas_Food Prep Other_E6_Baseline Forecast | Commercial | Miscellaneous | Existing | Food Preparation | Natural Gas | Food Prep Other | E6 |  | Baseline Forecast | 0 | 0 | 0 | 0 | 0 | 0 | 0 | 0 | 0 | 0 | 0 | 0 | 0 | 0 | 0 | 0 | 0 | 0 | 0 | 0 | 0 | 0 | 0 | 0 | 0 | 0 | 0 | 0 | 0 | 0 | 0 | 0 | 0
Commercial_Miscellaneous_Existing_Food Preparation_Natural Gas_Food Prep Other_E7_Baseline Forecast | Commercial | Miscellaneous | Existing | Food Preparation | Natural Gas | Food Prep Other | E7 |  | Baseline Forecast | 0 | 0 | 0 | 0 | 0 | 0 | 0 | 0 | 0 | 0 | 0 | 0 | 0 | 0 | 0 | 0 | 0 | 0 | 0 | 0 | 0 | 0 | 0 | 0 | 0 | 0 | 0 | 0 | 0 | 0 | 0 | 0 | 0
Commercial_Miscellaneous_Existing_Food Preparation_Natural Gas_Food Prep Other_E8_Baseline Forecast | Commercial | Miscellaneous | Existing | Food Preparation | Natural Gas | Food Prep Other | E8 |  | Baseline Forecast | 0 | 0 | 0 | 0 | 0 | 0 | 0 | 0 | 0 | 0 | 0 | 0 | 0 | 0 | 0 | 0 | 0 | 0 | 0 | 0 | 0 | 0 | 0 | 0 | 0 | 0 | 0 | 0 | 0 | 0 | 0 | 0 | 0
Commercial_Miscellaneous_Existing_Food Preparation_Natural Gas_Food Prep Other_E9_Baseline Forecast | Commercial | Miscellaneous | Existing | Food Preparation | Natural Gas | Food Prep Other | E9 |  | Baseline Forecast | 0 | 0 | 0 | 0 | 0 | 0 | 0 | 0 | 0 | 0 | 0 | 0 | 0 | 0 | 0 | 0 | 0 | 0 | 0 | 0 | 0 | 0 | 0 | 0 | 0 | 0 | 0 | 0 | 0 | 0 | 0 | 0 | 0
Commercial_Miscellaneous_Existing_Food Preparation_Natural Gas_Food Prep Other_E10_Baseline Forecast | Commercial | Miscellaneous | Existing | Food Preparation | Natural Gas | Food Prep Other | E10 |  | Baseline Forecast | 0 | 0 | 0 | 0 | 0 | 0 | 0 | 0 | 0 | 0 | 0 | 0 | 0 | 0 | 0 | 0 | 0 | 0 | 0 | 0 | 0 | 0 | 0 | 0 | 0 | 0 | 0 | 0 | 0 | 0 | 0 | 0 | 0
Commercial_Miscellaneous_Existing_Miscellaneous_Natural Gas_Pool Heater_E1_Baseline Forecast | Commercial | Miscellaneous | Existing | Miscellaneous | Natural Gas | Pool Heater | E1 |  | Baseline Forecast | 0 | 1427.3688 | 1846.0904 | 2173.3323 | 2938.9172 | 2653.9105 | 2398.9006 | 2279.2843 | 2250.2768 | 2377.6276 | 2423.2295 | 2773.5575 | 2774.4285 | 2747.4464 | 2860.4556 | 2692.2286 | 2634.5467 | 2623.1927 | 2632.0855 | 2701.877 | 2703.5027 | 2771.7537 | 2734.4007 | 2699.1343 | 2720.6853 | 2665.902 | 2663.926 | 2666.7483 | 2667.119 | 2687.246 | 2674.9028 | 2681.7295 | 2945.5178
Commercial_Miscellaneous_Existing_Miscellaneous_Natural Gas_Pool Heater_E2_Baseline Forecast | Commercial | Miscellaneous | Existing | Miscellaneous | Natural Gas | Pool Heater | E2 |  | Baseline Forecast | 0 | 158.5965 | 205.1212 | 241.4814 | 326.5464 | 294.8789 | 266.5445 | 253.2538 | 250.0308 | 264.1808 | 269.2477 | 308.1731 | 308.2698 | 305.2718 | 317.8284 | 299.1365 | 292.7274 | 291.4659 | 292.4539 | 300.2086 | 300.3892 | 307.9726 | 303.8223 | 299.9038 | 302.2984 | 296.2113 | 295.9918 | 296.3054 | 296.3466 | 298.5829 | 297.2114 | 297.9699 | 327.2798
Commercial_Miscellaneous_Existing_Miscellaneous_Natural Gas_Pool Heater_E3_Baseline Forecast | Commercial | Miscellaneous | Existing | Miscellaneous | Natural Gas | Pool Heater | E3 |  | Baseline Forecast | 0 | 0 | 0 | 0 | 0 | 0 | 0 | 0 | 0 | 0 | 0 | 0 | 0 | 0 | 0 | 0 | 0 | 0 | 0 | 0 | 0 | 0 | 0 | 0 | 0 | 0 | 0 | 0 | 0 | 0 | 0 | 0 | 0
Commercial_Miscellaneous_Existing_Miscellaneous_Natural Gas_Pool Heater_E4_Baseline Forecast | Commercial | Miscellaneous | Existing | Miscellaneous | Natural Gas | Pool Heater | E4 |  | Baseline Forecast | 0 | 0 | 0 | 0 | 0 | 0 | 0 | 0 | 0 | 0 | 0 | 0 | 0 | 0 | 0 | 0 | 0 | 0 | 0 | 0 | 0 | 0 | 0 | 0 | 0 | 0 | 0 | 0 | 0 | 0 | 0 | 0 | 0
Commercial_Miscellaneous_Existing_Miscellaneous_Natural Gas_Pool Heater_E5_Baseline Forecast | Commercial | Miscellaneous | Existing | Miscellaneous | Natural Gas | Pool Heater | E5 |  | Baseline Forecast | 0 | 0 | 0 | 0 | 0 | 0 | 0 | 0 | 0 | 0 | 0 | 0 | 0 | 0 | 0 | 0 | 0 | 0 | 0 | 0 | 0 | 0 | 0 | 0 | 0 | 0 | 0 | 0 | 0 | 0 | 0 | 0 | 0
Commercial_Miscellaneous_Existing_Miscellaneous_Natural Gas_Pool Heater_E6_Baseline Forecast | Commercial | Miscellaneous | Existing | Miscellaneous | Natural Gas | Pool Heater | E6 |  | Baseline Forecast | 0 | 0 | 0 | 0 | 0 | 0 | 0 | 0 | 0 | 0 | 0 | 0 | 0 | 0 | 0 | 0 | 0 | 0 | 0 | 0 | 0 | 0 | 0 | 0 | 0 | 0 | 0 | 0 | 0 | 0 | 0 | 0 | 0
Commercial_Miscellaneous_Existing_Miscellaneous_Natural Gas_Pool Heater_E7_Baseline Forecast | Commercial | Miscellaneous | Existing | Miscellaneous | Natural Gas | Pool Heater | E7 |  | Baseline Forecast | 0 | 0 | 0 | 0 | 0 | 0 | 0 | 0 | 0 | 0 | 0 | 0 | 0 | 0 | 0 | 0 | 0 | 0 | 0 | 0 | 0 | 0 | 0 | 0 | 0 | 0 | 0 | 0 | 0 | 0 | 0 | 0 | 0
Commercial_Miscellaneous_Existing_Miscellaneous_Natural Gas_Pool Heater_E8_Baseline Forecast | Commercial | Miscellaneous | Existing | Miscellaneous | Natural Gas | Pool Heater | E8 |  | Baseline Forecast | 0 | 0 | 0 | 0 | 0 | 0 | 0 | 0 | 0 | 0 | 0 | 0 | 0 | 0 | 0 | 0 | 0 | 0 | 0 | 0 | 0 | 0 | 0 | 0 | 0 | 0 | 0 | 0 | 0 | 0 | 0 | 0 | 0
Commercial_Miscellaneous_Existing_Miscellaneous_Natural Gas_Pool Heater_E9_Baseline Forecast | Commercial | Miscellaneous | Existing | Miscellaneous | Natural Gas | Pool Heater | E9 |  | Baseline Forecast | 0 | 0 | 0 | 0 | 0 | 0 | 0 | 0 | 0 | 0 | 0 | 0 | 0 | 0 | 0 | 0 | 0 | 0 | 0 | 0 | 0 | 0 | 0 | 0 | 0 | 0 | 0 | 0 | 0 | 0 | 0 | 0 | 0
Commercial_Miscellaneous_Existing_Miscellaneous_Natural Gas_Pool Heater_E10_Baseline Forecast | Commercial | Miscellaneous | Existing | Miscellaneous | Natural Gas | Pool Heater | E10 |  | Baseline Forecast | 0 | 0 | 0 | 0 | 0 | 0 | 0 | 0 | 0 | 0 | 0 | 0 | 0 | 0 | 0 | 0 | 0 | 0 | 0 | 0 | 0 | 0 | 0 | 0 | 0 | 0 | 0 | 0 | 0 | 0 | 0 | 0 | 0
Commercial_Miscellaneous_Existing_Miscellaneous_Natural Gas_Miscellaneous_E1_Baseline Forecast | Commercial | Miscellaneous | Existing | Miscellaneous | Natural Gas | Miscellaneous | E1 |  | Baseline Forecast | 0 | 167842.7978 | 198791.0531 | 224650.6358 | 261501.8959 | 213018.0347 | 214083.1002 | 220194.2565 | 218576.043 | 217354.0235 | 217175.4973 | 264396.4303 | 266061.2278 | 266156.515 | 275710.7811 | 259984.9614 | 260624.9017 | 263960.5387 | 262387.5103 | 261260.7702 | 261078.8534 | 274236.3261 | 272345.7583 | 270246.9855 | 273014.0209 | 267889.8866 | 267869.6344 | 269010.4723 | 267850.7314 | 266974.9053 | 266650.3436 | 270014.0251 | 294584.9872
Commercial_Miscellaneous_Existing_Miscellaneous_Natural Gas_Miscellaneous_E2_Baseline Forecast | Commercial | Miscellaneous | Existing | Miscellaneous | Natural Gas | Miscellaneous | E2 |  | Baseline Forecast | 0 | 0 | 0 | 0 | 0 | 0 | 0 | 0 | 0 | 0 | 0 | 0 | 0 | 0 | 0 | 0 | 0 | 0 | 0 | 0 | 0 | 0 | 0 | 0 | 0 | 0 | 0 | 0 | 0 | 0 | 0 | 0 | 0
Commercial_Miscellaneous_Existing_Miscellaneous_Natural Gas_Miscellaneous_E3_Baseline Forecast | Commercial | Miscellaneous | Existing | Miscellaneous | Natural Gas | Miscellaneous | E3 |  | Baseline Forecast | 0 | 0 | 0 | 0 | 0 | 0 | 0 | 0 | 0 | 0 | 0 | 0 | 0 | 0 | 0 | 0 | 0 | 0 | 0 | 0 | 0 | 0 | 0 | 0 | 0 | 0 | 0 | 0 | 0 | 0 | 0 | 0 | 0
Commercial_Miscellaneous_Existing_Miscellaneous_Natural Gas_Miscellaneous_E4_Baseline Forecast | Commercial | Miscellaneous | Existing | Miscellaneous | Natural Gas | Miscellaneous | E4 |  | Baseline Forecast | 0 | 0 | 0 | 0 | 0 | 0 | 0 | 0 | 0 | 0 | 0 | 0 | 0 | 0 | 0 | 0 | 0 | 0 | 0 | 0 | 0 | 0 | 0 | 0 | 0 | 0 | 0 | 0 | 0 | 0 | 0 | 0 | 0
Commercial_Miscellaneous_Existing_Miscellaneous_Natural Gas_Miscellaneous_E5_Baseline Forecast | Commercial | Miscellaneous | Existing | Miscellaneous | Natural Gas | Miscellaneous | E5 |  | Baseline Forecast | 0 | 0 | 0 | 0 | 0 | 0 | 0 | 0 | 0 | 0 | 0 | 0 | 0 | 0 | 0 | 0 | 0 | 0 | 0 | 0 | 0 | 0 | 0 | 0 | 0 | 0 | 0 | 0 | 0 | 0 | 0 | 0 | 0
Commercial_Miscellaneous_Existing_Miscellaneous_Natural Gas_Miscellaneous_E6_Baseline Forecast | Commercial | Miscellaneous | Existing | Miscellaneous | Natural Gas | Miscellaneous | E6 |  | Baseline Forecast | 0 | 0 | 0 | 0 | 0 | 0 | 0 | 0 | 0 | 0 | 0 | 0 | 0 | 0 | 0 | 0 | 0 | 0 | 0 | 0 | 0 | 0 | 0 | 0 | 0 | 0 | 0 | 0 | 0 | 0 | 0 | 0 | 0
Commercial_Miscellaneous_Existing_Miscellaneous_Natural Gas_Miscellaneous_E7_Baseline Forecast | Commercial | Miscellaneous | Existing | Miscellaneous | Natural Gas | Miscellaneous | E7 |  | Baseline Forecast | 0 | 0 | 0 | 0 | 0 | 0 | 0 | 0 | 0 | 0 | 0 | 0 | 0 | 0 | 0 | 0 | 0 | 0 | 0 | 0 | 0 | 0 | 0 | 0 | 0 | 0 | 0 | 0 | 0 | 0 | 0 | 0 | 0
Commercial_Miscellaneous_Existing_Miscellaneous_Natural Gas_Miscellaneous_E8_Baseline Forecast | Commercial | Miscellaneous | Existing | Miscellaneous | Natural Gas | Miscellaneous | E8 |  | Baseline Forecast | 0 | 0 | 0 | 0 | 0 | 0 | 0 | 0 | 0 | 0 | 0 | 0 | 0 | 0 | 0 | 0 | 0 | 0 | 0 | 0 | 0 | 0 | 0 | 0 | 0 | 0 | 0 | 0 | 0 | 0 | 0 | 0 | 0
Commercial_Miscellaneous_Existing_Miscellaneous_Natural Gas_Miscellaneous_E9_Baseline Forecast | Commercial | Miscellaneous | Existing | Miscellaneous | Natural Gas | Miscellaneous | E9 |  | Baseline Forecast | 0 | 0 | 0 | 0 | 0 | 0 | 0 | 0 | 0 | 0 | 0 | 0 | 0 | 0 | 0 | 0 | 0 | 0 | 0 | 0 | 0 | 0 | 0 | 0 | 0 | 0 | 0 | 0 | 0 | 0 | 0 | 0 | 0
Commercial_Miscellaneous_Existing_Miscellaneous_Natural Gas_Miscellaneous_E10_Baseline Forecast | Commercial | Miscellaneous | Existing | Miscellaneous | Natural Gas | Miscellaneous | E10 |  | Baseline Forecast | 0 | 0 | 0 | 0 | 0 | 0 | 0 | 0 | 0 | 0 | 0 | 0 | 0 | 0 | 0 | 0 | 0 | 0 | 0 | 0 | 0 | 0 | 0 | 0 | 0 | 0 | 0 | 0 | 0 | 0 | 0 | 0 | 0
Commercial_Miscellaneous_New_Space Heating_Natural Gas_Furnace_E1_Baseline Forecast | Commercial | Miscellaneous | New | Space Heating | Natural Gas | Furnace | E1 |  | Baseline Forecast | 0 | 0 | 0 | 0 | 0 | 0 | 0 | 0 | 0 | 0 | 0 | 0 | 0 | 0 | 0 | 0 | 0 | 0 | 0 | 0 | 0 | 0 | 0 | 0 | 0 | 0 | 0 | 0 | 0 | 0 | 0 | 0 | 0
Commercial_Miscellaneous_New_Space Heating_Natural Gas_Furnace_E2_Baseline Forecast | Commercial | Miscellaneous | New | Space Heating | Natural Gas | Furnace | E2 |  | Baseline Forecast | 0 | 0 | 0 | 0 | 0 | 0 | 0 | 0 | 0 | 0 | 0 | 0 | 0 | 0 | 0 | 0 | 0 | 0 | 0 | 0 | 0 | 0 | 0 | 0 | 0 | 0 | 0 | 0 | 0 | 0 | 0 | 0 | 0
Commercial_Miscellaneous_New_Space Heating_Natural Gas_Furnace_E3_Baseline Forecast | Commercial | Miscellaneous | New | Space Heating | Natural Gas | Furnace | E3 |  | Baseline Forecast | 0 | 0 | 0 | 0 | 0 | 0 | 0 | 0 | 0 | 0 | 0 | 0 | 0 | 0 | 0 | 0 | 0 | 0 | 0 | 0 | 0 | 0 | 0 | 0 | 0 | 0 | 0 | 0 | 0 | 0 | 0 | 0 | 0
Commercial_Miscellaneous_New_Space Heating_Natural Gas_Furnace_E4_Baseline Forecast | Commercial | Miscellaneous | New | Space Heating | Natural Gas | Furnace | E4 |  | Baseline Forecast | 0 | 0 | 0 | 0 | 0 | 0 | 0 | 0 | 0 | 0 | 0 | 0 | 0 | 0 | 0 | 0 | 0 | 0 | 0 | 0 | 0 | 0 | 0 | 0 | 0 | 0 | 0 | 0 | 0 | 0 | 0 | 0 | 0
Commercial_Miscellaneous_New_Space Heating_Natural Gas_Furnace_E5_Baseline Forecast | Commercial | Miscellaneous | New | Space Heating | Natural Gas | Furnace | E5 |  | Baseline Forecast | 0 | 0 | 0 | 0 | 0 | 0 | 0 | 0 | 0 | 0 | 0 | 0 | 0 | 0 | 0 | 0 | 0 | 0 | 0 | 0 | 0 | 0 | 0 | 0 | 0 | 0 | 0 | 0 | 0 | 0 | 0 | 0 | 0
Commercial_Miscellaneous_New_Space Heating_Natural Gas_Furnace_E6_Baseline Forecast | Commercial | Miscellaneous | New | Space Heating | Natural Gas | Furnace | E6 |  | Baseline Forecast | 0 | 0 | 0 | 0 | 0 | 0 | 0 | 0 | 0 | 0 | 0 | 0 | 0 | 0 | 0 | 0 | 0 | 0 | 0 | 0 | 0 | 0 | 0 | 0 | 0 | 0 | 0 | 0 | 0 | 0 | 0 | 0 | 0
Commercial_Miscellaneous_New_Space Heating_Natural Gas_Furnace_E7_Baseline Forecast | Commercial | Miscellaneous | New | Space Heating | Natural Gas | Furnace | E7 |  | Baseline Forecast | 0 | 0 | 0 | 0 | 0 | 0 | 0 | 0 | 0 | 0 | 0 | 0 | 0 | 0 | 0 | 0 | 0 | 0 | 0 | 0 | 0 | 0 | 0 | 0 | 0 | 0 | 0 | 0 | 0 | 0 | 0 | 0 | 0
Commercial_Miscellaneous_New_Space Heating_Natural Gas_Furnace_E8_Baseline Forecast | Commercial | Miscellaneous | New | Space Heating | Natural Gas | Furnace | E8 |  | Baseline Forecast | 0 | 0 | 0 | 0 | 0 | 0 | 0 | 0 | 0 | 0 | 0 | 0 | 0 | 0 | 0 | 0 | 0 | 0 | 0 | 0 | 0 | 0 | 0 | 0 | 0 | 0 | 0 | 0 | 0 | 0 | 0 | 0 | 0
Commercial_Miscellaneous_New_Space Heating_Natural Gas_Furnace_E9_Baseline Forecast | Commercial | Miscellaneous | New | Space Heating | Natural Gas | Furnace | E9 |  | Baseline Forecast | 0 | 0 | 0 | 0 | 0 | 0 | 0 | 0 | 0 | 0 | 0 | 0 | 0 | 0 | 0 | 0 | 0 | 0 | 0 | 0 | 0 | 0 | 0 | 0 | 0 | 0 | 0 | 0 | 0 | 0 | 0 | 0 | 0
Commercial_Miscellaneous_New_Space Heating_Natural Gas_Furnace_E10_Baseline Forecast | Commercial | Miscellaneous | New | Space Heating | Natural Gas | Furnace | E10 |  | Baseline Forecast | 0 | 0 | 0 | 0 | 0 | 0 | 0 | 0 | 0 | 0 | 0 | 0 | 0 | 0 | 0 | 0 | 0 | 0 | 0 | 0 | 0 | 0 | 0 | 0 | 0 | 0 | 0 | 0 | 0 | 0 | 0 | 0 | 0
Commercial_Miscellaneous_New_Space Heating_Natural Gas_Boiler_E1_Baseline Forecast | Commercial | Miscellaneous | New | Space Heating | Natural Gas | Boiler | E1 |  | Baseline Forecast | 0 | 0 | 0 | 0 | 0 | 0 | 0 | 0 | 0 | 0 | 0 | 0 | 0 | 0 | 0 | 0 | 0 | 0 | 0 | 0 | 0 | 0 | 0 | 0 | 0 | 0 | 0 | 0 | 0 | 0 | 0 | 0 | 0
Commercial_Miscellaneous_New_Space Heating_Natural Gas_Boiler_E2_Baseline Forecast | Commercial | Miscellaneous | New | Space Heating | Natural Gas | Boiler | E2 |  | Baseline Forecast | 0 | 0 | 0 | 0 | 0 | 0 | 0 | 0 | 0 | 0 | 0 | 0 | 0 | 0 | 0 | 0 | 0 | 0 | 0 | 0 | 0 | 0 | 0 | 0 | 0 | 0 | 0 | 0 | 0 | 0 | 0 | 0 | 0
Commercial_Miscellaneous_New_Space Heating_Natural Gas_Boiler_E3_Baseline Forecast | Commercial | Miscellaneous | New | Space Heating | Natural Gas | Boiler | E3 |  | Baseline Forecast | 0 | 0 | 0 | 0 | 0 | 0 | 0 | 0 | 0 | 0 | 0 | 0 | 0 | 0 | 0 | 0 | 0 | 0 | 0 | 0 | 0 | 0 | 0 | 0 | 0 | 0 | 0 | 0 | 0 | 0 | 0 | 0 | 0
Commercial_Miscellaneous_New_Space Heating_Natural Gas_Boiler_E4_Baseline Forecast | Commercial | Miscellaneous | New | Space Heating | Natural Gas | Boiler | E4 |  | Baseline Forecast | 0 | 0 | 0 | 0 | 0 | 0 | 0 | 0 | 0 | 0 | 0 | 0 | 0 | 0 | 0 | 0 | 0 | 0 | 0 | 0 | 0 | 0 | 0 | 0 | 0 | 0 | 0 | 0 | 0 | 0 | 0 | 0 | 0
Commercial_Miscellaneous_New_Space Heating_Natural Gas_Boiler_E5_Baseline Forecast | Commercial | Miscellaneous | New | Space Heating | Natural Gas | Boiler | E5 |  | Baseline Forecast | 0 | 0 | 0 | 0 | 0 | 0 | 0 | 0 | 0 | 0 | 0 | 0 | 0 | 0 | 0 | 0 | 0 | 0 | 0 | 0 | 0 | 0 | 0 | 0 | 0 | 0 | 0 | 0 | 0 | 0 | 0 | 0 | 0
Commercial_Miscellaneous_New_Space Heating_Natural Gas_Boiler_E6_Baseline Forecast | Commercial | Miscellaneous | New | Space Heating | Natural Gas | Boiler | E6 |  | Baseline Forecast | 0 | 0 | 0 | 0 | 0 | 0 | 0 | 0 | 0 | 0 | 0 | 0 | 0 | 0 | 0 | 0 | 0 | 0 | 0 | 0 | 0 | 0 | 0 | 0 | 0 | 0 | 0 | 0 | 0 | 0 | 0 | 0 | 0
Commercial_Miscellaneous_New_Space Heating_Natural Gas_Boiler_E7_Baseline Forecast | Commercial | Miscellaneous | New | Space Heating | Natural Gas | Boiler | E7 |  | Baseline Forecast | 0 | 0 | 0 | 0 | 0 | 0 | 0 | 0 | 0 | 0 | 0 | 0 | 0 | 0 | 0 | 0 | 0 | 0 | 0 | 0 | 0 | 0 | 0 | 0 | 0 | 0 | 0 | 0 | 0 | 0 | 0 | 0 | 0
Commercial_Miscellaneous_New_Space Heating_Natural Gas_Boiler_E8_Baseline Forecast | Commercial | Miscellaneous | New | Space Heating | Natural Gas | Boiler | E8 |  | Baseline Forecast | 0 | 0 | 0 | 0 | 0 | 0 | 0 | 0 | 0 | 0 | 0 | 0 | 0 | 0 | 0 | 0 | 0 | 0 | 0 | 0 | 0 | 0 | 0 | 0 | 0 | 0 | 0 | 0 | 0 | 0 | 0 | 0 | 0
Commercial_Miscellaneous_New_Space Heating_Natural Gas_Boiler_E9_Baseline Forecast | Commercial | Miscellaneous | New | Space Heating | Natural Gas | Boiler | E9 |  | Baseline Forecast | 0 | 0 | 0 | 0 | 0 | 0 | 0 | 0 | 0 | 0 | 0 | 0 | 0 | 0 | 0 | 0 | 0 | 0 | 0 | 0 | 0 | 0 | 0 | 0 | 0 | 0 | 0 | 0 | 0 | 0 | 0 | 0 | 0
Commercial_Miscellaneous_New_Space Heating_Natural Gas_Boiler_E10_Baseline Forecast | Commercial | Miscellaneous | New | Space Heating | Natural Gas | Boiler | E10 |  | Baseline Forecast | 0 | 0 | 0 | 0 | 0 | 0 | 0 | 0 | 0 | 0 | 0 | 0 | 0 | 0 | 0 | 0 | 0 | 0 | 0 | 0 | 0 | 0 | 0 | 0 | 0 | 0 | 0 | 0 | 0 | 0 | 0 | 0 | 0
Commercial_Miscellaneous_New_Space Heating_Natural Gas_Unit Heater_E1_Baseline Forecast | Commercial | Miscellaneous | New | Space Heating | Natural Gas | Unit Heater | E1 |  | Baseline Forecast | 0 | 14.887 | 71.8053 | 45.8886 | 54.8667 | 0 | 0 | 0 | 0 | 0 | 0 | 0 | 0 | 0 | 0 | 0 | 0 | 0 | 0 | 0 | 0 | 0 | 0 | 0 | 0 | 0 | 0 | 0 | 0 | 0 | 0 | 0 | 0
Commercial_Miscellaneous_New_Space Heating_Natural Gas_Unit Heater_E2_Baseline Forecast | Commercial | Miscellaneous | New | Space Heating | Natural Gas | Unit Heater | E2 |  | Baseline Forecast | 0 | 0 | 0 | 0 | 0 | 56.5452 | 56.8293 | 49.1856 | 48.4963 | 49.6314 | 50.4393 | 52.1828 | 61.354 | 65.512 | 71.0046 | 75.7449 | 80.256 | 81.651 | 86.1682 | 102.5945 | 93.9426 | 97.8214 | 100.1495 | 102.3124 | 102.7229 | 105.4838 | 109.0967 | 112.172 | 115.9065 | 123.5433 | 127.657 | 131.8582 | 108.0296
Commercial_Miscellaneous_New_Space Heating_Natural Gas_Unit Heater_E3_Baseline Forecast | Commercial | Miscellaneous | New | Space Heating | Natural Gas | Unit Heater | E3 |  | Baseline Forecast | 0 | 0 | 0 | 0 | 0 | 0 | 0 | 0 | 0 | 0 | 0 | 0 | 0 | 0 | 0 | 0 | 0 | 0 | 0 | 0 | 0 | 0 | 0 | 0 | 0 | 0 | 0 | 0 | 0 | 0 | 0 | 0 | 0
Commercial_Miscellaneous_New_Space Heating_Natural Gas_Unit Heater_E4_Baseline Forecast | Commercial | Miscellaneous | New | Space Heating | Natural Gas | Unit Heater | E4 |  | Baseline Forecast | 0 | 0 | 0 | 0 | 0 | 0 | 0 | 0 | 0 | 0 | 0 | 0 | 0 | 0 | 0 | 0 | 0 | 0 | 0 | 0 | 0 | 0 | 0 | 0 | 0 | 0 | 0 | 0 | 0 | 0 | 0 | 0 | 0
Commercial_Miscellaneous_New_Space Heating_Natural Gas_Unit Heater_E5_Baseline Forecast | Commercial | Miscellaneous | New | Space Heating | Natural Gas | Unit Heater | E5 |  | Baseline Forecast | 0 | 0 | 0 | 0 | 0 | 0 | 0 | 0 | 0 | 0 | 0 | 0 | 0 | 0 | 0 | 0 | 0 | 0 | 0 | 0 | 0 | 0 | 0 | 0 | 0 | 0 | 0 | 0 | 0 | 0 | 0 | 0 | 0
Commercial_Miscellaneous_New_Space Heating_Natural Gas_Unit Heater_E6_Baseline Forecast | Commercial | Miscellaneous | New | Space Heating | Natural Gas | Unit Heater | E6 |  | Baseline Forecast | 0 | 0 | 0 | 0 | 0 | 0 | 0 | 0 | 0 | 0 | 0 | 0 | 0 | 0 | 0 | 0 | 0 | 0 | 0 | 0 | 0 | 0 | 0 | 0 | 0 | 0 | 0 | 0 | 0 | 0 | 0 | 0 | 0
Commercial_Miscellaneous_New_Space Heating_Natural Gas_Unit Heater_E7_Baseline Forecast | Commercial | Miscellaneous | New | Space Heating | Natural Gas | Unit Heater | E7 |  | Baseline Forecast | 0 | 0 | 0 | 0 | 0 | 0 | 0 | 0 | 0 | 0 | 0 | 0 | 0 | 0 | 0 | 0 | 0 | 0 | 0 | 0 | 0 | 0 | 0 | 0 | 0 | 0 | 0 | 0 | 0 | 0 | 0 | 0 | 0
Commercial_Miscellaneous_New_Space Heating_Natural Gas_Unit Heater_E8_Baseline Forecast | Commercial | Miscellaneous | New | Space Heating | Natural Gas | Unit Heater | E8 |  | Baseline Forecast | 0 | 0 | 0 | 0 | 0 | 0 | 0 | 0 | 0 | 0 | 0 | 0 | 0 | 0 | 0 | 0 | 0 | 0 | 0 | 0 | 0 | 0 | 0 | 0 | 0 | 0 | 0 | 0 | 0 | 0 | 0 | 0 | 0
Commercial_Miscellaneous_New_Space Heating_Natural Gas_Unit Heater_E9_Baseline Forecast | Commercial | Miscellaneous | New | Space Heating | Natural Gas | Unit Heater | E9 |  | Baseline Forecast | 0 | 0 | 0 | 0 | 0 | 0 | 0 | 0 | 0 | 0 | 0 | 0 | 0 | 0 | 0 | 0 | 0 | 0 | 0 | 0 | 0 | 0 | 0 | 0 | 0 | 0 | 0 | 0 | 0 | 0 | 0 | 0 | 0
Commercial_Miscellaneous_New_Space Heating_Natural Gas_Unit Heater_E10_Baseline Forecast | Commercial | Miscellaneous | New | Space Heating | Natural Gas | Unit Heater | E10 |  | Baseline Forecast | 0 | 0 | 0 | 0 | 0 | 0 | 0 | 0 | 0 | 0 | 0 | 0 | 0 | 0 | 0 | 0 | 0 | 0 | 0 | 0 | 0 | 0 | 0 | 0 | 0 | 0 | 0 | 0 | 0 | 0 | 0 | 0 | 0
Commercial_Miscellaneous_New_Water Heating_Natural Gas_Water Heater_E1_Baseline Forecast | Commercial | Miscellaneous | New | Water Heating | Natural Gas | Water Heater | E1 |  | Baseline Forecast | 0 | 0 | 0 | 0 | 0 | 0 | 0 | 0 | 0 | 0 | 0 | 0 | 0 | 0 | 0 | 0 | 0 | 0 | 0 | 0 | 0 | 0 | 0 | 0 | 0 | 0 | 0 | 0 | 0 | 0 | 0 | 0 | 0
Commercial_Miscellaneous_New_Water Heating_Natural Gas_Water Heater_E2_Baseline Forecast | Commercial | Miscellaneous | New | Water Heating | Natural Gas | Water Heater | E2 |  | Baseline Forecast | 0 | 0 | 0 | 0 | 0 | 0 | 0 | 0 | 0 | 0 | 0 | 0 | 0 | 0 | 0 | 0 | 0 | 0 | 0 | 0 | 0 | 0 | 0 | 0 | 0 | 0 | 0 | 0 | 0 | 0 | 0 | 0 | 0
Commercial_Miscellaneous_New_Water Heating_Natural Gas_Water Heater_E3_Baseline Forecast | Commercial | Miscellaneous | New | Water Heating | Natural Gas | Water Heater | E3 |  | Baseline Forecast | 0 | 0 | 0 | 0 | 0 | 0 | 0 | 0 | 0 | 0 | 0 | 0 | 0 | 0 | 0 | 0 | 0 | 0 | 0 | 0 | 0 | 0 | 0 | 0 | 0 | 0 | 0 | 0 | 0 | 0 | 0 | 0 | 0
Commercial_Miscellaneous_New_Water Heating_Natural Gas_Water Heater_E4_Baseline Forecast | Commercial | Miscellaneous | New | Water Heating | Natural Gas | Water Heater | E4 |  | Baseline Forecast | 0 | 0 | 0 | 0 | 0 | 0 | 0 | 0 | 0 | 0 | 0 | 0 | 0 | 0 | 0 | 0 | 0 | 0 | 0 | 0 | 0 | 0 | 0 | 0 | 0 | 0 | 0 | 0 | 0 | 0 | 0 | 0 | 0
Commercial_Miscellaneous_New_Water Heating_Natural Gas_Water Heater_E5_Baseline Forecast | Commercial | Miscellaneous | New | Water Heating | Natural Gas | Water Heater | E5 |  | Baseline Forecast | 0 | 0 | 0 | 0 | 0 | 0 | 0 | 0 | 0 | 0 | 0 | 0 | 0 | 0 | 0 | 0 | 0 | 0 | 0 | 0 | 0 | 0 | 0 | 0 | 0 | 0 | 0 | 0 | 0 | 0 | 0 | 0 | 0
Commercial_Miscellaneous_New_Water Heating_Natural Gas_Water Heater_E6_Baseline Forecast | Commercial | Miscellaneous | New | Water Heating | Natural Gas | Water Heater | E6 |  | Baseline Forecast | 0 | 0 | 0 | 0 | 0 | 0 | 0 | 0 | 0 | 0 | 0 | 0 | 0 | 0 | 0 | 0 | 0 | 0 | 0 | 0 | 0 | 0 | 0 | 0 | 0 | 0 | 0 | 0 | 0 | 0 | 0 | 0 | 0
Commercial_Miscellaneous_New_Water Heating_Natural Gas_Water Heater_E7_Baseline Forecast | Commercial | Miscellaneous | New | Water Heating | Natural Gas | Water Heater | E7 |  | Baseline Forecast | 0 | 0 | 0 | 0 | 0 | 0 | 0 | 0 | 0 | 0 | 0 | 0 | 0 | 0 | 0 | 0 | 0 | 0 | 0 | 0 | 0 | 0 | 0 | 0 | 0 | 0 | 0 | 0 | 0 | 0 | 0 | 0 | 0
Commercial_Miscellaneous_New_Water Heating_Natural Gas_Water Heater_E8_Baseline Forecast | Commercial | Miscellaneous | New | Water Heating | Natural Gas | Water Heater | E8 |  | Baseline Forecast | 0 | 0 | 0 | 0 | 0 | 0 | 0 | 0 | 0 | 0 | 0 | 0 | 0 | 0 | 0 | 0 | 0 | 0 | 0 | 0 | 0 | 0 | 0 | 0 | 0 | 0 | 0 | 0 | 0 | 0 | 0 | 0 | 0
Commercial_Miscellaneous_New_Water Heating_Natural Gas_Water Heater_E9_Baseline Forecast | Commercial | Miscellaneous | New | Water Heating | Natural Gas | Water Heater | E9 |  | Baseline Forecast | 0 | 0 | 0 | 0 | 0 | 0 | 0 | 0 | 0 | 0 | 0 | 0 | 0 | 0 | 0 | 0 | 0 | 0 | 0 | 0 | 0 | 0 | 0 | 0 | 0 | 0 | 0 | 0 | 0 | 0 | 0 | 0 | 0
Commercial_Miscellaneous_New_Water Heating_Natural Gas_Water Heater_E10_Baseline Forecast | Commercial | Miscellaneous | New | Water Heating | Natural Gas | Water Heater | E10 |  | Baseline Forecast | 0 | 0 | 0 | 0 | 0 | 0 | 0 | 0 | 0 | 0 | 0 | 0 | 0 | 0 | 0 | 0 | 0 | 0 | 0 | 0 | 0 | 0 | 0 | 0 | 0 | 0 | 0 | 0 | 0 | 0 | 0 | 0 | 0
Commercial_Miscellaneous_New_Food Preparation_Natural Gas_Oven_E1_Baseline Forecast | Commercial | Miscellaneous | New | Food Preparation | Natural Gas | Oven | E1 |  | Baseline Forecast | 0 | 1057.3533 | 5097.6157 | 3259.7884 | 3899.0272 | 4017.0002 | 4033.5032 | 3488.4394 | 3436.4872 | 3513.9393 | 3743.6535 | 4530.3593 | 4846.2452 | 5212.4576 | 5580.7234 | 5875.0996 | 6350.3549 | 7464.6637 | 6712.864 | 6815.3265 | 6975.1799 | 7194.0252 | 7270.782 | 7530.2467 | 7837.3261 | 8194.3019 | 8834.8422 | 9106.8528 | 9378.3349 | 9627.8031 | 9872.3461 | 10122.1996 | 8633.8097
Commercial_Miscellaneous_New_Food Preparation_Natural Gas_Oven_E2_Baseline Forecast | Commercial | Miscellaneous | New | Food Preparation | Natural Gas | Oven | E2 |  | Baseline Forecast | 0 | 1521.6171 | 7341.7165 | 4689.8161 | 5605.9065 | 5778.7034 | 5811.4254 | 5032.3146 | 4964.8528 | 5084.0469 | 5424.1162 | 6572.6137 | 7040.7947 | 7583.8696 | 8130.9337 | 8571.8937 | 9278.4328 | 10923.305 | 9838.726 | 10005.4551 | 10256.529 | 10595.7103 | 10724.767 | 11124.4831 | 11593.6692 | 12135.7263 | 13098.0521 | 13513.4557 | 13926.0721 | 14304.7199 | 14672.6331 | 15047.119 | 12834.5583
Commercial_Miscellaneous_New_Food Preparation_Natural Gas_Oven_E3_Baseline Forecast | Commercial | Miscellaneous | New | Food Preparation | Natural Gas | Oven | E3 |  | Baseline Forecast | 0 | 0 | 0 | 0 | 0 | 0 | 0 | 0 | 0 | 0 | 0 | 0 | 0 | 0 | 0 | 0 | 0 | 0 | 0 | 0 | 0 | 0 | 0 | 0 | 0 | 0 | 0 | 0 | 0 | 0 | 0 | 0 | 0
Commercial_Miscellaneous_New_Food Preparation_Natural Gas_Oven_E4_Baseline Forecast | Commercial | Miscellaneous | New | Food Preparation | Natural Gas | Oven | E4 |  | Baseline Forecast | 0 | 0 | 0 | 0 | 0 | 0 | 0 | 0 | 0 | 0 | 0 | 0 | 0 | 0 | 0 | 0 | 0 | 0 | 0 | 0 | 0 | 0 | 0 | 0 | 0 | 0 | 0 | 0 | 0 | 0 | 0 | 0 | 0
Commercial_Miscellaneous_New_Food Preparation_Natural Gas_Oven_E5_Baseline Forecast | Commercial | Miscellaneous | New | Food Preparation | Natural Gas | Oven | E5 |  | Baseline Forecast | 0 | 0 | 0 | 0 | 0 | 0 | 0 | 0 | 0 | 0 | 0 | 0 | 0 | 0 | 0 | 0 | 0 | 0 | 0 | 0 | 0 | 0 | 0 | 0 | 0 | 0 | 0 | 0 | 0 | 0 | 0 | 0 | 0
Commercial_Miscellaneous_New_Food Preparation_Natural Gas_Oven_E6_Baseline Forecast | Commercial | Miscellaneous | New | Food Preparation | Natural Gas | Oven | E6 |  | Baseline Forecast | 0 | 0 | 0 | 0 | 0 | 0 | 0 | 0 | 0 | 0 | 0 | 0 | 0 | 0 | 0 | 0 | 0 | 0 | 0 | 0 | 0 | 0 | 0 | 0 | 0 | 0 | 0 | 0 | 0 | 0 | 0 | 0 | 0
Commercial_Miscellaneous_New_Food Preparation_Natural Gas_Oven_E7_Baseline Forecast | Commercial | Miscellaneous | New | Food Preparation | Natural Gas | Oven | E7 |  | Baseline Forecast | 0 | 0 | 0 | 0 | 0 | 0 | 0 | 0 | 0 | 0 | 0 | 0 | 0 | 0 | 0 | 0 | 0 | 0 | 0 | 0 | 0 | 0 | 0 | 0 | 0 | 0 | 0 | 0 | 0 | 0 | 0 | 0 | 0
Commercial_Miscellaneous_New_Food Preparation_Natural Gas_Oven_E8_Baseline Forecast | Commercial | Miscellaneous | New | Food Preparation | Natural Gas | Oven | E8 |  | Baseline Forecast | 0 | 0 | 0 | 0 | 0 | 0 | 0 | 0 | 0 | 0 | 0 | 0 | 0 | 0 | 0 | 0 | 0 | 0 | 0 | 0 | 0 | 0 | 0 | 0 | 0 | 0 | 0 | 0 | 0 | 0 | 0 | 0 | 0
Commercial_Miscellaneous_New_Food Preparation_Natural Gas_Oven_E9_Baseline Forecast | Commercial | Miscellaneous | New | Food Preparation | Natural Gas | Oven | E9 |  | Baseline Forecast | 0 | 0 | 0 | 0 | 0 | 0 | 0 | 0 | 0 | 0 | 0 | 0 | 0 | 0 | 0 | 0 | 0 | 0 | 0 | 0 | 0 | 0 | 0 | 0 | 0 | 0 | 0 | 0 | 0 | 0 | 0 | 0 | 0
Commercial_Miscellaneous_New_Food Preparation_Natural Gas_Oven_E10_Baseline Forecast | Commercial | Miscellaneous | New | Food Preparation | Natural Gas | Oven | E10 |  | Baseline Forecast | 0 | 0 | 0 | 0 | 0 | 0 | 0 | 0 | 0 | 0 | 0 | 0 | 0 | 0 | 0 | 0 | 0 | 0 | 0 | 0 | 0 | 0 | 0 | 0 | 0 | 0 | 0 | 0 | 0 | 0 | 0 | 0 | 0
Commercial_Miscellaneous_New_Food Preparation_Natural Gas_Conveyor Oven_E1_Baseline Forecast | Commercial | Miscellaneous | New | Food Preparation | Natural Gas | Conveyor Oven | E1 |  | Baseline Forecast | 0 | 528.6168 | 2549.0126 | 1629.1346 | 1947.8714 | 2006.9959 | 2016.2316 | 1744.4052 | 1719.241 | 1758.7665 | 1786.6704 | 1772.4137 | 1743.9969 | 1719.5275 | 1721.3494 | 1715.491 | 1724.8049 | 1789.1358 | 2207.7786 | 2360.6815 | 2588.6756 | 2813.7179 | 3128.712 | 3715.5234 | 3418.1258 | 3501.3272 | 3508.7984 | 3495.1063 | 3411.8559 | 3402.5335 | 3422.0292 | 3424.8635 | 2447.999
Commercial_Miscellaneous_New_Food Preparation_Natural Gas_Conveyor Oven_E2_Baseline Forecast | Commercial | Miscellaneous | New | Food Preparation | Natural Gas | Conveyor Oven | E2 |  | Baseline Forecast | 0 | 760.8685 | 3670.6535 | 2345.6676 | 2804.5954 | 2890.8559 | 2906.2327 | 2515.9718 | 2481.429 | 2540.2266 | 2582.3002 | 2563.3667 | 2523.9676 | 2490.262 | 2494.5255 | 2487.6336 | 2502.6777 | 2597.6182 | 3207.3292 | 3431.4094 | 3764.7615 | 4094.0962 | 4554.4149 | 5410.9684 | 4979.7136 | 5102.5502 | 5114.9097 | 5096.2064 | 4975.7753 | 4962.9581 | 4991.8198 | 4996.2392 | 3571.1755
Commercial_Miscellaneous_New_Food Preparation_Natural Gas_Conveyor Oven_E3_Baseline Forecast | Commercial | Miscellaneous | New | Food Preparation | Natural Gas | Conveyor Oven | E3 |  | Baseline Forecast | 0 | 0 | 0 | 0 | 0 | 0 | 0 | 0 | 0 | 0 | 0 | 0 | 0 | 0 | 0 | 0 | 0 | 0 | 0 | 0 | 0 | 0 | 0 | 0 | 0 | 0 | 0 | 0 | 0 | 0 | 0 | 0 | 0
Commercial_Miscellaneous_New_Food Preparation_Natural Gas_Conveyor Oven_E4_Baseline Forecast | Commercial | Miscellaneous | New | Food Preparation | Natural Gas | Conveyor Oven | E4 |  | Baseline Forecast | 0 | 0 | 0 | 0 | 0 | 0 | 0 | 0 | 0 | 0 | 0 | 0 | 0 | 0 | 0 | 0 | 0 | 0 | 0 | 0 | 0 | 0 | 0 | 0 | 0 | 0 | 0 | 0 | 0 | 0 | 0 | 0 | 0
Commercial_Miscellaneous_New_Food Preparation_Natural Gas_Conveyor Oven_E5_Baseline Forecast | Commercial | Miscellaneous | New | Food Preparation | Natural Gas | Conveyor Oven | E5 |  | Baseline Forecast | 0 | 0 | 0 | 0 | 0 | 0 | 0 | 0 | 0 | 0 | 0 | 0 | 0 | 0 | 0 | 0 | 0 | 0 | 0 | 0 | 0 | 0 | 0 | 0 | 0 | 0 | 0 | 0 | 0 | 0 | 0 | 0 | 0
Commercial_Miscellaneous_New_Food Preparation_Natural Gas_Conveyor Oven_E6_Baseline Forecast | Commercial | Miscellaneous | New | Food Preparation | Natural Gas | Conveyor Oven | E6 |  | Baseline Forecast | 0 | 0 | 0 | 0 | 0 | 0 | 0 | 0 | 0 | 0 | 0 | 0 | 0 | 0 | 0 | 0 | 0 | 0 | 0 | 0 | 0 | 0 | 0 | 0 | 0 | 0 | 0 | 0 | 0 | 0 | 0 | 0 | 0
Commercial_Miscellaneous_New_Food Preparation_Natural Gas_Conveyor Oven_E7_Baseline Forecast | Commercial | Miscellaneous | New | Food Preparation | Natural Gas | Conveyor Oven | E7 |  | Baseline Forecast | 0 | 0 | 0 | 0 | 0 | 0 | 0 | 0 | 0 | 0 | 0 | 0 | 0 | 0 | 0 | 0 | 0 | 0 | 0 | 0 | 0 | 0 | 0 | 0 | 0 | 0 | 0 | 0 | 0 | 0 | 0 | 0 | 0
Commercial_Miscellaneous_New_Food Preparation_Natural Gas_Conveyor Oven_E8_Baseline Forecast | Commercial | Miscellaneous | New | Food Preparation | Natural Gas | Conveyor Oven | E8 |  | Baseline Forecast | 0 | 0 | 0 | 0 | 0 | 0 | 0 | 0 | 0 | 0 | 0 | 0 | 0 | 0 | 0 | 0 | 0 | 0 | 0 | 0 | 0 | 0 | 0 | 0 | 0 | 0 | 0 | 0 | 0 | 0 | 0 | 0 | 0
Commercial_Miscellaneous_New_Food Preparation_Natural Gas_Conveyor Oven_E9_Baseline Forecast | Commercial | Miscellaneous | New | Food Preparation | Natural Gas | Conveyor Oven | E9 |  | Baseline Forecast | 0 | 0 | 0 | 0 | 0 | 0 | 0 | 0 | 0 | 0 | 0 | 0 | 0 | 0 | 0 | 0 | 0 | 0 | 0 | 0 | 0 | 0 | 0 | 0 | 0 | 0 | 0 | 0 | 0 | 0 | 0 | 0 | 0
Commercial_Miscellaneous_New_Food Preparation_Natural Gas_Conveyor Oven_E10_Baseline Forecast | Commercial | Miscellaneous | New | Food Preparation | Natural Gas | Conveyor Oven | E10 |  | Baseline Forecast | 0 | 0 | 0 | 0 | 0 | 0 | 0 | 0 | 0 | 0 | 0 | 0 | 0 | 0 | 0 | 0 | 0 | 0 | 0 | 0 | 0 | 0 | 0 | 0 | 0 | 0 | 0 | 0 | 0 | 0 | 0 | 0 | 0
Commercial_Miscellaneous_New_Food Preparation_Natural Gas_Double Rack Oven_E1_Baseline Forecast | Commercial | Miscellaneous | New | Food Preparation | Natural Gas | Double Rack Oven | E1 |  | Baseline Forecast | 0 | 528.6007 | 2547.8302 | 1629.3183 | 1948.7518 | 2007.3275 | 2014.9272 | 1742.1843 | 1715.7139 | 1753.8747 | 1780.3961 | 1764.9953 | 1840.3138 | 2298.8673 | 2503.668 | 2722.4611 | 2922.2782 | 3171.8378 | 3667.7671 | 3300.4038 | 3375.7668 | 3404.7695 | 3407.7103 | 3352.8257 | 3467.0062 | 3606.3877 | 3761.0053 | 3909.7132 | 4108.456 | 4463.174 | 4619.2285 | 4755.0357 | 3911.5957
Commercial_Miscellaneous_New_Food Preparation_Natural Gas_Double Rack Oven_E2_Baseline Forecast | Commercial | Miscellaneous | New | Food Preparation | Natural Gas | Double Rack Oven | E2 |  | Baseline Forecast | 0 | 760.8846 | 3671.8358 | 2345.4839 | 2803.7151 | 2890.5243 | 2907.5371 | 2518.1928 | 2484.9561 | 2545.1184 | 2588.5745 | 2570.7851 | 2685.5477 | 3361.1731 | 3667.3679 | 3995.2857 | 4296.4726 | 4672.5574 | 5414.0131 | 4881.7209 | 5002.8628 | 5055.5341 | 5068.4927 | 4995.2443 | 5172.7956 | 5387.3829 | 5624.605 | 5852.5627 | 6154.6228 | 6690.0439 | 6926.2311 | 7131.4293 | 5866.4687
Commercial_Miscellaneous_New_Food Preparation_Natural Gas_Double Rack Oven_E3_Baseline Forecast | Commercial | Miscellaneous | New | Food Preparation | Natural Gas | Double Rack Oven | E3 |  | Baseline Forecast | 0 | 0 | 0 | 0 | 0 | 0 | 0 | 0 | 0 | 0 | 0 | 0 | 0 | 0 | 0 | 0 | 0 | 0 | 0 | 0 | 0 | 0 | 0 | 0 | 0 | 0 | 0 | 0 | 0 | 0 | 0 | 0 | 0
Commercial_Miscellaneous_New_Food Preparation_Natural Gas_Double Rack Oven_E4_Baseline Forecast | Commercial | Miscellaneous | New | Food Preparation | Natural Gas | Double Rack Oven | E4 |  | Baseline Forecast | 0 | 0 | 0 | 0 | 0 | 0 | 0 | 0 | 0 | 0 | 0 | 0 | 0 | 0 | 0 | 0 | 0 | 0 | 0 | 0 | 0 | 0 | 0 | 0 | 0 | 0 | 0 | 0 | 0 | 0 | 0 | 0 | 0
Commercial_Miscellaneous_New_Food Preparation_Natural Gas_Double Rack Oven_E5_Baseline Forecast | Commercial | Miscellaneous | New | Food Preparation | Natural Gas | Double Rack Oven | E5 |  | Baseline Forecast | 0 | 0 | 0 | 0 | 0 | 0 | 0 | 0 | 0 | 0 | 0 | 0 | 0 | 0 | 0 | 0 | 0 | 0 | 0 | 0 | 0 | 0 | 0 | 0 | 0 | 0 | 0 | 0 | 0 | 0 | 0 | 0 | 0
Commercial_Miscellaneous_New_Food Preparation_Natural Gas_Double Rack Oven_E6_Baseline Forecast | Commercial | Miscellaneous | New | Food Preparation | Natural Gas | Double Rack Oven | E6 |  | Baseline Forecast | 0 | 0 | 0 | 0 | 0 | 0 | 0 | 0 | 0 | 0 | 0 | 0 | 0 | 0 | 0 | 0 | 0 | 0 | 0 | 0 | 0 | 0 | 0 | 0 | 0 | 0 | 0 | 0 | 0 | 0 | 0 | 0 | 0
Commercial_Miscellaneous_New_Food Preparation_Natural Gas_Double Rack Oven_E7_Baseline Forecast | Commercial | Miscellaneous | New | Food Preparation | Natural Gas | Double Rack Oven | E7 |  | Baseline Forecast | 0 | 0 | 0 | 0 | 0 | 0 | 0 | 0 | 0 | 0 | 0 | 0 | 0 | 0 | 0 | 0 | 0 | 0 | 0 | 0 | 0 | 0 | 0 | 0 | 0 | 0 | 0 | 0 | 0 | 0 | 0 | 0 | 0
Commercial_Miscellaneous_New_Food Preparation_Natural Gas_Double Rack Oven_E8_Baseline Forecast | Commercial | Miscellaneous | New | Food Preparation | Natural Gas | Double Rack Oven | E8 |  | Baseline Forecast | 0 | 0 | 0 | 0 | 0 | 0 | 0 | 0 | 0 | 0 | 0 | 0 | 0 | 0 | 0 | 0 | 0 | 0 | 0 | 0 | 0 | 0 | 0 | 0 | 0 | 0 | 0 | 0 | 0 | 0 | 0 | 0 | 0
Commercial_Miscellaneous_New_Food Preparation_Natural Gas_Double Rack Oven_E9_Baseline Forecast | Commercial | Miscellaneous | New | Food Preparation | Natural Gas | Double Rack Oven | E9 |  | Baseline Forecast | 0 | 0 | 0 | 0 | 0 | 0 | 0 | 0 | 0 | 0 | 0 | 0 | 0 | 0 | 0 | 0 | 0 | 0 | 0 | 0 | 0 | 0 | 0 | 0 | 0 | 0 | 0 | 0 | 0 | 0 | 0 | 0 | 0
Commercial_Miscellaneous_New_Food Preparation_Natural Gas_Double Rack Oven_E10_Baseline Forecast | Commercial | Miscellaneous | New | Food Preparation | Natural Gas | Double Rack Oven | E10 |  | Baseline Forecast | 0 | 0 | 0 | 0 | 0 | 0 | 0 | 0 | 0 | 0 | 0 | 0 | 0 | 0 | 0 | 0 | 0 | 0 | 0 | 0 | 0 | 0 | 0 | 0 | 0 | 0 | 0 | 0 | 0 | 0 | 0 | 0 | 0
Commercial_Miscellaneous_New_Food Preparation_Natural Gas_Fryer_E1_Baseline Forecast | Commercial | Miscellaneous | New | Food Preparation | Natural Gas | Fryer | E1 |  | Baseline Forecast | 0 | 163.8836 | 790.3464 | 0 | 0 | 0 | 0 | 0 | 0 | 0 | 0 | 0 | 0 | 0 | 0 | 0 | 0 | 0 | 0 | 0 | 0 | 0 | 0 | 0 | 0 | 0 | 0 | 0 | 0 | 0 | 0 | 0 | 0
Commercial_Miscellaneous_New_Food Preparation_Natural Gas_Fryer_E2_Baseline Forecast | Commercial | Miscellaneous | New | Food Preparation | Natural Gas | Fryer | E2 |  | Baseline Forecast | 0 | 57.5717 | 277.815 | 682.6299 | 816.1855 | 841.1538 | 845.3808 | 731.6743 | 721.4203 | 782.5973 | 999.3892 | 1080.4021 | 1164.837 | 1236.7049 | 1362.1356 | 1600.6188 | 1472.266 | 1497.6102 | 1518.1634 | 1545.9335 | 1572.0208 | 1647.4742 | 1749.7347 | 1920.23 | 1996.9922 | 2060.4106 | 2113.1213 | 2173.1742 | 2258.7856 | 2245.2621 | 2299.2093 | 2371.5261 | 2036.9297
Commercial_Miscellaneous_New_Food Preparation_Natural Gas_Fryer_E3_Baseline Forecast | Commercial | Miscellaneous | New | Food Preparation | Natural Gas | Fryer | E3 |  | Baseline Forecast | 0 | 0 | 0 | 0 | 0 | 0 | 0 | 0 | 0 | 0 | 0 | 0 | 0 | 0 | 0 | 0 | 0 | 0 | 0 | 0 | 0 | 0 | 0 | 0 | 0 | 0 | 0 | 0 | 0 | 0 | 0 | 0 | 0
Commercial_Miscellaneous_New_Food Preparation_Natural Gas_Fryer_E4_Baseline Forecast | Commercial | Miscellaneous | New | Food Preparation | Natural Gas | Fryer | E4 |  | Baseline Forecast | 0 | 0 | 0 | 0 | 0 | 0 | 0 | 0 | 0 | 0 | 0 | 0 | 0 | 0 | 0 | 0 | 0 | 0 | 0 | 0 | 0 | 0 | 0 | 0 | 0 | 0 | 0 | 0 | 0 | 0 | 0 | 0 | 0
Commercial_Miscellaneous_New_Food Preparation_Natural Gas_Fryer_E5_Baseline Forecast | Commercial | Miscellaneous | New | Food Preparation | Natural Gas | Fryer | E5 |  | Baseline Forecast | 0 | 0 | 0 | 0 | 0 | 0 | 0 | 0 | 0 | 0 | 0 | 0 | 0 | 0 | 0 | 0 | 0 | 0 | 0 | 0 | 0 | 0 | 0 | 0 | 0 | 0 | 0 | 0 | 0 | 0 | 0 | 0 | 0
Commercial_Miscellaneous_New_Food Preparation_Natural Gas_Fryer_E6_Baseline Forecast | Commercial | Miscellaneous | New | Food Preparation | Natural Gas | Fryer | E6 |  | Baseline Forecast | 0 | 0 | 0 | 0 | 0 | 0 | 0 | 0 | 0 | 0 | 0 | 0 | 0 | 0 | 0 | 0 | 0 | 0 | 0 | 0 | 0 | 0 | 0 | 0 | 0 | 0 | 0 | 0 | 0 | 0 | 0 | 0 | 0
Commercial_Miscellaneous_New_Food Preparation_Natural Gas_Fryer_E7_Baseline Forecast | Commercial | Miscellaneous | New | Food Preparation | Natural Gas | Fryer | E7 |  | Baseline Forecast | 0 | 0 | 0 | 0 | 0 | 0 | 0 | 0 | 0 | 0 | 0 | 0 | 0 | 0 | 0 | 0 | 0 | 0 | 0 | 0 | 0 | 0 | 0 | 0 | 0 | 0 | 0 | 0 | 0 | 0 | 0 | 0 | 0
Commercial_Miscellaneous_New_Food Preparation_Natural Gas_Fryer_E8_Baseline Forecast | Commercial | Miscellaneous | New | Food Preparation | Natural Gas | Fryer | E8 |  | Baseline Forecast | 0 | 0 | 0 | 0 | 0 | 0 | 0 | 0 | 0 | 0 | 0 | 0 | 0 | 0 | 0 | 0 | 0 | 0 | 0 | 0 | 0 | 0 | 0 | 0 | 0 | 0 | 0 | 0 | 0 | 0 | 0 | 0 | 0
Commercial_Miscellaneous_New_Food Preparation_Natural Gas_Fryer_E9_Baseline Forecast | Commercial | Miscellaneous | New | Food Preparation | Natural Gas | Fryer | E9 |  | Baseline Forecast | 0 | 0 | 0 | 0 | 0 | 0 | 0 | 0 | 0 | 0 | 0 | 0 | 0 | 0 | 0 | 0 | 0 | 0 | 0 | 0 | 0 | 0 | 0 | 0 | 0 | 0 | 0 | 0 | 0 | 0 | 0 | 0 | 0
Commercial_Miscellaneous_New_Food Preparation_Natural Gas_Fryer_E10_Baseline Forecast | Commercial | Miscellaneous | New | Food Preparation | Natural Gas | Fryer | E10 |  | Baseline Forecast | 0 | 0 | 0 | 0 | 0 | 0 | 0 | 0 | 0 | 0 | 0 | 0 | 0 | 0 | 0 | 0 | 0 | 0 | 0 | 0 | 0 | 0 | 0 | 0 | 0 | 0 | 0 | 0 | 0 | 0 | 0 | 0 | 0
Commercial_Miscellaneous_New_Food Preparation_Natural Gas_Broiler_E1_Baseline Forecast | Commercial | Miscellaneous | New | Food Preparation | Natural Gas | Broiler | E1 |  | Baseline Forecast | 0 | 1867.7175 | 9006.3277 | 5757.0843 | 6884.3134 | 7093.5538 | 7125.9387 | 6165.2062 | 6076.1005 | 6215.6865 | 6314.1852 | 6263.7355 | 6535.6088 | 8169.9385 | 8903.8799 | 9688.6833 | 10406.9545 | 11303.9515 | 13081.1523 | 11779.9014 | 12057.5618 | 12169.8334 | 12188.0331 | 11999.2279 | 12414.5046 | 12919.5115 | 13478.984 | 14016.8936 | 14733.4739 | 16009.1373 | 16570.9164 | 17059.5002 | 14033.5155
Commercial_Miscellaneous_New_Food Preparation_Natural Gas_Broiler_E2_Baseline Forecast | Commercial | Miscellaneous | New | Food Preparation | Natural Gas | Broiler | E2 |  | Baseline Forecast | 0 | 656.3812 | 3168.3378 | 2023.3796 | 2418.3877 | 2493.7306 | 2509.5233 | 2174.2551 | 2146.4876 | 2199.3638 | 2237.8425 | 2223.3239 | 2323.5244 | 2909.2894 | 3175.5948 | 3460.9488 | 3723.3661 | 4051.0348 | 4695.9495 | 4236.1726 | 4343.16 | 4390.7609 | 4403.6834 | 4341.6751 | 4497.4479 | 4685.3161 | 4892.8489 | 5092.2421 | 5355.9568 | 5822.6933 | 6028.7066 | 6207.6228 | 5106.5254
Commercial_Miscellaneous_New_Food Preparation_Natural Gas_Broiler_E3_Baseline Forecast | Commercial | Miscellaneous | New | Food Preparation | Natural Gas | Broiler | E3 |  | Baseline Forecast | 0 | 0 | 0 | 0 | 0 | 0 | 0 | 0 | 0 | 0 | 0 | 0 | 0 | 0 | 0 | 0 | 0 | 0 | 0 | 0 | 0 | 0 | 0 | 0 | 0 | 0 | 0 | 0 | 0 | 0 | 0 | 0 | 0
Commercial_Miscellaneous_New_Food Preparation_Natural Gas_Broiler_E4_Baseline Forecast | Commercial | Miscellaneous | New | Food Preparation | Natural Gas | Broiler | E4 |  | Baseline Forecast | 0 | 0 | 0 | 0 | 0 | 0 | 0 | 0 | 0 | 0 | 0 | 0 | 0 | 0 | 0 | 0 | 0 | 0 | 0 | 0 | 0 | 0 | 0 | 0 | 0 | 0 | 0 | 0 | 0 | 0 | 0 | 0 | 0
Commercial_Miscellaneous_New_Food Preparation_Natural Gas_Broiler_E5_Baseline Forecast | Commercial | Miscellaneous | New | Food Preparation | Natural Gas | Broiler | E5 |  | Baseline Forecast | 0 | 0 | 0 | 0 | 0 | 0 | 0 | 0 | 0 | 0 | 0 | 0 | 0 | 0 | 0 | 0 | 0 | 0 | 0 | 0 | 0 | 0 | 0 | 0 | 0 | 0 | 0 | 0 | 0 | 0 | 0 | 0 | 0
Commercial_Miscellaneous_New_Food Preparation_Natural Gas_Broiler_E6_Baseline Forecast | Commercial | Miscellaneous | New | Food Preparation | Natural Gas | Broiler | E6 |  | Baseline Forecast | 0 | 0 | 0 | 0 | 0 | 0 | 0 | 0 | 0 | 0 | 0 | 0 | 0 | 0 | 0 | 0 | 0 | 0 | 0 | 0 | 0 | 0 | 0 | 0 | 0 | 0 | 0 | 0 | 0 | 0 | 0 | 0 | 0
Commercial_Miscellaneous_New_Food Preparation_Natural Gas_Broiler_E7_Baseline Forecast | Commercial | Miscellaneous | New | Food Preparation | Natural Gas | Broiler | E7 |  | Baseline Forecast | 0 | 0 | 0 | 0 | 0 | 0 | 0 | 0 | 0 | 0 | 0 | 0 | 0 | 0 | 0 | 0 | 0 | 0 | 0 | 0 | 0 | 0 | 0 | 0 | 0 | 0 | 0 | 0 | 0 | 0 | 0 | 0 | 0
Commercial_Miscellaneous_New_Food Preparation_Natural Gas_Broiler_E8_Baseline Forecast | Commercial | Miscellaneous | New | Food Preparation | Natural Gas | Broiler | E8 |  | Baseline Forecast | 0 | 0 | 0 | 0 | 0 | 0 | 0 | 0 | 0 | 0 | 0 | 0 | 0 | 0 | 0 | 0 | 0 | 0 | 0 | 0 | 0 | 0 | 0 | 0 | 0 | 0 | 0 | 0 | 0 | 0 | 0 | 0 | 0
Commercial_Miscellaneous_New_Food Preparation_Natural Gas_Broiler_E9_Baseline Forecast | Commercial | Miscellaneous | New | Food Preparation | Natural Gas | Broiler | E9 |  | Baseline Forecast | 0 | 0 | 0 | 0 | 0 | 0 | 0 | 0 | 0 | 0 | 0 | 0 | 0 | 0 | 0 | 0 | 0 | 0 | 0 | 0 | 0 | 0 | 0 | 0 | 0 | 0 | 0 | 0 | 0 | 0 | 0 | 0 | 0
Commercial_Miscellaneous_New_Food Preparation_Natural Gas_Broiler_E10_Baseline Forecast | Commercial | Miscellaneous | New | Food Preparation | Natural Gas | Broiler | E10 |  | Baseline Forecast | 0 | 0 | 0 | 0 | 0 | 0 | 0 | 0 | 0 | 0 | 0 | 0 | 0 | 0 | 0 | 0 | 0 | 0 | 0 | 0 | 0 | 0 | 0 | 0 | 0 | 0 | 0 | 0 | 0 | 0 | 0 | 0 | 0
Commercial_Miscellaneous_New_Food Preparation_Natural Gas_Griddle_E1_Baseline Forecast | Commercial | Miscellaneous | New | Food Preparation | Natural Gas | Griddle | E1 |  | Baseline Forecast | 0 | 1987.7488 | 9587.0489 | 0 | 0 | 0 | 0 | 0 | 0 | 0 | 0 | 0 | 0 | 0 | 0 | 0 | 0 | 0 | 0 | 0 | 0 | 0 | 0 | 0 | 0 | 0 | 0 | 0 | 0 | 0 | 0 | 0 | 0
Commercial_Miscellaneous_New_Food Preparation_Natural Gas_Griddle_E2_Baseline Forecast | Commercial | Miscellaneous | New | Food Preparation | Natural Gas | Griddle | E2 |  | Baseline Forecast | 0 | 811.9388 | 3916.884 | 8629.9589 | 10318.3986 | 10634.0536 | 10687.4914 | 9249.9894 | 9120.3556 | 9333.8314 | 9485.7643 | 9413.7026 | 9826.4006 | 12288.8921 | 13398.3489 | 14585.3494 | 15673.1125 | 17031.4909 | 19718.0604 | 17764.7583 | 18191.403 | 18368.7309 | 18403.2512 | 18125.053 | 18758.4515 | 19526.9768 | 20377.7262 | 21195.53 | 22282.8566 | 24215.4971 | 25067.1194 | 25807.4991 | 21229.8094
Commercial_Miscellaneous_New_Food Preparation_Natural Gas_Griddle_E3_Baseline Forecast | Commercial | Miscellaneous | New | Food Preparation | Natural Gas | Griddle | E3 |  | Baseline Forecast | 0 | 0 | 0 | 0 | 0 | 0 | 0 | 0 | 0 | 0 | 0 | 0 | 0 | 0 | 0 | 0 | 0 | 0 | 0 | 0 | 0 | 0 | 0 | 0 | 0 | 0 | 0 | 0 | 0 | 0 | 0 | 0 | 0
Commercial_Miscellaneous_New_Food Preparation_Natural Gas_Griddle_E4_Baseline Forecast | Commercial | Miscellaneous | New | Food Preparation | Natural Gas | Griddle | E4 |  | Baseline Forecast | 0 | 0 | 0 | 0 | 0 | 0 | 0 | 0 | 0 | 0 | 0 | 0 | 0 | 0 | 0 | 0 | 0 | 0 | 0 | 0 | 0 | 0 | 0 | 0 | 0 | 0 | 0 | 0 | 0 | 0 | 0 | 0 | 0
Commercial_Miscellaneous_New_Food Preparation_Natural Gas_Griddle_E5_Baseline Forecast | Commercial | Miscellaneous | New | Food Preparation | Natural Gas | Griddle | E5 |  | Baseline Forecast | 0 | 0 | 0 | 0 | 0 | 0 | 0 | 0 | 0 | 0 | 0 | 0 | 0 | 0 | 0 | 0 | 0 | 0 | 0 | 0 | 0 | 0 | 0 | 0 | 0 | 0 | 0 | 0 | 0 | 0 | 0 | 0 | 0
Commercial_Miscellaneous_New_Food Preparation_Natural Gas_Griddle_E6_Baseline Forecast | Commercial | Miscellaneous | New | Food Preparation | Natural Gas | Griddle | E6 |  | Baseline Forecast | 0 | 0 | 0 | 0 | 0 | 0 | 0 | 0 | 0 | 0 | 0 | 0 | 0 | 0 | 0 | 0 | 0 | 0 | 0 | 0 | 0 | 0 | 0 | 0 | 0 | 0 | 0 | 0 | 0 | 0 | 0 | 0 | 0
Commercial_Miscellaneous_New_Food Preparation_Natural Gas_Griddle_E7_Baseline Forecast | Commercial | Miscellaneous | New | Food Preparation | Natural Gas | Griddle | E7 |  | Baseline Forecast | 0 | 0 | 0 | 0 | 0 | 0 | 0 | 0 | 0 | 0 | 0 | 0 | 0 | 0 | 0 | 0 | 0 | 0 | 0 | 0 | 0 | 0 | 0 | 0 | 0 | 0 | 0 | 0 | 0 | 0 | 0 | 0 | 0
Commercial_Miscellaneous_New_Food Preparation_Natural Gas_Griddle_E8_Baseline Forecast | Commercial | Miscellaneous | New | Food Preparation | Natural Gas | Griddle | E8 |  | Baseline Forecast | 0 | 0 | 0 | 0 | 0 | 0 | 0 | 0 | 0 | 0 | 0 | 0 | 0 | 0 | 0 | 0 | 0 | 0 | 0 | 0 | 0 | 0 | 0 | 0 | 0 | 0 | 0 | 0 | 0 | 0 | 0 | 0 | 0
Commercial_Miscellaneous_New_Food Preparation_Natural Gas_Griddle_E9_Baseline Forecast | Commercial | Miscellaneous | New | Food Preparation | Natural Gas | Griddle | E9 |  | Baseline Forecast | 0 | 0 | 0 | 0 | 0 | 0 | 0 | 0 | 0 | 0 | 0 | 0 | 0 | 0 | 0 | 0 | 0 | 0 | 0 | 0 | 0 | 0 | 0 | 0 | 0 | 0 | 0 | 0 | 0 | 0 | 0 | 0 | 0
Commercial_Miscellaneous_New_Food Preparation_Natural Gas_Griddle_E10_Baseline Forecast | Commercial | Miscellaneous | New | Food Preparation | Natural Gas | Griddle | E10 |  | Baseline Forecast | 0 | 0 | 0 | 0 | 0 | 0 | 0 | 0 | 0 | 0 | 0 | 0 | 0 | 0 | 0 | 0 | 0 | 0 | 0 | 0 | 0 | 0 | 0 | 0 | 0 | 0 | 0 | 0 | 0 | 0 | 0 | 0 | 0
Commercial_Miscellaneous_New_Food Preparation_Natural Gas_Range_E1_Baseline Forecast | Commercial | Miscellaneous | New | Food Preparation | Natural Gas | Range | E1 |  | Baseline Forecast | 0 | 1276.0857 | 6153.7181 | 3933.9532 | 4704.5755 | 4847.7826 | 4870.0063 | 4213.5318 | 4152.7343 | 4248.2685 | 4570.4918 | 5713.5074 | 6142.8149 | 6635.0556 | 7108.7642 | 7807.6881 | 9210.032 | 8348.8656 | 8375.5905 | 8300.7377 | 8539.8218 | 8714.0032 | 9095.6927 | 9536.7392 | 10097.2801 | 11016.688 | 11401.3127 | 11721.4393 | 11974.0264 | 12277.8621 | 12763.5316 | 12617.3581 | 10480.742
Commercial_Miscellaneous_New_Food Preparation_Natural Gas_Range_E2_Baseline Forecast | Commercial | Miscellaneous | New | Food Preparation | Natural Gas | Range | E2 |  | Baseline Forecast | 0 | 1836.2965 | 8858.4572 | 5659.8782 | 6766.2759 | 6973.9791 | 7011.1616 | 6069.5809 | 5986.2658 | 6128.0503 | 6597.2057 | 8252.0196 | 8877.7105 | 9595.4056 | 10286.8473 | 11305.2921 | 13344.211 | 12104.6368 | 12151.8176 | 12051.9095 | 12407.7351 | 12669.964 | 13233.6393 | 13884.6695 | 14709.4178 | 16056.8562 | 16624.9875 | 17098.4175 | 17472.1487 | 17919.9081 | 18631.246 | 18419.5189 | 15300.3682
Commercial_Miscellaneous_New_Food Preparation_Natural Gas_Range_E3_Baseline Forecast | Commercial | Miscellaneous | New | Food Preparation | Natural Gas | Range | E3 |  | Baseline Forecast | 0 | 0 | 0 | 0 | 0 | 0 | 0 | 0 | 0 | 0 | 0 | 0 | 0 | 0 | 0 | 0 | 0 | 0 | 0 | 0 | 0 | 0 | 0 | 0 | 0 | 0 | 0 | 0 | 0 | 0 | 0 | 0 | 0
Commercial_Miscellaneous_New_Food Preparation_Natural Gas_Range_E4_Baseline Forecast | Commercial | Miscellaneous | New | Food Preparation | Natural Gas | Range | E4 |  | Baseline Forecast | 0 | 0 | 0 | 0 | 0 | 0 | 0 | 0 | 0 | 0 | 0 | 0 | 0 | 0 | 0 | 0 | 0 | 0 | 0 | 0 | 0 | 0 | 0 | 0 | 0 | 0 | 0 | 0 | 0 | 0 | 0 | 0 | 0
Commercial_Miscellaneous_New_Food Preparation_Natural Gas_Range_E5_Baseline Forecast | Commercial | Miscellaneous | New | Food Preparation | Natural Gas | Range | E5 |  | Baseline Forecast | 0 | 0 | 0 | 0 | 0 | 0 | 0 | 0 | 0 | 0 | 0 | 0 | 0 | 0 | 0 | 0 | 0 | 0 | 0 | 0 | 0 | 0 | 0 | 0 | 0 | 0 | 0 | 0 | 0 | 0 | 0 | 0 | 0
Commercial_Miscellaneous_New_Food Preparation_Natural Gas_Range_E6_Baseline Forecast | Commercial | Miscellaneous | New | Food Preparation | Natural Gas | Range | E6 |  | Baseline Forecast | 0 | 0 | 0 | 0 | 0 | 0 | 0 | 0 | 0 | 0 | 0 | 0 | 0 | 0 | 0 | 0 | 0 | 0 | 0 | 0 | 0 | 0 | 0 | 0 | 0 | 0 | 0 | 0 | 0 | 0 | 0 | 0 | 0
Commercial_Miscellaneous_New_Food Preparation_Natural Gas_Range_E7_Baseline Forecast | Commercial | Miscellaneous | New | Food Preparation | Natural Gas | Range | E7 |  | Baseline Forecast | 0 | 0 | 0 | 0 | 0 | 0 | 0 | 0 | 0 | 0 | 0 | 0 | 0 | 0 | 0 | 0 | 0 | 0 | 0 | 0 | 0 | 0 | 0 | 0 | 0 | 0 | 0 | 0 | 0 | 0 | 0 | 0 | 0
Commercial_Miscellaneous_New_Food Preparation_Natural Gas_Range_E8_Baseline Forecast | Commercial | Miscellaneous | New | Food Preparation | Natural Gas | Range | E8 |  | Baseline Forecast | 0 | 0 | 0 | 0 | 0 | 0 | 0 | 0 | 0 | 0 | 0 | 0 | 0 | 0 | 0 | 0 | 0 | 0 | 0 | 0 | 0 | 0 | 0 | 0 | 0 | 0 | 0 | 0 | 0 | 0 | 0 | 0 | 0
Commercial_Miscellaneous_New_Food Preparation_Natural Gas_Range_E9_Baseline Forecast | Commercial | Miscellaneous | New | Food Preparation | Natural Gas | Range | E9 |  | Baseline Forecast | 0 | 0 | 0 | 0 | 0 | 0 | 0 | 0 | 0 | 0 | 0 | 0 | 0 | 0 | 0 | 0 | 0 | 0 | 0 | 0 | 0 | 0 | 0 | 0 | 0 | 0 | 0 | 0 | 0 | 0 | 0 | 0 | 0
Commercial_Miscellaneous_New_Food Preparation_Natural Gas_Range_E10_Baseline Forecast | Commercial | Miscellaneous | New | Food Preparation | Natural Gas | Range | E10 |  | Baseline Forecast | 0 | 0 | 0 | 0 | 0 | 0 | 0 | 0 | 0 | 0 | 0 | 0 | 0 | 0 | 0 | 0 | 0 | 0 | 0 | 0 | 0 | 0 | 0 | 0 | 0 | 0 | 0 | 0 | 0 | 0 | 0 | 0 | 0
Commercial_Miscellaneous_New_Food Preparation_Natural Gas_Steamer_E1_Baseline Forecast | Commercial | Miscellaneous | New | Food Preparation | Natural Gas | Steamer | E1 |  | Baseline Forecast | 0 | 54.8136 | 263.84 | 0 | 0 | 0 | 0 | 0 | 0 | 0 | 0 | 0 | 0 | 0 | 0 | 0 | 0 | 0 | 0 | 0 | 0 | 0 | 0 | 0 | 0 | 0 | 0 | 0 | 0 | 0 | 0 | 0 | 0
Commercial_Miscellaneous_New_Food Preparation_Natural Gas_Steamer_E2_Baseline Forecast | Commercial | Miscellaneous | New | Food Preparation | Natural Gas | Steamer | E2 |  | Baseline Forecast | 0 | 54.8632 | 265.1719 | 338.0757 | 404.2197 | 416.5854 | 418.6788 | 362.3651 | 357.2868 | 365.6496 | 383.7879 | 438.3899 | 462.4512 | 491.3675 | 523.3607 | 550.4871 | 571.3782 | 579.1536 | 580.5018 | 619.0084 | 764.4937 | 715.0255 | 751.8983 | 771.3795 | 789.0369 | 786.7818 | 801.907 | 818.6731 | 842.1893 | 889.8851 | 919.3048 | 948.992 | 775.567
Commercial_Miscellaneous_New_Food Preparation_Natural Gas_Steamer_E3_Baseline Forecast | Commercial | Miscellaneous | New | Food Preparation | Natural Gas | Steamer | E3 |  | Baseline Forecast | 0 | 0 | 0 | 0 | 0 | 0 | 0 | 0 | 0 | 0 | 0 | 0 | 0 | 0 | 0 | 0 | 0 | 0 | 0 | 0 | 0 | 0 | 0 | 0 | 0 | 0 | 0 | 0 | 0 | 0 | 0 | 0 | 0
Commercial_Miscellaneous_New_Food Preparation_Natural Gas_Steamer_E4_Baseline Forecast | Commercial | Miscellaneous | New | Food Preparation | Natural Gas | Steamer | E4 |  | Baseline Forecast | 0 | 0 | 0 | 0 | 0 | 0 | 0 | 0 | 0 | 0 | 0 | 0 | 0 | 0 | 0 | 0 | 0 | 0 | 0 | 0 | 0 | 0 | 0 | 0 | 0 | 0 | 0 | 0 | 0 | 0 | 0 | 0 | 0
Commercial_Miscellaneous_New_Food Preparation_Natural Gas_Steamer_E5_Baseline Forecast | Commercial | Miscellaneous | New | Food Preparation | Natural Gas | Steamer | E5 |  | Baseline Forecast | 0 | 0 | 0 | 0 | 0 | 0 | 0 | 0 | 0 | 0 | 0 | 0 | 0 | 0 | 0 | 0 | 0 | 0 | 0 | 0 | 0 | 0 | 0 | 0 | 0 | 0 | 0 | 0 | 0 | 0 | 0 | 0 | 0
Commercial_Miscellaneous_New_Food Preparation_Natural Gas_Steamer_E6_Baseline Forecast | Commercial | Miscellaneous | New | Food Preparation | Natural Gas | Steamer | E6 |  | Baseline Forecast | 0 | 0 | 0 | 0 | 0 | 0 | 0 | 0 | 0 | 0 | 0 | 0 | 0 | 0 | 0 | 0 | 0 | 0 | 0 | 0 | 0 | 0 | 0 | 0 | 0 | 0 | 0 | 0 | 0 | 0 | 0 | 0 | 0
Commercial_Miscellaneous_New_Food Preparation_Natural Gas_Steamer_E7_Baseline Forecast | Commercial | Miscellaneous | New | Food Preparation | Natural Gas | Steamer | E7 |  | Baseline Forecast | 0 | 0 | 0 | 0 | 0 | 0 | 0 | 0 | 0 | 0 | 0 | 0 | 0 | 0 | 0 | 0 | 0 | 0 | 0 | 0 | 0 | 0 | 0 | 0 | 0 | 0 | 0 | 0 | 0 | 0 | 0 | 0 | 0
Commercial_Miscellaneous_New_Food Preparation_Natural Gas_Steamer_E8_Baseline Forecast | Commercial | Miscellaneous | New | Food Preparation | Natural Gas | Steamer | E8 |  | Baseline Forecast | 0 | 0 | 0 | 0 | 0 | 0 | 0 | 0 | 0 | 0 | 0 | 0 | 0 | 0 | 0 | 0 | 0 | 0 | 0 | 0 | 0 | 0 | 0 | 0 | 0 | 0 | 0 | 0 | 0 | 0 | 0 | 0 | 0
Commercial_Miscellaneous_New_Food Preparation_Natural Gas_Steamer_E9_Baseline Forecast | Commercial | Miscellaneous | New | Food Preparation | Natural Gas | Steamer | E9 |  | Baseline Forecast | 0 | 0 | 0 | 0 | 0 | 0 | 0 | 0 | 0 | 0 | 0 | 0 | 0 | 0 | 0 | 0 | 0 | 0 | 0 | 0 | 0 | 0 | 0 | 0 | 0 | 0 | 0 | 0 | 0 | 0 | 0 | 0 | 0
Commercial_Miscellaneous_New_Food Preparation_Natural Gas_Steamer_E10_Baseline Forecast | Commercial | Miscellaneous | New | Food Preparation | Natural Gas | Steamer | E10 |  | Baseline Forecast | 0 | 0 | 0 | 0 | 0 | 0 | 0 | 0 | 0 | 0 | 0 | 0 | 0 | 0 | 0 | 0 | 0 | 0 | 0 | 0 | 0 | 0 | 0 | 0 | 0 | 0 | 0 | 0 | 0 | 0 | 0 | 0 | 0
Commercial_Miscellaneous_New_Food Preparation_Natural Gas_Food Prep Other_E1_Baseline Forecast | Commercial | Miscellaneous | New | Food Preparation | Natural Gas | Food Prep Other | E1 |  | Baseline Forecast | 0 | 0 | 0 | 0 | 0 | 0 | 0 | 0 | 0 | 0 | 0 | 0 | 0 | 0 | 0 | 0 | 0 | 0 | 0 | 0 | 0 | 0 | 0 | 0 | 0 | 0 | 0 | 0 | 0 | 0 | 0 | 0 | 0
Commercial_Miscellaneous_New_Food Preparation_Natural Gas_Food Prep Other_E2_Baseline Forecast | Commercial | Miscellaneous | New | Food Preparation | Natural Gas | Food Prep Other | E2 |  | Baseline Forecast | 0 | 0 | 0 | 0 | 0 | 0 | 0 | 0 | 0 | 0 | 0 | 0 | 0 | 0 | 0 | 0 | 0 | 0 | 0 | 0 | 0 | 0 | 0 | 0 | 0 | 0 | 0 | 0 | 0 | 0 | 0 | 0 | 0
Commercial_Miscellaneous_New_Food Preparation_Natural Gas_Food Prep Other_E3_Baseline Forecast | Commercial | Miscellaneous | New | Food Preparation | Natural Gas | Food Prep Other | E3 |  | Baseline Forecast | 0 | 0 | 0 | 0 | 0 | 0 | 0 | 0 | 0 | 0 | 0 | 0 | 0 | 0 | 0 | 0 | 0 | 0 | 0 | 0 | 0 | 0 | 0 | 0 | 0 | 0 | 0 | 0 | 0 | 0 | 0 | 0 | 0
Commercial_Miscellaneous_New_Food Preparation_Natural Gas_Food Prep Other_E4_Baseline Forecast | Commercial | Miscellaneous | New | Food Preparation | Natural Gas | Food Prep Other | E4 |  | Baseline Forecast | 0 | 0 | 0 | 0 | 0 | 0 | 0 | 0 | 0 | 0 | 0 | 0 | 0 | 0 | 0 | 0 | 0 | 0 | 0 | 0 | 0 | 0 | 0 | 0 | 0 | 0 | 0 | 0 | 0 | 0 | 0 | 0 | 0
Commercial_Miscellaneous_New_Food Preparation_Natural Gas_Food Prep Other_E5_Baseline Forecast | Commercial | Miscellaneous | New | Food Preparation | Natural Gas | Food Prep Other | E5 |  | Baseline Forecast | 0 | 0 | 0 | 0 | 0 | 0 | 0 | 0 | 0 | 0 | 0 | 0 | 0 | 0 | 0 | 0 | 0 | 0 | 0 | 0 | 0 | 0 | 0 | 0 | 0 | 0 | 0 | 0 | 0 | 0 | 0 | 0 | 0
Commercial_Miscellaneous_New_Food Preparation_Natural Gas_Food Prep Other_E6_Baseline Forecast | Commercial | Miscellaneous | New | Food Preparation | Natural Gas | Food Prep Other | E6 |  | Baseline Forecast | 0 | 0 | 0 | 0 | 0 | 0 | 0 | 0 | 0 | 0 | 0 | 0 | 0 | 0 | 0 | 0 | 0 | 0 | 0 | 0 | 0 | 0 | 0 | 0 | 0 | 0 | 0 | 0 | 0 | 0 | 0 | 0 | 0
Commercial_Miscellaneous_New_Food Preparation_Natural Gas_Food Prep Other_E7_Baseline Forecast | Commercial | Miscellaneous | New | Food Preparation | Natural Gas | Food Prep Other | E7 |  | Baseline Forecast | 0 | 0 | 0 | 0 | 0 | 0 | 0 | 0 | 0 | 0 | 0 | 0 | 0 | 0 | 0 | 0 | 0 | 0 | 0 | 0 | 0 | 0 | 0 | 0 | 0 | 0 | 0 | 0 | 0 | 0 | 0 | 0 | 0
Commercial_Miscellaneous_New_Food Preparation_Natural Gas_Food Prep Other_E8_Baseline Forecast | Commercial | Miscellaneous | New | Food Preparation | Natural Gas | Food Prep Other | E8 |  | Baseline Forecast | 0 | 0 | 0 | 0 | 0 | 0 | 0 | 0 | 0 | 0 | 0 | 0 | 0 | 0 | 0 | 0 | 0 | 0 | 0 | 0 | 0 | 0 | 0 | 0 | 0 | 0 | 0 | 0 | 0 | 0 | 0 | 0 | 0
Commercial_Miscellaneous_New_Food Preparation_Natural Gas_Food Prep Other_E9_Baseline Forecast | Commercial | Miscellaneous | New | Food Preparation | Natural Gas | Food Prep Other | E9 |  | Baseline Forecast | 0 | 0 | 0 | 0 | 0 | 0 | 0 | 0 | 0 | 0 | 0 | 0 | 0 | 0 | 0 | 0 | 0 | 0 | 0 | 0 | 0 | 0 | 0 | 0 | 0 | 0 | 0 | 0 | 0 | 0 | 0 | 0 | 0
Commercial_Miscellaneous_New_Food Preparation_Natural Gas_Food Prep Other_E10_Baseline Forecast | Commercial | Miscellaneous | New | Food Preparation | Natural Gas | Food Prep Other | E10 |  | Baseline Forecast | 0 | 0 | 0 | 0 | 0 | 0 | 0 | 0 | 0 | 0 | 0 | 0 | 0 | 0 | 0 | 0 | 0 | 0 | 0 | 0 | 0 | 0 | 0 | 0 | 0 | 0 | 0 | 0 | 0 | 0 | 0 | 0 | 0
Commercial_Miscellaneous_New_Miscellaneous_Natural Gas_Pool Heater_E1_Baseline Forecast | Commercial | Miscellaneous | New | Miscellaneous | Natural Gas | Pool Heater | E1 |  | Baseline Forecast | 0 | 0 | 0 | 0 | 0 | 0 | 0 | 0 | 0 | 0 | 0 | 0 | 0 | 0 | 0 | 0 | 0 | 0 | 0 | 0 | 0 | 0 | 0 | 0 | 0 | 0 | 0 | 0 | 0 | 0 | 0 | 0 | 0
Commercial_Miscellaneous_New_Miscellaneous_Natural Gas_Pool Heater_E2_Baseline Forecast | Commercial | Miscellaneous | New | Miscellaneous | Natural Gas | Pool Heater | E2 |  | Baseline Forecast | 0 | 0 | 0 | 0 | 0 | 0 | 0 | 0 | 0 | 0 | 0 | 0 | 0 | 0 | 0 | 0 | 0 | 0 | 0 | 0 | 0 | 0 | 0 | 0 | 0 | 0 | 0 | 0 | 0 | 0 | 0 | 0 | 0
Commercial_Miscellaneous_New_Miscellaneous_Natural Gas_Pool Heater_E3_Baseline Forecast | Commercial | Miscellaneous | New | Miscellaneous | Natural Gas | Pool Heater | E3 |  | Baseline Forecast | 0 | 0 | 0 | 0 | 0 | 0 | 0 | 0 | 0 | 0 | 0 | 0 | 0 | 0 | 0 | 0 | 0 | 0 | 0 | 0 | 0 | 0 | 0 | 0 | 0 | 0 | 0 | 0 | 0 | 0 | 0 | 0 | 0
Commercial_Miscellaneous_New_Miscellaneous_Natural Gas_Pool Heater_E4_Baseline Forecast | Commercial | Miscellaneous | New | Miscellaneous | Natural Gas | Pool Heater | E4 |  | Baseline Forecast | 0 | 0 | 0 | 0 | 0 | 0 | 0 | 0 | 0 | 0 | 0 | 0 | 0 | 0 | 0 | 0 | 0 | 0 | 0 | 0 | 0 | 0 | 0 | 0 | 0 | 0 | 0 | 0 | 0 | 0 | 0 | 0 | 0
Commercial_Miscellaneous_New_Miscellaneous_Natural Gas_Pool Heater_E5_Baseline Forecast | Commercial | Miscellaneous | New | Miscellaneous | Natural Gas | Pool Heater | E5 |  | Baseline Forecast | 0 | 0 | 0 | 0 | 0 | 0 | 0 | 0 | 0 | 0 | 0 | 0 | 0 | 0 | 0 | 0 | 0 | 0 | 0 | 0 | 0 | 0 | 0 | 0 | 0 | 0 | 0 | 0 | 0 | 0 | 0 | 0 | 0
Commercial_Miscellaneous_New_Miscellaneous_Natural Gas_Pool Heater_E6_Baseline Forecast | Commercial | Miscellaneous | New | Miscellaneous | Natural Gas | Pool Heater | E6 |  | Baseline Forecast | 0 | 0 | 0 | 0 | 0 | 0 | 0 | 0 | 0 | 0 | 0 | 0 | 0 | 0 | 0 | 0 | 0 | 0 | 0 | 0 | 0 | 0 | 0 | 0 | 0 | 0 | 0 | 0 | 0 | 0 | 0 | 0 | 0
Commercial_Miscellaneous_New_Miscellaneous_Natural Gas_Pool Heater_E7_Baseline Forecast | Commercial | Miscellaneous | New | Miscellaneous | Natural Gas | Pool Heater | E7 |  | Baseline Forecast | 0 | 0 | 0 | 0 | 0 | 0 | 0 | 0 | 0 | 0 | 0 | 0 | 0 | 0 | 0 | 0 | 0 | 0 | 0 | 0 | 0 | 0 | 0 | 0 | 0 | 0 | 0 | 0 | 0 | 0 | 0 | 0 | 0
Commercial_Miscellaneous_New_Miscellaneous_Natural Gas_Pool Heater_E8_Baseline Forecast | Commercial | Miscellaneous | New | Miscellaneous | Natural Gas | Pool Heater | E8 |  | Baseline Forecast | 0 | 0 | 0 | 0 | 0 | 0 | 0 | 0 | 0 | 0 | 0 | 0 | 0 | 0 | 0 | 0 | 0 | 0 | 0 | 0 | 0 | 0 | 0 | 0 | 0 | 0 | 0 | 0 | 0 | 0 | 0 | 0 | 0
Commercial_Miscellaneous_New_Miscellaneous_Natural Gas_Pool Heater_E9_Baseline Forecast | Commercial | Miscellaneous | New | Miscellaneous | Natural Gas | Pool Heater | E9 |  | Baseline Forecast | 0 | 0 | 0 | 0 | 0 | 0 | 0 | 0 | 0 | 0 | 0 | 0 | 0 | 0 | 0 | 0 | 0 | 0 | 0 | 0 | 0 | 0 | 0 | 0 | 0 | 0 | 0 | 0 | 0 | 0 | 0 | 0 | 0
Commercial_Miscellaneous_New_Miscellaneous_Natural Gas_Pool Heater_E10_Baseline Forecast | Commercial | Miscellaneous | New | Miscellaneous | Natural Gas | Pool Heater | E10 |  | Baseline Forecast | 0 | 0 | 0 | 0 | 0 | 0 | 0 | 0 | 0 | 0 | 0 | 0 | 0 | 0 | 0 | 0 | 0 | 0 | 0 | 0 | 0 | 0 | 0 | 0 | 0 | 0 | 0 | 0 | 0 | 0 | 0 | 0 | 0
Commercial_Miscellaneous_New_Miscellaneous_Natural Gas_Miscellaneous_E1_Baseline Forecast | Commercial | Miscellaneous | New | Miscellaneous | Natural Gas | Miscellaneous | E1 |  | Baseline Forecast | 0 | 15584.5502 | 75170.0734 | 48038.9417 | 59664.0593 | 71841.6926 | 77195.1628 | 75187.7135 | 81343.8653 | 89192.1922 | 95459.7306 | 105125.9731 | 126876.7269 | 121149.5067 | 129589.4621 | 139874.8012 | 146310.8354 | 149444.1786 | 155017.3705 | 161359.6688 | 168130.9931 | 176641.3109 | 188174.4775 | 191000.0694 | 198851.2007 | 207457.7659 | 214190.6869 | 219989.7162 | 227089.8961 | 234283.1498 | 241679.1701 | 249259.2196 | 228831.1197
Commercial_Miscellaneous_New_Miscellaneous_Natural Gas_Miscellaneous_E2_Baseline Forecast | Commercial | Miscellaneous | New | Miscellaneous | Natural Gas | Miscellaneous | E2 |  | Baseline Forecast | 0 | 0 | 0 | 0 | 0 | 0 | 0 | 0 | 0 | 0 | 0 | 0 | 0 | 0 | 0 | 0 | 0 | 0 | 0 | 0 | 0 | 0 | 0 | 0 | 0 | 0 | 0 | 0 | 0 | 0 | 0 | 0 | 0
Commercial_Miscellaneous_New_Miscellaneous_Natural Gas_Miscellaneous_E3_Baseline Forecast | Commercial | Miscellaneous | New | Miscellaneous | Natural Gas | Miscellaneous | E3 |  | Baseline Forecast | 0 | 0 | 0 | 0 | 0 | 0 | 0 | 0 | 0 | 0 | 0 | 0 | 0 | 0 | 0 | 0 | 0 | 0 | 0 | 0 | 0 | 0 | 0 | 0 | 0 | 0 | 0 | 0 | 0 | 0 | 0 | 0 | 0
Commercial_Miscellaneous_New_Miscellaneous_Natural Gas_Miscellaneous_E4_Baseline Forecast | Commercial | Miscellaneous | New | Miscellaneous | Natural Gas | Miscellaneous | E4 |  | Baseline Forecast | 0 | 0 | 0 | 0 | 0 | 0 | 0 | 0 | 0 | 0 | 0 | 0 | 0 | 0 | 0 | 0 | 0 | 0 | 0 | 0 | 0 | 0 | 0 | 0 | 0 | 0 | 0 | 0 | 0 | 0 | 0 | 0 | 0
Commercial_Miscellaneous_New_Miscellaneous_Natural Gas_Miscellaneous_E5_Baseline Forecast | Commercial | Miscellaneous | New | Miscellaneous | Natural Gas | Miscellaneous | E5 |  | Baseline Forecast | 0 | 0 | 0 | 0 | 0 | 0 | 0 | 0 | 0 | 0 | 0 | 0 | 0 | 0 | 0 | 0 | 0 | 0 | 0 | 0 | 0 | 0 | 0 | 0 | 0 | 0 | 0 | 0 | 0 | 0 | 0 | 0 | 0
Commercial_Miscellaneous_New_Miscellaneous_Natural Gas_Miscellaneous_E6_Baseline Forecast | Commercial | Miscellaneous | New | Miscellaneous | Natural Gas | Miscellaneous | E6 |  | Baseline Forecast | 0 | 0 | 0 | 0 | 0 | 0 | 0 | 0 | 0 | 0 | 0 | 0 | 0 | 0 | 0 | 0 | 0 | 0 | 0 | 0 | 0 | 0 | 0 | 0 | 0 | 0 | 0 | 0 | 0 | 0 | 0 | 0 | 0
Commercial_Miscellaneous_New_Miscellaneous_Natural Gas_Miscellaneous_E7_Baseline Forecast | Commercial | Miscellaneous | New | Miscellaneous | Natural Gas | Miscellaneous | E7 |  | Baseline Forecast | 0 | 0 | 0 | 0 | 0 | 0 | 0 | 0 | 0 | 0 | 0 | 0 | 0 | 0 | 0 | 0 | 0 | 0 | 0 | 0 | 0 | 0 | 0 | 0 | 0 | 0 | 0 | 0 | 0 | 0 | 0 | 0 | 0
Commercial_Miscellaneous_New_Miscellaneous_Natural Gas_Miscellaneous_E8_Baseline Forecast | Commercial | Miscellaneous | New | Miscellaneous | Natural Gas | Miscellaneous | E8 |  | Baseline Forecast | 0 | 0 | 0 | 0 | 0 | 0 | 0 | 0 | 0 | 0 | 0 | 0 | 0 | 0 | 0 | 0 | 0 | 0 | 0 | 0 | 0 | 0 | 0 | 0 | 0 | 0 | 0 | 0 | 0 | 0 | 0 | 0 | 0
Commercial_Miscellaneous_New_Miscellaneous_Natural Gas_Miscellaneous_E9_Baseline Forecast | Commercial | Miscellaneous | New | Miscellaneous | Natural Gas | Miscellaneous | E9 |  | Baseline Forecast | 0 | 0 | 0 | 0 | 0 | 0 | 0 | 0 | 0 | 0 | 0 | 0 | 0 | 0 | 0 | 0 | 0 | 0 | 0 | 0 | 0 | 0 | 0 | 0 | 0 | 0 | 0 | 0 | 0 | 0 | 0 | 0 | 0
Commercial_Miscellaneous_New_Miscellaneous_Natural Gas_Miscellaneous_E10_Baseline Forecast | Commercial | Miscellaneous | New | Miscellaneous | Natural Gas | Miscellaneous | E10 |  | Baseline Forecast | 0 | 0 | 0 | 0 | 0 | 0 | 0 | 0 | 0 | 0 | 0 | 0 | 0 | 0 | 0 | 0 | 0 | 0 | 0 | 0 | 0 | 0 | 0 | 0 | 0 | 0 | 0 | 0 | 0 | 0 | 0 | 0 | 0
Commercial_Office_Existing_Space Heating_Natural Gas_Furnace_E1_Codes & Standards Forecast | Commercial | Office | Existing | Space Heating | Natural Gas | Furnace | E1 |  | Codes & Standards Forecast | 0 | 74602.4811 | 80881.8366 | 86490.0944 | 178016.1021 | 0 | 0 | 0 | 0 | 0 | 0 | 0 | 0 | 0 | 0 | 0 | 0 | 0 | 0 | 0 | 0 | 0 | 0 | 0 | 0 | 0 | 0 | 0 | 0 | 0 | 0 | 0 | 0
Commercial_Office_Existing_Space Heating_Natural Gas_Furnace_E2_Codes & Standards Forecast | Commercial | Office | Existing | Space Heating | Natural Gas | Furnace | E2 |  | Codes & Standards Forecast | 0 | 0 | 0 | 0 | 0 | 0 | 0 | 0 | 0 | 0 | 0 | 0 | 0 | 0 | 0 | 0 | 0 | 0 | 0 | 0 | 0 | 0 | 0 | 0 | 0 | 0 | 0 | 0 | 0 | 0 | 0 | 0 | 0
Commercial_Office_Existing_Space Heating_Natural Gas_Furnace_E3_Codes & Standards Forecast | Commercial | Office | Existing | Space Heating | Natural Gas | Furnace | E3 |  | Codes & Standards Forecast | 0 | 0 | 0 | 0 | 0 | 97075.2275 | 101625.9124 | 105811.9656 | 109649.014 | 113159.1861 | 116365.7539 | 119294.0088 | 121967.7563 | 124408.002 | 126631.8819 | 128656.3477 | 130495.9222 | 132168.4481 | 133691.2744 | 128665.3481 | 124519.7458 | 121141.4669 | 124795.4881 | 122167.9393 | 120085.0189 | 118475.9684 | 117277.3025 | 116432.8347 | 115892.0317 | 115610.4304 | 115547.9865 | 115670.3194 | 187447.147
Commercial_Office_Existing_Space Heating_Natural Gas_Furnace_E4_Codes & Standards Forecast | Commercial | Office | Existing | Space Heating | Natural Gas | Furnace | E4 |  | Codes & Standards Forecast | 0 | 0 | 0 | 0 | 0 | 0 | 0 | 0 | 0 | 0 | 0 | 0 | 0 | 0 | 0 | 0 | 0 | 0 | 0 | 0 | 0 | 0 | 0 | 0 | 0 | 0 | 0 | 0 | 0 | 0 | 0 | 0 | 0
Commercial_Office_Existing_Space Heating_Natural Gas_Furnace_E5_Codes & Standards Forecast | Commercial | Office | Existing | Space Heating | Natural Gas | Furnace | E5 |  | Codes & Standards Forecast | 0 | 0 | 0 | 0 | 0 | 0 | 0 | 0 | 0 | 0 | 0 | 0 | 0 | 0 | 0 | 0 | 0 | 0 | 0 | 0 | 0 | 0 | 0 | 0 | 0 | 0 | 0 | 0 | 0 | 0 | 0 | 0 | 0
Commercial_Office_Existing_Space Heating_Natural Gas_Furnace_E6_Codes & Standards Forecast | Commercial | Office | Existing | Space Heating | Natural Gas | Furnace | E6 |  | Codes & Standards Forecast | 0 | 0 | 0 | 0 | 0 | 0 | 0 | 0 | 0 | 0 | 0 | 0 | 0 | 0 | 0 | 0 | 0 | 0 | 0 | 0 | 0 | 0 | 0 | 0 | 0 | 0 | 0 | 0 | 0 | 0 | 0 | 0 | 0
Commercial_Office_Existing_Space Heating_Natural Gas_Furnace_E7_Codes & Standards Forecast | Commercial | Office | Existing | Space Heating | Natural Gas | Furnace | E7 |  | Codes & Standards Forecast | 0 | 0 | 0 | 0 | 0 | 0 | 0 | 0 | 0 | 0 | 0 | 0 | 0 | 0 | 0 | 0 | 0 | 0 | 0 | 0 | 0 | 0 | 0 | 0 | 0 | 0 | 0 | 0 | 0 | 0 | 0 | 0 | 0
Commercial_Office_Existing_Space Heating_Natural Gas_Furnace_E8_Codes & Standards Forecast | Commercial | Office | Existing | Space Heating | Natural Gas | Furnace | E8 |  | Codes & Standards Forecast | 0 | 0 | 0 | 0 | 0 | 0 | 0 | 0 | 0 | 0 | 0 | 0 | 0 | 0 | 0 | 0 | 0 | 0 | 0 | 0 | 0 | 0 | 0 | 0 | 0 | 0 | 0 | 0 | 0 | 0 | 0 | 0 | 0
Commercial_Office_Existing_Space Heating_Natural Gas_Furnace_E9_Codes & Standards Forecast | Commercial | Office | Existing | Space Heating | Natural Gas | Furnace | E9 |  | Codes & Standards Forecast | 0 | 0 | 0 | 0 | 0 | 0 | 0 | 0 | 0 | 0 | 0 | 0 | 0 | 0 | 0 | 0 | 0 | 0 | 0 | 0 | 0 | 0 | 0 | 0 | 0 | 0 | 0 | 0 | 0 | 0 | 0 | 0 | 0
Commercial_Office_Existing_Space Heating_Natural Gas_Furnace_E10_Codes & Standards Forecast | Commercial | Office | Existing | Space Heating | Natural Gas | Furnace | E10 |  | Codes & Standards Forecast | 0 | 0 | 0 | 0 | 0 | 0 | 0 | 0 | 0 | 0 | 0 | 0 | 0 | 0 | 0 | 0 | 0 | 0 | 0 | 0 | 0 | 0 | 0 | 0 | 0 | 0 | 0 | 0 | 0 | 0 | 0 | 0 | 0
Commercial_Office_Existing_Space Heating_Natural Gas_Boiler_E1_Codes & Standards Forecast | Commercial | Office | Existing | Space Heating | Natural Gas | Boiler | E1 |  | Codes & Standards Forecast | 0 | 74110.2048 | 80348.1251 | 85919.3759 | 184260.4769 | 0 | 0 | 0 | 0 | 0 | 0 | 0 | 0 | 0 | 0 | 0 | 0 | 0 | 0 | 0 | 0 | 0 | 0 | 0 | 0 | 0 | 0 | 0 | 0 | 0 | 0 | 0 | 0
Commercial_Office_Existing_Space Heating_Natural Gas_Boiler_E2_Codes & Standards Forecast | Commercial | Office | Existing | Space Heating | Natural Gas | Boiler | E2 |  | Codes & Standards Forecast | 0 | 0 | 0 | 0 | 0 | 0 | 0 | 0 | 0 | 0 | 0 | 0 | 0 | 0 | 0 | 0 | 0 | 0 | 0 | 0 | 0 | 0 | 0 | 0 | 0 | 0 | 0 | 0 | 0 | 0 | 0 | 0 | 0
Commercial_Office_Existing_Space Heating_Natural Gas_Boiler_E3_Codes & Standards Forecast | Commercial | Office | Existing | Space Heating | Natural Gas | Boiler | E3 |  | Codes & Standards Forecast | 0 | 0 | 0 | 0 | 0 | 96434.6613 | 100955.3178 | 105113.7487 | 108925.4777 | 112412.4874 | 115597.8962 | 118506.8284 | 121162.9328 | 123587.0762 | 125796.2815 | 127807.3885 | 129634.8243 | 131296.3138 | 132809.0915 | 134186.3913 | 135435.7762 | 130217.4207 | 125884.1172 | 122326.6222 | 126291.2259 | 123465.3561 | 121197.0353 | 119414.4998 | 118053.1505 | 117055.8636 | 116371.1888 | 115954.496 | 168387.8998
Commercial_Office_Existing_Space Heating_Natural Gas_Boiler_E4_Codes & Standards Forecast | Commercial | Office | Existing | Space Heating | Natural Gas | Boiler | E4 |  | Codes & Standards Forecast | 0 | 0 | 0 | 0 | 0 | 0 | 0 | 0 | 0 | 0 | 0 | 0 | 0 | 0 | 0 | 0 | 0 | 0 | 0 | 0 | 0 | 0 | 0 | 0 | 0 | 0 | 0 | 0 | 0 | 0 | 0 | 0 | 0
Commercial_Office_Existing_Space Heating_Natural Gas_Boiler_E5_Codes & Standards Forecast | Commercial | Office | Existing | Space Heating | Natural Gas | Boiler | E5 |  | Codes & Standards Forecast | 0 | 0 | 0 | 0 | 0 | 0 | 0 | 0 | 0 | 0 | 0 | 0 | 0 | 0 | 0 | 0 | 0 | 0 | 0 | 0 | 0 | 0 | 0 | 0 | 0 | 0 | 0 | 0 | 0 | 0 | 0 | 0 | 0
Commercial_Office_Existing_Space Heating_Natural Gas_Boiler_E6_Codes & Standards Forecast | Commercial | Office | Existing | Space Heating | Natural Gas | Boiler | E6 |  | Codes & Standards Forecast | 0 | 0 | 0 | 0 | 0 | 0 | 0 | 0 | 0 | 0 | 0 | 0 | 0 | 0 | 0 | 0 | 0 | 0 | 0 | 0 | 0 | 0 | 0 | 0 | 0 | 0 | 0 | 0 | 0 | 0 | 0 | 0 | 0
Commercial_Office_Existing_Space Heating_Natural Gas_Boiler_E7_Codes & Standards Forecast | Commercial | Office | Existing | Space Heating | Natural Gas | Boiler | E7 |  | Codes & Standards Forecast | 0 | 0 | 0 | 0 | 0 | 0 | 0 | 0 | 0 | 0 | 0 | 0 | 0 | 0 | 0 | 0 | 0 | 0 | 0 | 0 | 0 | 0 | 0 | 0 | 0 | 0 | 0 | 0 | 0 | 0 | 0 | 0 | 0
Commercial_Office_Existing_Space Heating_Natural Gas_Boiler_E8_Codes & Standards Forecast | Commercial | Office | Existing | Space Heating | Natural Gas | Boiler | E8 |  | Codes & Standards Forecast | 0 | 0 | 0 | 0 | 0 | 0 | 0 | 0 | 0 | 0 | 0 | 0 | 0 | 0 | 0 | 0 | 0 | 0 | 0 | 0 | 0 | 0 | 0 | 0 | 0 | 0 | 0 | 0 | 0 | 0 | 0 | 0 | 0
Commercial_Office_Existing_Space Heating_Natural Gas_Boiler_E9_Codes & Standards Forecast | Commercial | Office | Existing | Space Heating | Natural Gas | Boiler | E9 |  | Codes & Standards Forecast | 0 | 0 | 0 | 0 | 0 | 0 | 0 | 0 | 0 | 0 | 0 | 0 | 0 | 0 | 0 | 0 | 0 | 0 | 0 | 0 | 0 | 0 | 0 | 0 | 0 | 0 | 0 | 0 | 0 | 0 | 0 | 0 | 0
Commercial_Office_Existing_Space Heating_Natural Gas_Boiler_E10_Codes & Standards Forecast | Commercial | Office | Existing | Space Heating | Natural Gas | Boiler | E10 |  | Codes & Standards Forecast | 0 | 0 | 0 | 0 | 0 | 0 | 0 | 0 | 0 | 0 | 0 | 0 | 0 | 0 | 0 | 0 | 0 | 0 | 0 | 0 | 0 | 0 | 0 | 0 | 0 | 0 | 0 | 0 | 0 | 0 | 0 | 0 | 0
Commercial_Office_Existing_Space Heating_Natural Gas_Unit Heater_E1_Codes & Standards Forecast | Commercial | Office | Existing | Space Heating | Natural Gas | Unit Heater | E1 |  | Codes & Standards Forecast | 0 | 5872.4758 | 6955.2919 | 7860.0657 | 12471.2222 | 0 | 0 | 0 | 0 | 0 | 0 | 0 | 0 | 0 | 0 | 0 | 0 | 0 | 0 | 0 | 0 | 0 | 0 | 0 | 0 | 0 | 0 | 0 | 0 | 0 | 0 | 0 | 0
Commercial_Office_Existing_Space Heating_Natural Gas_Unit Heater_E2_Codes & Standards Forecast | Commercial | Office | Existing | Space Heating | Natural Gas | Unit Heater | E2 |  | Codes & Standards Forecast | 0 | 0 | 0 | 0 | 0 | 9343.865 | 9915.575 | 10402.2753 | 10815.165 | 11164.4433 | 11459.0738 | 10618.2168 | 10052.6459 | 9699.825 | 10040.3929 | 9895.4268 | 9851.7967 | 9882.9046 | 11609.748 | 11806.8277 | 11972.101 | 13025.3904 | 11680.2637 | 11517.7561 | 11402.1323 | 11262.1475 | 11118.5188 | 10984.8037 | 10792.5395 | 10732.3905 | 10763.2314 | 11131.7899 | 13290.5532
Commercial_Office_Existing_Space Heating_Natural Gas_Unit Heater_E3_Codes & Standards Forecast | Commercial | Office | Existing | Space Heating | Natural Gas | Unit Heater | E3 |  | Codes & Standards Forecast | 0 | 0 | 0 | 0 | 0 | 0 | 0 | 0 | 0 | 0 | 0 | 0 | 0 | 0 | 0 | 0 | 0 | 0 | 0 | 0 | 0 | 0 | 0 | 0 | 0 | 0 | 0 | 0 | 0 | 0 | 0 | 0 | 0
Commercial_Office_Existing_Space Heating_Natural Gas_Unit Heater_E4_Codes & Standards Forecast | Commercial | Office | Existing | Space Heating | Natural Gas | Unit Heater | E4 |  | Codes & Standards Forecast | 0 | 0 | 0 | 0 | 0 | 0 | 0 | 0 | 0 | 0 | 0 | 0 | 0 | 0 | 0 | 0 | 0 | 0 | 0 | 0 | 0 | 0 | 0 | 0 | 0 | 0 | 0 | 0 | 0 | 0 | 0 | 0 | 0
Commercial_Office_Existing_Space Heating_Natural Gas_Unit Heater_E5_Codes & Standards Forecast | Commercial | Office | Existing | Space Heating | Natural Gas | Unit Heater | E5 |  | Codes & Standards Forecast | 0 | 0 | 0 | 0 | 0 | 0 | 0 | 0 | 0 | 0 | 0 | 0 | 0 | 0 | 0 | 0 | 0 | 0 | 0 | 0 | 0 | 0 | 0 | 0 | 0 | 0 | 0 | 0 | 0 | 0 | 0 | 0 | 0
Commercial_Office_Existing_Space Heating_Natural Gas_Unit Heater_E6_Codes & Standards Forecast | Commercial | Office | Existing | Space Heating | Natural Gas | Unit Heater | E6 |  | Codes & Standards Forecast | 0 | 0 | 0 | 0 | 0 | 0 | 0 | 0 | 0 | 0 | 0 | 0 | 0 | 0 | 0 | 0 | 0 | 0 | 0 | 0 | 0 | 0 | 0 | 0 | 0 | 0 | 0 | 0 | 0 | 0 | 0 | 0 | 0
Commercial_Office_Existing_Space Heating_Natural Gas_Unit Heater_E7_Codes & Standards Forecast | Commercial | Office | Existing | Space Heating | Natural Gas | Unit Heater | E7 |  | Codes & Standards Forecast | 0 | 0 | 0 | 0 | 0 | 0 | 0 | 0 | 0 | 0 | 0 | 0 | 0 | 0 | 0 | 0 | 0 | 0 | 0 | 0 | 0 | 0 | 0 | 0 | 0 | 0 | 0 | 0 | 0 | 0 | 0 | 0 | 0
Commercial_Office_Existing_Space Heating_Natural Gas_Unit Heater_E8_Codes & Standards Forecast | Commercial | Office | Existing | Space Heating | Natural Gas | Unit Heater | E8 |  | Codes & Standards Forecast | 0 | 0 | 0 | 0 | 0 | 0 | 0 | 0 | 0 | 0 | 0 | 0 | 0 | 0 | 0 | 0 | 0 | 0 | 0 | 0 | 0 | 0 | 0 | 0 | 0 | 0 | 0 | 0 | 0 | 0 | 0 | 0 | 0
Commercial_Office_Existing_Space Heating_Natural Gas_Unit Heater_E9_Codes & Standards Forecast | Commercial | Office | Existing | Space Heating | Natural Gas | Unit Heater | E9 |  | Codes & Standards Forecast | 0 | 0 | 0 | 0 | 0 | 0 | 0 | 0 | 0 | 0 | 0 | 0 | 0 | 0 | 0 | 0 | 0 | 0 | 0 | 0 | 0 | 0 | 0 | 0 | 0 | 0 | 0 | 0 | 0 | 0 | 0 | 0 | 0
Commercial_Office_Existing_Space Heating_Natural Gas_Unit Heater_E10_Codes & Standards Forecast | Commercial | Office | Existing | Space Heating | Natural Gas | Unit Heater | E10 |  | Codes & Standards Forecast | 0 | 0 | 0 | 0 | 0 | 0 | 0 | 0 | 0 | 0 | 0 | 0 | 0 | 0 | 0 | 0 | 0 | 0 | 0 | 0 | 0 | 0 | 0 | 0 | 0 | 0 | 0 | 0 | 0 | 0 | 0 | 0 | 0
Commercial_Office_Existing_Water Heating_Natural Gas_Water Heater_E1_Codes & Standards Forecast | Commercial | Office | Existing | Water Heating | Natural Gas | Water Heater | E1 |  | Codes & Standards Forecast | 0 | 223381.2756 | 288910.6352 | 340123.5378 | 511541.8546 | 415333.3771 | 441347.2452 | 461954.4709 | 478202.1363 | 490949.9599 | 435521.9819 | 404227.6207 | 389547.493 | 411311.57 | 409874.5249 | 470398.2696 | 483159.6976 | 493136.5456 | 533732.6621 | 487537.11 | 475556.4513 | 461729.5634 | 453860.3477 | 446410.5415 | 434982.5755 | 434486.9023 | 440265.8698 | 462131.4876 | 464593.1239 | 479984.003 | 477391.8483 | 473055.176 | 549780.7336
Commercial_Office_Existing_Water Heating_Natural Gas_Water Heater_E2_Codes & Standards Forecast | Commercial | Office | Existing | Water Heating | Natural Gas | Water Heater | E2 |  | Codes & Standards Forecast | 0 | 0 | 0 | 0 | 0 | 0 | 0 | 0 | 0 | 0 | 0 | 0 | 0 | 0 | 0 | 0 | 0 | 0 | 0 | 0 | 0 | 0 | 0 | 0 | 0 | 0 | 0 | 0 | 0 | 0 | 0 | 0 | 0
Commercial_Office_Existing_Water Heating_Natural Gas_Water Heater_E3_Codes & Standards Forecast | Commercial | Office | Existing | Water Heating | Natural Gas | Water Heater | E3 |  | Codes & Standards Forecast | 0 | 0 | 0 | 0 | 0 | 0 | 0 | 0 | 0 | 0 | 0 | 0 | 0 | 0 | 0 | 0 | 0 | 0 | 0 | 0 | 0 | 0 | 0 | 0 | 0 | 0 | 0 | 0 | 0 | 0 | 0 | 0 | 0
Commercial_Office_Existing_Water Heating_Natural Gas_Water Heater_E4_Codes & Standards Forecast | Commercial | Office | Existing | Water Heating | Natural Gas | Water Heater | E4 |  | Codes & Standards Forecast | 0 | 0 | 0 | 0 | 0 | 0 | 0 | 0 | 0 | 0 | 0 | 0 | 0 | 0 | 0 | 0 | 0 | 0 | 0 | 0 | 0 | 0 | 0 | 0 | 0 | 0 | 0 | 0 | 0 | 0 | 0 | 0 | 0
Commercial_Office_Existing_Water Heating_Natural Gas_Water Heater_E5_Codes & Standards Forecast | Commercial | Office | Existing | Water Heating | Natural Gas | Water Heater | E5 |  | Codes & Standards Forecast | 0 | 0 | 0 | 0 | 0 | 0 | 0 | 0 | 0 | 0 | 0 | 0 | 0 | 0 | 0 | 0 | 0 | 0 | 0 | 0 | 0 | 0 | 0 | 0 | 0 | 0 | 0 | 0 | 0 | 0 | 0 | 0 | 0
Commercial_Office_Existing_Water Heating_Natural Gas_Water Heater_E6_Codes & Standards Forecast | Commercial | Office | Existing | Water Heating | Natural Gas | Water Heater | E6 |  | Codes & Standards Forecast | 0 | 0 | 0 | 0 | 0 | 0 | 0 | 0 | 0 | 0 | 0 | 0 | 0 | 0 | 0 | 0 | 0 | 0 | 0 | 0 | 0 | 0 | 0 | 0 | 0 | 0 | 0 | 0 | 0 | 0 | 0 | 0 | 0
Commercial_Office_Existing_Water Heating_Natural Gas_Water Heater_E7_Codes & Standards Forecast | Commercial | Office | Existing | Water Heating | Natural Gas | Water Heater | E7 |  | Codes & Standards Forecast | 0 | 0 | 0 | 0 | 0 | 0 | 0 | 0 | 0 | 0 | 0 | 0 | 0 | 0 | 0 | 0 | 0 | 0 | 0 | 0 | 0 | 0 | 0 | 0 | 0 | 0 | 0 | 0 | 0 | 0 | 0 | 0 | 0
Commercial_Office_Existing_Water Heating_Natural Gas_Water Heater_E8_Codes & Standards Forecast | Commercial | Office | Existing | Water Heating | Natural Gas | Water Heater | E8 |  | Codes & Standards Forecast | 0 | 0 | 0 | 0 | 0 | 0 | 0 | 0 | 0 | 0 | 0 | 0 | 0 | 0 | 0 | 0 | 0 | 0 | 0 | 0 | 0 | 0 | 0 | 0 | 0 | 0 | 0 | 0 | 0 | 0 | 0 | 0 | 0
Commercial_Office_Existing_Water Heating_Natural Gas_Water Heater_E9_Codes & Standards Forecast | Commercial | Office | Existing | Water Heating | Natural Gas | Water Heater | E9 |  | Codes & Standards Forecast | 0 | 0 | 0 | 0 | 0 | 0 | 0 | 0 | 0 | 0 | 0 | 0 | 0 | 0 | 0 | 0 | 0 | 0 | 0 | 0 | 0 | 0 | 0 | 0 | 0 | 0 | 0 | 0 | 0 | 0 | 0 | 0 | 0
Commercial_Office_Existing_Water Heating_Natural Gas_Water Heater_E10_Codes & Standards Forecast | Commercial | Office | Existing | Water Heating | Natural Gas | Water Heater | E10 |  | Codes & Standards Forecast | 0 | 0 | 0 | 0 | 0 | 0 | 0 | 0 | 0 | 0 | 0 | 0 | 0 | 0 | 0 | 0 | 0 | 0 | 0 | 0 | 0 | 0 | 0 | 0 | 0 | 0 | 0 | 0 | 0 | 0 | 0 | 0 | 0
Commercial_Office_Existing_Food Preparation_Natural Gas_Oven_E1_Codes & Standards Forecast | Commercial | Office | Existing | Food Preparation | Natural Gas | Oven | E1 |  | Codes & Standards Forecast | 0 | 4200.2988 | 4527.0543 | 4787.3479 | 6774.3046 | 5213.9008 | 5367.5481 | 5494.0984 | 5597.5 | 5681.3989 | 5407.5149 | 5235.1106 | 5137.4939 | 5379.4884 | 5326.3102 | 5307.5218 | 6442.0875 | 6367.1787 | 6303.1309 | 6664.523 | 5982.7517 | 5862.0109 | 5793.6511 | 5721.7738 | 5653.629 | 5685.8845 | 5727.7271 | 5772.092 | 5959.9088 | 5924.4673 | 5884.2976 | 6151.9249 | 7034.6608
Commercial_Office_Existing_Food Preparation_Natural Gas_Oven_E2_Codes & Standards Forecast | Commercial | Office | Existing | Food Preparation | Natural Gas | Oven | E2 |  | Codes & Standards Forecast | 0 | 0 | 0 | 0 | 0 | 0 | 0 | 0 | 0 | 0 | 0 | 0 | 0 | 0 | 0 | 0 | 0 | 0 | 0 | 0 | 0 | 0 | 0 | 0 | 0 | 0 | 0 | 0 | 0 | 0 | 0 | 0 | 0
Commercial_Office_Existing_Food Preparation_Natural Gas_Oven_E3_Codes & Standards Forecast | Commercial | Office | Existing | Food Preparation | Natural Gas | Oven | E3 |  | Codes & Standards Forecast | 0 | 0 | 0 | 0 | 0 | 0 | 0 | 0 | 0 | 0 | 0 | 0 | 0 | 0 | 0 | 0 | 0 | 0 | 0 | 0 | 0 | 0 | 0 | 0 | 0 | 0 | 0 | 0 | 0 | 0 | 0 | 0 | 0
Commercial_Office_Existing_Food Preparation_Natural Gas_Oven_E4_Codes & Standards Forecast | Commercial | Office | Existing | Food Preparation | Natural Gas | Oven | E4 |  | Codes & Standards Forecast | 0 | 0 | 0 | 0 | 0 | 0 | 0 | 0 | 0 | 0 | 0 | 0 | 0 | 0 | 0 | 0 | 0 | 0 | 0 | 0 | 0 | 0 | 0 | 0 | 0 | 0 | 0 | 0 | 0 | 0 | 0 | 0 | 0
Commercial_Office_Existing_Food Preparation_Natural Gas_Oven_E5_Codes & Standards Forecast | Commercial | Office | Existing | Food Preparation | Natural Gas | Oven | E5 |  | Codes & Standards Forecast | 0 | 0 | 0 | 0 | 0 | 0 | 0 | 0 | 0 | 0 | 0 | 0 | 0 | 0 | 0 | 0 | 0 | 0 | 0 | 0 | 0 | 0 | 0 | 0 | 0 | 0 | 0 | 0 | 0 | 0 | 0 | 0 | 0
Commercial_Office_Existing_Food Preparation_Natural Gas_Oven_E6_Codes & Standards Forecast | Commercial | Office | Existing | Food Preparation | Natural Gas | Oven | E6 |  | Codes & Standards Forecast | 0 | 0 | 0 | 0 | 0 | 0 | 0 | 0 | 0 | 0 | 0 | 0 | 0 | 0 | 0 | 0 | 0 | 0 | 0 | 0 | 0 | 0 | 0 | 0 | 0 | 0 | 0 | 0 | 0 | 0 | 0 | 0 | 0
Commercial_Office_Existing_Food Preparation_Natural Gas_Oven_E7_Codes & Standards Forecast | Commercial | Office | Existing | Food Preparation | Natural Gas | Oven | E7 |  | Codes & Standards Forecast | 0 | 0 | 0 | 0 | 0 | 0 | 0 | 0 | 0 | 0 | 0 | 0 | 0 | 0 | 0 | 0 | 0 | 0 | 0 | 0 | 0 | 0 | 0 | 0 | 0 | 0 | 0 | 0 | 0 | 0 | 0 | 0 | 0
Commercial_Office_Existing_Food Preparation_Natural Gas_Oven_E8_Codes & Standards Forecast | Commercial | Office | Existing | Food Preparation | Natural Gas | Oven | E8 |  | Codes & Standards Forecast | 0 | 0 | 0 | 0 | 0 | 0 | 0 | 0 | 0 | 0 | 0 | 0 | 0 | 0 | 0 | 0 | 0 | 0 | 0 | 0 | 0 | 0 | 0 | 0 | 0 | 0 | 0 | 0 | 0 | 0 | 0 | 0 | 0
Commercial_Office_Existing_Food Preparation_Natural Gas_Oven_E9_Codes & Standards Forecast | Commercial | Office | Existing | Food Preparation | Natural Gas | Oven | E9 |  | Codes & Standards Forecast | 0 | 0 | 0 | 0 | 0 | 0 | 0 | 0 | 0 | 0 | 0 | 0 | 0 | 0 | 0 | 0 | 0 | 0 | 0 | 0 | 0 | 0 | 0 | 0 | 0 | 0 | 0 | 0 | 0 | 0 | 0 | 0 | 0
Commercial_Office_Existing_Food Preparation_Natural Gas_Oven_E10_Codes & Standards Forecast | Commercial | Office | Existing | Food Preparation | Natural Gas | Oven | E10 |  | Codes & Standards Forecast | 0 | 0 | 0 | 0 | 0 | 0 | 0 | 0 | 0 | 0 | 0 | 0 | 0 | 0 | 0 | 0 | 0 | 0 | 0 | 0 | 0 | 0 | 0 | 0 | 0 | 0 | 0 | 0 | 0 | 0 | 0 | 0 | 0
Commercial_Office_Existing_Food Preparation_Natural Gas_Conveyor Oven_E1_Codes & Standards Forecast | Commercial | Office | Existing | Food Preparation | Natural Gas | Conveyor Oven | E1 |  | Codes & Standards Forecast | 0 | 889.475 | 1150.4044 | 1354.3275 | 2396.4927 | 1653.8032 | 1757.3871 | 1839.4423 | 1904.1384 | 1954.8986 | 1994.493 | 2025.1946 | 2048.8287 | 2066.8397 | 2080.3451 | 2090.254 | 2097.274 | 1845.4616 | 1695.3658 | 1616.0632 | 1753.8011 | 1720.4012 | 1935.9454 | 1968.4096 | 1993.4567 | 2231.7774 | 1983.2399 | 2002.6958 | 2017.3587 | 2028.1946 | 2035.9629 | 2041.2865 | 2542.1851
Commercial_Office_Existing_Food Preparation_Natural Gas_Conveyor Oven_E2_Codes & Standards Forecast | Commercial | Office | Existing | Food Preparation | Natural Gas | Conveyor Oven | E2 |  | Codes & Standards Forecast | 0 | 0 | 0 | 0 | 0 | 0 | 0 | 0 | 0 | 0 | 0 | 0 | 0 | 0 | 0 | 0 | 0 | 0 | 0 | 0 | 0 | 0 | 0 | 0 | 0 | 0 | 0 | 0 | 0 | 0 | 0 | 0 | 0
Commercial_Office_Existing_Food Preparation_Natural Gas_Conveyor Oven_E3_Codes & Standards Forecast | Commercial | Office | Existing | Food Preparation | Natural Gas | Conveyor Oven | E3 |  | Codes & Standards Forecast | 0 | 0 | 0 | 0 | 0 | 0 | 0 | 0 | 0 | 0 | 0 | 0 | 0 | 0 | 0 | 0 | 0 | 0 | 0 | 0 | 0 | 0 | 0 | 0 | 0 | 0 | 0 | 0 | 0 | 0 | 0 | 0 | 0
Commercial_Office_Existing_Food Preparation_Natural Gas_Conveyor Oven_E4_Codes & Standards Forecast | Commercial | Office | Existing | Food Preparation | Natural Gas | Conveyor Oven | E4 |  | Codes & Standards Forecast | 0 | 0 | 0 | 0 | 0 | 0 | 0 | 0 | 0 | 0 | 0 | 0 | 0 | 0 | 0 | 0 | 0 | 0 | 0 | 0 | 0 | 0 | 0 | 0 | 0 | 0 | 0 | 0 | 0 | 0 | 0 | 0 | 0
Commercial_Office_Existing_Food Preparation_Natural Gas_Conveyor Oven_E5_Codes & Standards Forecast | Commercial | Office | Existing | Food Preparation | Natural Gas | Conveyor Oven | E5 |  | Codes & Standards Forecast | 0 | 0 | 0 | 0 | 0 | 0 | 0 | 0 | 0 | 0 | 0 | 0 | 0 | 0 | 0 | 0 | 0 | 0 | 0 | 0 | 0 | 0 | 0 | 0 | 0 | 0 | 0 | 0 | 0 | 0 | 0 | 0 | 0
Commercial_Office_Existing_Food Preparation_Natural Gas_Conveyor Oven_E6_Codes & Standards Forecast | Commercial | Office | Existing | Food Preparation | Natural Gas | Conveyor Oven | E6 |  | Codes & Standards Forecast | 0 | 0 | 0 | 0 | 0 | 0 | 0 | 0 | 0 | 0 | 0 | 0 | 0 | 0 | 0 | 0 | 0 | 0 | 0 | 0 | 0 | 0 | 0 | 0 | 0 | 0 | 0 | 0 | 0 | 0 | 0 | 0 | 0
Commercial_Office_Existing_Food Preparation_Natural Gas_Conveyor Oven_E7_Codes & Standards Forecast | Commercial | Office | Existing | Food Preparation | Natural Gas | Conveyor Oven | E7 |  | Codes & Standards Forecast | 0 | 0 | 0 | 0 | 0 | 0 | 0 | 0 | 0 | 0 | 0 | 0 | 0 | 0 | 0 | 0 | 0 | 0 | 0 | 0 | 0 | 0 | 0 | 0 | 0 | 0 | 0 | 0 | 0 | 0 | 0 | 0 | 0
Commercial_Office_Existing_Food Preparation_Natural Gas_Conveyor Oven_E8_Codes & Standards Forecast | Commercial | Office | Existing | Food Preparation | Natural Gas | Conveyor Oven | E8 |  | Codes & Standards Forecast | 0 | 0 | 0 | 0 | 0 | 0 | 0 | 0 | 0 | 0 | 0 | 0 | 0 | 0 | 0 | 0 | 0 | 0 | 0 | 0 | 0 | 0 | 0 | 0 | 0 | 0 | 0 | 0 | 0 | 0 | 0 | 0 | 0
Commercial_Office_Existing_Food Preparation_Natural Gas_Conveyor Oven_E9_Codes & Standards Forecast | Commercial | Office | Existing | Food Preparation | Natural Gas | Conveyor Oven | E9 |  | Codes & Standards Forecast | 0 | 0 | 0 | 0 | 0 | 0 | 0 | 0 | 0 | 0 | 0 | 0 | 0 | 0 | 0 | 0 | 0 | 0 | 0 | 0 | 0 | 0 | 0 | 0 | 0 | 0 | 0 | 0 | 0 | 0 | 0 | 0 | 0
Commercial_Office_Existing_Food Preparation_Natural Gas_Conveyor Oven_E10_Codes & Standards Forecast | Commercial | Office | Existing | Food Preparation | Natural Gas | Conveyor Oven | E10 |  | Codes & Standards Forecast | 0 | 0 | 0 | 0 | 0 | 0 | 0 | 0 | 0 | 0 | 0 | 0 | 0 | 0 | 0 | 0 | 0 | 0 | 0 | 0 | 0 | 0 | 0 | 0 | 0 | 0 | 0 | 0 | 0 | 0 | 0 | 0 | 0
Commercial_Office_Existing_Food Preparation_Natural Gas_Double Rack Oven_E1_Codes & Standards Forecast | Commercial | Office | Existing | Food Preparation | Natural Gas | Double Rack Oven | E1 |  | Codes & Standards Forecast | 0 | 1260.0896 | 1629.7396 | 1918.6306 | 3031.1505 | 2342.8879 | 2489.6317 | 2605.8766 | 2697.5294 | 2769.4397 | 2825.5318 | 2869.0257 | 2535.2796 | 2341.666 | 2244.9691 | 2384.2834 | 2361.3702 | 2689.5779 | 2751.9993 | 2800.7875 | 3059.9946 | 2823.5194 | 2854.4201 | 2806.014 | 2723.241 | 2633.251 | 2584.6861 | 2538.2553 | 2469.626 | 2462.392 | 2490.5701 | 2623.5415 | 3140.9817
Commercial_Office_Existing_Food Preparation_Natural Gas_Double Rack Oven_E2_Codes & Standards Forecast | Commercial | Office | Existing | Food Preparation | Natural Gas | Double Rack Oven | E2 |  | Codes & Standards Forecast | 0 | 0 | 0 | 0 | 0 | 0 | 0 | 0 | 0 | 0 | 0 | 0 | 0 | 0 | 0 | 0 | 0 | 0 | 0 | 0 | 0 | 0 | 0 | 0 | 0 | 0 | 0 | 0 | 0 | 0 | 0 | 0 | 0
Commercial_Office_Existing_Food Preparation_Natural Gas_Double Rack Oven_E3_Codes & Standards Forecast | Commercial | Office | Existing | Food Preparation | Natural Gas | Double Rack Oven | E3 |  | Codes & Standards Forecast | 0 | 0 | 0 | 0 | 0 | 0 | 0 | 0 | 0 | 0 | 0 | 0 | 0 | 0 | 0 | 0 | 0 | 0 | 0 | 0 | 0 | 0 | 0 | 0 | 0 | 0 | 0 | 0 | 0 | 0 | 0 | 0 | 0
Commercial_Office_Existing_Food Preparation_Natural Gas_Double Rack Oven_E4_Codes & Standards Forecast | Commercial | Office | Existing | Food Preparation | Natural Gas | Double Rack Oven | E4 |  | Codes & Standards Forecast | 0 | 0 | 0 | 0 | 0 | 0 | 0 | 0 | 0 | 0 | 0 | 0 | 0 | 0 | 0 | 0 | 0 | 0 | 0 | 0 | 0 | 0 | 0 | 0 | 0 | 0 | 0 | 0 | 0 | 0 | 0 | 0 | 0
Commercial_Office_Existing_Food Preparation_Natural Gas_Double Rack Oven_E5_Codes & Standards Forecast | Commercial | Office | Existing | Food Preparation | Natural Gas | Double Rack Oven | E5 |  | Codes & Standards Forecast | 0 | 0 | 0 | 0 | 0 | 0 | 0 | 0 | 0 | 0 | 0 | 0 | 0 | 0 | 0 | 0 | 0 | 0 | 0 | 0 | 0 | 0 | 0 | 0 | 0 | 0 | 0 | 0 | 0 | 0 | 0 | 0 | 0
Commercial_Office_Existing_Food Preparation_Natural Gas_Double Rack Oven_E6_Codes & Standards Forecast | Commercial | Office | Existing | Food Preparation | Natural Gas | Double Rack Oven | E6 |  | Codes & Standards Forecast | 0 | 0 | 0 | 0 | 0 | 0 | 0 | 0 | 0 | 0 | 0 | 0 | 0 | 0 | 0 | 0 | 0 | 0 | 0 | 0 | 0 | 0 | 0 | 0 | 0 | 0 | 0 | 0 | 0 | 0 | 0 | 0 | 0
Commercial_Office_Existing_Food Preparation_Natural Gas_Double Rack Oven_E7_Codes & Standards Forecast | Commercial | Office | Existing | Food Preparation | Natural Gas | Double Rack Oven | E7 |  | Codes & Standards Forecast | 0 | 0 | 0 | 0 | 0 | 0 | 0 | 0 | 0 | 0 | 0 | 0 | 0 | 0 | 0 | 0 | 0 | 0 | 0 | 0 | 0 | 0 | 0 | 0 | 0 | 0 | 0 | 0 | 0 | 0 | 0 | 0 | 0
Commercial_Office_Existing_Food Preparation_Natural Gas_Double Rack Oven_E8_Codes & Standards Forecast | Commercial | Office | Existing | Food Preparation | Natural Gas | Double Rack Oven | E8 |  | Codes & Standards Forecast | 0 | 0 | 0 | 0 | 0 | 0 | 0 | 0 | 0 | 0 | 0 | 0 | 0 | 0 | 0 | 0 | 0 | 0 | 0 | 0 | 0 | 0 | 0 | 0 | 0 | 0 | 0 | 0 | 0 | 0 | 0 | 0 | 0
Commercial_Office_Existing_Food Preparation_Natural Gas_Double Rack Oven_E9_Codes & Standards Forecast | Commercial | Office | Existing | Food Preparation | Natural Gas | Double Rack Oven | E9 |  | Codes & Standards Forecast | 0 | 0 | 0 | 0 | 0 | 0 | 0 | 0 | 0 | 0 | 0 | 0 | 0 | 0 | 0 | 0 | 0 | 0 | 0 | 0 | 0 | 0 | 0 | 0 | 0 | 0 | 0 | 0 | 0 | 0 | 0 | 0 | 0
Commercial_Office_Existing_Food Preparation_Natural Gas_Double Rack Oven_E10_Codes & Standards Forecast | Commercial | Office | Existing | Food Preparation | Natural Gas | Double Rack Oven | E10 |  | Codes & Standards Forecast | 0 | 0 | 0 | 0 | 0 | 0 | 0 | 0 | 0 | 0 | 0 | 0 | 0 | 0 | 0 | 0 | 0 | 0 | 0 | 0 | 0 | 0 | 0 | 0 | 0 | 0 | 0 | 0 | 0 | 0 | 0 | 0 | 0
Commercial_Office_Existing_Food Preparation_Natural Gas_Fryer_E1_Codes & Standards Forecast | Commercial | Office | Existing | Food Preparation | Natural Gas | Fryer | E1 |  | Codes & Standards Forecast | 0 | 0 | 0 | 0 | 0 | 0 | 0 | 0 | 0 | 0 | 0 | 0 | 0 | 0 | 0 | 0 | 0 | 0 | 0 | 0 | 0 | 0 | 0 | 0 | 0 | 0 | 0 | 0 | 0 | 0 | 0 | 0 | 0
Commercial_Office_Existing_Food Preparation_Natural Gas_Fryer_E2_Codes & Standards Forecast | Commercial | Office | Existing | Food Preparation | Natural Gas | Fryer | E2 |  | Codes & Standards Forecast | 0 | 0 | 0 | 2718.2488 | 11104.3526 | 11494.4013 | 14582.6357 | 17038.4256 | 18988.5466 | 15159.3802 | 12102.2126 | 10196.8231 | 10322.6034 | 10501.2529 | 11252.1142 | 12334.9932 | 14277.5853 | 16519.0705 | 15677.2382 | 15319.2861 | 14898.6171 | 14470.1083 | 12800.9946 | 11876.5364 | 11813.346 | 12721.9677 | 13294.9572 | 13827.8371 | 14255.1708 | 14731.7379 | 14860.4947 | 13994.2499 | 15413.8975
Commercial_Office_Existing_Food Preparation_Natural Gas_Fryer_E3_Codes & Standards Forecast | Commercial | Office | Existing | Food Preparation | Natural Gas | Fryer | E3 |  | Codes & Standards Forecast | 0 | 0 | 0 | 0 | 0 | 0 | 0 | 0 | 0 | 0 | 0 | 0 | 0 | 0 | 0 | 0 | 0 | 0 | 0 | 0 | 0 | 0 | 0 | 0 | 0 | 0 | 0 | 0 | 0 | 0 | 0 | 0 | 0
Commercial_Office_Existing_Food Preparation_Natural Gas_Fryer_E4_Codes & Standards Forecast | Commercial | Office | Existing | Food Preparation | Natural Gas | Fryer | E4 |  | Codes & Standards Forecast | 0 | 0 | 0 | 0 | 0 | 0 | 0 | 0 | 0 | 0 | 0 | 0 | 0 | 0 | 0 | 0 | 0 | 0 | 0 | 0 | 0 | 0 | 0 | 0 | 0 | 0 | 0 | 0 | 0 | 0 | 0 | 0 | 0
Commercial_Office_Existing_Food Preparation_Natural Gas_Fryer_E5_Codes & Standards Forecast | Commercial | Office | Existing | Food Preparation | Natural Gas | Fryer | E5 |  | Codes & Standards Forecast | 0 | 0 | 0 | 0 | 0 | 0 | 0 | 0 | 0 | 0 | 0 | 0 | 0 | 0 | 0 | 0 | 0 | 0 | 0 | 0 | 0 | 0 | 0 | 0 | 0 | 0 | 0 | 0 | 0 | 0 | 0 | 0 | 0
Commercial_Office_Existing_Food Preparation_Natural Gas_Fryer_E6_Codes & Standards Forecast | Commercial | Office | Existing | Food Preparation | Natural Gas | Fryer | E6 |  | Codes & Standards Forecast | 0 | 0 | 0 | 0 | 0 | 0 | 0 | 0 | 0 | 0 | 0 | 0 | 0 | 0 | 0 | 0 | 0 | 0 | 0 | 0 | 0 | 0 | 0 | 0 | 0 | 0 | 0 | 0 | 0 | 0 | 0 | 0 | 0
Commercial_Office_Existing_Food Preparation_Natural Gas_Fryer_E7_Codes & Standards Forecast | Commercial | Office | Existing | Food Preparation | Natural Gas | Fryer | E7 |  | Codes & Standards Forecast | 0 | 0 | 0 | 0 | 0 | 0 | 0 | 0 | 0 | 0 | 0 | 0 | 0 | 0 | 0 | 0 | 0 | 0 | 0 | 0 | 0 | 0 | 0 | 0 | 0 | 0 | 0 | 0 | 0 | 0 | 0 | 0 | 0
Commercial_Office_Existing_Food Preparation_Natural Gas_Fryer_E8_Codes & Standards Forecast | Commercial | Office | Existing | Food Preparation | Natural Gas | Fryer | E8 |  | Codes & Standards Forecast | 0 | 0 | 0 | 0 | 0 | 0 | 0 | 0 | 0 | 0 | 0 | 0 | 0 | 0 | 0 | 0 | 0 | 0 | 0 | 0 | 0 | 0 | 0 | 0 | 0 | 0 | 0 | 0 | 0 | 0 | 0 | 0 | 0
Commercial_Office_Existing_Food Preparation_Natural Gas_Fryer_E9_Codes & Standards Forecast | Commercial | Office | Existing | Food Preparation | Natural Gas | Fryer | E9 |  | Codes & Standards Forecast | 0 | 0 | 0 | 0 | 0 | 0 | 0 | 0 | 0 | 0 | 0 | 0 | 0 | 0 | 0 | 0 | 0 | 0 | 0 | 0 | 0 | 0 | 0 | 0 | 0 | 0 | 0 | 0 | 0 | 0 | 0 | 0 | 0
Commercial_Office_Existing_Food Preparation_Natural Gas_Fryer_E10_Codes & Standards Forecast | Commercial | Office | Existing | Food Preparation | Natural Gas | Fryer | E10 |  | Codes & Standards Forecast | 0 | 0 | 0 | 0 | 0 | 0 | 0 | 0 | 0 | 0 | 0 | 0 | 0 | 0 | 0 | 0 | 0 | 0 | 0 | 0 | 0 | 0 | 0 | 0 | 0 | 0 | 0 | 0 | 0 | 0 | 0 | 0 | 0
Commercial_Office_Existing_Food Preparation_Natural Gas_Broiler_E1_Codes & Standards Forecast | Commercial | Office | Existing | Food Preparation | Natural Gas | Broiler | E1 |  | Codes & Standards Forecast | 0 | 0 | 0 | 0 | 0 | 0 | 0 | 0 | 0 | 0 | 0 | 0 | 0 | 0 | 0 | 0 | 0 | 0 | 0 | 0 | 0 | 0 | 0 | 0 | 0 | 0 | 0 | 0 | 0 | 0 | 0 | 0 | 0
Commercial_Office_Existing_Food Preparation_Natural Gas_Broiler_E2_Codes & Standards Forecast | Commercial | Office | Existing | Food Preparation | Natural Gas | Broiler | E2 |  | Codes & Standards Forecast | 0 | 0 | 0 | 0 | 0 | 0 | 0 | 0 | 0 | 0 | 0 | 0 | 0 | 0 | 0 | 0 | 0 | 0 | 0 | 0 | 0 | 0 | 0 | 0 | 0 | 0 | 0 | 0 | 0 | 0 | 0 | 0 | 0
Commercial_Office_Existing_Food Preparation_Natural Gas_Broiler_E3_Codes & Standards Forecast | Commercial | Office | Existing | Food Preparation | Natural Gas | Broiler | E3 |  | Codes & Standards Forecast | 0 | 0 | 0 | 0 | 0 | 0 | 0 | 0 | 0 | 0 | 0 | 0 | 0 | 0 | 0 | 0 | 0 | 0 | 0 | 0 | 0 | 0 | 0 | 0 | 0 | 0 | 0 | 0 | 0 | 0 | 0 | 0 | 0
Commercial_Office_Existing_Food Preparation_Natural Gas_Broiler_E4_Codes & Standards Forecast | Commercial | Office | Existing | Food Preparation | Natural Gas | Broiler | E4 |  | Codes & Standards Forecast | 0 | 0 | 0 | 0 | 0 | 0 | 0 | 0 | 0 | 0 | 0 | 0 | 0 | 0 | 0 | 0 | 0 | 0 | 0 | 0 | 0 | 0 | 0 | 0 | 0 | 0 | 0 | 0 | 0 | 0 | 0 | 0 | 0
Commercial_Office_Existing_Food Preparation_Natural Gas_Broiler_E5_Codes & Standards Forecast | Commercial | Office | Existing | Food Preparation | Natural Gas | Broiler | E5 |  | Codes & Standards Forecast | 0 | 0 | 0 | 0 | 0 | 0 | 0 | 0 | 0 | 0 | 0 | 0 | 0 | 0 | 0 | 0 | 0 | 0 | 0 | 0 | 0 | 0 | 0 | 0 | 0 | 0 | 0 | 0 | 0 | 0 | 0 | 0 | 0
Commercial_Office_Existing_Food Preparation_Natural Gas_Broiler_E6_Codes & Standards Forecast | Commercial | Office | Existing | Food Preparation | Natural Gas | Broiler | E6 |  | Codes & Standards Forecast | 0 | 0 | 0 | 0 | 0 | 0 | 0 | 0 | 0 | 0 | 0 | 0 | 0 | 0 | 0 | 0 | 0 | 0 | 0 | 0 | 0 | 0 | 0 | 0 | 0 | 0 | 0 | 0 | 0 | 0 | 0 | 0 | 0
Commercial_Office_Existing_Food Preparation_Natural Gas_Broiler_E7_Codes & Standards Forecast | Commercial | Office | Existing | Food Preparation | Natural Gas | Broiler | E7 |  | Codes & Standards Forecast | 0 | 0 | 0 | 0 | 0 | 0 | 0 | 0 | 0 | 0 | 0 | 0 | 0 | 0 | 0 | 0 | 0 | 0 | 0 | 0 | 0 | 0 | 0 | 0 | 0 | 0 | 0 | 0 | 0 | 0 | 0 | 0 | 0
Commercial_Office_Existing_Food Preparation_Natural Gas_Broiler_E8_Codes & Standards Forecast | Commercial | Office | Existing | Food Preparation | Natural Gas | Broiler | E8 |  | Codes & Standards Forecast | 0 | 0 | 0 | 0 | 0 | 0 | 0 | 0 | 0 | 0 | 0 | 0 | 0 | 0 | 0 | 0 | 0 | 0 | 0 | 0 | 0 | 0 | 0 | 0 | 0 | 0 | 0 | 0 | 0 | 0 | 0 | 0 | 0
Commercial_Office_Existing_Food Preparation_Natural Gas_Broiler_E9_Codes & Standards Forecast | Commercial | Office | Existing | Food Preparation | Natural Gas | Broiler | E9 |  | Codes & Standards Forecast | 0 | 0 | 0 | 0 | 0 | 0 | 0 | 0 | 0 | 0 | 0 | 0 | 0 | 0 | 0 | 0 | 0 | 0 | 0 | 0 | 0 | 0 | 0 | 0 | 0 | 0 | 0 | 0 | 0 | 0 | 0 | 0 | 0
Commercial_Office_Existing_Food Preparation_Natural Gas_Broiler_E10_Codes & Standards Forecast | Commercial | Office | Existing | Food Preparation | Natural Gas | Broiler | E10 |  | Codes & Standards Forecast | 0 | 0 | 0 | 0 | 0 | 0 | 0 | 0 | 0 | 0 | 0 | 0 | 0 | 0 | 0 | 0 | 0 | 0 | 0 | 0 | 0 | 0 | 0 | 0 | 0 | 0 | 0 | 0 | 0 | 0 | 0 | 0 | 0
Commercial_Office_Existing_Food Preparation_Natural Gas_Griddle_E1_Codes & Standards Forecast | Commercial | Office | Existing | Food Preparation | Natural Gas | Griddle | E1 |  | Codes & Standards Forecast | 0 | 5040.3586 | 6518.9582 | 0 | 0 | 0 | 0 | 0 | 0 | 0 | 0 | 0 | 0 | 0 | 0 | 0 | 0 | 0 | 0 | 0 | 0 | 0 | 0 | 0 | 0 | 0 | 0 | 0 | 0 | 0 | 0 | 0 | 0
Commercial_Office_Existing_Food Preparation_Natural Gas_Griddle_E2_Codes & Standards Forecast | Commercial | Office | Existing | Food Preparation | Natural Gas | Griddle | E2 |  | Codes & Standards Forecast | 0 | 0 | 0 | 7674.5224 | 12124.6019 | 9371.5516 | 9958.5266 | 10423.5066 | 10790.1177 | 11077.7586 | 11302.1271 | 11476.1026 | 10141.1186 | 9366.664 | 8979.8763 | 9537.1336 | 9445.481 | 10758.3115 | 11007.9973 | 11203.1499 | 12239.9786 | 11294.0775 | 11417.6804 | 11224.056 | 10892.9638 | 10533.0042 | 10338.7446 | 10153.0212 | 9878.5042 | 9849.568 | 9962.2805 | 10494.1658 | 12563.927
Commercial_Office_Existing_Food Preparation_Natural Gas_Griddle_E3_Codes & Standards Forecast | Commercial | Office | Existing | Food Preparation | Natural Gas | Griddle | E3 |  | Codes & Standards Forecast | 0 | 0 | 0 | 0 | 0 | 0 | 0 | 0 | 0 | 0 | 0 | 0 | 0 | 0 | 0 | 0 | 0 | 0 | 0 | 0 | 0 | 0 | 0 | 0 | 0 | 0 | 0 | 0 | 0 | 0 | 0 | 0 | 0
Commercial_Office_Existing_Food Preparation_Natural Gas_Griddle_E4_Codes & Standards Forecast | Commercial | Office | Existing | Food Preparation | Natural Gas | Griddle | E4 |  | Codes & Standards Forecast | 0 | 0 | 0 | 0 | 0 | 0 | 0 | 0 | 0 | 0 | 0 | 0 | 0 | 0 | 0 | 0 | 0 | 0 | 0 | 0 | 0 | 0 | 0 | 0 | 0 | 0 | 0 | 0 | 0 | 0 | 0 | 0 | 0
Commercial_Office_Existing_Food Preparation_Natural Gas_Griddle_E5_Codes & Standards Forecast | Commercial | Office | Existing | Food Preparation | Natural Gas | Griddle | E5 |  | Codes & Standards Forecast | 0 | 0 | 0 | 0 | 0 | 0 | 0 | 0 | 0 | 0 | 0 | 0 | 0 | 0 | 0 | 0 | 0 | 0 | 0 | 0 | 0 | 0 | 0 | 0 | 0 | 0 | 0 | 0 | 0 | 0 | 0 | 0 | 0
Commercial_Office_Existing_Food Preparation_Natural Gas_Griddle_E6_Codes & Standards Forecast | Commercial | Office | Existing | Food Preparation | Natural Gas | Griddle | E6 |  | Codes & Standards Forecast | 0 | 0 | 0 | 0 | 0 | 0 | 0 | 0 | 0 | 0 | 0 | 0 | 0 | 0 | 0 | 0 | 0 | 0 | 0 | 0 | 0 | 0 | 0 | 0 | 0 | 0 | 0 | 0 | 0 | 0 | 0 | 0 | 0
Commercial_Office_Existing_Food Preparation_Natural Gas_Griddle_E7_Codes & Standards Forecast | Commercial | Office | Existing | Food Preparation | Natural Gas | Griddle | E7 |  | Codes & Standards Forecast | 0 | 0 | 0 | 0 | 0 | 0 | 0 | 0 | 0 | 0 | 0 | 0 | 0 | 0 | 0 | 0 | 0 | 0 | 0 | 0 | 0 | 0 | 0 | 0 | 0 | 0 | 0 | 0 | 0 | 0 | 0 | 0 | 0
Commercial_Office_Existing_Food Preparation_Natural Gas_Griddle_E8_Codes & Standards Forecast | Commercial | Office | Existing | Food Preparation | Natural Gas | Griddle | E8 |  | Codes & Standards Forecast | 0 | 0 | 0 | 0 | 0 | 0 | 0 | 0 | 0 | 0 | 0 | 0 | 0 | 0 | 0 | 0 | 0 | 0 | 0 | 0 | 0 | 0 | 0 | 0 | 0 | 0 | 0 | 0 | 0 | 0 | 0 | 0 | 0
Commercial_Office_Existing_Food Preparation_Natural Gas_Griddle_E9_Codes & Standards Forecast | Commercial | Office | Existing | Food Preparation | Natural Gas | Griddle | E9 |  | Codes & Standards Forecast | 0 | 0 | 0 | 0 | 0 | 0 | 0 | 0 | 0 | 0 | 0 | 0 | 0 | 0 | 0 | 0 | 0 | 0 | 0 | 0 | 0 | 0 | 0 | 0 | 0 | 0 | 0 | 0 | 0 | 0 | 0 | 0 | 0
Commercial_Office_Existing_Food Preparation_Natural Gas_Griddle_E10_Codes & Standards Forecast | Commercial | Office | Existing | Food Preparation | Natural Gas | Griddle | E10 |  | Codes & Standards Forecast | 0 | 0 | 0 | 0 | 0 | 0 | 0 | 0 | 0 | 0 | 0 | 0 | 0 | 0 | 0 | 0 | 0 | 0 | 0 | 0 | 0 | 0 | 0 | 0 | 0 | 0 | 0 | 0 | 0 | 0 | 0 | 0 | 0
Commercial_Office_Existing_Food Preparation_Natural Gas_Range_E1_Codes & Standards Forecast | Commercial | Office | Existing | Food Preparation | Natural Gas | Range | E1 |  | Codes & Standards Forecast | 0 | 6048.4303 | 7822.7499 | 9209.4269 | 13850.8711 | 11245.862 | 11950.232 | 12508.2079 | 12948.1412 | 13293.3103 | 11792.503 | 10945.1546 | 10547.665 | 11136.9647 | 11098.0542 | 12736.8382 | 13082.3757 | 13352.5159 | 14451.7252 | 13200.9016 | 12876.5048 | 12502.1181 | 12289.0456 | 12087.3294 | 11777.8976 | 11764.4764 | 11920.9519 | 12513.0009 | 12579.6539 | 12996.3883 | 12926.2013 | 12808.7785 | 14886.2542
Commercial_Office_Existing_Food Preparation_Natural Gas_Range_E2_Codes & Standards Forecast | Commercial | Office | Existing | Food Preparation | Natural Gas | Range | E2 |  | Codes & Standards Forecast | 0 | 0 | 0 | 0 | 0 | 0 | 0 | 0 | 0 | 0 | 0 | 0 | 0 | 0 | 0 | 0 | 0 | 0 | 0 | 0 | 0 | 0 | 0 | 0 | 0 | 0 | 0 | 0 | 0 | 0 | 0 | 0 | 0
Commercial_Office_Existing_Food Preparation_Natural Gas_Range_E3_Codes & Standards Forecast | Commercial | Office | Existing | Food Preparation | Natural Gas | Range | E3 |  | Codes & Standards Forecast | 0 | 0 | 0 | 0 | 0 | 0 | 0 | 0 | 0 | 0 | 0 | 0 | 0 | 0 | 0 | 0 | 0 | 0 | 0 | 0 | 0 | 0 | 0 | 0 | 0 | 0 | 0 | 0 | 0 | 0 | 0 | 0 | 0
Commercial_Office_Existing_Food Preparation_Natural Gas_Range_E4_Codes & Standards Forecast | Commercial | Office | Existing | Food Preparation | Natural Gas | Range | E4 |  | Codes & Standards Forecast | 0 | 0 | 0 | 0 | 0 | 0 | 0 | 0 | 0 | 0 | 0 | 0 | 0 | 0 | 0 | 0 | 0 | 0 | 0 | 0 | 0 | 0 | 0 | 0 | 0 | 0 | 0 | 0 | 0 | 0 | 0 | 0 | 0
Commercial_Office_Existing_Food Preparation_Natural Gas_Range_E5_Codes & Standards Forecast | Commercial | Office | Existing | Food Preparation | Natural Gas | Range | E5 |  | Codes & Standards Forecast | 0 | 0 | 0 | 0 | 0 | 0 | 0 | 0 | 0 | 0 | 0 | 0 | 0 | 0 | 0 | 0 | 0 | 0 | 0 | 0 | 0 | 0 | 0 | 0 | 0 | 0 | 0 | 0 | 0 | 0 | 0 | 0 | 0
Commercial_Office_Existing_Food Preparation_Natural Gas_Range_E6_Codes & Standards Forecast | Commercial | Office | Existing | Food Preparation | Natural Gas | Range | E6 |  | Codes & Standards Forecast | 0 | 0 | 0 | 0 | 0 | 0 | 0 | 0 | 0 | 0 | 0 | 0 | 0 | 0 | 0 | 0 | 0 | 0 | 0 | 0 | 0 | 0 | 0 | 0 | 0 | 0 | 0 | 0 | 0 | 0 | 0 | 0 | 0
Commercial_Office_Existing_Food Preparation_Natural Gas_Range_E7_Codes & Standards Forecast | Commercial | Office | Existing | Food Preparation | Natural Gas | Range | E7 |  | Codes & Standards Forecast | 0 | 0 | 0 | 0 | 0 | 0 | 0 | 0 | 0 | 0 | 0 | 0 | 0 | 0 | 0 | 0 | 0 | 0 | 0 | 0 | 0 | 0 | 0 | 0 | 0 | 0 | 0 | 0 | 0 | 0 | 0 | 0 | 0
Commercial_Office_Existing_Food Preparation_Natural Gas_Range_E8_Codes & Standards Forecast | Commercial | Office | Existing | Food Preparation | Natural Gas | Range | E8 |  | Codes & Standards Forecast | 0 | 0 | 0 | 0 | 0 | 0 | 0 | 0 | 0 | 0 | 0 | 0 | 0 | 0 | 0 | 0 | 0 | 0 | 0 | 0 | 0 | 0 | 0 | 0 | 0 | 0 | 0 | 0 | 0 | 0 | 0 | 0 | 0
Commercial_Office_Existing_Food Preparation_Natural Gas_Range_E9_Codes & Standards Forecast | Commercial | Office | Existing | Food Preparation | Natural Gas | Range | E9 |  | Codes & Standards Forecast | 0 | 0 | 0 | 0 | 0 | 0 | 0 | 0 | 0 | 0 | 0 | 0 | 0 | 0 | 0 | 0 | 0 | 0 | 0 | 0 | 0 | 0 | 0 | 0 | 0 | 0 | 0 | 0 | 0 | 0 | 0 | 0 | 0
Commercial_Office_Existing_Food Preparation_Natural Gas_Range_E10_Codes & Standards Forecast | Commercial | Office | Existing | Food Preparation | Natural Gas | Range | E10 |  | Codes & Standards Forecast | 0 | 0 | 0 | 0 | 0 | 0 | 0 | 0 | 0 | 0 | 0 | 0 | 0 | 0 | 0 | 0 | 0 | 0 | 0 | 0 | 0 | 0 | 0 | 0 | 0 | 0 | 0 | 0 | 0 | 0 | 0 | 0 | 0
Commercial_Office_Existing_Food Preparation_Natural Gas_Steamer_E1_Codes & Standards Forecast | Commercial | Office | Existing | Food Preparation | Natural Gas | Steamer | E1 |  | Codes & Standards Forecast | 0 | 0 | 0 | 0 | 0 | 0 | 0 | 0 | 0 | 0 | 0 | 0 | 0 | 0 | 0 | 0 | 0 | 0 | 0 | 0 | 0 | 0 | 0 | 0 | 0 | 0 | 0 | 0 | 0 | 0 | 0 | 0 | 0
Commercial_Office_Existing_Food Preparation_Natural Gas_Steamer_E2_Codes & Standards Forecast | Commercial | Office | Existing | Food Preparation | Natural Gas | Steamer | E2 |  | Codes & Standards Forecast | 0 | 0 | 0 | 0 | 0 | 0 | 0 | 0 | 0 | 0 | 0 | 0 | 0 | 0 | 0 | 0 | 0 | 0 | 0 | 0 | 0 | 0 | 0 | 0 | 0 | 0 | 0 | 0 | 0 | 0 | 0 | 0 | 0
Commercial_Office_Existing_Food Preparation_Natural Gas_Steamer_E3_Codes & Standards Forecast | Commercial | Office | Existing | Food Preparation | Natural Gas | Steamer | E3 |  | Codes & Standards Forecast | 0 | 0 | 0 | 0 | 0 | 0 | 0 | 0 | 0 | 0 | 0 | 0 | 0 | 0 | 0 | 0 | 0 | 0 | 0 | 0 | 0 | 0 | 0 | 0 | 0 | 0 | 0 | 0 | 0 | 0 | 0 | 0 | 0
Commercial_Office_Existing_Food Preparation_Natural Gas_Steamer_E4_Codes & Standards Forecast | Commercial | Office | Existing | Food Preparation | Natural Gas | Steamer | E4 |  | Codes & Standards Forecast | 0 | 0 | 0 | 0 | 0 | 0 | 0 | 0 | 0 | 0 | 0 | 0 | 0 | 0 | 0 | 0 | 0 | 0 | 0 | 0 | 0 | 0 | 0 | 0 | 0 | 0 | 0 | 0 | 0 | 0 | 0 | 0 | 0
Commercial_Office_Existing_Food Preparation_Natural Gas_Steamer_E5_Codes & Standards Forecast | Commercial | Office | Existing | Food Preparation | Natural Gas | Steamer | E5 |  | Codes & Standards Forecast | 0 | 0 | 0 | 0 | 0 | 0 | 0 | 0 | 0 | 0 | 0 | 0 | 0 | 0 | 0 | 0 | 0 | 0 | 0 | 0 | 0 | 0 | 0 | 0 | 0 | 0 | 0 | 0 | 0 | 0 | 0 | 0 | 0
Commercial_Office_Existing_Food Preparation_Natural Gas_Steamer_E6_Codes & Standards Forecast | Commercial | Office | Existing | Food Preparation | Natural Gas | Steamer | E6 |  | Codes & Standards Forecast | 0 | 0 | 0 | 0 | 0 | 0 | 0 | 0 | 0 | 0 | 0 | 0 | 0 | 0 | 0 | 0 | 0 | 0 | 0 | 0 | 0 | 0 | 0 | 0 | 0 | 0 | 0 | 0 | 0 | 0 | 0 | 0 | 0
Commercial_Office_Existing_Food Preparation_Natural Gas_Steamer_E7_Codes & Standards Forecast | Commercial | Office | Existing | Food Preparation | Natural Gas | Steamer | E7 |  | Codes & Standards Forecast | 0 | 0 | 0 | 0 | 0 | 0 | 0 | 0 | 0 | 0 | 0 | 0 | 0 | 0 | 0 | 0 | 0 | 0 | 0 | 0 | 0 | 0 | 0 | 0 | 0 | 0 | 0 | 0 | 0 | 0 | 0 | 0 | 0
Commercial_Office_Existing_Food Preparation_Natural Gas_Steamer_E8_Codes & Standards Forecast | Commercial | Office | Existing | Food Preparation | Natural Gas | Steamer | E8 |  | Codes & Standards Forecast | 0 | 0 | 0 | 0 | 0 | 0 | 0 | 0 | 0 | 0 | 0 | 0 | 0 | 0 | 0 | 0 | 0 | 0 | 0 | 0 | 0 | 0 | 0 | 0 | 0 | 0 | 0 | 0 | 0 | 0 | 0 | 0 | 0
Commercial_Office_Existing_Food Preparation_Natural Gas_Steamer_E9_Codes & Standards Forecast | Commercial | Office | Existing | Food Preparation | Natural Gas | Steamer | E9 |  | Codes & Standards Forecast | 0 | 0 | 0 | 0 | 0 | 0 | 0 | 0 | 0 | 0 | 0 | 0 | 0 | 0 | 0 | 0 | 0 | 0 | 0 | 0 | 0 | 0 | 0 | 0 | 0 | 0 | 0 | 0 | 0 | 0 | 0 | 0 | 0
Commercial_Office_Existing_Food Preparation_Natural Gas_Steamer_E10_Codes & Standards Forecast | Commercial | Office | Existing | Food Preparation | Natural Gas | Steamer | E10 |  | Codes & Standards Forecast | 0 | 0 | 0 | 0 | 0 | 0 | 0 | 0 | 0 | 0 | 0 | 0 | 0 | 0 | 0 | 0 | 0 | 0 | 0 | 0 | 0 | 0 | 0 | 0 | 0 | 0 | 0 | 0 | 0 | 0 | 0 | 0 | 0
Commercial_Office_Existing_Food Preparation_Natural Gas_Food Prep Other_E1_Codes & Standards Forecast | Commercial | Office | Existing | Food Preparation | Natural Gas | Food Prep Other | E1 |  | Codes & Standards Forecast | 0 | 0 | 0 | 0 | 0 | 0 | 0 | 0 | 0 | 0 | 0 | 0 | 0 | 0 | 0 | 0 | 0 | 0 | 0 | 0 | 0 | 0 | 0 | 0 | 0 | 0 | 0 | 0 | 0 | 0 | 0 | 0 | 0
Commercial_Office_Existing_Food Preparation_Natural Gas_Food Prep Other_E2_Codes & Standards Forecast | Commercial | Office | Existing | Food Preparation | Natural Gas | Food Prep Other | E2 |  | Codes & Standards Forecast | 0 | 0 | 0 | 0 | 0 | 0 | 0 | 0 | 0 | 0 | 0 | 0 | 0 | 0 | 0 | 0 | 0 | 0 | 0 | 0 | 0 | 0 | 0 | 0 | 0 | 0 | 0 | 0 | 0 | 0 | 0 | 0 | 0
Commercial_Office_Existing_Food Preparation_Natural Gas_Food Prep Other_E3_Codes & Standards Forecast | Commercial | Office | Existing | Food Preparation | Natural Gas | Food Prep Other | E3 |  | Codes & Standards Forecast | 0 | 0 | 0 | 0 | 0 | 0 | 0 | 0 | 0 | 0 | 0 | 0 | 0 | 0 | 0 | 0 | 0 | 0 | 0 | 0 | 0 | 0 | 0 | 0 | 0 | 0 | 0 | 0 | 0 | 0 | 0 | 0 | 0
Commercial_Office_Existing_Food Preparation_Natural Gas_Food Prep Other_E4_Codes & Standards Forecast | Commercial | Office | Existing | Food Preparation | Natural Gas | Food Prep Other | E4 |  | Codes & Standards Forecast | 0 | 0 | 0 | 0 | 0 | 0 | 0 | 0 | 0 | 0 | 0 | 0 | 0 | 0 | 0 | 0 | 0 | 0 | 0 | 0 | 0 | 0 | 0 | 0 | 0 | 0 | 0 | 0 | 0 | 0 | 0 | 0 | 0
Commercial_Office_Existing_Food Preparation_Natural Gas_Food Prep Other_E5_Codes & Standards Forecast | Commercial | Office | Existing | Food Preparation | Natural Gas | Food Prep Other | E5 |  | Codes & Standards Forecast | 0 | 0 | 0 | 0 | 0 | 0 | 0 | 0 | 0 | 0 | 0 | 0 | 0 | 0 | 0 | 0 | 0 | 0 | 0 | 0 | 0 | 0 | 0 | 0 | 0 | 0 | 0 | 0 | 0 | 0 | 0 | 0 | 0
Commercial_Office_Existing_Food Preparation_Natural Gas_Food Prep Other_E6_Codes & Standards Forecast | Commercial | Office | Existing | Food Preparation | Natural Gas | Food Prep Other | E6 |  | Codes & Standards Forecast | 0 | 0 | 0 | 0 | 0 | 0 | 0 | 0 | 0 | 0 | 0 | 0 | 0 | 0 | 0 | 0 | 0 | 0 | 0 | 0 | 0 | 0 | 0 | 0 | 0 | 0 | 0 | 0 | 0 | 0 | 0 | 0 | 0
Commercial_Office_Existing_Food Preparation_Natural Gas_Food Prep Other_E7_Codes & Standards Forecast | Commercial | Office | Existing | Food Preparation | Natural Gas | Food Prep Other | E7 |  | Codes & Standards Forecast | 0 | 0 | 0 | 0 | 0 | 0 | 0 | 0 | 0 | 0 | 0 | 0 | 0 | 0 | 0 | 0 | 0 | 0 | 0 | 0 | 0 | 0 | 0 | 0 | 0 | 0 | 0 | 0 | 0 | 0 | 0 | 0 | 0
Commercial_Office_Existing_Food Preparation_Natural Gas_Food Prep Other_E8_Codes & Standards Forecast | Commercial | Office | Existing | Food Preparation | Natural Gas | Food Prep Other | E8 |  | Codes & Standards Forecast | 0 | 0 | 0 | 0 | 0 | 0 | 0 | 0 | 0 | 0 | 0 | 0 | 0 | 0 | 0 | 0 | 0 | 0 | 0 | 0 | 0 | 0 | 0 | 0 | 0 | 0 | 0 | 0 | 0 | 0 | 0 | 0 | 0
Commercial_Office_Existing_Food Preparation_Natural Gas_Food Prep Other_E9_Codes & Standards Forecast | Commercial | Office | Existing | Food Preparation | Natural Gas | Food Prep Other | E9 |  | Codes & Standards Forecast | 0 | 0 | 0 | 0 | 0 | 0 | 0 | 0 | 0 | 0 | 0 | 0 | 0 | 0 | 0 | 0 | 0 | 0 | 0 | 0 | 0 | 0 | 0 | 0 | 0 | 0 | 0 | 0 | 0 | 0 | 0 | 0 | 0
Commercial_Office_Existing_Food Preparation_Natural Gas_Food Prep Other_E10_Codes & Standards Forecast | Commercial | Office | Existing | Food Preparation | Natural Gas | Food Prep Other | E10 |  | Codes & Standards Forecast | 0 | 0 | 0 | 0 | 0 | 0 | 0 | 0 | 0 | 0 | 0 | 0 | 0 | 0 | 0 | 0 | 0 | 0 | 0 | 0 | 0 | 0 | 0 | 0 | 0 | 0 | 0 | 0 | 0 | 0 | 0 | 0 | 0
Commercial_Office_Existing_Miscellaneous_Natural Gas_Pool Heater_E1_Codes & Standards Forecast | Commercial | Office | Existing | Miscellaneous | Natural Gas | Pool Heater | E1 |  | Codes & Standards Forecast | 0 | 0 | 0 | 0 | 0 | 0 | 0 | 0 | 0 | 0 | 0 | 0 | 0 | 0 | 0 | 0 | 0 | 0 | 0 | 0 | 0 | 0 | 0 | 0 | 0 | 0 | 0 | 0 | 0 | 0 | 0 | 0 | 0
Commercial_Office_Existing_Miscellaneous_Natural Gas_Pool Heater_E2_Codes & Standards Forecast | Commercial | Office | Existing | Miscellaneous | Natural Gas | Pool Heater | E2 |  | Codes & Standards Forecast | 0 | 0 | 0 | 0 | 0 | 0 | 0 | 0 | 0 | 0 | 0 | 0 | 0 | 0 | 0 | 0 | 0 | 0 | 0 | 0 | 0 | 0 | 0 | 0 | 0 | 0 | 0 | 0 | 0 | 0 | 0 | 0 | 0
Commercial_Office_Existing_Miscellaneous_Natural Gas_Pool Heater_E3_Codes & Standards Forecast | Commercial | Office | Existing | Miscellaneous | Natural Gas | Pool Heater | E3 |  | Codes & Standards Forecast | 0 | 0 | 0 | 0 | 0 | 0 | 0 | 0 | 0 | 0 | 0 | 0 | 0 | 0 | 0 | 0 | 0 | 0 | 0 | 0 | 0 | 0 | 0 | 0 | 0 | 0 | 0 | 0 | 0 | 0 | 0 | 0 | 0
Commercial_Office_Existing_Miscellaneous_Natural Gas_Pool Heater_E4_Codes & Standards Forecast | Commercial | Office | Existing | Miscellaneous | Natural Gas | Pool Heater | E4 |  | Codes & Standards Forecast | 0 | 0 | 0 | 0 | 0 | 0 | 0 | 0 | 0 | 0 | 0 | 0 | 0 | 0 | 0 | 0 | 0 | 0 | 0 | 0 | 0 | 0 | 0 | 0 | 0 | 0 | 0 | 0 | 0 | 0 | 0 | 0 | 0
Commercial_Office_Existing_Miscellaneous_Natural Gas_Pool Heater_E5_Codes & Standards Forecast | Commercial | Office | Existing | Miscellaneous | Natural Gas | Pool Heater | E5 |  | Codes & Standards Forecast | 0 | 0 | 0 | 0 | 0 | 0 | 0 | 0 | 0 | 0 | 0 | 0 | 0 | 0 | 0 | 0 | 0 | 0 | 0 | 0 | 0 | 0 | 0 | 0 | 0 | 0 | 0 | 0 | 0 | 0 | 0 | 0 | 0
Commercial_Office_Existing_Miscellaneous_Natural Gas_Pool Heater_E6_Codes & Standards Forecast | Commercial | Office | Existing | Miscellaneous | Natural Gas | Pool Heater | E6 |  | Codes & Standards Forecast | 0 | 0 | 0 | 0 | 0 | 0 | 0 | 0 | 0 | 0 | 0 | 0 | 0 | 0 | 0 | 0 | 0 | 0 | 0 | 0 | 0 | 0 | 0 | 0 | 0 | 0 | 0 | 0 | 0 | 0 | 0 | 0 | 0
Commercial_Office_Existing_Miscellaneous_Natural Gas_Pool Heater_E7_Codes & Standards Forecast | Commercial | Office | Existing | Miscellaneous | Natural Gas | Pool Heater | E7 |  | Codes & Standards Forecast | 0 | 0 | 0 | 0 | 0 | 0 | 0 | 0 | 0 | 0 | 0 | 0 | 0 | 0 | 0 | 0 | 0 | 0 | 0 | 0 | 0 | 0 | 0 | 0 | 0 | 0 | 0 | 0 | 0 | 0 | 0 | 0 | 0
Commercial_Office_Existing_Miscellaneous_Natural Gas_Pool Heater_E8_Codes & Standards Forecast | Commercial | Office | Existing | Miscellaneous | Natural Gas | Pool Heater | E8 |  | Codes & Standards Forecast | 0 | 0 | 0 | 0 | 0 | 0 | 0 | 0 | 0 | 0 | 0 | 0 | 0 | 0 | 0 | 0 | 0 | 0 | 0 | 0 | 0 | 0 | 0 | 0 | 0 | 0 | 0 | 0 | 0 | 0 | 0 | 0 | 0
Commercial_Office_Existing_Miscellaneous_Natural Gas_Pool Heater_E9_Codes & Standards Forecast | Commercial | Office | Existing | Miscellaneous | Natural Gas | Pool Heater | E9 |  | Codes & Standards Forecast | 0 | 0 | 0 | 0 | 0 | 0 | 0 | 0 | 0 | 0 | 0 | 0 | 0 | 0 | 0 | 0 | 0 | 0 | 0 | 0 | 0 | 0 | 0 | 0 | 0 | 0 | 0 | 0 | 0 | 0 | 0 | 0 | 0
Commercial_Office_Existing_Miscellaneous_Natural Gas_Pool Heater_E10_Codes & Standards Forecast | Commercial | Office | Existing | Miscellaneous | Natural Gas | Pool Heater | E10 |  | Codes & Standards Forecast | 0 | 0 | 0 | 0 | 0 | 0 | 0 | 0 | 0 | 0 | 0 | 0 | 0 | 0 | 0 | 0 | 0 | 0 | 0 | 0 | 0 | 0 | 0 | 0 | 0 | 0 | 0 | 0 | 0 | 0 | 0 | 0 | 0
Commercial_Office_Existing_Miscellaneous_Natural Gas_Miscellaneous_E1_Codes & Standards Forecast | Commercial | Office | Existing | Miscellaneous | Natural Gas | Miscellaneous | E1 |  | Codes & Standards Forecast | 0 | 818050.2007 | 968889.1215 | 1094926.3251 | 1274535.9423 | 1038230.1082 | 1043421.1384 | 1073206.3463 | 1065319.3238 | 1059363.3147 | 1058493.1942 | 1288643.6342 | 1296757.7027 | 1297222.1235 | 1343788.7287 | 1267142.5448 | 1270261.5544 | 1286519.139 | 1278852.3449 | 1273360.718 | 1272474.0726 | 1336602.3721 | 1327387.9201 | 1317158.6967 | 1330644.9701 | 1305670.4156 | 1305571.7082 | 1311132.0464 | 1305479.577 | 1301210.8817 | 1299628.9982 | 1316023.2691 | 1435779.8554
Commercial_Office_Existing_Miscellaneous_Natural Gas_Miscellaneous_E2_Codes & Standards Forecast | Commercial | Office | Existing | Miscellaneous | Natural Gas | Miscellaneous | E2 |  | Codes & Standards Forecast | 0 | 0 | 0 | 0 | 0 | 0 | 0 | 0 | 0 | 0 | 0 | 0 | 0 | 0 | 0 | 0 | 0 | 0 | 0 | 0 | 0 | 0 | 0 | 0 | 0 | 0 | 0 | 0 | 0 | 0 | 0 | 0 | 0
Commercial_Office_Existing_Miscellaneous_Natural Gas_Miscellaneous_E3_Codes & Standards Forecast | Commercial | Office | Existing | Miscellaneous | Natural Gas | Miscellaneous | E3 |  | Codes & Standards Forecast | 0 | 0 | 0 | 0 | 0 | 0 | 0 | 0 | 0 | 0 | 0 | 0 | 0 | 0 | 0 | 0 | 0 | 0 | 0 | 0 | 0 | 0 | 0 | 0 | 0 | 0 | 0 | 0 | 0 | 0 | 0 | 0 | 0
Commercial_Office_Existing_Miscellaneous_Natural Gas_Miscellaneous_E4_Codes & Standards Forecast | Commercial | Office | Existing | Miscellaneous | Natural Gas | Miscellaneous | E4 |  | Codes & Standards Forecast | 0 | 0 | 0 | 0 | 0 | 0 | 0 | 0 | 0 | 0 | 0 | 0 | 0 | 0 | 0 | 0 | 0 | 0 | 0 | 0 | 0 | 0 | 0 | 0 | 0 | 0 | 0 | 0 | 0 | 0 | 0 | 0 | 0
Commercial_Office_Existing_Miscellaneous_Natural Gas_Miscellaneous_E5_Codes & Standards Forecast | Commercial | Office | Existing | Miscellaneous | Natural Gas | Miscellaneous | E5 |  | Codes & Standards Forecast | 0 | 0 | 0 | 0 | 0 | 0 | 0 | 0 | 0 | 0 | 0 | 0 | 0 | 0 | 0 | 0 | 0 | 0 | 0 | 0 | 0 | 0 | 0 | 0 | 0 | 0 | 0 | 0 | 0 | 0 | 0 | 0 | 0
Commercial_Office_Existing_Miscellaneous_Natural Gas_Miscellaneous_E6_Codes & Standards Forecast | Commercial | Office | Existing | Miscellaneous | Natural Gas | Miscellaneous | E6 |  | Codes & Standards Forecast | 0 | 0 | 0 | 0 | 0 | 0 | 0 | 0 | 0 | 0 | 0 | 0 | 0 | 0 | 0 | 0 | 0 | 0 | 0 | 0 | 0 | 0 | 0 | 0 | 0 | 0 | 0 | 0 | 0 | 0 | 0 | 0 | 0
Commercial_Office_Existing_Miscellaneous_Natural Gas_Miscellaneous_E7_Codes & Standards Forecast | Commercial | Office | Existing | Miscellaneous | Natural Gas | Miscellaneous | E7 |  | Codes & Standards Forecast | 0 | 0 | 0 | 0 | 0 | 0 | 0 | 0 | 0 | 0 | 0 | 0 | 0 | 0 | 0 | 0 | 0 | 0 | 0 | 0 | 0 | 0 | 0 | 0 | 0 | 0 | 0 | 0 | 0 | 0 | 0 | 0 | 0
Commercial_Office_Existing_Miscellaneous_Natural Gas_Miscellaneous_E8_Codes & Standards Forecast | Commercial | Office | Existing | Miscellaneous | Natural Gas | Miscellaneous | E8 |  | Codes & Standards Forecast | 0 | 0 | 0 | 0 | 0 | 0 | 0 | 0 | 0 | 0 | 0 | 0 | 0 | 0 | 0 | 0 | 0 | 0 | 0 | 0 | 0 | 0 | 0 | 0 | 0 | 0 | 0 | 0 | 0 | 0 | 0 | 0 | 0
Commercial_Office_Existing_Miscellaneous_Natural Gas_Miscellaneous_E9_Codes & Standards Forecast | Commercial | Office | Existing | Miscellaneous | Natural Gas | Miscellaneous | E9 |  | Codes & Standards Forecast | 0 | 0 | 0 | 0 | 0 | 0 | 0 | 0 | 0 | 0 | 0 | 0 | 0 | 0 | 0 | 0 | 0 | 0 | 0 | 0 | 0 | 0 | 0 | 0 | 0 | 0 | 0 | 0 | 0 | 0 | 0 | 0 | 0
Commercial_Office_Existing_Miscellaneous_Natural Gas_Miscellaneous_E10_Codes & Standards Forecast | Commercial | Office | Existing | Miscellaneous | Natural Gas | Miscellaneous | E10 |  | Codes & Standards Forecast | 0 | 0 | 0 | 0 | 0 | 0 | 0 | 0 | 0 | 0 | 0 | 0 | 0 | 0 | 0 | 0 | 0 | 0 | 0 | 0 | 0 | 0 | 0 | 0 | 0 | 0 | 0 | 0 | 0 | 0 | 0 | 0 | 0
Commercial_Office_New_Space Heating_Natural Gas_Furnace_E1_Codes & Standards Forecast | Commercial | Office | New | Space Heating | Natural Gas | Furnace | E1 |  | Codes & Standards Forecast | 0 | 0 | 0 | 0 | 0 | 0 | 0 | 0 | 0 | 0 | 0 | 0 | 0 | 0 | 0 | 0 | 0 | 0 | 0 | 0 | 0 | 0 | 0 | 0 | 0 | 0 | 0 | 0 | 0 | 0 | 0 | 0 | 0
Commercial_Office_New_Space Heating_Natural Gas_Furnace_E2_Codes & Standards Forecast | Commercial | Office | New | Space Heating | Natural Gas | Furnace | E2 |  | Codes & Standards Forecast | 0 | 0 | 0 | 0 | 0 | 0 | 0 | 0 | 0 | 0 | 0 | 0 | 0 | 0 | 0 | 0 | 0 | 0 | 0 | 0 | 0 | 0 | 0 | 0 | 0 | 0 | 0 | 0 | 0 | 0 | 0 | 0 | 0
Commercial_Office_New_Space Heating_Natural Gas_Furnace_E3_Codes & Standards Forecast | Commercial | Office | New | Space Heating | Natural Gas | Furnace | E3 |  | Codes & Standards Forecast | 0 | 0 | 0 | 0 | 0 | 0 | 0 | 0 | 0 | 0 | 0 | 0 | 0 | 0 | 0 | 0 | 0 | 0 | 0 | 0 | 0 | 0 | 0 | 0 | 0 | 0 | 0 | 0 | 0 | 0 | 0 | 0 | 0
Commercial_Office_New_Space Heating_Natural Gas_Furnace_E4_Codes & Standards Forecast | Commercial | Office | New | Space Heating | Natural Gas | Furnace | E4 |  | Codes & Standards Forecast | 0 | 0 | 0 | 0 | 0 | 0 | 0 | 0 | 0 | 0 | 0 | 0 | 0 | 0 | 0 | 0 | 0 | 0 | 0 | 0 | 0 | 0 | 0 | 0 | 0 | 0 | 0 | 0 | 0 | 0 | 0 | 0 | 0
Commercial_Office_New_Space Heating_Natural Gas_Furnace_E5_Codes & Standards Forecast | Commercial | Office | New | Space Heating | Natural Gas | Furnace | E5 |  | Codes & Standards Forecast | 0 | 0 | 0 | 0 | 0 | 0 | 0 | 0 | 0 | 0 | 0 | 0 | 0 | 0 | 0 | 0 | 0 | 0 | 0 | 0 | 0 | 0 | 0 | 0 | 0 | 0 | 0 | 0 | 0 | 0 | 0 | 0 | 0
Commercial_Office_New_Space Heating_Natural Gas_Furnace_E6_Codes & Standards Forecast | Commercial | Office | New | Space Heating | Natural Gas | Furnace | E6 |  | Codes & Standards Forecast | 0 | 0 | 0 | 0 | 0 | 0 | 0 | 0 | 0 | 0 | 0 | 0 | 0 | 0 | 0 | 0 | 0 | 0 | 0 | 0 | 0 | 0 | 0 | 0 | 0 | 0 | 0 | 0 | 0 | 0 | 0 | 0 | 0
Commercial_Office_New_Space Heating_Natural Gas_Furnace_E7_Codes & Standards Forecast | Commercial | Office | New | Space Heating | Natural Gas | Furnace | E7 |  | Codes & Standards Forecast | 0 | 0 | 0 | 0 | 0 | 0 | 0 | 0 | 0 | 0 | 0 | 0 | 0 | 0 | 0 | 0 | 0 | 0 | 0 | 0 | 0 | 0 | 0 | 0 | 0 | 0 | 0 | 0 | 0 | 0 | 0 | 0 | 0
Commercial_Office_New_Space Heating_Natural Gas_Furnace_E8_Codes & Standards Forecast | Commercial | Office | New | Space Heating | Natural Gas | Furnace | E8 |  | Codes & Standards Forecast | 0 | 0 | 0 | 0 | 0 | 0 | 0 | 0 | 0 | 0 | 0 | 0 | 0 | 0 | 0 | 0 | 0 | 0 | 0 | 0 | 0 | 0 | 0 | 0 | 0 | 0 | 0 | 0 | 0 | 0 | 0 | 0 | 0
Commercial_Office_New_Space Heating_Natural Gas_Furnace_E9_Codes & Standards Forecast | Commercial | Office | New | Space Heating | Natural Gas | Furnace | E9 |  | Codes & Standards Forecast | 0 | 0 | 0 | 0 | 0 | 0 | 0 | 0 | 0 | 0 | 0 | 0 | 0 | 0 | 0 | 0 | 0 | 0 | 0 | 0 | 0 | 0 | 0 | 0 | 0 | 0 | 0 | 0 | 0 | 0 | 0 | 0 | 0
Commercial_Office_New_Space Heating_Natural Gas_Furnace_E10_Codes & Standards Forecast | Commercial | Office | New | Space Heating | Natural Gas | Furnace | E10 |  | Codes & Standards Forecast | 0 | 0 | 0 | 0 | 0 | 0 | 0 | 0 | 0 | 0 | 0 | 0 | 0 | 0 | 0 | 0 | 0 | 0 | 0 | 0 | 0 | 0 | 0 | 0 | 0 | 0 | 0 | 0 | 0 | 0 | 0 | 0 | 0
Commercial_Office_New_Space Heating_Natural Gas_Boiler_E1_Codes & Standards Forecast | Commercial | Office | New | Space Heating | Natural Gas | Boiler | E1 |  | Codes & Standards Forecast | 0 | 0 | 0 | 0 | 0 | 0 | 0 | 0 | 0 | 0 | 0 | 0 | 0 | 0 | 0 | 0 | 0 | 0 | 0 | 0 | 0 | 0 | 0 | 0 | 0 | 0 | 0 | 0 | 0 | 0 | 0 | 0 | 0
Commercial_Office_New_Space Heating_Natural Gas_Boiler_E2_Codes & Standards Forecast | Commercial | Office | New | Space Heating | Natural Gas | Boiler | E2 |  | Codes & Standards Forecast | 0 | 0 | 0 | 0 | 0 | 0 | 0 | 0 | 0 | 0 | 0 | 0 | 0 | 0 | 0 | 0 | 0 | 0 | 0 | 0 | 0 | 0 | 0 | 0 | 0 | 0 | 0 | 0 | 0 | 0 | 0 | 0 | 0
Commercial_Office_New_Space Heating_Natural Gas_Boiler_E3_Codes & Standards Forecast | Commercial | Office | New | Space Heating | Natural Gas | Boiler | E3 |  | Codes & Standards Forecast | 0 | 0 | 0 | 0 | 0 | 0 | 0 | 0 | 0 | 0 | 0 | 0 | 0 | 0 | 0 | 0 | 0 | 0 | 0 | 0 | 0 | 0 | 0 | 0 | 0 | 0 | 0 | 0 | 0 | 0 | 0 | 0 | 0
Commercial_Office_New_Space Heating_Natural Gas_Boiler_E4_Codes & Standards Forecast | Commercial | Office | New | Space Heating | Natural Gas | Boiler | E4 |  | Codes & Standards Forecast | 0 | 0 | 0 | 0 | 0 | 0 | 0 | 0 | 0 | 0 | 0 | 0 | 0 | 0 | 0 | 0 | 0 | 0 | 0 | 0 | 0 | 0 | 0 | 0 | 0 | 0 | 0 | 0 | 0 | 0 | 0 | 0 | 0
Commercial_Office_New_Space Heating_Natural Gas_Boiler_E5_Codes & Standards Forecast | Commercial | Office | New | Space Heating | Natural Gas | Boiler | E5 |  | Codes & Standards Forecast | 0 | 0 | 0 | 0 | 0 | 0 | 0 | 0 | 0 | 0 | 0 | 0 | 0 | 0 | 0 | 0 | 0 | 0 | 0 | 0 | 0 | 0 | 0 | 0 | 0 | 0 | 0 | 0 | 0 | 0 | 0 | 0 | 0
Commercial_Office_New_Space Heating_Natural Gas_Boiler_E6_Codes & Standards Forecast | Commercial | Office | New | Space Heating | Natural Gas | Boiler | E6 |  | Codes & Standards Forecast | 0 | 0 | 0 | 0 | 0 | 0 | 0 | 0 | 0 | 0 | 0 | 0 | 0 | 0 | 0 | 0 | 0 | 0 | 0 | 0 | 0 | 0 | 0 | 0 | 0 | 0 | 0 | 0 | 0 | 0 | 0 | 0 | 0
Commercial_Office_New_Space Heating_Natural Gas_Boiler_E7_Codes & Standards Forecast | Commercial | Office | New | Space Heating | Natural Gas | Boiler | E7 |  | Codes & Standards Forecast | 0 | 0 | 0 | 0 | 0 | 0 | 0 | 0 | 0 | 0 | 0 | 0 | 0 | 0 | 0 | 0 | 0 | 0 | 0 | 0 | 0 | 0 | 0 | 0 | 0 | 0 | 0 | 0 | 0 | 0 | 0 | 0 | 0
Commercial_Office_New_Space Heating_Natural Gas_Boiler_E8_Codes & Standards Forecast | Commercial | Office | New | Space Heating | Natural Gas | Boiler | E8 |  | Codes & Standards Forecast | 0 | 0 | 0 | 0 | 0 | 0 | 0 | 0 | 0 | 0 | 0 | 0 | 0 | 0 | 0 | 0 | 0 | 0 | 0 | 0 | 0 | 0 | 0 | 0 | 0 | 0 | 0 | 0 | 0 | 0 | 0 | 0 | 0
Commercial_Office_New_Space Heating_Natural Gas_Boiler_E9_Codes & Standards Forecast | Commercial | Office | New | Space Heating | Natural Gas | Boiler | E9 |  | Codes & Standards Forecast | 0 | 0 | 0 | 0 | 0 | 0 | 0 | 0 | 0 | 0 | 0 | 0 | 0 | 0 | 0 | 0 | 0 | 0 | 0 | 0 | 0 | 0 | 0 | 0 | 0 | 0 | 0 | 0 | 0 | 0 | 0 | 0 | 0
Commercial_Office_New_Space Heating_Natural Gas_Boiler_E10_Codes & Standards Forecast | Commercial | Office | New | Space Heating | Natural Gas | Boiler | E10 |  | Codes & Standards Forecast | 0 | 0 | 0 | 0 | 0 | 0 | 0 | 0 | 0 | 0 | 0 | 0 | 0 | 0 | 0 | 0 | 0 | 0 | 0 | 0 | 0 | 0 | 0 | 0 | 0 | 0 | 0 | 0 | 0 | 0 | 0 | 0 | 0
Commercial_Office_New_Space Heating_Natural Gas_Unit Heater_E1_Codes & Standards Forecast | Commercial | Office | New | Space Heating | Natural Gas | Unit Heater | E1 |  | Codes & Standards Forecast | 0 | 261.7303 | 1262.4225 | 806.7764 | 964.6211 | 0 | 0 | 0 | 0 | 0 | 0 | 0 | 0 | 0 | 0 | 0 | 0 | 0 | 0 | 0 | 0 | 0 | 0 | 0 | 0 | 0 | 0 | 0 | 0 | 0 | 0 | 0 | 0
Commercial_Office_New_Space Heating_Natural Gas_Unit Heater_E2_Codes & Standards Forecast | Commercial | Office | New | Space Heating | Natural Gas | Unit Heater | E2 |  | Codes & Standards Forecast | 0 | 0 | 0 | 0 | 0 | 994.1303 | 999.126 | 864.7403 | 852.6214 | 872.5783 | 886.7819 | 917.4352 | 1078.675 | 1151.7788 | 1248.3446 | 1331.6843 | 1410.9942 | 1435.5201 | 1514.9391 | 1803.7318 | 1651.6218 | 1719.8151 | 1760.7463 | 1798.7718 | 1805.9902 | 1854.5298 | 1918.0489 | 1972.115 | 2037.7732 | 2172.036 | 2244.3604 | 2318.2217 | 1899.2871
Commercial_Office_New_Space Heating_Natural Gas_Unit Heater_E3_Codes & Standards Forecast | Commercial | Office | New | Space Heating | Natural Gas | Unit Heater | E3 |  | Codes & Standards Forecast | 0 | 0 | 0 | 0 | 0 | 0 | 0 | 0 | 0 | 0 | 0 | 0 | 0 | 0 | 0 | 0 | 0 | 0 | 0 | 0 | 0 | 0 | 0 | 0 | 0 | 0 | 0 | 0 | 0 | 0 | 0 | 0 | 0
Commercial_Office_New_Space Heating_Natural Gas_Unit Heater_E4_Codes & Standards Forecast | Commercial | Office | New | Space Heating | Natural Gas | Unit Heater | E4 |  | Codes & Standards Forecast | 0 | 0 | 0 | 0 | 0 | 0 | 0 | 0 | 0 | 0 | 0 | 0 | 0 | 0 | 0 | 0 | 0 | 0 | 0 | 0 | 0 | 0 | 0 | 0 | 0 | 0 | 0 | 0 | 0 | 0 | 0 | 0 | 0
Commercial_Office_New_Space Heating_Natural Gas_Unit Heater_E5_Codes & Standards Forecast | Commercial | Office | New | Space Heating | Natural Gas | Unit Heater | E5 |  | Codes & Standards Forecast | 0 | 0 | 0 | 0 | 0 | 0 | 0 | 0 | 0 | 0 | 0 | 0 | 0 | 0 | 0 | 0 | 0 | 0 | 0 | 0 | 0 | 0 | 0 | 0 | 0 | 0 | 0 | 0 | 0 | 0 | 0 | 0 | 0
Commercial_Office_New_Space Heating_Natural Gas_Unit Heater_E6_Codes & Standards Forecast | Commercial | Office | New | Space Heating | Natural Gas | Unit Heater | E6 |  | Codes & Standards Forecast | 0 | 0 | 0 | 0 | 0 | 0 | 0 | 0 | 0 | 0 | 0 | 0 | 0 | 0 | 0 | 0 | 0 | 0 | 0 | 0 | 0 | 0 | 0 | 0 | 0 | 0 | 0 | 0 | 0 | 0 | 0 | 0 | 0
Commercial_Office_New_Space Heating_Natural Gas_Unit Heater_E7_Codes & Standards Forecast | Commercial | Office | New | Space Heating | Natural Gas | Unit Heater | E7 |  | Codes & Standards Forecast | 0 | 0 | 0 | 0 | 0 | 0 | 0 | 0 | 0 | 0 | 0 | 0 | 0 | 0 | 0 | 0 | 0 | 0 | 0 | 0 | 0 | 0 | 0 | 0 | 0 | 0 | 0 | 0 | 0 | 0 | 0 | 0 | 0
Commercial_Office_New_Space Heating_Natural Gas_Unit Heater_E8_Codes & Standards Forecast | Commercial | Office | New | Space Heating | Natural Gas | Unit Heater | E8 |  | Codes & Standards Forecast | 0 | 0 | 0 | 0 | 0 | 0 | 0 | 0 | 0 | 0 | 0 | 0 | 0 | 0 | 0 | 0 | 0 | 0 | 0 | 0 | 0 | 0 | 0 | 0 | 0 | 0 | 0 | 0 | 0 | 0 | 0 | 0 | 0
Commercial_Office_New_Space Heating_Natural Gas_Unit Heater_E9_Codes & Standards Forecast | Commercial | Office | New | Space Heating | Natural Gas | Unit Heater | E9 |  | Codes & Standards Forecast | 0 | 0 | 0 | 0 | 0 | 0 | 0 | 0 | 0 | 0 | 0 | 0 | 0 | 0 | 0 | 0 | 0 | 0 | 0 | 0 | 0 | 0 | 0 | 0 | 0 | 0 | 0 | 0 | 0 | 0 | 0 | 0 | 0
Commercial_Office_New_Space Heating_Natural Gas_Unit Heater_E10_Codes & Standards Forecast | Commercial | Office | New | Space Heating | Natural Gas | Unit Heater | E10 |  | Codes & Standards Forecast | 0 | 0 | 0 | 0 | 0 | 0 | 0 | 0 | 0 | 0 | 0 | 0 | 0 | 0 | 0 | 0 | 0 | 0 | 0 | 0 | 0 | 0 | 0 | 0 | 0 | 0 | 0 | 0 | 0 | 0 | 0 | 0 | 0
Commercial_Office_New_Water Heating_Natural Gas_Water Heater_E1_Codes & Standards Forecast | Commercial | Office | New | Water Heating | Natural Gas | Water Heater | E1 |  | Codes & Standards Forecast | 0 | 0 | 0 | 0 | 0 | 0 | 0 | 0 | 0 | 0 | 0 | 0 | 0 | 0 | 0 | 0 | 0 | 0 | 0 | 0 | 0 | 0 | 0 | 0 | 0 | 0 | 0 | 0 | 0 | 0 | 0 | 0 | 0
Commercial_Office_New_Water Heating_Natural Gas_Water Heater_E2_Codes & Standards Forecast | Commercial | Office | New | Water Heating | Natural Gas | Water Heater | E2 |  | Codes & Standards Forecast | 0 | 0 | 0 | 0 | 0 | 0 | 0 | 0 | 0 | 0 | 0 | 0 | 0 | 0 | 0 | 0 | 0 | 0 | 0 | 0 | 0 | 0 | 0 | 0 | 0 | 0 | 0 | 0 | 0 | 0 | 0 | 0 | 0
Commercial_Office_New_Water Heating_Natural Gas_Water Heater_E3_Codes & Standards Forecast | Commercial | Office | New | Water Heating | Natural Gas | Water Heater | E3 |  | Codes & Standards Forecast | 0 | 0 | 0 | 0 | 0 | 0 | 0 | 0 | 0 | 0 | 0 | 0 | 0 | 0 | 0 | 0 | 0 | 0 | 0 | 0 | 0 | 0 | 0 | 0 | 0 | 0 | 0 | 0 | 0 | 0 | 0 | 0 | 0
Commercial_Office_New_Water Heating_Natural Gas_Water Heater_E4_Codes & Standards Forecast | Commercial | Office | New | Water Heating | Natural Gas | Water Heater | E4 |  | Codes & Standards Forecast | 0 | 0 | 0 | 0 | 0 | 0 | 0 | 0 | 0 | 0 | 0 | 0 | 0 | 0 | 0 | 0 | 0 | 0 | 0 | 0 | 0 | 0 | 0 | 0 | 0 | 0 | 0 | 0 | 0 | 0 | 0 | 0 | 0
Commercial_Office_New_Water Heating_Natural Gas_Water Heater_E5_Codes & Standards Forecast | Commercial | Office | New | Water Heating | Natural Gas | Water Heater | E5 |  | Codes & Standards Forecast | 0 | 0 | 0 | 0 | 0 | 0 | 0 | 0 | 0 | 0 | 0 | 0 | 0 | 0 | 0 | 0 | 0 | 0 | 0 | 0 | 0 | 0 | 0 | 0 | 0 | 0 | 0 | 0 | 0 | 0 | 0 | 0 | 0
Commercial_Office_New_Water Heating_Natural Gas_Water Heater_E6_Codes & Standards Forecast | Commercial | Office | New | Water Heating | Natural Gas | Water Heater | E6 |  | Codes & Standards Forecast | 0 | 0 | 0 | 0 | 0 | 0 | 0 | 0 | 0 | 0 | 0 | 0 | 0 | 0 | 0 | 0 | 0 | 0 | 0 | 0 | 0 | 0 | 0 | 0 | 0 | 0 | 0 | 0 | 0 | 0 | 0 | 0 | 0
Commercial_Office_New_Water Heating_Natural Gas_Water Heater_E7_Codes & Standards Forecast | Commercial | Office | New | Water Heating | Natural Gas | Water Heater | E7 |  | Codes & Standards Forecast | 0 | 0 | 0 | 0 | 0 | 0 | 0 | 0 | 0 | 0 | 0 | 0 | 0 | 0 | 0 | 0 | 0 | 0 | 0 | 0 | 0 | 0 | 0 | 0 | 0 | 0 | 0 | 0 | 0 | 0 | 0 | 0 | 0
Commercial_Office_New_Water Heating_Natural Gas_Water Heater_E8_Codes & Standards Forecast | Commercial | Office | New | Water Heating | Natural Gas | Water Heater | E8 |  | Codes & Standards Forecast | 0 | 0 | 0 | 0 | 0 | 0 | 0 | 0 | 0 | 0 | 0 | 0 | 0 | 0 | 0 | 0 | 0 | 0 | 0 | 0 | 0 | 0 | 0 | 0 | 0 | 0 | 0 | 0 | 0 | 0 | 0 | 0 | 0
Commercial_Office_New_Water Heating_Natural Gas_Water Heater_E9_Codes & Standards Forecast | Commercial | Office | New | Water Heating | Natural Gas | Water Heater | E9 |  | Codes & Standards Forecast | 0 | 0 | 0 | 0 | 0 | 0 | 0 | 0 | 0 | 0 | 0 | 0 | 0 | 0 | 0 | 0 | 0 | 0 | 0 | 0 | 0 | 0 | 0 | 0 | 0 | 0 | 0 | 0 | 0 | 0 | 0 | 0 | 0
Commercial_Office_New_Water Heating_Natural Gas_Water Heater_E10_Codes & Standards Forecast | Commercial | Office | New | Water Heating | Natural Gas | Water Heater | E10 |  | Codes & Standards Forecast | 0 | 0 | 0 | 0 | 0 | 0 | 0 | 0 | 0 | 0 | 0 | 0 | 0 | 0 | 0 | 0 | 0 | 0 | 0 | 0 | 0 | 0 | 0 | 0 | 0 | 0 | 0 | 0 | 0 | 0 | 0 | 0 | 0
Commercial_Office_New_Food Preparation_Natural Gas_Oven_E1_Codes & Standards Forecast | Commercial | Office | New | Food Preparation | Natural Gas | Oven | E1 |  | Codes & Standards Forecast | 0 | 300.8621 | 1451.1696 | 927.399 | 1108.8434 | 1142.7645 | 1148.5071 | 994.0292 | 980.0984 | 1003.0391 | 1069.5099 | 1295.2703 | 1386.7393 | 1492.8166 | 1599.5987 | 1685.3829 | 1823.2508 | 2145.1362 | 1930.9047 | 1962.3085 | 2010.2472 | 2075.3464 | 2099.3566 | 2176.2565 | 2266.8154 | 2371.6964 | 2558.6864 | 2638.88 | 2718.6867 | 2791.9626 | 2863.4116 | 2936.2469 | 2504.4948
Commercial_Office_New_Food Preparation_Natural Gas_Oven_E2_Codes & Standards Forecast | Commercial | Office | New | Food Preparation | Natural Gas | Oven | E2 |  | Codes & Standards Forecast | 0 | 0 | 0 | 0 | 0 | 0 | 0 | 0 | 0 | 0 | 0 | 0 | 0 | 0 | 0 | 0 | 0 | 0 | 0 | 0 | 0 | 0 | 0 | 0 | 0 | 0 | 0 | 0 | 0 | 0 | 0 | 0 | 0
Commercial_Office_New_Food Preparation_Natural Gas_Oven_E3_Codes & Standards Forecast | Commercial | Office | New | Food Preparation | Natural Gas | Oven | E3 |  | Codes & Standards Forecast | 0 | 0 | 0 | 0 | 0 | 0 | 0 | 0 | 0 | 0 | 0 | 0 | 0 | 0 | 0 | 0 | 0 | 0 | 0 | 0 | 0 | 0 | 0 | 0 | 0 | 0 | 0 | 0 | 0 | 0 | 0 | 0 | 0
Commercial_Office_New_Food Preparation_Natural Gas_Oven_E4_Codes & Standards Forecast | Commercial | Office | New | Food Preparation | Natural Gas | Oven | E4 |  | Codes & Standards Forecast | 0 | 0 | 0 | 0 | 0 | 0 | 0 | 0 | 0 | 0 | 0 | 0 | 0 | 0 | 0 | 0 | 0 | 0 | 0 | 0 | 0 | 0 | 0 | 0 | 0 | 0 | 0 | 0 | 0 | 0 | 0 | 0 | 0
Commercial_Office_New_Food Preparation_Natural Gas_Oven_E5_Codes & Standards Forecast | Commercial | Office | New | Food Preparation | Natural Gas | Oven | E5 |  | Codes & Standards Forecast | 0 | 0 | 0 | 0 | 0 | 0 | 0 | 0 | 0 | 0 | 0 | 0 | 0 | 0 | 0 | 0 | 0 | 0 | 0 | 0 | 0 | 0 | 0 | 0 | 0 | 0 | 0 | 0 | 0 | 0 | 0 | 0 | 0
Commercial_Office_New_Food Preparation_Natural Gas_Oven_E6_Codes & Standards Forecast | Commercial | Office | New | Food Preparation | Natural Gas | Oven | E6 |  | Codes & Standards Forecast | 0 | 0 | 0 | 0 | 0 | 0 | 0 | 0 | 0 | 0 | 0 | 0 | 0 | 0 | 0 | 0 | 0 | 0 | 0 | 0 | 0 | 0 | 0 | 0 | 0 | 0 | 0 | 0 | 0 | 0 | 0 | 0 | 0
Commercial_Office_New_Food Preparation_Natural Gas_Oven_E7_Codes & Standards Forecast | Commercial | Office | New | Food Preparation | Natural Gas | Oven | E7 |  | Codes & Standards Forecast | 0 | 0 | 0 | 0 | 0 | 0 | 0 | 0 | 0 | 0 | 0 | 0 | 0 | 0 | 0 | 0 | 0 | 0 | 0 | 0 | 0 | 0 | 0 | 0 | 0 | 0 | 0 | 0 | 0 | 0 | 0 | 0 | 0
Commercial_Office_New_Food Preparation_Natural Gas_Oven_E8_Codes & Standards Forecast | Commercial | Office | New | Food Preparation | Natural Gas | Oven | E8 |  | Codes & Standards Forecast | 0 | 0 | 0 | 0 | 0 | 0 | 0 | 0 | 0 | 0 | 0 | 0 | 0 | 0 | 0 | 0 | 0 | 0 | 0 | 0 | 0 | 0 | 0 | 0 | 0 | 0 | 0 | 0 | 0 | 0 | 0 | 0 | 0
Commercial_Office_New_Food Preparation_Natural Gas_Oven_E9_Codes & Standards Forecast | Commercial | Office | New | Food Preparation | Natural Gas | Oven | E9 |  | Codes & Standards Forecast | 0 | 0 | 0 | 0 | 0 | 0 | 0 | 0 | 0 | 0 | 0 | 0 | 0 | 0 | 0 | 0 | 0 | 0 | 0 | 0 | 0 | 0 | 0 | 0 | 0 | 0 | 0 | 0 | 0 | 0 | 0 | 0 | 0
Commercial_Office_New_Food Preparation_Natural Gas_Oven_E10_Codes & Standards Forecast | Commercial | Office | New | Food Preparation | Natural Gas | Oven | E10 |  | Codes & Standards Forecast | 0 | 0 | 0 | 0 | 0 | 0 | 0 | 0 | 0 | 0 | 0 | 0 | 0 | 0 | 0 | 0 | 0 | 0 | 0 | 0 | 0 | 0 | 0 | 0 | 0 | 0 | 0 | 0 | 0 | 0 | 0 | 0 | 0
Commercial_Office_New_Food Preparation_Natural Gas_Conveyor Oven_E1_Codes & Standards Forecast | Commercial | Office | New | Food Preparation | Natural Gas | Conveyor Oven | E1 |  | Codes & Standards Forecast | 0 | 150.431 | 725.5848 | 463.6995 | 554.4217 | 571.3823 | 574.2535 | 497.0146 | 490.0492 | 501.5195 | 509.6831 | 505.8111 | 497.8997 | 491.1131 | 491.823 | 490.3355 | 493.1771 | 511.7577 | 631.7252 | 675.704 | 741.1905 | 805.864 | 896.3118 | 1064.6944 | 979.69 | 1003.7263 | 1006.0398 | 1002.2606 | 978.4991 | 975.9163 | 981.5577 | 982.4039 | 702.1955
Commercial_Office_New_Food Preparation_Natural Gas_Conveyor Oven_E2_Codes & Standards Forecast | Commercial | Office | New | Food Preparation | Natural Gas | Conveyor Oven | E2 |  | Codes & Standards Forecast | 0 | 0 | 0 | 0 | 0 | 0 | 0 | 0 | 0 | 0 | 0 | 0 | 0 | 0 | 0 | 0 | 0 | 0 | 0 | 0 | 0 | 0 | 0 | 0 | 0 | 0 | 0 | 0 | 0 | 0 | 0 | 0 | 0
Commercial_Office_New_Food Preparation_Natural Gas_Conveyor Oven_E3_Codes & Standards Forecast | Commercial | Office | New | Food Preparation | Natural Gas | Conveyor Oven | E3 |  | Codes & Standards Forecast | 0 | 0 | 0 | 0 | 0 | 0 | 0 | 0 | 0 | 0 | 0 | 0 | 0 | 0 | 0 | 0 | 0 | 0 | 0 | 0 | 0 | 0 | 0 | 0 | 0 | 0 | 0 | 0 | 0 | 0 | 0 | 0 | 0
Commercial_Office_New_Food Preparation_Natural Gas_Conveyor Oven_E4_Codes & Standards Forecast | Commercial | Office | New | Food Preparation | Natural Gas | Conveyor Oven | E4 |  | Codes & Standards Forecast | 0 | 0 | 0 | 0 | 0 | 0 | 0 | 0 | 0 | 0 | 0 | 0 | 0 | 0 | 0 | 0 | 0 | 0 | 0 | 0 | 0 | 0 | 0 | 0 | 0 | 0 | 0 | 0 | 0 | 0 | 0 | 0 | 0
Commercial_Office_New_Food Preparation_Natural Gas_Conveyor Oven_E5_Codes & Standards Forecast | Commercial | Office | New | Food Preparation | Natural Gas | Conveyor Oven | E5 |  | Codes & Standards Forecast | 0 | 0 | 0 | 0 | 0 | 0 | 0 | 0 | 0 | 0 | 0 | 0 | 0 | 0 | 0 | 0 | 0 | 0 | 0 | 0 | 0 | 0 | 0 | 0 | 0 | 0 | 0 | 0 | 0 | 0 | 0 | 0 | 0
Commercial_Office_New_Food Preparation_Natural Gas_Conveyor Oven_E6_Codes & Standards Forecast | Commercial | Office | New | Food Preparation | Natural Gas | Conveyor Oven | E6 |  | Codes & Standards Forecast | 0 | 0 | 0 | 0 | 0 | 0 | 0 | 0 | 0 | 0 | 0 | 0 | 0 | 0 | 0 | 0 | 0 | 0 | 0 | 0 | 0 | 0 | 0 | 0 | 0 | 0 | 0 | 0 | 0 | 0 | 0 | 0 | 0
Commercial_Office_New_Food Preparation_Natural Gas_Conveyor Oven_E7_Codes & Standards Forecast | Commercial | Office | New | Food Preparation | Natural Gas | Conveyor Oven | E7 |  | Codes & Standards Forecast | 0 | 0 | 0 | 0 | 0 | 0 | 0 | 0 | 0 | 0 | 0 | 0 | 0 | 0 | 0 | 0 | 0 | 0 | 0 | 0 | 0 | 0 | 0 | 0 | 0 | 0 | 0 | 0 | 0 | 0 | 0 | 0 | 0
Commercial_Office_New_Food Preparation_Natural Gas_Conveyor Oven_E8_Codes & Standards Forecast | Commercial | Office | New | Food Preparation | Natural Gas | Conveyor Oven | E8 |  | Codes & Standards Forecast | 0 | 0 | 0 | 0 | 0 | 0 | 0 | 0 | 0 | 0 | 0 | 0 | 0 | 0 | 0 | 0 | 0 | 0 | 0 | 0 | 0 | 0 | 0 | 0 | 0 | 0 | 0 | 0 | 0 | 0 | 0 | 0 | 0
Commercial_Office_New_Food Preparation_Natural Gas_Conveyor Oven_E9_Codes & Standards Forecast | Commercial | Office | New | Food Preparation | Natural Gas | Conveyor Oven | E9 |  | Codes & Standards Forecast | 0 | 0 | 0 | 0 | 0 | 0 | 0 | 0 | 0 | 0 | 0 | 0 | 0 | 0 | 0 | 0 | 0 | 0 | 0 | 0 | 0 | 0 | 0 | 0 | 0 | 0 | 0 | 0 | 0 | 0 | 0 | 0 | 0
Commercial_Office_New_Food Preparation_Natural Gas_Conveyor Oven_E10_Codes & Standards Forecast | Commercial | Office | New | Food Preparation | Natural Gas | Conveyor Oven | E10 |  | Codes & Standards Forecast | 0 | 0 | 0 | 0 | 0 | 0 | 0 | 0 | 0 | 0 | 0 | 0 | 0 | 0 | 0 | 0 | 0 | 0 | 0 | 0 | 0 | 0 | 0 | 0 | 0 | 0 | 0 | 0 | 0 | 0 | 0 | 0 | 0
Commercial_Office_New_Food Preparation_Natural Gas_Double Rack Oven_E1_Codes & Standards Forecast | Commercial | Office | New | Food Preparation | Natural Gas | Double Rack Oven | E1 |  | Codes & Standards Forecast | 0 | 150.431 | 725.5848 | 463.6995 | 554.4217 | 571.3823 | 574.2535 | 497.0146 | 490.0492 | 501.5195 | 509.6831 | 505.8111 | 527.986 | 660.299 | 719.9116 | 783.6908 | 842.1378 | 915.1253 | 1059.4784 | 954.5248 | 977.449 | 986.9771 | 988.8319 | 973.8839 | 1007.9173 | 1049.2112 | 1094.9231 | 1138.8648 | 1197.2884 | 1301.1318 | 1346.8906 | 1386.6723 | 1140.7067
Commercial_Office_New_Food Preparation_Natural Gas_Double Rack Oven_E2_Codes & Standards Forecast | Commercial | Office | New | Food Preparation | Natural Gas | Double Rack Oven | E2 |  | Codes & Standards Forecast | 0 | 0 | 0 | 0 | 0 | 0 | 0 | 0 | 0 | 0 | 0 | 0 | 0 | 0 | 0 | 0 | 0 | 0 | 0 | 0 | 0 | 0 | 0 | 0 | 0 | 0 | 0 | 0 | 0 | 0 | 0 | 0 | 0
Commercial_Office_New_Food Preparation_Natural Gas_Double Rack Oven_E3_Codes & Standards Forecast | Commercial | Office | New | Food Preparation | Natural Gas | Double Rack Oven | E3 |  | Codes & Standards Forecast | 0 | 0 | 0 | 0 | 0 | 0 | 0 | 0 | 0 | 0 | 0 | 0 | 0 | 0 | 0 | 0 | 0 | 0 | 0 | 0 | 0 | 0 | 0 | 0 | 0 | 0 | 0 | 0 | 0 | 0 | 0 | 0 | 0
Commercial_Office_New_Food Preparation_Natural Gas_Double Rack Oven_E4_Codes & Standards Forecast | Commercial | Office | New | Food Preparation | Natural Gas | Double Rack Oven | E4 |  | Codes & Standards Forecast | 0 | 0 | 0 | 0 | 0 | 0 | 0 | 0 | 0 | 0 | 0 | 0 | 0 | 0 | 0 | 0 | 0 | 0 | 0 | 0 | 0 | 0 | 0 | 0 | 0 | 0 | 0 | 0 | 0 | 0 | 0 | 0 | 0
Commercial_Office_New_Food Preparation_Natural Gas_Double Rack Oven_E5_Codes & Standards Forecast | Commercial | Office | New | Food Preparation | Natural Gas | Double Rack Oven | E5 |  | Codes & Standards Forecast | 0 | 0 | 0 | 0 | 0 | 0 | 0 | 0 | 0 | 0 | 0 | 0 | 0 | 0 | 0 | 0 | 0 | 0 | 0 | 0 | 0 | 0 | 0 | 0 | 0 | 0 | 0 | 0 | 0 | 0 | 0 | 0 | 0
Commercial_Office_New_Food Preparation_Natural Gas_Double Rack Oven_E6_Codes & Standards Forecast | Commercial | Office | New | Food Preparation | Natural Gas | Double Rack Oven | E6 |  | Codes & Standards Forecast | 0 | 0 | 0 | 0 | 0 | 0 | 0 | 0 | 0 | 0 | 0 | 0 | 0 | 0 | 0 | 0 | 0 | 0 | 0 | 0 | 0 | 0 | 0 | 0 | 0 | 0 | 0 | 0 | 0 | 0 | 0 | 0 | 0
Commercial_Office_New_Food Preparation_Natural Gas_Double Rack Oven_E7_Codes & Standards Forecast | Commercial | Office | New | Food Preparation | Natural Gas | Double Rack Oven | E7 |  | Codes & Standards Forecast | 0 | 0 | 0 | 0 | 0 | 0 | 0 | 0 | 0 | 0 | 0 | 0 | 0 | 0 | 0 | 0 | 0 | 0 | 0 | 0 | 0 | 0 | 0 | 0 | 0 | 0 | 0 | 0 | 0 | 0 | 0 | 0 | 0
Commercial_Office_New_Food Preparation_Natural Gas_Double Rack Oven_E8_Codes & Standards Forecast | Commercial | Office | New | Food Preparation | Natural Gas | Double Rack Oven | E8 |  | Codes & Standards Forecast | 0 | 0 | 0 | 0 | 0 | 0 | 0 | 0 | 0 | 0 | 0 | 0 | 0 | 0 | 0 | 0 | 0 | 0 | 0 | 0 | 0 | 0 | 0 | 0 | 0 | 0 | 0 | 0 | 0 | 0 | 0 | 0 | 0
Commercial_Office_New_Food Preparation_Natural Gas_Double Rack Oven_E9_Codes & Standards Forecast | Commercial | Office | New | Food Preparation | Natural Gas | Double Rack Oven | E9 |  | Codes & Standards Forecast | 0 | 0 | 0 | 0 | 0 | 0 | 0 | 0 | 0 | 0 | 0 | 0 | 0 | 0 | 0 | 0 | 0 | 0 | 0 | 0 | 0 | 0 | 0 | 0 | 0 | 0 | 0 | 0 | 0 | 0 | 0 | 0 | 0
Commercial_Office_New_Food Preparation_Natural Gas_Double Rack Oven_E10_Codes & Standards Forecast | Commercial | Office | New | Food Preparation | Natural Gas | Double Rack Oven | E10 |  | Codes & Standards Forecast | 0 | 0 | 0 | 0 | 0 | 0 | 0 | 0 | 0 | 0 | 0 | 0 | 0 | 0 | 0 | 0 | 0 | 0 | 0 | 0 | 0 | 0 | 0 | 0 | 0 | 0 | 0 | 0 | 0 | 0 | 0 | 0 | 0
Commercial_Office_New_Food Preparation_Natural Gas_Fryer_E1_Codes & Standards Forecast | Commercial | Office | New | Food Preparation | Natural Gas | Fryer | E1 |  | Codes & Standards Forecast | 0 | 601.7242 | 2902.3392 | 0 | 0 | 0 | 0 | 0 | 0 | 0 | 0 | 0 | 0 | 0 | 0 | 0 | 0 | 0 | 0 | 0 | 0 | 0 | 0 | 0 | 0 | 0 | 0 | 0 | 0 | 0 | 0 | 0 | 0
Commercial_Office_New_Food Preparation_Natural Gas_Fryer_E2_Codes & Standards Forecast | Commercial | Office | New | Food Preparation | Natural Gas | Fryer | E2 |  | Codes & Standards Forecast | 0 | 0 | 0 | 1854.798 | 2217.6867 | 2285.529 | 2297.0142 | 1988.0584 | 1960.1968 | 2126.423 | 2715.4761 | 2935.5991 | 3165.02 | 3360.2949 | 3701.1072 | 4349.0985 | 4000.3464 | 4069.2099 | 4125.056 | 4200.511 | 4271.3938 | 4476.4108 | 4754.2666 | 5217.5255 | 5426.0987 | 5598.4149 | 5741.6372 | 5904.8091 | 6137.4268 | 6100.6818 | 6247.2635 | 6443.7581 | 5534.6142
Commercial_Office_New_Food Preparation_Natural Gas_Fryer_E3_Codes & Standards Forecast | Commercial | Office | New | Food Preparation | Natural Gas | Fryer | E3 |  | Codes & Standards Forecast | 0 | 0 | 0 | 0 | 0 | 0 | 0 | 0 | 0 | 0 | 0 | 0 | 0 | 0 | 0 | 0 | 0 | 0 | 0 | 0 | 0 | 0 | 0 | 0 | 0 | 0 | 0 | 0 | 0 | 0 | 0 | 0 | 0
Commercial_Office_New_Food Preparation_Natural Gas_Fryer_E4_Codes & Standards Forecast | Commercial | Office | New | Food Preparation | Natural Gas | Fryer | E4 |  | Codes & Standards Forecast | 0 | 0 | 0 | 0 | 0 | 0 | 0 | 0 | 0 | 0 | 0 | 0 | 0 | 0 | 0 | 0 | 0 | 0 | 0 | 0 | 0 | 0 | 0 | 0 | 0 | 0 | 0 | 0 | 0 | 0 | 0 | 0 | 0
Commercial_Office_New_Food Preparation_Natural Gas_Fryer_E5_Codes & Standards Forecast | Commercial | Office | New | Food Preparation | Natural Gas | Fryer | E5 |  | Codes & Standards Forecast | 0 | 0 | 0 | 0 | 0 | 0 | 0 | 0 | 0 | 0 | 0 | 0 | 0 | 0 | 0 | 0 | 0 | 0 | 0 | 0 | 0 | 0 | 0 | 0 | 0 | 0 | 0 | 0 | 0 | 0 | 0 | 0 | 0
Commercial_Office_New_Food Preparation_Natural Gas_Fryer_E6_Codes & Standards Forecast | Commercial | Office | New | Food Preparation | Natural Gas | Fryer | E6 |  | Codes & Standards Forecast | 0 | 0 | 0 | 0 | 0 | 0 | 0 | 0 | 0 | 0 | 0 | 0 | 0 | 0 | 0 | 0 | 0 | 0 | 0 | 0 | 0 | 0 | 0 | 0 | 0 | 0 | 0 | 0 | 0 | 0 | 0 | 0 | 0
Commercial_Office_New_Food Preparation_Natural Gas_Fryer_E7_Codes & Standards Forecast | Commercial | Office | New | Food Preparation | Natural Gas | Fryer | E7 |  | Codes & Standards Forecast | 0 | 0 | 0 | 0 | 0 | 0 | 0 | 0 | 0 | 0 | 0 | 0 | 0 | 0 | 0 | 0 | 0 | 0 | 0 | 0 | 0 | 0 | 0 | 0 | 0 | 0 | 0 | 0 | 0 | 0 | 0 | 0 | 0
Commercial_Office_New_Food Preparation_Natural Gas_Fryer_E8_Codes & Standards Forecast | Commercial | Office | New | Food Preparation | Natural Gas | Fryer | E8 |  | Codes & Standards Forecast | 0 | 0 | 0 | 0 | 0 | 0 | 0 | 0 | 0 | 0 | 0 | 0 | 0 | 0 | 0 | 0 | 0 | 0 | 0 | 0 | 0 | 0 | 0 | 0 | 0 | 0 | 0 | 0 | 0 | 0 | 0 | 0 | 0
Commercial_Office_New_Food Preparation_Natural Gas_Fryer_E9_Codes & Standards Forecast | Commercial | Office | New | Food Preparation | Natural Gas | Fryer | E9 |  | Codes & Standards Forecast | 0 | 0 | 0 | 0 | 0 | 0 | 0 | 0 | 0 | 0 | 0 | 0 | 0 | 0 | 0 | 0 | 0 | 0 | 0 | 0 | 0 | 0 | 0 | 0 | 0 | 0 | 0 | 0 | 0 | 0 | 0 | 0 | 0
Commercial_Office_New_Food Preparation_Natural Gas_Fryer_E10_Codes & Standards Forecast | Commercial | Office | New | Food Preparation | Natural Gas | Fryer | E10 |  | Codes & Standards Forecast | 0 | 0 | 0 | 0 | 0 | 0 | 0 | 0 | 0 | 0 | 0 | 0 | 0 | 0 | 0 | 0 | 0 | 0 | 0 | 0 | 0 | 0 | 0 | 0 | 0 | 0 | 0 | 0 | 0 | 0 | 0 | 0 | 0
Commercial_Office_New_Food Preparation_Natural Gas_Broiler_E1_Codes & Standards Forecast | Commercial | Office | New | Food Preparation | Natural Gas | Broiler | E1 |  | Codes & Standards Forecast | 0 | 0 | 0 | 0 | 0 | 0 | 0 | 0 | 0 | 0 | 0 | 0 | 0 | 0 | 0 | 0 | 0 | 0 | 0 | 0 | 0 | 0 | 0 | 0 | 0 | 0 | 0 | 0 | 0 | 0 | 0 | 0 | 0
Commercial_Office_New_Food Preparation_Natural Gas_Broiler_E2_Codes & Standards Forecast | Commercial | Office | New | Food Preparation | Natural Gas | Broiler | E2 |  | Codes & Standards Forecast | 0 | 0 | 0 | 0 | 0 | 0 | 0 | 0 | 0 | 0 | 0 | 0 | 0 | 0 | 0 | 0 | 0 | 0 | 0 | 0 | 0 | 0 | 0 | 0 | 0 | 0 | 0 | 0 | 0 | 0 | 0 | 0 | 0
Commercial_Office_New_Food Preparation_Natural Gas_Broiler_E3_Codes & Standards Forecast | Commercial | Office | New | Food Preparation | Natural Gas | Broiler | E3 |  | Codes & Standards Forecast | 0 | 0 | 0 | 0 | 0 | 0 | 0 | 0 | 0 | 0 | 0 | 0 | 0 | 0 | 0 | 0 | 0 | 0 | 0 | 0 | 0 | 0 | 0 | 0 | 0 | 0 | 0 | 0 | 0 | 0 | 0 | 0 | 0
Commercial_Office_New_Food Preparation_Natural Gas_Broiler_E4_Codes & Standards Forecast | Commercial | Office | New | Food Preparation | Natural Gas | Broiler | E4 |  | Codes & Standards Forecast | 0 | 0 | 0 | 0 | 0 | 0 | 0 | 0 | 0 | 0 | 0 | 0 | 0 | 0 | 0 | 0 | 0 | 0 | 0 | 0 | 0 | 0 | 0 | 0 | 0 | 0 | 0 | 0 | 0 | 0 | 0 | 0 | 0
Commercial_Office_New_Food Preparation_Natural Gas_Broiler_E5_Codes & Standards Forecast | Commercial | Office | New | Food Preparation | Natural Gas | Broiler | E5 |  | Codes & Standards Forecast | 0 | 0 | 0 | 0 | 0 | 0 | 0 | 0 | 0 | 0 | 0 | 0 | 0 | 0 | 0 | 0 | 0 | 0 | 0 | 0 | 0 | 0 | 0 | 0 | 0 | 0 | 0 | 0 | 0 | 0 | 0 | 0 | 0
Commercial_Office_New_Food Preparation_Natural Gas_Broiler_E6_Codes & Standards Forecast | Commercial | Office | New | Food Preparation | Natural Gas | Broiler | E6 |  | Codes & Standards Forecast | 0 | 0 | 0 | 0 | 0 | 0 | 0 | 0 | 0 | 0 | 0 | 0 | 0 | 0 | 0 | 0 | 0 | 0 | 0 | 0 | 0 | 0 | 0 | 0 | 0 | 0 | 0 | 0 | 0 | 0 | 0 | 0 | 0
Commercial_Office_New_Food Preparation_Natural Gas_Broiler_E7_Codes & Standards Forecast | Commercial | Office | New | Food Preparation | Natural Gas | Broiler | E7 |  | Codes & Standards Forecast | 0 | 0 | 0 | 0 | 0 | 0 | 0 | 0 | 0 | 0 | 0 | 0 | 0 | 0 | 0 | 0 | 0 | 0 | 0 | 0 | 0 | 0 | 0 | 0 | 0 | 0 | 0 | 0 | 0 | 0 | 0 | 0 | 0
Commercial_Office_New_Food Preparation_Natural Gas_Broiler_E8_Codes & Standards Forecast | Commercial | Office | New | Food Preparation | Natural Gas | Broiler | E8 |  | Codes & Standards Forecast | 0 | 0 | 0 | 0 | 0 | 0 | 0 | 0 | 0 | 0 | 0 | 0 | 0 | 0 | 0 | 0 | 0 | 0 | 0 | 0 | 0 | 0 | 0 | 0 | 0 | 0 | 0 | 0 | 0 | 0 | 0 | 0 | 0
Commercial_Office_New_Food Preparation_Natural Gas_Broiler_E9_Codes & Standards Forecast | Commercial | Office | New | Food Preparation | Natural Gas | Broiler | E9 |  | Codes & Standards Forecast | 0 | 0 | 0 | 0 | 0 | 0 | 0 | 0 | 0 | 0 | 0 | 0 | 0 | 0 | 0 | 0 | 0 | 0 | 0 | 0 | 0 | 0 | 0 | 0 | 0 | 0 | 0 | 0 | 0 | 0 | 0 | 0 | 0
Commercial_Office_New_Food Preparation_Natural Gas_Broiler_E10_Codes & Standards Forecast | Commercial | Office | New | Food Preparation | Natural Gas | Broiler | E10 |  | Codes & Standards Forecast | 0 | 0 | 0 | 0 | 0 | 0 | 0 | 0 | 0 | 0 | 0 | 0 | 0 | 0 | 0 | 0 | 0 | 0 | 0 | 0 | 0 | 0 | 0 | 0 | 0 | 0 | 0 | 0 | 0 | 0 | 0 | 0 | 0
Commercial_Office_New_Food Preparation_Natural Gas_Griddle_E1_Codes & Standards Forecast | Commercial | Office | New | Food Preparation | Natural Gas | Griddle | E1 |  | Codes & Standards Forecast | 0 | 601.7242 | 2902.3392 | 0 | 0 | 0 | 0 | 0 | 0 | 0 | 0 | 0 | 0 | 0 | 0 | 0 | 0 | 0 | 0 | 0 | 0 | 0 | 0 | 0 | 0 | 0 | 0 | 0 | 0 | 0 | 0 | 0 | 0
Commercial_Office_New_Food Preparation_Natural Gas_Griddle_E2_Codes & Standards Forecast | Commercial | Office | New | Food Preparation | Natural Gas | Griddle | E2 |  | Codes & Standards Forecast | 0 | 0 | 0 | 1854.798 | 2217.6867 | 2285.529 | 2297.0142 | 1988.0584 | 1960.1968 | 2006.0782 | 2038.7324 | 2023.2445 | 2111.9438 | 2641.196 | 2879.6465 | 3134.7632 | 3368.5512 | 3660.5013 | 4237.9135 | 3818.0991 | 3909.796 | 3947.9082 | 3955.3275 | 3895.5357 | 4031.6691 | 4196.8448 | 4379.6925 | 4555.4594 | 4789.1536 | 5204.5272 | 5387.5626 | 5546.689 | 4562.8269
Commercial_Office_New_Food Preparation_Natural Gas_Griddle_E3_Codes & Standards Forecast | Commercial | Office | New | Food Preparation | Natural Gas | Griddle | E3 |  | Codes & Standards Forecast | 0 | 0 | 0 | 0 | 0 | 0 | 0 | 0 | 0 | 0 | 0 | 0 | 0 | 0 | 0 | 0 | 0 | 0 | 0 | 0 | 0 | 0 | 0 | 0 | 0 | 0 | 0 | 0 | 0 | 0 | 0 | 0 | 0
Commercial_Office_New_Food Preparation_Natural Gas_Griddle_E4_Codes & Standards Forecast | Commercial | Office | New | Food Preparation | Natural Gas | Griddle | E4 |  | Codes & Standards Forecast | 0 | 0 | 0 | 0 | 0 | 0 | 0 | 0 | 0 | 0 | 0 | 0 | 0 | 0 | 0 | 0 | 0 | 0 | 0 | 0 | 0 | 0 | 0 | 0 | 0 | 0 | 0 | 0 | 0 | 0 | 0 | 0 | 0
Commercial_Office_New_Food Preparation_Natural Gas_Griddle_E5_Codes & Standards Forecast | Commercial | Office | New | Food Preparation | Natural Gas | Griddle | E5 |  | Codes & Standards Forecast | 0 | 0 | 0 | 0 | 0 | 0 | 0 | 0 | 0 | 0 | 0 | 0 | 0 | 0 | 0 | 0 | 0 | 0 | 0 | 0 | 0 | 0 | 0 | 0 | 0 | 0 | 0 | 0 | 0 | 0 | 0 | 0 | 0
Commercial_Office_New_Food Preparation_Natural Gas_Griddle_E6_Codes & Standards Forecast | Commercial | Office | New | Food Preparation | Natural Gas | Griddle | E6 |  | Codes & Standards Forecast | 0 | 0 | 0 | 0 | 0 | 0 | 0 | 0 | 0 | 0 | 0 | 0 | 0 | 0 | 0 | 0 | 0 | 0 | 0 | 0 | 0 | 0 | 0 | 0 | 0 | 0 | 0 | 0 | 0 | 0 | 0 | 0 | 0
Commercial_Office_New_Food Preparation_Natural Gas_Griddle_E7_Codes & Standards Forecast | Commercial | Office | New | Food Preparation | Natural Gas | Griddle | E7 |  | Codes & Standards Forecast | 0 | 0 | 0 | 0 | 0 | 0 | 0 | 0 | 0 | 0 | 0 | 0 | 0 | 0 | 0 | 0 | 0 | 0 | 0 | 0 | 0 | 0 | 0 | 0 | 0 | 0 | 0 | 0 | 0 | 0 | 0 | 0 | 0
Commercial_Office_New_Food Preparation_Natural Gas_Griddle_E8_Codes & Standards Forecast | Commercial | Office | New | Food Preparation | Natural Gas | Griddle | E8 |  | Codes & Standards Forecast | 0 | 0 | 0 | 0 | 0 | 0 | 0 | 0 | 0 | 0 | 0 | 0 | 0 | 0 | 0 | 0 | 0 | 0 | 0 | 0 | 0 | 0 | 0 | 0 | 0 | 0 | 0 | 0 | 0 | 0 | 0 | 0 | 0
Commercial_Office_New_Food Preparation_Natural Gas_Griddle_E9_Codes & Standards Forecast | Commercial | Office | New | Food Preparation | Natural Gas | Griddle | E9 |  | Codes & Standards Forecast | 0 | 0 | 0 | 0 | 0 | 0 | 0 | 0 | 0 | 0 | 0 | 0 | 0 | 0 | 0 | 0 | 0 | 0 | 0 | 0 | 0 | 0 | 0 | 0 | 0 | 0 | 0 | 0 | 0 | 0 | 0 | 0 | 0
Commercial_Office_New_Food Preparation_Natural Gas_Griddle_E10_Codes & Standards Forecast | Commercial | Office | New | Food Preparation | Natural Gas | Griddle | E10 |  | Codes & Standards Forecast | 0 | 0 | 0 | 0 | 0 | 0 | 0 | 0 | 0 | 0 | 0 | 0 | 0 | 0 | 0 | 0 | 0 | 0 | 0 | 0 | 0 | 0 | 0 | 0 | 0 | 0 | 0 | 0 | 0 | 0 | 0 | 0 | 0
Commercial_Office_New_Food Preparation_Natural Gas_Range_E1_Codes & Standards Forecast | Commercial | Office | New | Food Preparation | Natural Gas | Range | E1 |  | Codes & Standards Forecast | 0 | 601.7242 | 2902.3392 | 1854.798 | 2217.6867 | 2285.529 | 2297.0142 | 1988.0584 | 1960.1968 | 2006.0782 | 2159.0773 | 2699.9882 | 2903.9536 | 3137.8733 | 3363.1345 | 3695.1575 | 4360.4649 | 3954.3238 | 3968.6121 | 3934.8252 | 4049.8405 | 4134.2127 | 4316.9824 | 4528.1161 | 4795.9373 | 5234.1921 | 5418.3906 | 5571.8108 | 5692.8984 | 5838.206 | 6069.6263 | 6000.4325 | 4984.3228
Commercial_Office_New_Food Preparation_Natural Gas_Range_E2_Codes & Standards Forecast | Commercial | Office | New | Food Preparation | Natural Gas | Range | E2 |  | Codes & Standards Forecast | 0 | 0 | 0 | 0 | 0 | 0 | 0 | 0 | 0 | 0 | 0 | 0 | 0 | 0 | 0 | 0 | 0 | 0 | 0 | 0 | 0 | 0 | 0 | 0 | 0 | 0 | 0 | 0 | 0 | 0 | 0 | 0 | 0
Commercial_Office_New_Food Preparation_Natural Gas_Range_E3_Codes & Standards Forecast | Commercial | Office | New | Food Preparation | Natural Gas | Range | E3 |  | Codes & Standards Forecast | 0 | 0 | 0 | 0 | 0 | 0 | 0 | 0 | 0 | 0 | 0 | 0 | 0 | 0 | 0 | 0 | 0 | 0 | 0 | 0 | 0 | 0 | 0 | 0 | 0 | 0 | 0 | 0 | 0 | 0 | 0 | 0 | 0
Commercial_Office_New_Food Preparation_Natural Gas_Range_E4_Codes & Standards Forecast | Commercial | Office | New | Food Preparation | Natural Gas | Range | E4 |  | Codes & Standards Forecast | 0 | 0 | 0 | 0 | 0 | 0 | 0 | 0 | 0 | 0 | 0 | 0 | 0 | 0 | 0 | 0 | 0 | 0 | 0 | 0 | 0 | 0 | 0 | 0 | 0 | 0 | 0 | 0 | 0 | 0 | 0 | 0 | 0
Commercial_Office_New_Food Preparation_Natural Gas_Range_E5_Codes & Standards Forecast | Commercial | Office | New | Food Preparation | Natural Gas | Range | E5 |  | Codes & Standards Forecast | 0 | 0 | 0 | 0 | 0 | 0 | 0 | 0 | 0 | 0 | 0 | 0 | 0 | 0 | 0 | 0 | 0 | 0 | 0 | 0 | 0 | 0 | 0 | 0 | 0 | 0 | 0 | 0 | 0 | 0 | 0 | 0 | 0
Commercial_Office_New_Food Preparation_Natural Gas_Range_E6_Codes & Standards Forecast | Commercial | Office | New | Food Preparation | Natural Gas | Range | E6 |  | Codes & Standards Forecast | 0 | 0 | 0 | 0 | 0 | 0 | 0 | 0 | 0 | 0 | 0 | 0 | 0 | 0 | 0 | 0 | 0 | 0 | 0 | 0 | 0 | 0 | 0 | 0 | 0 | 0 | 0 | 0 | 0 | 0 | 0 | 0 | 0
Commercial_Office_New_Food Preparation_Natural Gas_Range_E7_Codes & Standards Forecast | Commercial | Office | New | Food Preparation | Natural Gas | Range | E7 |  | Codes & Standards Forecast | 0 | 0 | 0 | 0 | 0 | 0 | 0 | 0 | 0 | 0 | 0 | 0 | 0 | 0 | 0 | 0 | 0 | 0 | 0 | 0 | 0 | 0 | 0 | 0 | 0 | 0 | 0 | 0 | 0 | 0 | 0 | 0 | 0
Commercial_Office_New_Food Preparation_Natural Gas_Range_E8_Codes & Standards Forecast | Commercial | Office | New | Food Preparation | Natural Gas | Range | E8 |  | Codes & Standards Forecast | 0 | 0 | 0 | 0 | 0 | 0 | 0 | 0 | 0 | 0 | 0 | 0 | 0 | 0 | 0 | 0 | 0 | 0 | 0 | 0 | 0 | 0 | 0 | 0 | 0 | 0 | 0 | 0 | 0 | 0 | 0 | 0 | 0
Commercial_Office_New_Food Preparation_Natural Gas_Range_E9_Codes & Standards Forecast | Commercial | Office | New | Food Preparation | Natural Gas | Range | E9 |  | Codes & Standards Forecast | 0 | 0 | 0 | 0 | 0 | 0 | 0 | 0 | 0 | 0 | 0 | 0 | 0 | 0 | 0 | 0 | 0 | 0 | 0 | 0 | 0 | 0 | 0 | 0 | 0 | 0 | 0 | 0 | 0 | 0 | 0 | 0 | 0
Commercial_Office_New_Food Preparation_Natural Gas_Range_E10_Codes & Standards Forecast | Commercial | Office | New | Food Preparation | Natural Gas | Range | E10 |  | Codes & Standards Forecast | 0 | 0 | 0 | 0 | 0 | 0 | 0 | 0 | 0 | 0 | 0 | 0 | 0 | 0 | 0 | 0 | 0 | 0 | 0 | 0 | 0 | 0 | 0 | 0 | 0 | 0 | 0 | 0 | 0 | 0 | 0 | 0 | 0
Commercial_Office_New_Food Preparation_Natural Gas_Steamer_E1_Codes & Standards Forecast | Commercial | Office | New | Food Preparation | Natural Gas | Steamer | E1 |  | Codes & Standards Forecast | 0 | 0 | 0 | 0 | 0 | 0 | 0 | 0 | 0 | 0 | 0 | 0 | 0 | 0 | 0 | 0 | 0 | 0 | 0 | 0 | 0 | 0 | 0 | 0 | 0 | 0 | 0 | 0 | 0 | 0 | 0 | 0 | 0
Commercial_Office_New_Food Preparation_Natural Gas_Steamer_E2_Codes & Standards Forecast | Commercial | Office | New | Food Preparation | Natural Gas | Steamer | E2 |  | Codes & Standards Forecast | 0 | 0 | 0 | 0 | 0 | 0 | 0 | 0 | 0 | 0 | 0 | 0 | 0 | 0 | 0 | 0 | 0 | 0 | 0 | 0 | 0 | 0 | 0 | 0 | 0 | 0 | 0 | 0 | 0 | 0 | 0 | 0 | 0
Commercial_Office_New_Food Preparation_Natural Gas_Steamer_E3_Codes & Standards Forecast | Commercial | Office | New | Food Preparation | Natural Gas | Steamer | E3 |  | Codes & Standards Forecast | 0 | 0 | 0 | 0 | 0 | 0 | 0 | 0 | 0 | 0 | 0 | 0 | 0 | 0 | 0 | 0 | 0 | 0 | 0 | 0 | 0 | 0 | 0 | 0 | 0 | 0 | 0 | 0 | 0 | 0 | 0 | 0 | 0
Commercial_Office_New_Food Preparation_Natural Gas_Steamer_E4_Codes & Standards Forecast | Commercial | Office | New | Food Preparation | Natural Gas | Steamer | E4 |  | Codes & Standards Forecast | 0 | 0 | 0 | 0 | 0 | 0 | 0 | 0 | 0 | 0 | 0 | 0 | 0 | 0 | 0 | 0 | 0 | 0 | 0 | 0 | 0 | 0 | 0 | 0 | 0 | 0 | 0 | 0 | 0 | 0 | 0 | 0 | 0
Commercial_Office_New_Food Preparation_Natural Gas_Steamer_E5_Codes & Standards Forecast | Commercial | Office | New | Food Preparation | Natural Gas | Steamer | E5 |  | Codes & Standards Forecast | 0 | 0 | 0 | 0 | 0 | 0 | 0 | 0 | 0 | 0 | 0 | 0 | 0 | 0 | 0 | 0 | 0 | 0 | 0 | 0 | 0 | 0 | 0 | 0 | 0 | 0 | 0 | 0 | 0 | 0 | 0 | 0 | 0
Commercial_Office_New_Food Preparation_Natural Gas_Steamer_E6_Codes & Standards Forecast | Commercial | Office | New | Food Preparation | Natural Gas | Steamer | E6 |  | Codes & Standards Forecast | 0 | 0 | 0 | 0 | 0 | 0 | 0 | 0 | 0 | 0 | 0 | 0 | 0 | 0 | 0 | 0 | 0 | 0 | 0 | 0 | 0 | 0 | 0 | 0 | 0 | 0 | 0 | 0 | 0 | 0 | 0 | 0 | 0
Commercial_Office_New_Food Preparation_Natural Gas_Steamer_E7_Codes & Standards Forecast | Commercial | Office | New | Food Preparation | Natural Gas | Steamer | E7 |  | Codes & Standards Forecast | 0 | 0 | 0 | 0 | 0 | 0 | 0 | 0 | 0 | 0 | 0 | 0 | 0 | 0 | 0 | 0 | 0 | 0 | 0 | 0 | 0 | 0 | 0 | 0 | 0 | 0 | 0 | 0 | 0 | 0 | 0 | 0 | 0
Commercial_Office_New_Food Preparation_Natural Gas_Steamer_E8_Codes & Standards Forecast | Commercial | Office | New | Food Preparation | Natural Gas | Steamer | E8 |  | Codes & Standards Forecast | 0 | 0 | 0 | 0 | 0 | 0 | 0 | 0 | 0 | 0 | 0 | 0 | 0 | 0 | 0 | 0 | 0 | 0 | 0 | 0 | 0 | 0 | 0 | 0 | 0 | 0 | 0 | 0 | 0 | 0 | 0 | 0 | 0
Commercial_Office_New_Food Preparation_Natural Gas_Steamer_E9_Codes & Standards Forecast | Commercial | Office | New | Food Preparation | Natural Gas | Steamer | E9 |  | Codes & Standards Forecast | 0 | 0 | 0 | 0 | 0 | 0 | 0 | 0 | 0 | 0 | 0 | 0 | 0 | 0 | 0 | 0 | 0 | 0 | 0 | 0 | 0 | 0 | 0 | 0 | 0 | 0 | 0 | 0 | 0 | 0 | 0 | 0 | 0
Commercial_Office_New_Food Preparation_Natural Gas_Steamer_E10_Codes & Standards Forecast | Commercial | Office | New | Food Preparation | Natural Gas | Steamer | E10 |  | Codes & Standards Forecast | 0 | 0 | 0 | 0 | 0 | 0 | 0 | 0 | 0 | 0 | 0 | 0 | 0 | 0 | 0 | 0 | 0 | 0 | 0 | 0 | 0 | 0 | 0 | 0 | 0 | 0 | 0 | 0 | 0 | 0 | 0 | 0 | 0
Commercial_Office_New_Food Preparation_Natural Gas_Food Prep Other_E1_Codes & Standards Forecast | Commercial | Office | New | Food Preparation | Natural Gas | Food Prep Other | E1 |  | Codes & Standards Forecast | 0 | 0 | 0 | 0 | 0 | 0 | 0 | 0 | 0 | 0 | 0 | 0 | 0 | 0 | 0 | 0 | 0 | 0 | 0 | 0 | 0 | 0 | 0 | 0 | 0 | 0 | 0 | 0 | 0 | 0 | 0 | 0 | 0
Commercial_Office_New_Food Preparation_Natural Gas_Food Prep Other_E2_Codes & Standards Forecast | Commercial | Office | New | Food Preparation | Natural Gas | Food Prep Other | E2 |  | Codes & Standards Forecast | 0 | 0 | 0 | 0 | 0 | 0 | 0 | 0 | 0 | 0 | 0 | 0 | 0 | 0 | 0 | 0 | 0 | 0 | 0 | 0 | 0 | 0 | 0 | 0 | 0 | 0 | 0 | 0 | 0 | 0 | 0 | 0 | 0
Commercial_Office_New_Food Preparation_Natural Gas_Food Prep Other_E3_Codes & Standards Forecast | Commercial | Office | New | Food Preparation | Natural Gas | Food Prep Other | E3 |  | Codes & Standards Forecast | 0 | 0 | 0 | 0 | 0 | 0 | 0 | 0 | 0 | 0 | 0 | 0 | 0 | 0 | 0 | 0 | 0 | 0 | 0 | 0 | 0 | 0 | 0 | 0 | 0 | 0 | 0 | 0 | 0 | 0 | 0 | 0 | 0
Commercial_Office_New_Food Preparation_Natural Gas_Food Prep Other_E4_Codes & Standards Forecast | Commercial | Office | New | Food Preparation | Natural Gas | Food Prep Other | E4 |  | Codes & Standards Forecast | 0 | 0 | 0 | 0 | 0 | 0 | 0 | 0 | 0 | 0 | 0 | 0 | 0 | 0 | 0 | 0 | 0 | 0 | 0 | 0 | 0 | 0 | 0 | 0 | 0 | 0 | 0 | 0 | 0 | 0 | 0 | 0 | 0
Commercial_Office_New_Food Preparation_Natural Gas_Food Prep Other_E5_Codes & Standards Forecast | Commercial | Office | New | Food Preparation | Natural Gas | Food Prep Other | E5 |  | Codes & Standards Forecast | 0 | 0 | 0 | 0 | 0 | 0 | 0 | 0 | 0 | 0 | 0 | 0 | 0 | 0 | 0 | 0 | 0 | 0 | 0 | 0 | 0 | 0 | 0 | 0 | 0 | 0 | 0 | 0 | 0 | 0 | 0 | 0 | 0
Commercial_Office_New_Food Preparation_Natural Gas_Food Prep Other_E6_Codes & Standards Forecast | Commercial | Office | New | Food Preparation | Natural Gas | Food Prep Other | E6 |  | Codes & Standards Forecast | 0 | 0 | 0 | 0 | 0 | 0 | 0 | 0 | 0 | 0 | 0 | 0 | 0 | 0 | 0 | 0 | 0 | 0 | 0 | 0 | 0 | 0 | 0 | 0 | 0 | 0 | 0 | 0 | 0 | 0 | 0 | 0 | 0
Commercial_Office_New_Food Preparation_Natural Gas_Food Prep Other_E7_Codes & Standards Forecast | Commercial | Office | New | Food Preparation | Natural Gas | Food Prep Other | E7 |  | Codes & Standards Forecast | 0 | 0 | 0 | 0 | 0 | 0 | 0 | 0 | 0 | 0 | 0 | 0 | 0 | 0 | 0 | 0 | 0 | 0 | 0 | 0 | 0 | 0 | 0 | 0 | 0 | 0 | 0 | 0 | 0 | 0 | 0 | 0 | 0
Commercial_Office_New_Food Preparation_Natural Gas_Food Prep Other_E8_Codes & Standards Forecast | Commercial | Office | New | Food Preparation | Natural Gas | Food Prep Other | E8 |  | Codes & Standards Forecast | 0 | 0 | 0 | 0 | 0 | 0 | 0 | 0 | 0 | 0 | 0 | 0 | 0 | 0 | 0 | 0 | 0 | 0 | 0 | 0 | 0 | 0 | 0 | 0 | 0 | 0 | 0 | 0 | 0 | 0 | 0 | 0 | 0
Commercial_Office_New_Food Preparation_Natural Gas_Food Prep Other_E9_Codes & Standards Forecast | Commercial | Office | New | Food Preparation | Natural Gas | Food Prep Other | E9 |  | Codes & Standards Forecast | 0 | 0 | 0 | 0 | 0 | 0 | 0 | 0 | 0 | 0 | 0 | 0 | 0 | 0 | 0 | 0 | 0 | 0 | 0 | 0 | 0 | 0 | 0 | 0 | 0 | 0 | 0 | 0 | 0 | 0 | 0 | 0 | 0
Commercial_Office_New_Food Preparation_Natural Gas_Food Prep Other_E10_Codes & Standards Forecast | Commercial | Office | New | Food Preparation | Natural Gas | Food Prep Other | E10 |  | Codes & Standards Forecast | 0 | 0 | 0 | 0 | 0 | 0 | 0 | 0 | 0 | 0 | 0 | 0 | 0 | 0 | 0 | 0 | 0 | 0 | 0 | 0 | 0 | 0 | 0 | 0 | 0 | 0 | 0 | 0 | 0 | 0 | 0 | 0 | 0
Commercial_Office_New_Miscellaneous_Natural Gas_Pool Heater_E1_Codes & Standards Forecast | Commercial | Office | New | Miscellaneous | Natural Gas | Pool Heater | E1 |  | Codes & Standards Forecast | 0 | 0 | 0 | 0 | 0 | 0 | 0 | 0 | 0 | 0 | 0 | 0 | 0 | 0 | 0 | 0 | 0 | 0 | 0 | 0 | 0 | 0 | 0 | 0 | 0 | 0 | 0 | 0 | 0 | 0 | 0 | 0 | 0
Commercial_Office_New_Miscellaneous_Natural Gas_Pool Heater_E2_Codes & Standards Forecast | Commercial | Office | New | Miscellaneous | Natural Gas | Pool Heater | E2 |  | Codes & Standards Forecast | 0 | 0 | 0 | 0 | 0 | 0 | 0 | 0 | 0 | 0 | 0 | 0 | 0 | 0 | 0 | 0 | 0 | 0 | 0 | 0 | 0 | 0 | 0 | 0 | 0 | 0 | 0 | 0 | 0 | 0 | 0 | 0 | 0
Commercial_Office_New_Miscellaneous_Natural Gas_Pool Heater_E3_Codes & Standards Forecast | Commercial | Office | New | Miscellaneous | Natural Gas | Pool Heater | E3 |  | Codes & Standards Forecast | 0 | 0 | 0 | 0 | 0 | 0 | 0 | 0 | 0 | 0 | 0 | 0 | 0 | 0 | 0 | 0 | 0 | 0 | 0 | 0 | 0 | 0 | 0 | 0 | 0 | 0 | 0 | 0 | 0 | 0 | 0 | 0 | 0
Commercial_Office_New_Miscellaneous_Natural Gas_Pool Heater_E4_Codes & Standards Forecast | Commercial | Office | New | Miscellaneous | Natural Gas | Pool Heater | E4 |  | Codes & Standards Forecast | 0 | 0 | 0 | 0 | 0 | 0 | 0 | 0 | 0 | 0 | 0 | 0 | 0 | 0 | 0 | 0 | 0 | 0 | 0 | 0 | 0 | 0 | 0 | 0 | 0 | 0 | 0 | 0 | 0 | 0 | 0 | 0 | 0
Commercial_Office_New_Miscellaneous_Natural Gas_Pool Heater_E5_Codes & Standards Forecast | Commercial | Office | New | Miscellaneous | Natural Gas | Pool Heater | E5 |  | Codes & Standards Forecast | 0 | 0 | 0 | 0 | 0 | 0 | 0 | 0 | 0 | 0 | 0 | 0 | 0 | 0 | 0 | 0 | 0 | 0 | 0 | 0 | 0 | 0 | 0 | 0 | 0 | 0 | 0 | 0 | 0 | 0 | 0 | 0 | 0
Commercial_Office_New_Miscellaneous_Natural Gas_Pool Heater_E6_Codes & Standards Forecast | Commercial | Office | New | Miscellaneous | Natural Gas | Pool Heater | E6 |  | Codes & Standards Forecast | 0 | 0 | 0 | 0 | 0 | 0 | 0 | 0 | 0 | 0 | 0 | 0 | 0 | 0 | 0 | 0 | 0 | 0 | 0 | 0 | 0 | 0 | 0 | 0 | 0 | 0 | 0 | 0 | 0 | 0 | 0 | 0 | 0
Commercial_Office_New_Miscellaneous_Natural Gas_Pool Heater_E7_Codes & Standards Forecast | Commercial | Office | New | Miscellaneous | Natural Gas | Pool Heater | E7 |  | Codes & Standards Forecast | 0 | 0 | 0 | 0 | 0 | 0 | 0 | 0 | 0 | 0 | 0 | 0 | 0 | 0 | 0 | 0 | 0 | 0 | 0 | 0 | 0 | 0 | 0 | 0 | 0 | 0 | 0 | 0 | 0 | 0 | 0 | 0 | 0
Commercial_Office_New_Miscellaneous_Natural Gas_Pool Heater_E8_Codes & Standards Forecast | Commercial | Office | New | Miscellaneous | Natural Gas | Pool Heater | E8 |  | Codes & Standards Forecast | 0 | 0 | 0 | 0 | 0 | 0 | 0 | 0 | 0 | 0 | 0 | 0 | 0 | 0 | 0 | 0 | 0 | 0 | 0 | 0 | 0 | 0 | 0 | 0 | 0 | 0 | 0 | 0 | 0 | 0 | 0 | 0 | 0
Commercial_Office_New_Miscellaneous_Natural Gas_Pool Heater_E9_Codes & Standards Forecast | Commercial | Office | New | Miscellaneous | Natural Gas | Pool Heater | E9 |  | Codes & Standards Forecast | 0 | 0 | 0 | 0 | 0 | 0 | 0 | 0 | 0 | 0 | 0 | 0 | 0 | 0 | 0 | 0 | 0 | 0 | 0 | 0 | 0 | 0 | 0 | 0 | 0 | 0 | 0 | 0 | 0 | 0 | 0 | 0 | 0
Commercial_Office_New_Miscellaneous_Natural Gas_Pool Heater_E10_Codes & Standards Forecast | Commercial | Office | New | Miscellaneous | Natural Gas | Pool Heater | E10 |  | Codes & Standards Forecast | 0 | 0 | 0 | 0 | 0 | 0 | 0 | 0 | 0 | 0 | 0 | 0 | 0 | 0 | 0 | 0 | 0 | 0 | 0 | 0 | 0 | 0 | 0 | 0 | 0 | 0 | 0 | 0 | 0 | 0 | 0 | 0 | 0
Commercial_Office_New_Miscellaneous_Natural Gas_Miscellaneous_E1_Codes & Standards Forecast | Commercial | Office | New | Miscellaneous | Natural Gas | Miscellaneous | E1 |  | Codes & Standards Forecast | 0 | 75957.6497 | 366371.953 | 234137.3381 | 290797.0813 | 350149.7342 | 376242.0507 | 366457.9292 | 396462.4413 | 434714.4572 | 465261.8568 | 512374.2248 | 618385.3781 | 590471.4385 | 631606.9971 | 681736.784 | 713105.4171 | 728377.0406 | 755540.2599 | 786452.0328 | 819454.8379 | 860933.3364 | 917144.9188 | 930916.5911 | 969182.2752 | 1011129.8747 | 1043945.5061 | 1072209.4358 | 1106815.0527 | 1141874.3029 | 1177921.8189 | 1214866.2759 | 1115301.6151
Commercial_Office_New_Miscellaneous_Natural Gas_Miscellaneous_E2_Codes & Standards Forecast | Commercial | Office | New | Miscellaneous | Natural Gas | Miscellaneous | E2 |  | Codes & Standards Forecast | 0 | 0 | 0 | 0 | 0 | 0 | 0 | 0 | 0 | 0 | 0 | 0 | 0 | 0 | 0 | 0 | 0 | 0 | 0 | 0 | 0 | 0 | 0 | 0 | 0 | 0 | 0 | 0 | 0 | 0 | 0 | 0 | 0
Commercial_Office_New_Miscellaneous_Natural Gas_Miscellaneous_E3_Codes & Standards Forecast | Commercial | Office | New | Miscellaneous | Natural Gas | Miscellaneous | E3 |  | Codes & Standards Forecast | 0 | 0 | 0 | 0 | 0 | 0 | 0 | 0 | 0 | 0 | 0 | 0 | 0 | 0 | 0 | 0 | 0 | 0 | 0 | 0 | 0 | 0 | 0 | 0 | 0 | 0 | 0 | 0 | 0 | 0 | 0 | 0 | 0
Commercial_Office_New_Miscellaneous_Natural Gas_Miscellaneous_E4_Codes & Standards Forecast | Commercial | Office | New | Miscellaneous | Natural Gas | Miscellaneous | E4 |  | Codes & Standards Forecast | 0 | 0 | 0 | 0 | 0 | 0 | 0 | 0 | 0 | 0 | 0 | 0 | 0 | 0 | 0 | 0 | 0 | 0 | 0 | 0 | 0 | 0 | 0 | 0 | 0 | 0 | 0 | 0 | 0 | 0 | 0 | 0 | 0
Commercial_Office_New_Miscellaneous_Natural Gas_Miscellaneous_E5_Codes & Standards Forecast | Commercial | Office | New | Miscellaneous | Natural Gas | Miscellaneous | E5 |  | Codes & Standards Forecast | 0 | 0 | 0 | 0 | 0 | 0 | 0 | 0 | 0 | 0 | 0 | 0 | 0 | 0 | 0 | 0 | 0 | 0 | 0 | 0 | 0 | 0 | 0 | 0 | 0 | 0 | 0 | 0 | 0 | 0 | 0 | 0 | 0
Commercial_Office_New_Miscellaneous_Natural Gas_Miscellaneous_E6_Codes & Standards Forecast | Commercial | Office | New | Miscellaneous | Natural Gas | Miscellaneous | E6 |  | Codes & Standards Forecast | 0 | 0 | 0 | 0 | 0 | 0 | 0 | 0 | 0 | 0 | 0 | 0 | 0 | 0 | 0 | 0 | 0 | 0 | 0 | 0 | 0 | 0 | 0 | 0 | 0 | 0 | 0 | 0 | 0 | 0 | 0 | 0 | 0
Commercial_Office_New_Miscellaneous_Natural Gas_Miscellaneous_E7_Codes & Standards Forecast | Commercial | Office | New | Miscellaneous | Natural Gas | Miscellaneous | E7 |  | Codes & Standards Forecast | 0 | 0 | 0 | 0 | 0 | 0 | 0 | 0 | 0 | 0 | 0 | 0 | 0 | 0 | 0 | 0 | 0 | 0 | 0 | 0 | 0 | 0 | 0 | 0 | 0 | 0 | 0 | 0 | 0 | 0 | 0 | 0 | 0
Commercial_Office_New_Miscellaneous_Natural Gas_Miscellaneous_E8_Codes & Standards Forecast | Commercial | Office | New | Miscellaneous | Natural Gas | Miscellaneous | E8 |  | Codes & Standards Forecast | 0 | 0 | 0 | 0 | 0 | 0 | 0 | 0 | 0 | 0 | 0 | 0 | 0 | 0 | 0 | 0 | 0 | 0 | 0 | 0 | 0 | 0 | 0 | 0 | 0 | 0 | 0 | 0 | 0 | 0 | 0 | 0 | 0
Commercial_Office_New_Miscellaneous_Natural Gas_Miscellaneous_E9_Codes & Standards Forecast | Commercial | Office | New | Miscellaneous | Natural Gas | Miscellaneous | E9 |  | Codes & Standards Forecast | 0 | 0 | 0 | 0 | 0 | 0 | 0 | 0 | 0 | 0 | 0 | 0 | 0 | 0 | 0 | 0 | 0 | 0 | 0 | 0 | 0 | 0 | 0 | 0 | 0 | 0 | 0 | 0 | 0 | 0 | 0 | 0 | 0
Commercial_Office_New_Miscellaneous_Natural Gas_Miscellaneous_E10_Codes & Standards Forecast | Commercial | Office | New | Miscellaneous | Natural Gas | Miscellaneous | E10 |  | Codes & Standards Forecast | 0 | 0 | 0 | 0 | 0 | 0 | 0 | 0 | 0 | 0 | 0 | 0 | 0 | 0 | 0 | 0 | 0 | 0 | 0 | 0 | 0 | 0 | 0 | 0 | 0 | 0 | 0 | 0 | 0 | 0 | 0 | 0 | 0
Commercial_Restaurant_Existing_Space Heating_Natural Gas_Furnace_E1_Codes & Standards Forecast | Commercial | Restaurant | Existing | Space Heating | Natural Gas | Furnace | E1 |  | Codes & Standards Forecast | 0 | 12940.44 | 14029.6481 | 15002.4485 | 30878.4193 | 0 | 0 | 0 | 0 | 0 | 0 | 0 | 0 | 0 | 0 | 0 | 0 | 0 | 0 | 0 | 0 | 0 | 0 | 0 | 0 | 0 | 0 | 0 | 0 | 0 | 0 | 0 | 0
Commercial_Restaurant_Existing_Space Heating_Natural Gas_Furnace_E2_Codes & Standards Forecast | Commercial | Restaurant | Existing | Space Heating | Natural Gas | Furnace | E2 |  | Codes & Standards Forecast | 0 | 0 | 0 | 0 | 0 | 0 | 0 | 0 | 0 | 0 | 0 | 0 | 0 | 0 | 0 | 0 | 0 | 0 | 0 | 0 | 0 | 0 | 0 | 0 | 0 | 0 | 0 | 0 | 0 | 0 | 0 | 0 | 0
Commercial_Restaurant_Existing_Space Heating_Natural Gas_Furnace_E3_Codes & Standards Forecast | Commercial | Restaurant | Existing | Space Heating | Natural Gas | Furnace | E3 |  | Codes & Standards Forecast | 0 | 0 | 0 | 0 | 0 | 16838.5306 | 17627.8859 | 18353.9927 | 19019.5617 | 19628.4311 | 20184.6378 | 20692.5687 | 21156.3532 | 21579.6347 | 21965.3857 | 22316.5467 | 22635.6367 | 22925.7506 | 23189.8979 | 22318.1079 | 21599.0176 | 21013.0262 | 21646.8475 | 21191.0766 | 20829.7762 | 20550.6726 | 20342.7537 | 20196.2736 | 20102.4666 | 20053.6205 | 20042.789 | 20064.0087 | 32514.3149
Commercial_Restaurant_Existing_Space Heating_Natural Gas_Furnace_E4_Codes & Standards Forecast | Commercial | Restaurant | Existing | Space Heating | Natural Gas | Furnace | E4 |  | Codes & Standards Forecast | 0 | 0 | 0 | 0 | 0 | 0 | 0 | 0 | 0 | 0 | 0 | 0 | 0 | 0 | 0 | 0 | 0 | 0 | 0 | 0 | 0 | 0 | 0 | 0 | 0 | 0 | 0 | 0 | 0 | 0 | 0 | 0 | 0
Commercial_Restaurant_Existing_Space Heating_Natural Gas_Furnace_E5_Codes & Standards Forecast | Commercial | Restaurant | Existing | Space Heating | Natural Gas | Furnace | E5 |  | Codes & Standards Forecast | 0 | 0 | 0 | 0 | 0 | 0 | 0 | 0 | 0 | 0 | 0 | 0 | 0 | 0 | 0 | 0 | 0 | 0 | 0 | 0 | 0 | 0 | 0 | 0 | 0 | 0 | 0 | 0 | 0 | 0 | 0 | 0 | 0
Commercial_Restaurant_Existing_Space Heating_Natural Gas_Furnace_E6_Codes & Standards Forecast | Commercial | Restaurant | Existing | Space Heating | Natural Gas | Furnace | E6 |  | Codes & Standards Forecast | 0 | 0 | 0 | 0 | 0 | 0 | 0 | 0 | 0 | 0 | 0 | 0 | 0 | 0 | 0 | 0 | 0 | 0 | 0 | 0 | 0 | 0 | 0 | 0 | 0 | 0 | 0 | 0 | 0 | 0 | 0 | 0 | 0
Commercial_Restaurant_Existing_Space Heating_Natural Gas_Furnace_E7_Codes & Standards Forecast | Commercial | Restaurant | Existing | Space Heating | Natural Gas | Furnace | E7 |  | Codes & Standards Forecast | 0 | 0 | 0 | 0 | 0 | 0 | 0 | 0 | 0 | 0 | 0 | 0 | 0 | 0 | 0 | 0 | 0 | 0 | 0 | 0 | 0 | 0 | 0 | 0 | 0 | 0 | 0 | 0 | 0 | 0 | 0 | 0 | 0
Commercial_Restaurant_Existing_Space Heating_Natural Gas_Furnace_E8_Codes & Standards Forecast | Commercial | Restaurant | Existing | Space Heating | Natural Gas | Furnace | E8 |  | Codes & Standards Forecast | 0 | 0 | 0 | 0 | 0 | 0 | 0 | 0 | 0 | 0 | 0 | 0 | 0 | 0 | 0 | 0 | 0 | 0 | 0 | 0 | 0 | 0 | 0 | 0 | 0 | 0 | 0 | 0 | 0 | 0 | 0 | 0 | 0
Commercial_Restaurant_Existing_Space Heating_Natural Gas_Furnace_E9_Codes & Standards Forecast | Commercial | Restaurant | Existing | Space Heating | Natural Gas | Furnace | E9 |  | Codes & Standards Forecast | 0 | 0 | 0 | 0 | 0 | 0 | 0 | 0 | 0 | 0 | 0 | 0 | 0 | 0 | 0 | 0 | 0 | 0 | 0 | 0 | 0 | 0 | 0 | 0 | 0 | 0 | 0 | 0 | 0 | 0 | 0 | 0 | 0
Commercial_Restaurant_Existing_Space Heating_Natural Gas_Furnace_E10_Codes & Standards Forecast | Commercial | Restaurant | Existing | Space Heating | Natural Gas | Furnace | E10 |  | Codes & Standards Forecast | 0 | 0 | 0 | 0 | 0 | 0 | 0 | 0 | 0 | 0 | 0 | 0 | 0 | 0 | 0 | 0 | 0 | 0 | 0 | 0 | 0 | 0 | 0 | 0 | 0 | 0 | 0 | 0 | 0 | 0 | 0 | 0 | 0
Commercial_Restaurant_Existing_Space Heating_Natural Gas_Boiler_E1_Codes & Standards Forecast | Commercial | Restaurant | Existing | Space Heating | Natural Gas | Boiler | E1 |  | Codes & Standards Forecast | 0 | 61.903 | 67.1134 | 71.767 | 153.9096 | 0 | 0 | 0 | 0 | 0 | 0 | 0 | 0 | 0 | 0 | 0 | 0 | 0 | 0 | 0 | 0 | 0 | 0 | 0 | 0 | 0 | 0 | 0 | 0 | 0 | 0 | 0 | 0
Commercial_Restaurant_Existing_Space Heating_Natural Gas_Boiler_E2_Codes & Standards Forecast | Commercial | Restaurant | Existing | Space Heating | Natural Gas | Boiler | E2 |  | Codes & Standards Forecast | 0 | 0 | 0 | 0 | 0 | 0 | 0 | 0 | 0 | 0 | 0 | 0 | 0 | 0 | 0 | 0 | 0 | 0 | 0 | 0 | 0 | 0 | 0 | 0 | 0 | 0 | 0 | 0 | 0 | 0 | 0 | 0 | 0
Commercial_Restaurant_Existing_Space Heating_Natural Gas_Boiler_E3_Codes & Standards Forecast | Commercial | Restaurant | Existing | Space Heating | Natural Gas | Boiler | E3 |  | Codes & Standards Forecast | 0 | 0 | 0 | 0 | 0 | 80.5502 | 84.3262 | 87.7997 | 90.9836 | 93.8962 | 96.5569 | 98.9867 | 101.2053 | 103.2301 | 105.0755 | 106.7553 | 108.2817 | 109.6695 | 110.9331 | 112.0836 | 113.1272 | 108.7684 | 105.1488 | 102.1773 | 105.4889 | 103.1285 | 101.2338 | 99.7449 | 98.6078 | 97.7747 | 97.2028 | 96.8548 | 140.6515
Commercial_Restaurant_Existing_Space Heating_Natural Gas_Boiler_E4_Codes & Standards Forecast | Commercial | Restaurant | Existing | Space Heating | Natural Gas | Boiler | E4 |  | Codes & Standards Forecast | 0 | 0 | 0 | 0 | 0 | 0 | 0 | 0 | 0 | 0 | 0 | 0 | 0 | 0 | 0 | 0 | 0 | 0 | 0 | 0 | 0 | 0 | 0 | 0 | 0 | 0 | 0 | 0 | 0 | 0 | 0 | 0 | 0
Commercial_Restaurant_Existing_Space Heating_Natural Gas_Boiler_E5_Codes & Standards Forecast | Commercial | Restaurant | Existing | Space Heating | Natural Gas | Boiler | E5 |  | Codes & Standards Forecast | 0 | 0 | 0 | 0 | 0 | 0 | 0 | 0 | 0 | 0 | 0 | 0 | 0 | 0 | 0 | 0 | 0 | 0 | 0 | 0 | 0 | 0 | 0 | 0 | 0 | 0 | 0 | 0 | 0 | 0 | 0 | 0 | 0
Commercial_Restaurant_Existing_Space Heating_Natural Gas_Boiler_E6_Codes & Standards Forecast | Commercial | Restaurant | Existing | Space Heating | Natural Gas | Boiler | E6 |  | Codes & Standards Forecast | 0 | 0 | 0 | 0 | 0 | 0 | 0 | 0 | 0 | 0 | 0 | 0 | 0 | 0 | 0 | 0 | 0 | 0 | 0 | 0 | 0 | 0 | 0 | 0 | 0 | 0 | 0 | 0 | 0 | 0 | 0 | 0 | 0
Commercial_Restaurant_Existing_Space Heating_Natural Gas_Boiler_E7_Codes & Standards Forecast | Commercial | Restaurant | Existing | Space Heating | Natural Gas | Boiler | E7 |  | Codes & Standards Forecast | 0 | 0 | 0 | 0 | 0 | 0 | 0 | 0 | 0 | 0 | 0 | 0 | 0 | 0 | 0 | 0 | 0 | 0 | 0 | 0 | 0 | 0 | 0 | 0 | 0 | 0 | 0 | 0 | 0 | 0 | 0 | 0 | 0
Commercial_Restaurant_Existing_Space Heating_Natural Gas_Boiler_E8_Codes & Standards Forecast | Commercial | Restaurant | Existing | Space Heating | Natural Gas | Boiler | E8 |  | Codes & Standards Forecast | 0 | 0 | 0 | 0 | 0 | 0 | 0 | 0 | 0 | 0 | 0 | 0 | 0 | 0 | 0 | 0 | 0 | 0 | 0 | 0 | 0 | 0 | 0 | 0 | 0 | 0 | 0 | 0 | 0 | 0 | 0 | 0 | 0
Commercial_Restaurant_Existing_Space Heating_Natural Gas_Boiler_E9_Codes & Standards Forecast | Commercial | Restaurant | Existing | Space Heating | Natural Gas | Boiler | E9 |  | Codes & Standards Forecast | 0 | 0 | 0 | 0 | 0 | 0 | 0 | 0 | 0 | 0 | 0 | 0 | 0 | 0 | 0 | 0 | 0 | 0 | 0 | 0 | 0 | 0 | 0 | 0 | 0 | 0 | 0 | 0 | 0 | 0 | 0 | 0 | 0
Commercial_Restaurant_Existing_Space Heating_Natural Gas_Boiler_E10_Codes & Standards Forecast | Commercial | Restaurant | Existing | Space Heating | Natural Gas | Boiler | E10 |  | Codes & Standards Forecast | 0 | 0 | 0 | 0 | 0 | 0 | 0 | 0 | 0 | 0 | 0 | 0 | 0 | 0 | 0 | 0 | 0 | 0 | 0 | 0 | 0 | 0 | 0 | 0 | 0 | 0 | 0 | 0 | 0 | 0 | 0 | 0 | 0
Commercial_Restaurant_Existing_Space Heating_Natural Gas_Unit Heater_E1_Codes & Standards Forecast | Commercial | Restaurant | Existing | Space Heating | Natural Gas | Unit Heater | E1 |  | Codes & Standards Forecast | 0 | 287.4735 | 340.4802 | 384.7713 | 610.4998 | 0 | 0 | 0 | 0 | 0 | 0 | 0 | 0 | 0 | 0 | 0 | 0 | 0 | 0 | 0 | 0 | 0 | 0 | 0 | 0 | 0 | 0 | 0 | 0 | 0 | 0 | 0 | 0
Commercial_Restaurant_Existing_Space Heating_Natural Gas_Unit Heater_E2_Codes & Standards Forecast | Commercial | Restaurant | Existing | Space Heating | Natural Gas | Unit Heater | E2 |  | Codes & Standards Forecast | 0 | 0 | 0 | 0 | 0 | 457.4073 | 485.394 | 509.2193 | 529.4314 | 546.5295 | 560.9524 | 519.7902 | 492.104 | 474.8325 | 491.5042 | 484.4077 | 482.2719 | 483.7947 | 568.3283 | 577.9759 | 586.0665 | 637.6278 | 571.7803 | 563.8251 | 558.165 | 551.3124 | 544.2813 | 537.7356 | 528.3238 | 525.3793 | 526.8891 | 544.931 | 650.6083
Commercial_Restaurant_Existing_Space Heating_Natural Gas_Unit Heater_E3_Codes & Standards Forecast | Commercial | Restaurant | Existing | Space Heating | Natural Gas | Unit Heater | E3 |  | Codes & Standards Forecast | 0 | 0 | 0 | 0 | 0 | 0 | 0 | 0 | 0 | 0 | 0 | 0 | 0 | 0 | 0 | 0 | 0 | 0 | 0 | 0 | 0 | 0 | 0 | 0 | 0 | 0 | 0 | 0 | 0 | 0 | 0 | 0 | 0
Commercial_Restaurant_Existing_Space Heating_Natural Gas_Unit Heater_E4_Codes & Standards Forecast | Commercial | Restaurant | Existing | Space Heating | Natural Gas | Unit Heater | E4 |  | Codes & Standards Forecast | 0 | 0 | 0 | 0 | 0 | 0 | 0 | 0 | 0 | 0 | 0 | 0 | 0 | 0 | 0 | 0 | 0 | 0 | 0 | 0 | 0 | 0 | 0 | 0 | 0 | 0 | 0 | 0 | 0 | 0 | 0 | 0 | 0
Commercial_Restaurant_Existing_Space Heating_Natural Gas_Unit Heater_E5_Codes & Standards Forecast | Commercial | Restaurant | Existing | Space Heating | Natural Gas | Unit Heater | E5 |  | Codes & Standards Forecast | 0 | 0 | 0 | 0 | 0 | 0 | 0 | 0 | 0 | 0 | 0 | 0 | 0 | 0 | 0 | 0 | 0 | 0 | 0 | 0 | 0 | 0 | 0 | 0 | 0 | 0 | 0 | 0 | 0 | 0 | 0 | 0 | 0
Commercial_Restaurant_Existing_Space Heating_Natural Gas_Unit Heater_E6_Codes & Standards Forecast | Commercial | Restaurant | Existing | Space Heating | Natural Gas | Unit Heater | E6 |  | Codes & Standards Forecast | 0 | 0 | 0 | 0 | 0 | 0 | 0 | 0 | 0 | 0 | 0 | 0 | 0 | 0 | 0 | 0 | 0 | 0 | 0 | 0 | 0 | 0 | 0 | 0 | 0 | 0 | 0 | 0 | 0 | 0 | 0 | 0 | 0
Commercial_Restaurant_Existing_Space Heating_Natural Gas_Unit Heater_E7_Codes & Standards Forecast | Commercial | Restaurant | Existing | Space Heating | Natural Gas | Unit Heater | E7 |  | Codes & Standards Forecast | 0 | 0 | 0 | 0 | 0 | 0 | 0 | 0 | 0 | 0 | 0 | 0 | 0 | 0 | 0 | 0 | 0 | 0 | 0 | 0 | 0 | 0 | 0 | 0 | 0 | 0 | 0 | 0 | 0 | 0 | 0 | 0 | 0
Commercial_Restaurant_Existing_Space Heating_Natural Gas_Unit Heater_E8_Codes & Standards Forecast | Commercial | Restaurant | Existing | Space Heating | Natural Gas | Unit Heater | E8 |  | Codes & Standards Forecast | 0 | 0 | 0 | 0 | 0 | 0 | 0 | 0 | 0 | 0 | 0 | 0 | 0 | 0 | 0 | 0 | 0 | 0 | 0 | 0 | 0 | 0 | 0 | 0 | 0 | 0 | 0 | 0 | 0 | 0 | 0 | 0 | 0
Commercial_Restaurant_Existing_Space Heating_Natural Gas_Unit Heater_E9_Codes & Standards Forecast | Commercial | Restaurant | Existing | Space Heating | Natural Gas | Unit Heater | E9 |  | Codes & Standards Forecast | 0 | 0 | 0 | 0 | 0 | 0 | 0 | 0 | 0 | 0 | 0 | 0 | 0 | 0 | 0 | 0 | 0 | 0 | 0 | 0 | 0 | 0 | 0 | 0 | 0 | 0 | 0 | 0 | 0 | 0 | 0 | 0 | 0
Commercial_Restaurant_Existing_Space Heating_Natural Gas_Unit Heater_E10_Codes & Standards Forecast | Commercial | Restaurant | Existing | Space Heating | Natural Gas | Unit Heater | E10 |  | Codes & Standards Forecast | 0 | 0 | 0 | 0 | 0 | 0 | 0 | 0 | 0 | 0 | 0 | 0 | 0 | 0 | 0 | 0 | 0 | 0 | 0 | 0 | 0 | 0 | 0 | 0 | 0 | 0 | 0 | 0 | 0 | 0 | 0 | 0 | 0
Commercial_Restaurant_Existing_Water Heating_Natural Gas_Water Heater_E1_Codes & Standards Forecast | Commercial | Restaurant | Existing | Water Heating | Natural Gas | Water Heater | E1 |  | Codes & Standards Forecast | 0 | 22765.7379 | 29444.1142 | 34663.4394 | 52133.4107 | 42328.3947 | 44979.5788 | 47079.749 | 48735.6179 | 50034.8029 | 44385.9014 | 41196.5597 | 39700.4453 | 41918.5152 | 41772.0598 | 47940.2925 | 49240.8641 | 50257.6472 | 54394.9704 | 49686.9848 | 48465.9848 | 47056.8277 | 46254.8424 | 45495.6009 | 44330.9282 | 44280.412 | 44869.3713 | 47097.7896 | 47348.6654 | 48917.2155 | 48653.038 | 48211.0692 | 56030.4978
Commercial_Restaurant_Existing_Water Heating_Natural Gas_Water Heater_E2_Codes & Standards Forecast | Commercial | Restaurant | Existing | Water Heating | Natural Gas | Water Heater | E2 |  | Codes & Standards Forecast | 0 | 0 | 0 | 0 | 0 | 0 | 0 | 0 | 0 | 0 | 0 | 0 | 0 | 0 | 0 | 0 | 0 | 0 | 0 | 0 | 0 | 0 | 0 | 0 | 0 | 0 | 0 | 0 | 0 | 0 | 0 | 0 | 0
Commercial_Restaurant_Existing_Water Heating_Natural Gas_Water Heater_E3_Codes & Standards Forecast | Commercial | Restaurant | Existing | Water Heating | Natural Gas | Water Heater | E3 |  | Codes & Standards Forecast | 0 | 0 | 0 | 0 | 0 | 0 | 0 | 0 | 0 | 0 | 0 | 0 | 0 | 0 | 0 | 0 | 0 | 0 | 0 | 0 | 0 | 0 | 0 | 0 | 0 | 0 | 0 | 0 | 0 | 0 | 0 | 0 | 0
Commercial_Restaurant_Existing_Water Heating_Natural Gas_Water Heater_E4_Codes & Standards Forecast | Commercial | Restaurant | Existing | Water Heating | Natural Gas | Water Heater | E4 |  | Codes & Standards Forecast | 0 | 0 | 0 | 0 | 0 | 0 | 0 | 0 | 0 | 0 | 0 | 0 | 0 | 0 | 0 | 0 | 0 | 0 | 0 | 0 | 0 | 0 | 0 | 0 | 0 | 0 | 0 | 0 | 0 | 0 | 0 | 0 | 0
Commercial_Restaurant_Existing_Water Heating_Natural Gas_Water Heater_E5_Codes & Standards Forecast | Commercial | Restaurant | Existing | Water Heating | Natural Gas | Water Heater | E5 |  | Codes & Standards Forecast | 0 | 0 | 0 | 0 | 0 | 0 | 0 | 0 | 0 | 0 | 0 | 0 | 0 | 0 | 0 | 0 | 0 | 0 | 0 | 0 | 0 | 0 | 0 | 0 | 0 | 0 | 0 | 0 | 0 | 0 | 0 | 0 | 0
Commercial_Restaurant_Existing_Water Heating_Natural Gas_Water Heater_E6_Codes & Standards Forecast | Commercial | Restaurant | Existing | Water Heating | Natural Gas | Water Heater | E6 |  | Codes & Standards Forecast | 0 | 0 | 0 | 0 | 0 | 0 | 0 | 0 | 0 | 0 | 0 | 0 | 0 | 0 | 0 | 0 | 0 | 0 | 0 | 0 | 0 | 0 | 0 | 0 | 0 | 0 | 0 | 0 | 0 | 0 | 0 | 0 | 0
Commercial_Restaurant_Existing_Water Heating_Natural Gas_Water Heater_E7_Codes & Standards Forecast | Commercial | Restaurant | Existing | Water Heating | Natural Gas | Water Heater | E7 |  | Codes & Standards Forecast | 0 | 0 | 0 | 0 | 0 | 0 | 0 | 0 | 0 | 0 | 0 | 0 | 0 | 0 | 0 | 0 | 0 | 0 | 0 | 0 | 0 | 0 | 0 | 0 | 0 | 0 | 0 | 0 | 0 | 0 | 0 | 0 | 0
Commercial_Restaurant_Existing_Water Heating_Natural Gas_Water Heater_E8_Codes & Standards Forecast | Commercial | Restaurant | Existing | Water Heating | Natural Gas | Water Heater | E8 |  | Codes & Standards Forecast | 0 | 0 | 0 | 0 | 0 | 0 | 0 | 0 | 0 | 0 | 0 | 0 | 0 | 0 | 0 | 0 | 0 | 0 | 0 | 0 | 0 | 0 | 0 | 0 | 0 | 0 | 0 | 0 | 0 | 0 | 0 | 0 | 0
Commercial_Restaurant_Existing_Water Heating_Natural Gas_Water Heater_E9_Codes & Standards Forecast | Commercial | Restaurant | Existing | Water Heating | Natural Gas | Water Heater | E9 |  | Codes & Standards Forecast | 0 | 0 | 0 | 0 | 0 | 0 | 0 | 0 | 0 | 0 | 0 | 0 | 0 | 0 | 0 | 0 | 0 | 0 | 0 | 0 | 0 | 0 | 0 | 0 | 0 | 0 | 0 | 0 | 0 | 0 | 0 | 0 | 0
Commercial_Restaurant_Existing_Water Heating_Natural Gas_Water Heater_E10_Codes & Standards Forecast | Commercial | Restaurant | Existing | Water Heating | Natural Gas | Water Heater | E10 |  | Codes & Standards Forecast | 0 | 0 | 0 | 0 | 0 | 0 | 0 | 0 | 0 | 0 | 0 | 0 | 0 | 0 | 0 | 0 | 0 | 0 | 0 | 0 | 0 | 0 | 0 | 0 | 0 | 0 | 0 | 0 | 0 | 0 | 0 | 0 | 0
Commercial_Restaurant_Existing_Food Preparation_Natural Gas_Oven_E1_Codes & Standards Forecast | Commercial | Restaurant | Existing | Food Preparation | Natural Gas | Oven | E1 |  | Codes & Standards Forecast | 0 | 3254.7927 | 3507.994 | 3709.6943 | 5249.3781 | 4040.2283 | 4159.2889 | 4257.3521 | 4337.4776 | 4402.4904 | 4190.2589 | 4056.6636 | 3981.0209 | 4168.5413 | 4127.3338 | 4112.7747 | 4991.9446 | 4933.8981 | 4884.2678 | 5164.3089 | 4636.0073 | 4542.4459 | 4489.4741 | 4433.7768 | 4380.9716 | 4405.9663 | 4438.3899 | 4472.7681 | 4618.3065 | 4590.843 | 4559.7157 | 4767.0989 | 5451.127
Commercial_Restaurant_Existing_Food Preparation_Natural Gas_Oven_E2_Codes & Standards Forecast | Commercial | Restaurant | Existing | Food Preparation | Natural Gas | Oven | E2 |  | Codes & Standards Forecast | 0 | 0 | 0 | 0 | 0 | 0 | 0 | 0 | 0 | 0 | 0 | 0 | 0 | 0 | 0 | 0 | 0 | 0 | 0 | 0 | 0 | 0 | 0 | 0 | 0 | 0 | 0 | 0 | 0 | 0 | 0 | 0 | 0
Commercial_Restaurant_Existing_Food Preparation_Natural Gas_Oven_E3_Codes & Standards Forecast | Commercial | Restaurant | Existing | Food Preparation | Natural Gas | Oven | E3 |  | Codes & Standards Forecast | 0 | 0 | 0 | 0 | 0 | 0 | 0 | 0 | 0 | 0 | 0 | 0 | 0 | 0 | 0 | 0 | 0 | 0 | 0 | 0 | 0 | 0 | 0 | 0 | 0 | 0 | 0 | 0 | 0 | 0 | 0 | 0 | 0
Commercial_Restaurant_Existing_Food Preparation_Natural Gas_Oven_E4_Codes & Standards Forecast | Commercial | Restaurant | Existing | Food Preparation | Natural Gas | Oven | E4 |  | Codes & Standards Forecast | 0 | 0 | 0 | 0 | 0 | 0 | 0 | 0 | 0 | 0 | 0 | 0 | 0 | 0 | 0 | 0 | 0 | 0 | 0 | 0 | 0 | 0 | 0 | 0 | 0 | 0 | 0 | 0 | 0 | 0 | 0 | 0 | 0
Commercial_Restaurant_Existing_Food Preparation_Natural Gas_Oven_E5_Codes & Standards Forecast | Commercial | Restaurant | Existing | Food Preparation | Natural Gas | Oven | E5 |  | Codes & Standards Forecast | 0 | 0 | 0 | 0 | 0 | 0 | 0 | 0 | 0 | 0 | 0 | 0 | 0 | 0 | 0 | 0 | 0 | 0 | 0 | 0 | 0 | 0 | 0 | 0 | 0 | 0 | 0 | 0 | 0 | 0 | 0 | 0 | 0
Commercial_Restaurant_Existing_Food Preparation_Natural Gas_Oven_E6_Codes & Standards Forecast | Commercial | Restaurant | Existing | Food Preparation | Natural Gas | Oven | E6 |  | Codes & Standards Forecast | 0 | 0 | 0 | 0 | 0 | 0 | 0 | 0 | 0 | 0 | 0 | 0 | 0 | 0 | 0 | 0 | 0 | 0 | 0 | 0 | 0 | 0 | 0 | 0 | 0 | 0 | 0 | 0 | 0 | 0 | 0 | 0 | 0
Commercial_Restaurant_Existing_Food Preparation_Natural Gas_Oven_E7_Codes & Standards Forecast | Commercial | Restaurant | Existing | Food Preparation | Natural Gas | Oven | E7 |  | Codes & Standards Forecast | 0 | 0 | 0 | 0 | 0 | 0 | 0 | 0 | 0 | 0 | 0 | 0 | 0 | 0 | 0 | 0 | 0 | 0 | 0 | 0 | 0 | 0 | 0 | 0 | 0 | 0 | 0 | 0 | 0 | 0 | 0 | 0 | 0
Commercial_Restaurant_Existing_Food Preparation_Natural Gas_Oven_E8_Codes & Standards Forecast | Commercial | Restaurant | Existing | Food Preparation | Natural Gas | Oven | E8 |  | Codes & Standards Forecast | 0 | 0 | 0 | 0 | 0 | 0 | 0 | 0 | 0 | 0 | 0 | 0 | 0 | 0 | 0 | 0 | 0 | 0 | 0 | 0 | 0 | 0 | 0 | 0 | 0 | 0 | 0 | 0 | 0 | 0 | 0 | 0 | 0
Commercial_Restaurant_Existing_Food Preparation_Natural Gas_Oven_E9_Codes & Standards Forecast | Commercial | Restaurant | Existing | Food Preparation | Natural Gas | Oven | E9 |  | Codes & Standards Forecast | 0 | 0 | 0 | 0 | 0 | 0 | 0 | 0 | 0 | 0 | 0 | 0 | 0 | 0 | 0 | 0 | 0 | 0 | 0 | 0 | 0 | 0 | 0 | 0 | 0 | 0 | 0 | 0 | 0 | 0 | 0 | 0 | 0
Commercial_Restaurant_Existing_Food Preparation_Natural Gas_Oven_E10_Codes & Standards Forecast | Commercial | Restaurant | Existing | Food Preparation | Natural Gas | Oven | E10 |  | Codes & Standards Forecast | 0 | 0 | 0 | 0 | 0 | 0 | 0 | 0 | 0 | 0 | 0 | 0 | 0 | 0 | 0 | 0 | 0 | 0 | 0 | 0 | 0 | 0 | 0 | 0 | 0 | 0 | 0 | 0 | 0 | 0 | 0 | 0 | 0
Commercial_Restaurant_Existing_Food Preparation_Natural Gas_Conveyor Oven_E1_Codes & Standards Forecast | Commercial | Restaurant | Existing | Food Preparation | Natural Gas | Conveyor Oven | E1 |  | Codes & Standards Forecast | 0 | 689.2502 | 891.4432 | 1049.4623 | 1857.0314 | 1281.5247 | 1361.7913 | 1425.3756 | 1475.5083 | 1514.8421 | 1545.5237 | 1569.3142 | 1587.6281 | 1601.5848 | 1612.0501 | 1619.7284 | 1625.1682 | 1430.0399 | 1313.7313 | 1252.2801 | 1359.0125 | 1333.1311 | 1500.1554 | 1525.3118 | 1544.7206 | 1729.3943 | 1536.8037 | 1551.8799 | 1563.2422 | 1571.6389 | 1577.6585 | 1581.7837 | 1969.9278
Commercial_Restaurant_Existing_Food Preparation_Natural Gas_Conveyor Oven_E2_Codes & Standards Forecast | Commercial | Restaurant | Existing | Food Preparation | Natural Gas | Conveyor Oven | E2 |  | Codes & Standards Forecast | 0 | 0 | 0 | 0 | 0 | 0 | 0 | 0 | 0 | 0 | 0 | 0 | 0 | 0 | 0 | 0 | 0 | 0 | 0 | 0 | 0 | 0 | 0 | 0 | 0 | 0 | 0 | 0 | 0 | 0 | 0 | 0 | 0
Commercial_Restaurant_Existing_Food Preparation_Natural Gas_Conveyor Oven_E3_Codes & Standards Forecast | Commercial | Restaurant | Existing | Food Preparation | Natural Gas | Conveyor Oven | E3 |  | Codes & Standards Forecast | 0 | 0 | 0 | 0 | 0 | 0 | 0 | 0 | 0 | 0 | 0 | 0 | 0 | 0 | 0 | 0 | 0 | 0 | 0 | 0 | 0 | 0 | 0 | 0 | 0 | 0 | 0 | 0 | 0 | 0 | 0 | 0 | 0
Commercial_Restaurant_Existing_Food Preparation_Natural Gas_Conveyor Oven_E4_Codes & Standards Forecast | Commercial | Restaurant | Existing | Food Preparation | Natural Gas | Conveyor Oven | E4 |  | Codes & Standards Forecast | 0 | 0 | 0 | 0 | 0 | 0 | 0 | 0 | 0 | 0 | 0 | 0 | 0 | 0 | 0 | 0 | 0 | 0 | 0 | 0 | 0 | 0 | 0 | 0 | 0 | 0 | 0 | 0 | 0 | 0 | 0 | 0 | 0
Commercial_Restaurant_Existing_Food Preparation_Natural Gas_Conveyor Oven_E5_Codes & Standards Forecast | Commercial | Restaurant | Existing | Food Preparation | Natural Gas | Conveyor Oven | E5 |  | Codes & Standards Forecast | 0 | 0 | 0 | 0 | 0 | 0 | 0 | 0 | 0 | 0 | 0 | 0 | 0 | 0 | 0 | 0 | 0 | 0 | 0 | 0 | 0 | 0 | 0 | 0 | 0 | 0 | 0 | 0 | 0 | 0 | 0 | 0 | 0
Commercial_Restaurant_Existing_Food Preparation_Natural Gas_Conveyor Oven_E6_Codes & Standards Forecast | Commercial | Restaurant | Existing | Food Preparation | Natural Gas | Conveyor Oven | E6 |  | Codes & Standards Forecast | 0 | 0 | 0 | 0 | 0 | 0 | 0 | 0 | 0 | 0 | 0 | 0 | 0 | 0 | 0 | 0 | 0 | 0 | 0 | 0 | 0 | 0 | 0 | 0 | 0 | 0 | 0 | 0 | 0 | 0 | 0 | 0 | 0
Commercial_Restaurant_Existing_Food Preparation_Natural Gas_Conveyor Oven_E7_Codes & Standards Forecast | Commercial | Restaurant | Existing | Food Preparation | Natural Gas | Conveyor Oven | E7 |  | Codes & Standards Forecast | 0 | 0 | 0 | 0 | 0 | 0 | 0 | 0 | 0 | 0 | 0 | 0 | 0 | 0 | 0 | 0 | 0 | 0 | 0 | 0 | 0 | 0 | 0 | 0 | 0 | 0 | 0 | 0 | 0 | 0 | 0 | 0 | 0
Commercial_Restaurant_Existing_Food Preparation_Natural Gas_Conveyor Oven_E8_Codes & Standards Forecast | Commercial | Restaurant | Existing | Food Preparation | Natural Gas | Conveyor Oven | E8 |  | Codes & Standards Forecast | 0 | 0 | 0 | 0 | 0 | 0 | 0 | 0 | 0 | 0 | 0 | 0 | 0 | 0 | 0 | 0 | 0 | 0 | 0 | 0 | 0 | 0 | 0 | 0 | 0 | 0 | 0 | 0 | 0 | 0 | 0 | 0 | 0
Commercial_Restaurant_Existing_Food Preparation_Natural Gas_Conveyor Oven_E9_Codes & Standards Forecast | Commercial | Restaurant | Existing | Food Preparation | Natural Gas | Conveyor Oven | E9 |  | Codes & Standards Forecast | 0 | 0 | 0 | 0 | 0 | 0 | 0 | 0 | 0 | 0 | 0 | 0 | 0 | 0 | 0 | 0 | 0 | 0 | 0 | 0 | 0 | 0 | 0 | 0 | 0 | 0 | 0 | 0 | 0 | 0 | 0 | 0 | 0
Commercial_Restaurant_Existing_Food Preparation_Natural Gas_Conveyor Oven_E10_Codes & Standards Forecast | Commercial | Restaurant | Existing | Food Preparation | Natural Gas | Conveyor Oven | E10 |  | Codes & Standards Forecast | 0 | 0 | 0 | 0 | 0 | 0 | 0 | 0 | 0 | 0 | 0 | 0 | 0 | 0 | 0 | 0 | 0 | 0 | 0 | 0 | 0 | 0 | 0 | 0 | 0 | 0 | 0 | 0 | 0 | 0 | 0 | 0 | 0
Commercial_Restaurant_Existing_Food Preparation_Natural Gas_Double Rack Oven_E1_Codes & Standards Forecast | Commercial | Restaurant | Existing | Food Preparation | Natural Gas | Double Rack Oven | E1 |  | Codes & Standards Forecast | 0 | 976.4378 | 1262.8778 | 1486.7382 | 2348.8249 | 1815.4933 | 1929.2044 | 2019.2821 | 2090.3034 | 2146.0263 | 2189.4918 | 2223.1951 | 1964.5768 | 1814.5464 | 1739.6164 | 1847.5705 | 1829.8152 | 2084.1418 | 2132.5119 | 2170.3176 | 2371.1761 | 2187.9325 | 2211.8773 | 2174.3676 | 2110.2272 | 2040.4944 | 2002.8617 | 1966.8826 | 1913.7021 | 1908.0965 | 1929.9316 | 2032.9705 | 2433.9326
Commercial_Restaurant_Existing_Food Preparation_Natural Gas_Double Rack Oven_E2_Codes & Standards Forecast | Commercial | Restaurant | Existing | Food Preparation | Natural Gas | Double Rack Oven | E2 |  | Codes & Standards Forecast | 0 | 0 | 0 | 0 | 0 | 0 | 0 | 0 | 0 | 0 | 0 | 0 | 0 | 0 | 0 | 0 | 0 | 0 | 0 | 0 | 0 | 0 | 0 | 0 | 0 | 0 | 0 | 0 | 0 | 0 | 0 | 0 | 0
Commercial_Restaurant_Existing_Food Preparation_Natural Gas_Double Rack Oven_E3_Codes & Standards Forecast | Commercial | Restaurant | Existing | Food Preparation | Natural Gas | Double Rack Oven | E3 |  | Codes & Standards Forecast | 0 | 0 | 0 | 0 | 0 | 0 | 0 | 0 | 0 | 0 | 0 | 0 | 0 | 0 | 0 | 0 | 0 | 0 | 0 | 0 | 0 | 0 | 0 | 0 | 0 | 0 | 0 | 0 | 0 | 0 | 0 | 0 | 0
Commercial_Restaurant_Existing_Food Preparation_Natural Gas_Double Rack Oven_E4_Codes & Standards Forecast | Commercial | Restaurant | Existing | Food Preparation | Natural Gas | Double Rack Oven | E4 |  | Codes & Standards Forecast | 0 | 0 | 0 | 0 | 0 | 0 | 0 | 0 | 0 | 0 | 0 | 0 | 0 | 0 | 0 | 0 | 0 | 0 | 0 | 0 | 0 | 0 | 0 | 0 | 0 | 0 | 0 | 0 | 0 | 0 | 0 | 0 | 0
Commercial_Restaurant_Existing_Food Preparation_Natural Gas_Double Rack Oven_E5_Codes & Standards Forecast | Commercial | Restaurant | Existing | Food Preparation | Natural Gas | Double Rack Oven | E5 |  | Codes & Standards Forecast | 0 | 0 | 0 | 0 | 0 | 0 | 0 | 0 | 0 | 0 | 0 | 0 | 0 | 0 | 0 | 0 | 0 | 0 | 0 | 0 | 0 | 0 | 0 | 0 | 0 | 0 | 0 | 0 | 0 | 0 | 0 | 0 | 0
Commercial_Restaurant_Existing_Food Preparation_Natural Gas_Double Rack Oven_E6_Codes & Standards Forecast | Commercial | Restaurant | Existing | Food Preparation | Natural Gas | Double Rack Oven | E6 |  | Codes & Standards Forecast | 0 | 0 | 0 | 0 | 0 | 0 | 0 | 0 | 0 | 0 | 0 | 0 | 0 | 0 | 0 | 0 | 0 | 0 | 0 | 0 | 0 | 0 | 0 | 0 | 0 | 0 | 0 | 0 | 0 | 0 | 0 | 0 | 0
Commercial_Restaurant_Existing_Food Preparation_Natural Gas_Double Rack Oven_E7_Codes & Standards Forecast | Commercial | Restaurant | Existing | Food Preparation | Natural Gas | Double Rack Oven | E7 |  | Codes & Standards Forecast | 0 | 0 | 0 | 0 | 0 | 0 | 0 | 0 | 0 | 0 | 0 | 0 | 0 | 0 | 0 | 0 | 0 | 0 | 0 | 0 | 0 | 0 | 0 | 0 | 0 | 0 | 0 | 0 | 0 | 0 | 0 | 0 | 0
Commercial_Restaurant_Existing_Food Preparation_Natural Gas_Double Rack Oven_E8_Codes & Standards Forecast | Commercial | Restaurant | Existing | Food Preparation | Natural Gas | Double Rack Oven | E8 |  | Codes & Standards Forecast | 0 | 0 | 0 | 0 | 0 | 0 | 0 | 0 | 0 | 0 | 0 | 0 | 0 | 0 | 0 | 0 | 0 | 0 | 0 | 0 | 0 | 0 | 0 | 0 | 0 | 0 | 0 | 0 | 0 | 0 | 0 | 0 | 0
Commercial_Restaurant_Existing_Food Preparation_Natural Gas_Double Rack Oven_E9_Codes & Standards Forecast | Commercial | Restaurant | Existing | Food Preparation | Natural Gas | Double Rack Oven | E9 |  | Codes & Standards Forecast | 0 | 0 | 0 | 0 | 0 | 0 | 0 | 0 | 0 | 0 | 0 | 0 | 0 | 0 | 0 | 0 | 0 | 0 | 0 | 0 | 0 | 0 | 0 | 0 | 0 | 0 | 0 | 0 | 0 | 0 | 0 | 0 | 0
Commercial_Restaurant_Existing_Food Preparation_Natural Gas_Double Rack Oven_E10_Codes & Standards Forecast | Commercial | Restaurant | Existing | Food Preparation | Natural Gas | Double Rack Oven | E10 |  | Codes & Standards Forecast | 0 | 0 | 0 | 0 | 0 | 0 | 0 | 0 | 0 | 0 | 0 | 0 | 0 | 0 | 0 | 0 | 0 | 0 | 0 | 0 | 0 | 0 | 0 | 0 | 0 | 0 | 0 | 0 | 0 | 0 | 0 | 0 | 0
Commercial_Restaurant_Existing_Food Preparation_Natural Gas_Fryer_E1_Codes & Standards Forecast | Commercial | Restaurant | Existing | Food Preparation | Natural Gas | Fryer | E1 |  | Codes & Standards Forecast | 0 | 0 | 0 | 0 | 0 | 0 | 0 | 0 | 0 | 0 | 0 | 0 | 0 | 0 | 0 | 0 | 0 | 0 | 0 | 0 | 0 | 0 | 0 | 0 | 0 | 0 | 0 | 0 | 0 | 0 | 0 | 0 | 0
Commercial_Restaurant_Existing_Food Preparation_Natural Gas_Fryer_E2_Codes & Standards Forecast | Commercial | Restaurant | Existing | Food Preparation | Natural Gas | Fryer | E2 |  | Codes & Standards Forecast | 0 | 0 | 0 | 13751.3436 | 56175.7882 | 58149.0049 | 73772.0682 | 86195.6588 | 96061.1227 | 76689.76 | 61223.8603 | 51584.6889 | 52220.9989 | 53124.7682 | 56923.2992 | 62401.4738 | 72228.8493 | 83568.2946 | 79309.5508 | 77498.7077 | 75370.5857 | 73202.8034 | 64758.9272 | 60082.1876 | 59762.5139 | 64359.1383 | 67257.8339 | 69953.6187 | 72115.4567 | 74526.3612 | 75177.7287 | 70795.4844 | 77977.337
Commercial_Restaurant_Existing_Food Preparation_Natural Gas_Fryer_E3_Codes & Standards Forecast | Commercial | Restaurant | Existing | Food Preparation | Natural Gas | Fryer | E3 |  | Codes & Standards Forecast | 0 | 0 | 0 | 0 | 0 | 0 | 0 | 0 | 0 | 0 | 0 | 0 | 0 | 0 | 0 | 0 | 0 | 0 | 0 | 0 | 0 | 0 | 0 | 0 | 0 | 0 | 0 | 0 | 0 | 0 | 0 | 0 | 0
Commercial_Restaurant_Existing_Food Preparation_Natural Gas_Fryer_E4_Codes & Standards Forecast | Commercial | Restaurant | Existing | Food Preparation | Natural Gas | Fryer | E4 |  | Codes & Standards Forecast | 0 | 0 | 0 | 0 | 0 | 0 | 0 | 0 | 0 | 0 | 0 | 0 | 0 | 0 | 0 | 0 | 0 | 0 | 0 | 0 | 0 | 0 | 0 | 0 | 0 | 0 | 0 | 0 | 0 | 0 | 0 | 0 | 0
Commercial_Restaurant_Existing_Food Preparation_Natural Gas_Fryer_E5_Codes & Standards Forecast | Commercial | Restaurant | Existing | Food Preparation | Natural Gas | Fryer | E5 |  | Codes & Standards Forecast | 0 | 0 | 0 | 0 | 0 | 0 | 0 | 0 | 0 | 0 | 0 | 0 | 0 | 0 | 0 | 0 | 0 | 0 | 0 | 0 | 0 | 0 | 0 | 0 | 0 | 0 | 0 | 0 | 0 | 0 | 0 | 0 | 0
Commercial_Restaurant_Existing_Food Preparation_Natural Gas_Fryer_E6_Codes & Standards Forecast | Commercial | Restaurant | Existing | Food Preparation | Natural Gas | Fryer | E6 |  | Codes & Standards Forecast | 0 | 0 | 0 | 0 | 0 | 0 | 0 | 0 | 0 | 0 | 0 | 0 | 0 | 0 | 0 | 0 | 0 | 0 | 0 | 0 | 0 | 0 | 0 | 0 | 0 | 0 | 0 | 0 | 0 | 0 | 0 | 0 | 0
Commercial_Restaurant_Existing_Food Preparation_Natural Gas_Fryer_E7_Codes & Standards Forecast | Commercial | Restaurant | Existing | Food Preparation | Natural Gas | Fryer | E7 |  | Codes & Standards Forecast | 0 | 0 | 0 | 0 | 0 | 0 | 0 | 0 | 0 | 0 | 0 | 0 | 0 | 0 | 0 | 0 | 0 | 0 | 0 | 0 | 0 | 0 | 0 | 0 | 0 | 0 | 0 | 0 | 0 | 0 | 0 | 0 | 0
Commercial_Restaurant_Existing_Food Preparation_Natural Gas_Fryer_E8_Codes & Standards Forecast | Commercial | Restaurant | Existing | Food Preparation | Natural Gas | Fryer | E8 |  | Codes & Standards Forecast | 0 | 0 | 0 | 0 | 0 | 0 | 0 | 0 | 0 | 0 | 0 | 0 | 0 | 0 | 0 | 0 | 0 | 0 | 0 | 0 | 0 | 0 | 0 | 0 | 0 | 0 | 0 | 0 | 0 | 0 | 0 | 0 | 0
Commercial_Restaurant_Existing_Food Preparation_Natural Gas_Fryer_E9_Codes & Standards Forecast | Commercial | Restaurant | Existing | Food Preparation | Natural Gas | Fryer | E9 |  | Codes & Standards Forecast | 0 | 0 | 0 | 0 | 0 | 0 | 0 | 0 | 0 | 0 | 0 | 0 | 0 | 0 | 0 | 0 | 0 | 0 | 0 | 0 | 0 | 0 | 0 | 0 | 0 | 0 | 0 | 0 | 0 | 0 | 0 | 0 | 0
Commercial_Restaurant_Existing_Food Preparation_Natural Gas_Fryer_E10_Codes & Standards Forecast | Commercial | Restaurant | Existing | Food Preparation | Natural Gas | Fryer | E10 |  | Codes & Standards Forecast | 0 | 0 | 0 | 0 | 0 | 0 | 0 | 0 | 0 | 0 | 0 | 0 | 0 | 0 | 0 | 0 | 0 | 0 | 0 | 0 | 0 | 0 | 0 | 0 | 0 | 0 | 0 | 0 | 0 | 0 | 0 | 0 | 0
Commercial_Restaurant_Existing_Food Preparation_Natural Gas_Broiler_E1_Codes & Standards Forecast | Commercial | Restaurant | Existing | Food Preparation | Natural Gas | Broiler | E1 |  | Codes & Standards Forecast | 0 | 23038.7273 | 29797.1857 | 35079.097 | 55419.7469 | 42835.9646 | 45518.9398 | 47644.2936 | 49320.0184 | 50634.7822 | 51660.337 | 52455.5534 | 46353.5403 | 42813.6239 | 41045.6751 | 43592.8151 | 43173.8847 | 49174.6373 | 50315.9136 | 51207.9271 | 55947.1163 | 51623.5435 | 52188.5138 | 51303.4858 | 49790.1127 | 48144.7909 | 47256.8592 | 46407.9454 | 45153.1691 | 45020.9062 | 45536.0981 | 47967.2665 | 57427.8361
Commercial_Restaurant_Existing_Food Preparation_Natural Gas_Broiler_E2_Codes & Standards Forecast | Commercial | Restaurant | Existing | Food Preparation | Natural Gas | Broiler | E2 |  | Codes & Standards Forecast | 0 | 0 | 0 | 0 | 0 | 0 | 0 | 0 | 0 | 0 | 0 | 0 | 0 | 0 | 0 | 0 | 0 | 0 | 0 | 0 | 0 | 0 | 0 | 0 | 0 | 0 | 0 | 0 | 0 | 0 | 0 | 0 | 0
Commercial_Restaurant_Existing_Food Preparation_Natural Gas_Broiler_E3_Codes & Standards Forecast | Commercial | Restaurant | Existing | Food Preparation | Natural Gas | Broiler | E3 |  | Codes & Standards Forecast | 0 | 0 | 0 | 0 | 0 | 0 | 0 | 0 | 0 | 0 | 0 | 0 | 0 | 0 | 0 | 0 | 0 | 0 | 0 | 0 | 0 | 0 | 0 | 0 | 0 | 0 | 0 | 0 | 0 | 0 | 0 | 0 | 0
Commercial_Restaurant_Existing_Food Preparation_Natural Gas_Broiler_E4_Codes & Standards Forecast | Commercial | Restaurant | Existing | Food Preparation | Natural Gas | Broiler | E4 |  | Codes & Standards Forecast | 0 | 0 | 0 | 0 | 0 | 0 | 0 | 0 | 0 | 0 | 0 | 0 | 0 | 0 | 0 | 0 | 0 | 0 | 0 | 0 | 0 | 0 | 0 | 0 | 0 | 0 | 0 | 0 | 0 | 0 | 0 | 0 | 0
Commercial_Restaurant_Existing_Food Preparation_Natural Gas_Broiler_E5_Codes & Standards Forecast | Commercial | Restaurant | Existing | Food Preparation | Natural Gas | Broiler | E5 |  | Codes & Standards Forecast | 0 | 0 | 0 | 0 | 0 | 0 | 0 | 0 | 0 | 0 | 0 | 0 | 0 | 0 | 0 | 0 | 0 | 0 | 0 | 0 | 0 | 0 | 0 | 0 | 0 | 0 | 0 | 0 | 0 | 0 | 0 | 0 | 0
Commercial_Restaurant_Existing_Food Preparation_Natural Gas_Broiler_E6_Codes & Standards Forecast | Commercial | Restaurant | Existing | Food Preparation | Natural Gas | Broiler | E6 |  | Codes & Standards Forecast | 0 | 0 | 0 | 0 | 0 | 0 | 0 | 0 | 0 | 0 | 0 | 0 | 0 | 0 | 0 | 0 | 0 | 0 | 0 | 0 | 0 | 0 | 0 | 0 | 0 | 0 | 0 | 0 | 0 | 0 | 0 | 0 | 0
Commercial_Restaurant_Existing_Food Preparation_Natural Gas_Broiler_E7_Codes & Standards Forecast | Commercial | Restaurant | Existing | Food Preparation | Natural Gas | Broiler | E7 |  | Codes & Standards Forecast | 0 | 0 | 0 | 0 | 0 | 0 | 0 | 0 | 0 | 0 | 0 | 0 | 0 | 0 | 0 | 0 | 0 | 0 | 0 | 0 | 0 | 0 | 0 | 0 | 0 | 0 | 0 | 0 | 0 | 0 | 0 | 0 | 0
Commercial_Restaurant_Existing_Food Preparation_Natural Gas_Broiler_E8_Codes & Standards Forecast | Commercial | Restaurant | Existing | Food Preparation | Natural Gas | Broiler | E8 |  | Codes & Standards Forecast | 0 | 0 | 0 | 0 | 0 | 0 | 0 | 0 | 0 | 0 | 0 | 0 | 0 | 0 | 0 | 0 | 0 | 0 | 0 | 0 | 0 | 0 | 0 | 0 | 0 | 0 | 0 | 0 | 0 | 0 | 0 | 0 | 0
Commercial_Restaurant_Existing_Food Preparation_Natural Gas_Broiler_E9_Codes & Standards Forecast | Commercial | Restaurant | Existing | Food Preparation | Natural Gas | Broiler | E9 |  | Codes & Standards Forecast | 0 | 0 | 0 | 0 | 0 | 0 | 0 | 0 | 0 | 0 | 0 | 0 | 0 | 0 | 0 | 0 | 0 | 0 | 0 | 0 | 0 | 0 | 0 | 0 | 0 | 0 | 0 | 0 | 0 | 0 | 0 | 0 | 0
Commercial_Restaurant_Existing_Food Preparation_Natural Gas_Broiler_E10_Codes & Standards Forecast | Commercial | Restaurant | Existing | Food Preparation | Natural Gas | Broiler | E10 |  | Codes & Standards Forecast | 0 | 0 | 0 | 0 | 0 | 0 | 0 | 0 | 0 | 0 | 0 | 0 | 0 | 0 | 0 | 0 | 0 | 0 | 0 | 0 | 0 | 0 | 0 | 0 | 0 | 0 | 0 | 0 | 0 | 0 | 0 | 0 | 0
Commercial_Restaurant_Existing_Food Preparation_Natural Gas_Griddle_E1_Codes & Standards Forecast | Commercial | Restaurant | Existing | Food Preparation | Natural Gas | Griddle | E1 |  | Codes & Standards Forecast | 0 | 26322.4254 | 34044.1634 | 0 | 0 | 0 | 0 | 0 | 0 | 0 | 0 | 0 | 0 | 0 | 0 | 0 | 0 | 0 | 0 | 0 | 0 | 0 | 0 | 0 | 0 | 0 | 0 | 0 | 0 | 0 | 0 | 0 | 0
Commercial_Restaurant_Existing_Food Preparation_Natural Gas_Griddle_E2_Codes & Standards Forecast | Commercial | Restaurant | Existing | Food Preparation | Natural Gas | Griddle | E2 |  | Codes & Standards Forecast | 0 | 0 | 0 | 40078.9029 | 63318.6953 | 48941.3529 | 52006.7311 | 54435.0106 | 56349.5755 | 57851.732 | 59023.4586 | 59932.0167 | 52960.2869 | 48915.8279 | 46895.8944 | 49806.0769 | 49327.4365 | 56183.4734 | 57487.4152 | 58506.5669 | 63921.2304 | 58981.421 | 59626.9162 | 58615.7455 | 56886.6721 | 55006.8434 | 53992.3553 | 53022.4463 | 51588.8274 | 51437.7131 | 52026.335 | 54804.0167 | 65612.9964
Commercial_Restaurant_Existing_Food Preparation_Natural Gas_Griddle_E3_Codes & Standards Forecast | Commercial | Restaurant | Existing | Food Preparation | Natural Gas | Griddle | E3 |  | Codes & Standards Forecast | 0 | 0 | 0 | 0 | 0 | 0 | 0 | 0 | 0 | 0 | 0 | 0 | 0 | 0 | 0 | 0 | 0 | 0 | 0 | 0 | 0 | 0 | 0 | 0 | 0 | 0 | 0 | 0 | 0 | 0 | 0 | 0 | 0
Commercial_Restaurant_Existing_Food Preparation_Natural Gas_Griddle_E4_Codes & Standards Forecast | Commercial | Restaurant | Existing | Food Preparation | Natural Gas | Griddle | E4 |  | Codes & Standards Forecast | 0 | 0 | 0 | 0 | 0 | 0 | 0 | 0 | 0 | 0 | 0 | 0 | 0 | 0 | 0 | 0 | 0 | 0 | 0 | 0 | 0 | 0 | 0 | 0 | 0 | 0 | 0 | 0 | 0 | 0 | 0 | 0 | 0
Commercial_Restaurant_Existing_Food Preparation_Natural Gas_Griddle_E5_Codes & Standards Forecast | Commercial | Restaurant | Existing | Food Preparation | Natural Gas | Griddle | E5 |  | Codes & Standards Forecast | 0 | 0 | 0 | 0 | 0 | 0 | 0 | 0 | 0 | 0 | 0 | 0 | 0 | 0 | 0 | 0 | 0 | 0 | 0 | 0 | 0 | 0 | 0 | 0 | 0 | 0 | 0 | 0 | 0 | 0 | 0 | 0 | 0
Commercial_Restaurant_Existing_Food Preparation_Natural Gas_Griddle_E6_Codes & Standards Forecast | Commercial | Restaurant | Existing | Food Preparation | Natural Gas | Griddle | E6 |  | Codes & Standards Forecast | 0 | 0 | 0 | 0 | 0 | 0 | 0 | 0 | 0 | 0 | 0 | 0 | 0 | 0 | 0 | 0 | 0 | 0 | 0 | 0 | 0 | 0 | 0 | 0 | 0 | 0 | 0 | 0 | 0 | 0 | 0 | 0 | 0
Commercial_Restaurant_Existing_Food Preparation_Natural Gas_Griddle_E7_Codes & Standards Forecast | Commercial | Restaurant | Existing | Food Preparation | Natural Gas | Griddle | E7 |  | Codes & Standards Forecast | 0 | 0 | 0 | 0 | 0 | 0 | 0 | 0 | 0 | 0 | 0 | 0 | 0 | 0 | 0 | 0 | 0 | 0 | 0 | 0 | 0 | 0 | 0 | 0 | 0 | 0 | 0 | 0 | 0 | 0 | 0 | 0 | 0
Commercial_Restaurant_Existing_Food Preparation_Natural Gas_Griddle_E8_Codes & Standards Forecast | Commercial | Restaurant | Existing | Food Preparation | Natural Gas | Griddle | E8 |  | Codes & Standards Forecast | 0 | 0 | 0 | 0 | 0 | 0 | 0 | 0 | 0 | 0 | 0 | 0 | 0 | 0 | 0 | 0 | 0 | 0 | 0 | 0 | 0 | 0 | 0 | 0 | 0 | 0 | 0 | 0 | 0 | 0 | 0 | 0 | 0
Commercial_Restaurant_Existing_Food Preparation_Natural Gas_Griddle_E9_Codes & Standards Forecast | Commercial | Restaurant | Existing | Food Preparation | Natural Gas | Griddle | E9 |  | Codes & Standards Forecast | 0 | 0 | 0 | 0 | 0 | 0 | 0 | 0 | 0 | 0 | 0 | 0 | 0 | 0 | 0 | 0 | 0 | 0 | 0 | 0 | 0 | 0 | 0 | 0 | 0 | 0 | 0 | 0 | 0 | 0 | 0 | 0 | 0
Commercial_Restaurant_Existing_Food Preparation_Natural Gas_Griddle_E10_Codes & Standards Forecast | Commercial | Restaurant | Existing | Food Preparation | Natural Gas | Griddle | E10 |  | Codes & Standards Forecast | 0 | 0 | 0 | 0 | 0 | 0 | 0 | 0 | 0 | 0 | 0 | 0 | 0 | 0 | 0 | 0 | 0 | 0 | 0 | 0 | 0 | 0 | 0 | 0 | 0 | 0 | 0 | 0 | 0 | 0 | 0 | 0 | 0
Commercial_Restaurant_Existing_Food Preparation_Natural Gas_Range_E1_Codes & Standards Forecast | Commercial | Restaurant | Existing | Food Preparation | Natural Gas | Range | E1 |  | Codes & Standards Forecast | 0 | 29279.6101 | 37868.8443 | 44581.5547 | 67050.141 | 54439.6539 | 57849.4111 | 60550.4949 | 62680.151 | 64351.0668 | 57085.8671 | 52983.9714 | 51059.7796 | 53912.4972 | 53724.1371 | 61657.2623 | 63329.9613 | 64637.6726 | 69958.7921 | 63903.7289 | 62333.3689 | 60521.0152 | 59489.5609 | 58513.0806 | 57015.1646 | 56950.1944 | 57707.6703 | 60573.6972 | 60896.3552 | 62913.7085 | 62573.9428 | 62005.5153 | 72062.2866
Commercial_Restaurant_Existing_Food Preparation_Natural Gas_Range_E2_Codes & Standards Forecast | Commercial | Restaurant | Existing | Food Preparation | Natural Gas | Range | E2 |  | Codes & Standards Forecast | 0 | 0 | 0 | 0 | 0 | 0 | 0 | 0 | 0 | 0 | 0 | 0 | 0 | 0 | 0 | 0 | 0 | 0 | 0 | 0 | 0 | 0 | 0 | 0 | 0 | 0 | 0 | 0 | 0 | 0 | 0 | 0 | 0
Commercial_Restaurant_Existing_Food Preparation_Natural Gas_Range_E3_Codes & Standards Forecast | Commercial | Restaurant | Existing | Food Preparation | Natural Gas | Range | E3 |  | Codes & Standards Forecast | 0 | 0 | 0 | 0 | 0 | 0 | 0 | 0 | 0 | 0 | 0 | 0 | 0 | 0 | 0 | 0 | 0 | 0 | 0 | 0 | 0 | 0 | 0 | 0 | 0 | 0 | 0 | 0 | 0 | 0 | 0 | 0 | 0
Commercial_Restaurant_Existing_Food Preparation_Natural Gas_Range_E4_Codes & Standards Forecast | Commercial | Restaurant | Existing | Food Preparation | Natural Gas | Range | E4 |  | Codes & Standards Forecast | 0 | 0 | 0 | 0 | 0 | 0 | 0 | 0 | 0 | 0 | 0 | 0 | 0 | 0 | 0 | 0 | 0 | 0 | 0 | 0 | 0 | 0 | 0 | 0 | 0 | 0 | 0 | 0 | 0 | 0 | 0 | 0 | 0
Commercial_Restaurant_Existing_Food Preparation_Natural Gas_Range_E5_Codes & Standards Forecast | Commercial | Restaurant | Existing | Food Preparation | Natural Gas | Range | E5 |  | Codes & Standards Forecast | 0 | 0 | 0 | 0 | 0 | 0 | 0 | 0 | 0 | 0 | 0 | 0 | 0 | 0 | 0 | 0 | 0 | 0 | 0 | 0 | 0 | 0 | 0 | 0 | 0 | 0 | 0 | 0 | 0 | 0 | 0 | 0 | 0
Commercial_Restaurant_Existing_Food Preparation_Natural Gas_Range_E6_Codes & Standards Forecast | Commercial | Restaurant | Existing | Food Preparation | Natural Gas | Range | E6 |  | Codes & Standards Forecast | 0 | 0 | 0 | 0 | 0 | 0 | 0 | 0 | 0 | 0 | 0 | 0 | 0 | 0 | 0 | 0 | 0 | 0 | 0 | 0 | 0 | 0 | 0 | 0 | 0 | 0 | 0 | 0 | 0 | 0 | 0 | 0 | 0
Commercial_Restaurant_Existing_Food Preparation_Natural Gas_Range_E7_Codes & Standards Forecast | Commercial | Restaurant | Existing | Food Preparation | Natural Gas | Range | E7 |  | Codes & Standards Forecast | 0 | 0 | 0 | 0 | 0 | 0 | 0 | 0 | 0 | 0 | 0 | 0 | 0 | 0 | 0 | 0 | 0 | 0 | 0 | 0 | 0 | 0 | 0 | 0 | 0 | 0 | 0 | 0 | 0 | 0 | 0 | 0 | 0
Commercial_Restaurant_Existing_Food Preparation_Natural Gas_Range_E8_Codes & Standards Forecast | Commercial | Restaurant | Existing | Food Preparation | Natural Gas | Range | E8 |  | Codes & Standards Forecast | 0 | 0 | 0 | 0 | 0 | 0 | 0 | 0 | 0 | 0 | 0 | 0 | 0 | 0 | 0 | 0 | 0 | 0 | 0 | 0 | 0 | 0 | 0 | 0 | 0 | 0 | 0 | 0 | 0 | 0 | 0 | 0 | 0
Commercial_Restaurant_Existing_Food Preparation_Natural Gas_Range_E9_Codes & Standards Forecast | Commercial | Restaurant | Existing | Food Preparation | Natural Gas | Range | E9 |  | Codes & Standards Forecast | 0 | 0 | 0 | 0 | 0 | 0 | 0 | 0 | 0 | 0 | 0 | 0 | 0 | 0 | 0 | 0 | 0 | 0 | 0 | 0 | 0 | 0 | 0 | 0 | 0 | 0 | 0 | 0 | 0 | 0 | 0 | 0 | 0
Commercial_Restaurant_Existing_Food Preparation_Natural Gas_Range_E10_Codes & Standards Forecast | Commercial | Restaurant | Existing | Food Preparation | Natural Gas | Range | E10 |  | Codes & Standards Forecast | 0 | 0 | 0 | 0 | 0 | 0 | 0 | 0 | 0 | 0 | 0 | 0 | 0 | 0 | 0 | 0 | 0 | 0 | 0 | 0 | 0 | 0 | 0 | 0 | 0 | 0 | 0 | 0 | 0 | 0 | 0 | 0 | 0
Commercial_Restaurant_Existing_Food Preparation_Natural Gas_Steamer_E1_Codes & Standards Forecast | Commercial | Restaurant | Existing | Food Preparation | Natural Gas | Steamer | E1 |  | Codes & Standards Forecast | 0 | 1874.803 | 2124.2734 | 0 | 0 | 0 | 0 | 0 | 0 | 0 | 0 | 0 | 0 | 0 | 0 | 0 | 0 | 0 | 0 | 0 | 0 | 0 | 0 | 0 | 0 | 0 | 0 | 0 | 0 | 0 | 0 | 0 | 0
Commercial_Restaurant_Existing_Food Preparation_Natural Gas_Steamer_E2_Codes & Standards Forecast | Commercial | Restaurant | Existing | Food Preparation | Natural Gas | Steamer | E2 |  | Codes & Standards Forecast | 0 | 0 | 0 | 2339.9315 | 3712.7595 | 2716.8427 | 2870.2911 | 3005.9646 | 3125.5303 | 3230.6629 | 3068.9166 | 2953.1777 | 2875.0525 | 2954.8377 | 2917.3168 | 2900.8763 | 2901.1039 | 2914.4108 | 2937.8357 | 3494.1238 | 3498.8501 | 3485.8942 | 3822.2577 | 3416.7139 | 3395.2139 | 3370.7727 | 3345.7519 | 3321.8532 | 3282.1175 | 3260.8687 | 3251.5976 | 3326.8362 | 3981.867
Commercial_Restaurant_Existing_Food Preparation_Natural Gas_Steamer_E3_Codes & Standards Forecast | Commercial | Restaurant | Existing | Food Preparation | Natural Gas | Steamer | E3 |  | Codes & Standards Forecast | 0 | 0 | 0 | 0 | 0 | 0 | 0 | 0 | 0 | 0 | 0 | 0 | 0 | 0 | 0 | 0 | 0 | 0 | 0 | 0 | 0 | 0 | 0 | 0 | 0 | 0 | 0 | 0 | 0 | 0 | 0 | 0 | 0
Commercial_Restaurant_Existing_Food Preparation_Natural Gas_Steamer_E4_Codes & Standards Forecast | Commercial | Restaurant | Existing | Food Preparation | Natural Gas | Steamer | E4 |  | Codes & Standards Forecast | 0 | 0 | 0 | 0 | 0 | 0 | 0 | 0 | 0 | 0 | 0 | 0 | 0 | 0 | 0 | 0 | 0 | 0 | 0 | 0 | 0 | 0 | 0 | 0 | 0 | 0 | 0 | 0 | 0 | 0 | 0 | 0 | 0
Commercial_Restaurant_Existing_Food Preparation_Natural Gas_Steamer_E5_Codes & Standards Forecast | Commercial | Restaurant | Existing | Food Preparation | Natural Gas | Steamer | E5 |  | Codes & Standards Forecast | 0 | 0 | 0 | 0 | 0 | 0 | 0 | 0 | 0 | 0 | 0 | 0 | 0 | 0 | 0 | 0 | 0 | 0 | 0 | 0 | 0 | 0 | 0 | 0 | 0 | 0 | 0 | 0 | 0 | 0 | 0 | 0 | 0
Commercial_Restaurant_Existing_Food Preparation_Natural Gas_Steamer_E6_Codes & Standards Forecast | Commercial | Restaurant | Existing | Food Preparation | Natural Gas | Steamer | E6 |  | Codes & Standards Forecast | 0 | 0 | 0 | 0 | 0 | 0 | 0 | 0 | 0 | 0 | 0 | 0 | 0 | 0 | 0 | 0 | 0 | 0 | 0 | 0 | 0 | 0 | 0 | 0 | 0 | 0 | 0 | 0 | 0 | 0 | 0 | 0 | 0
Commercial_Restaurant_Existing_Food Preparation_Natural Gas_Steamer_E7_Codes & Standards Forecast | Commercial | Restaurant | Existing | Food Preparation | Natural Gas | Steamer | E7 |  | Codes & Standards Forecast | 0 | 0 | 0 | 0 | 0 | 0 | 0 | 0 | 0 | 0 | 0 | 0 | 0 | 0 | 0 | 0 | 0 | 0 | 0 | 0 | 0 | 0 | 0 | 0 | 0 | 0 | 0 | 0 | 0 | 0 | 0 | 0 | 0
Commercial_Restaurant_Existing_Food Preparation_Natural Gas_Steamer_E8_Codes & Standards Forecast | Commercial | Restaurant | Existing | Food Preparation | Natural Gas | Steamer | E8 |  | Codes & Standards Forecast | 0 | 0 | 0 | 0 | 0 | 0 | 0 | 0 | 0 | 0 | 0 | 0 | 0 | 0 | 0 | 0 | 0 | 0 | 0 | 0 | 0 | 0 | 0 | 0 | 0 | 0 | 0 | 0 | 0 | 0 | 0 | 0 | 0
Commercial_Restaurant_Existing_Food Preparation_Natural Gas_Steamer_E9_Codes & Standards Forecast | Commercial | Restaurant | Existing | Food Preparation | Natural Gas | Steamer | E9 |  | Codes & Standards Forecast | 0 | 0 | 0 | 0 | 0 | 0 | 0 | 0 | 0 | 0 | 0 | 0 | 0 | 0 | 0 | 0 | 0 | 0 | 0 | 0 | 0 | 0 | 0 | 0 | 0 | 0 | 0 | 0 | 0 | 0 | 0 | 0 | 0
Commercial_Restaurant_Existing_Food Preparation_Natural Gas_Steamer_E10_Codes & Standards Forecast | Commercial | Restaurant | Existing | Food Preparation | Natural Gas | Steamer | E10 |  | Codes & Standards Forecast | 0 | 0 | 0 | 0 | 0 | 0 | 0 | 0 | 0 | 0 | 0 | 0 | 0 | 0 | 0 | 0 | 0 | 0 | 0 | 0 | 0 | 0 | 0 | 0 | 0 | 0 | 0 | 0 | 0 | 0 | 0 | 0 | 0
Commercial_Restaurant_Existing_Food Preparation_Natural Gas_Food Prep Other_E1_Codes & Standards Forecast | Commercial | Restaurant | Existing | Food Preparation | Natural Gas | Food Prep Other | E1 |  | Codes & Standards Forecast | 0 | 113.9491 | 147.3763 | 173.5005 | 260.9427 | 211.8658 | 225.1357 | 235.6477 | 243.9358 | 250.4386 | 222.1642 | 206.2006 | 198.7122 | 209.8142 | 209.0812 | 239.955 | 246.4647 | 251.554 | 272.2625 | 248.6977 | 242.5862 | 235.533 | 231.5188 | 227.7186 | 221.8891 | 221.6362 | 224.5841 | 235.738 | 236.9937 | 244.8447 | 243.5225 | 241.3103 | 280.4488
Commercial_Restaurant_Existing_Food Preparation_Natural Gas_Food Prep Other_E2_Codes & Standards Forecast | Commercial | Restaurant | Existing | Food Preparation | Natural Gas | Food Prep Other | E2 |  | Codes & Standards Forecast | 0 | 0 | 0 | 0 | 0 | 0 | 0 | 0 | 0 | 0 | 0 | 0 | 0 | 0 | 0 | 0 | 0 | 0 | 0 | 0 | 0 | 0 | 0 | 0 | 0 | 0 | 0 | 0 | 0 | 0 | 0 | 0 | 0
Commercial_Restaurant_Existing_Food Preparation_Natural Gas_Food Prep Other_E3_Codes & Standards Forecast | Commercial | Restaurant | Existing | Food Preparation | Natural Gas | Food Prep Other | E3 |  | Codes & Standards Forecast | 0 | 0 | 0 | 0 | 0 | 0 | 0 | 0 | 0 | 0 | 0 | 0 | 0 | 0 | 0 | 0 | 0 | 0 | 0 | 0 | 0 | 0 | 0 | 0 | 0 | 0 | 0 | 0 | 0 | 0 | 0 | 0 | 0
Commercial_Restaurant_Existing_Food Preparation_Natural Gas_Food Prep Other_E4_Codes & Standards Forecast | Commercial | Restaurant | Existing | Food Preparation | Natural Gas | Food Prep Other | E4 |  | Codes & Standards Forecast | 0 | 0 | 0 | 0 | 0 | 0 | 0 | 0 | 0 | 0 | 0 | 0 | 0 | 0 | 0 | 0 | 0 | 0 | 0 | 0 | 0 | 0 | 0 | 0 | 0 | 0 | 0 | 0 | 0 | 0 | 0 | 0 | 0
Commercial_Restaurant_Existing_Food Preparation_Natural Gas_Food Prep Other_E5_Codes & Standards Forecast | Commercial | Restaurant | Existing | Food Preparation | Natural Gas | Food Prep Other | E5 |  | Codes & Standards Forecast | 0 | 0 | 0 | 0 | 0 | 0 | 0 | 0 | 0 | 0 | 0 | 0 | 0 | 0 | 0 | 0 | 0 | 0 | 0 | 0 | 0 | 0 | 0 | 0 | 0 | 0 | 0 | 0 | 0 | 0 | 0 | 0 | 0
Commercial_Restaurant_Existing_Food Preparation_Natural Gas_Food Prep Other_E6_Codes & Standards Forecast | Commercial | Restaurant | Existing | Food Preparation | Natural Gas | Food Prep Other | E6 |  | Codes & Standards Forecast | 0 | 0 | 0 | 0 | 0 | 0 | 0 | 0 | 0 | 0 | 0 | 0 | 0 | 0 | 0 | 0 | 0 | 0 | 0 | 0 | 0 | 0 | 0 | 0 | 0 | 0 | 0 | 0 | 0 | 0 | 0 | 0 | 0
Commercial_Restaurant_Existing_Food Preparation_Natural Gas_Food Prep Other_E7_Codes & Standards Forecast | Commercial | Restaurant | Existing | Food Preparation | Natural Gas | Food Prep Other | E7 |  | Codes & Standards Forecast | 0 | 0 | 0 | 0 | 0 | 0 | 0 | 0 | 0 | 0 | 0 | 0 | 0 | 0 | 0 | 0 | 0 | 0 | 0 | 0 | 0 | 0 | 0 | 0 | 0 | 0 | 0 | 0 | 0 | 0 | 0 | 0 | 0
Commercial_Restaurant_Existing_Food Preparation_Natural Gas_Food Prep Other_E8_Codes & Standards Forecast | Commercial | Restaurant | Existing | Food Preparation | Natural Gas | Food Prep Other | E8 |  | Codes & Standards Forecast | 0 | 0 | 0 | 0 | 0 | 0 | 0 | 0 | 0 | 0 | 0 | 0 | 0 | 0 | 0 | 0 | 0 | 0 | 0 | 0 | 0 | 0 | 0 | 0 | 0 | 0 | 0 | 0 | 0 | 0 | 0 | 0 | 0
Commercial_Restaurant_Existing_Food Preparation_Natural Gas_Food Prep Other_E9_Codes & Standards Forecast | Commercial | Restaurant | Existing | Food Preparation | Natural Gas | Food Prep Other | E9 |  | Codes & Standards Forecast | 0 | 0 | 0 | 0 | 0 | 0 | 0 | 0 | 0 | 0 | 0 | 0 | 0 | 0 | 0 | 0 | 0 | 0 | 0 | 0 | 0 | 0 | 0 | 0 | 0 | 0 | 0 | 0 | 0 | 0 | 0 | 0 | 0
Commercial_Restaurant_Existing_Food Preparation_Natural Gas_Food Prep Other_E10_Codes & Standards Forecast | Commercial | Restaurant | Existing | Food Preparation | Natural Gas | Food Prep Other | E10 |  | Codes & Standards Forecast | 0 | 0 | 0 | 0 | 0 | 0 | 0 | 0 | 0 | 0 | 0 | 0 | 0 | 0 | 0 | 0 | 0 | 0 | 0 | 0 | 0 | 0 | 0 | 0 | 0 | 0 | 0 | 0 | 0 | 0 | 0 | 0 | 0
Commercial_Restaurant_Existing_Miscellaneous_Natural Gas_Pool Heater_E1_Codes & Standards Forecast | Commercial | Restaurant | Existing | Miscellaneous | Natural Gas | Pool Heater | E1 |  | Codes & Standards Forecast | 0 | 0 | 0 | 0 | 0 | 0 | 0 | 0 | 0 | 0 | 0 | 0 | 0 | 0 | 0 | 0 | 0 | 0 | 0 | 0 | 0 | 0 | 0 | 0 | 0 | 0 | 0 | 0 | 0 | 0 | 0 | 0 | 0
Commercial_Restaurant_Existing_Miscellaneous_Natural Gas_Pool Heater_E2_Codes & Standards Forecast | Commercial | Restaurant | Existing | Miscellaneous | Natural Gas | Pool Heater | E2 |  | Codes & Standards Forecast | 0 | 0 | 0 | 0 | 0 | 0 | 0 | 0 | 0 | 0 | 0 | 0 | 0 | 0 | 0 | 0 | 0 | 0 | 0 | 0 | 0 | 0 | 0 | 0 | 0 | 0 | 0 | 0 | 0 | 0 | 0 | 0 | 0
Commercial_Restaurant_Existing_Miscellaneous_Natural Gas_Pool Heater_E3_Codes & Standards Forecast | Commercial | Restaurant | Existing | Miscellaneous | Natural Gas | Pool Heater | E3 |  | Codes & Standards Forecast | 0 | 0 | 0 | 0 | 0 | 0 | 0 | 0 | 0 | 0 | 0 | 0 | 0 | 0 | 0 | 0 | 0 | 0 | 0 | 0 | 0 | 0 | 0 | 0 | 0 | 0 | 0 | 0 | 0 | 0 | 0 | 0 | 0
Commercial_Restaurant_Existing_Miscellaneous_Natural Gas_Pool Heater_E4_Codes & Standards Forecast | Commercial | Restaurant | Existing | Miscellaneous | Natural Gas | Pool Heater | E4 |  | Codes & Standards Forecast | 0 | 0 | 0 | 0 | 0 | 0 | 0 | 0 | 0 | 0 | 0 | 0 | 0 | 0 | 0 | 0 | 0 | 0 | 0 | 0 | 0 | 0 | 0 | 0 | 0 | 0 | 0 | 0 | 0 | 0 | 0 | 0 | 0
Commercial_Restaurant_Existing_Miscellaneous_Natural Gas_Pool Heater_E5_Codes & Standards Forecast | Commercial | Restaurant | Existing | Miscellaneous | Natural Gas | Pool Heater | E5 |  | Codes & Standards Forecast | 0 | 0 | 0 | 0 | 0 | 0 | 0 | 0 | 0 | 0 | 0 | 0 | 0 | 0 | 0 | 0 | 0 | 0 | 0 | 0 | 0 | 0 | 0 | 0 | 0 | 0 | 0 | 0 | 0 | 0 | 0 | 0 | 0
Commercial_Restaurant_Existing_Miscellaneous_Natural Gas_Pool Heater_E6_Codes & Standards Forecast | Commercial | Restaurant | Existing | Miscellaneous | Natural Gas | Pool Heater | E6 |  | Codes & Standards Forecast | 0 | 0 | 0 | 0 | 0 | 0 | 0 | 0 | 0 | 0 | 0 | 0 | 0 | 0 | 0 | 0 | 0 | 0 | 0 | 0 | 0 | 0 | 0 | 0 | 0 | 0 | 0 | 0 | 0 | 0 | 0 | 0 | 0
Commercial_Restaurant_Existing_Miscellaneous_Natural Gas_Pool Heater_E7_Codes & Standards Forecast | Commercial | Restaurant | Existing | Miscellaneous | Natural Gas | Pool Heater | E7 |  | Codes & Standards Forecast | 0 | 0 | 0 | 0 | 0 | 0 | 0 | 0 | 0 | 0 | 0 | 0 | 0 | 0 | 0 | 0 | 0 | 0 | 0 | 0 | 0 | 0 | 0 | 0 | 0 | 0 | 0 | 0 | 0 | 0 | 0 | 0 | 0
Commercial_Restaurant_Existing_Miscellaneous_Natural Gas_Pool Heater_E8_Codes & Standards Forecast | Commercial | Restaurant | Existing | Miscellaneous | Natural Gas | Pool Heater | E8 |  | Codes & Standards Forecast | 0 | 0 | 0 | 0 | 0 | 0 | 0 | 0 | 0 | 0 | 0 | 0 | 0 | 0 | 0 | 0 | 0 | 0 | 0 | 0 | 0 | 0 | 0 | 0 | 0 | 0 | 0 | 0 | 0 | 0 | 0 | 0 | 0
Commercial_Restaurant_Existing_Miscellaneous_Natural Gas_Pool Heater_E9_Codes & Standards Forecast | Commercial | Restaurant | Existing | Miscellaneous | Natural Gas | Pool Heater | E9 |  | Codes & Standards Forecast | 0 | 0 | 0 | 0 | 0 | 0 | 0 | 0 | 0 | 0 | 0 | 0 | 0 | 0 | 0 | 0 | 0 | 0 | 0 | 0 | 0 | 0 | 0 | 0 | 0 | 0 | 0 | 0 | 0 | 0 | 0 | 0 | 0
Commercial_Restaurant_Existing_Miscellaneous_Natural Gas_Pool Heater_E10_Codes & Standards Forecast | Commercial | Restaurant | Existing | Miscellaneous | Natural Gas | Pool Heater | E10 |  | Codes & Standards Forecast | 0 | 0 | 0 | 0 | 0 | 0 | 0 | 0 | 0 | 0 | 0 | 0 | 0 | 0 | 0 | 0 | 0 | 0 | 0 | 0 | 0 | 0 | 0 | 0 | 0 | 0 | 0 | 0 | 0 | 0 | 0 | 0 | 0
Commercial_Restaurant_Existing_Miscellaneous_Natural Gas_Miscellaneous_E1_Codes & Standards Forecast | Commercial | Restaurant | Existing | Miscellaneous | Natural Gas | Miscellaneous | E1 |  | Codes & Standards Forecast | 0 | 77065.8836 | 91275.9342 | 103149.4946 | 120069.9401 | 97808.326 | 98297.3562 | 101103.3251 | 100360.314 | 99799.2175 | 99717.2463 | 121398.9805 | 122163.3808 | 122207.1324 | 126594.0228 | 119373.4318 | 119667.2637 | 121198.8386 | 120476.5745 | 119959.226 | 119875.698 | 125917.0192 | 125048.9553 | 124085.293 | 125355.7915 | 123003.0189 | 122993.72 | 123517.5416 | 122985.0406 | 122582.9005 | 122433.8763 | 123978.328 | 135260.2116
Commercial_Restaurant_Existing_Miscellaneous_Natural Gas_Miscellaneous_E2_Codes & Standards Forecast | Commercial | Restaurant | Existing | Miscellaneous | Natural Gas | Miscellaneous | E2 |  | Codes & Standards Forecast | 0 | 0 | 0 | 0 | 0 | 0 | 0 | 0 | 0 | 0 | 0 | 0 | 0 | 0 | 0 | 0 | 0 | 0 | 0 | 0 | 0 | 0 | 0 | 0 | 0 | 0 | 0 | 0 | 0 | 0 | 0 | 0 | 0
Commercial_Restaurant_Existing_Miscellaneous_Natural Gas_Miscellaneous_E3_Codes & Standards Forecast | Commercial | Restaurant | Existing | Miscellaneous | Natural Gas | Miscellaneous | E3 |  | Codes & Standards Forecast | 0 | 0 | 0 | 0 | 0 | 0 | 0 | 0 | 0 | 0 | 0 | 0 | 0 | 0 | 0 | 0 | 0 | 0 | 0 | 0 | 0 | 0 | 0 | 0 | 0 | 0 | 0 | 0 | 0 | 0 | 0 | 0 | 0
Commercial_Restaurant_Existing_Miscellaneous_Natural Gas_Miscellaneous_E4_Codes & Standards Forecast | Commercial | Restaurant | Existing | Miscellaneous | Natural Gas | Miscellaneous | E4 |  | Codes & Standards Forecast | 0 | 0 | 0 | 0 | 0 | 0 | 0 | 0 | 0 | 0 | 0 | 0 | 0 | 0 | 0 | 0 | 0 | 0 | 0 | 0 | 0 | 0 | 0 | 0 | 0 | 0 | 0 | 0 | 0 | 0 | 0 | 0 | 0
Commercial_Restaurant_Existing_Miscellaneous_Natural Gas_Miscellaneous_E5_Codes & Standards Forecast | Commercial | Restaurant | Existing | Miscellaneous | Natural Gas | Miscellaneous | E5 |  | Codes & Standards Forecast | 0 | 0 | 0 | 0 | 0 | 0 | 0 | 0 | 0 | 0 | 0 | 0 | 0 | 0 | 0 | 0 | 0 | 0 | 0 | 0 | 0 | 0 | 0 | 0 | 0 | 0 | 0 | 0 | 0 | 0 | 0 | 0 | 0
Commercial_Restaurant_Existing_Miscellaneous_Natural Gas_Miscellaneous_E6_Codes & Standards Forecast | Commercial | Restaurant | Existing | Miscellaneous | Natural Gas | Miscellaneous | E6 |  | Codes & Standards Forecast | 0 | 0 | 0 | 0 | 0 | 0 | 0 | 0 | 0 | 0 | 0 | 0 | 0 | 0 | 0 | 0 | 0 | 0 | 0 | 0 | 0 | 0 | 0 | 0 | 0 | 0 | 0 | 0 | 0 | 0 | 0 | 0 | 0
Commercial_Restaurant_Existing_Miscellaneous_Natural Gas_Miscellaneous_E7_Codes & Standards Forecast | Commercial | Restaurant | Existing | Miscellaneous | Natural Gas | Miscellaneous | E7 |  | Codes & Standards Forecast | 0 | 0 | 0 | 0 | 0 | 0 | 0 | 0 | 0 | 0 | 0 | 0 | 0 | 0 | 0 | 0 | 0 | 0 | 0 | 0 | 0 | 0 | 0 | 0 | 0 | 0 | 0 | 0 | 0 | 0 | 0 | 0 | 0
Commercial_Restaurant_Existing_Miscellaneous_Natural Gas_Miscellaneous_E8_Codes & Standards Forecast | Commercial | Restaurant | Existing | Miscellaneous | Natural Gas | Miscellaneous | E8 |  | Codes & Standards Forecast | 0 | 0 | 0 | 0 | 0 | 0 | 0 | 0 | 0 | 0 | 0 | 0 | 0 | 0 | 0 | 0 | 0 | 0 | 0 | 0 | 0 | 0 | 0 | 0 | 0 | 0 | 0 | 0 | 0 | 0 | 0 | 0 | 0
Commercial_Restaurant_Existing_Miscellaneous_Natural Gas_Miscellaneous_E9_Codes & Standards Forecast | Commercial | Restaurant | Existing | Miscellaneous | Natural Gas | Miscellaneous | E9 |  | Codes & Standards Forecast | 0 | 0 | 0 | 0 | 0 | 0 | 0 | 0 | 0 | 0 | 0 | 0 | 0 | 0 | 0 | 0 | 0 | 0 | 0 | 0 | 0 | 0 | 0 | 0 | 0 | 0 | 0 | 0 | 0 | 0 | 0 | 0 | 0
Commercial_Restaurant_Existing_Miscellaneous_Natural Gas_Miscellaneous_E10_Codes & Standards Forecast | Commercial | Restaurant | Existing | Miscellaneous | Natural Gas | Miscellaneous | E10 |  | Codes & Standards Forecast | 0 | 0 | 0 | 0 | 0 | 0 | 0 | 0 | 0 | 0 | 0 | 0 | 0 | 0 | 0 | 0 | 0 | 0 | 0 | 0 | 0 | 0 | 0 | 0 | 0 | 0 | 0 | 0 | 0 | 0 | 0 | 0 | 0
Commercial_Restaurant_New_Space Heating_Natural Gas_Furnace_E1_Codes & Standards Forecast | Commercial | Restaurant | New | Space Heating | Natural Gas | Furnace | E1 |  | Codes & Standards Forecast | 0 | 0 | 0 | 0 | 0 | 0 | 0 | 0 | 0 | 0 | 0 | 0 | 0 | 0 | 0 | 0 | 0 | 0 | 0 | 0 | 0 | 0 | 0 | 0 | 0 | 0 | 0 | 0 | 0 | 0 | 0 | 0 | 0
Commercial_Restaurant_New_Space Heating_Natural Gas_Furnace_E2_Codes & Standards Forecast | Commercial | Restaurant | New | Space Heating | Natural Gas | Furnace | E2 |  | Codes & Standards Forecast | 0 | 0 | 0 | 0 | 0 | 0 | 0 | 0 | 0 | 0 | 0 | 0 | 0 | 0 | 0 | 0 | 0 | 0 | 0 | 0 | 0 | 0 | 0 | 0 | 0 | 0 | 0 | 0 | 0 | 0 | 0 | 0 | 0
Commercial_Restaurant_New_Space Heating_Natural Gas_Furnace_E3_Codes & Standards Forecast | Commercial | Restaurant | New | Space Heating | Natural Gas | Furnace | E3 |  | Codes & Standards Forecast | 0 | 0 | 0 | 0 | 0 | 0 | 0 | 0 | 0 | 0 | 0 | 0 | 0 | 0 | 0 | 0 | 0 | 0 | 0 | 0 | 0 | 0 | 0 | 0 | 0 | 0 | 0 | 0 | 0 | 0 | 0 | 0 | 0
Commercial_Restaurant_New_Space Heating_Natural Gas_Furnace_E4_Codes & Standards Forecast | Commercial | Restaurant | New | Space Heating | Natural Gas | Furnace | E4 |  | Codes & Standards Forecast | 0 | 0 | 0 | 0 | 0 | 0 | 0 | 0 | 0 | 0 | 0 | 0 | 0 | 0 | 0 | 0 | 0 | 0 | 0 | 0 | 0 | 0 | 0 | 0 | 0 | 0 | 0 | 0 | 0 | 0 | 0 | 0 | 0
Commercial_Restaurant_New_Space Heating_Natural Gas_Furnace_E5_Codes & Standards Forecast | Commercial | Restaurant | New | Space Heating | Natural Gas | Furnace | E5 |  | Codes & Standards Forecast | 0 | 0 | 0 | 0 | 0 | 0 | 0 | 0 | 0 | 0 | 0 | 0 | 0 | 0 | 0 | 0 | 0 | 0 | 0 | 0 | 0 | 0 | 0 | 0 | 0 | 0 | 0 | 0 | 0 | 0 | 0 | 0 | 0
Commercial_Restaurant_New_Space Heating_Natural Gas_Furnace_E6_Codes & Standards Forecast | Commercial | Restaurant | New | Space Heating | Natural Gas | Furnace | E6 |  | Codes & Standards Forecast | 0 | 0 | 0 | 0 | 0 | 0 | 0 | 0 | 0 | 0 | 0 | 0 | 0 | 0 | 0 | 0 | 0 | 0 | 0 | 0 | 0 | 0 | 0 | 0 | 0 | 0 | 0 | 0 | 0 | 0 | 0 | 0 | 0
Commercial_Restaurant_New_Space Heating_Natural Gas_Furnace_E7_Codes & Standards Forecast | Commercial | Restaurant | New | Space Heating | Natural Gas | Furnace | E7 |  | Codes & Standards Forecast | 0 | 0 | 0 | 0 | 0 | 0 | 0 | 0 | 0 | 0 | 0 | 0 | 0 | 0 | 0 | 0 | 0 | 0 | 0 | 0 | 0 | 0 | 0 | 0 | 0 | 0 | 0 | 0 | 0 | 0 | 0 | 0 | 0
Commercial_Restaurant_New_Space Heating_Natural Gas_Furnace_E8_Codes & Standards Forecast | Commercial | Restaurant | New | Space Heating | Natural Gas | Furnace | E8 |  | Codes & Standards Forecast | 0 | 0 | 0 | 0 | 0 | 0 | 0 | 0 | 0 | 0 | 0 | 0 | 0 | 0 | 0 | 0 | 0 | 0 | 0 | 0 | 0 | 0 | 0 | 0 | 0 | 0 | 0 | 0 | 0 | 0 | 0 | 0 | 0
Commercial_Restaurant_New_Space Heating_Natural Gas_Furnace_E9_Codes & Standards Forecast | Commercial | Restaurant | New | Space Heating | Natural Gas | Furnace | E9 |  | Codes & Standards Forecast | 0 | 0 | 0 | 0 | 0 | 0 | 0 | 0 | 0 | 0 | 0 | 0 | 0 | 0 | 0 | 0 | 0 | 0 | 0 | 0 | 0 | 0 | 0 | 0 | 0 | 0 | 0 | 0 | 0 | 0 | 0 | 0 | 0
Commercial_Restaurant_New_Space Heating_Natural Gas_Furnace_E10_Codes & Standards Forecast | Commercial | Restaurant | New | Space Heating | Natural Gas | Furnace | E10 |  | Codes & Standards Forecast | 0 | 0 | 0 | 0 | 0 | 0 | 0 | 0 | 0 | 0 | 0 | 0 | 0 | 0 | 0 | 0 | 0 | 0 | 0 | 0 | 0 | 0 | 0 | 0 | 0 | 0 | 0 | 0 | 0 | 0 | 0 | 0 | 0
Commercial_Restaurant_New_Space Heating_Natural Gas_Boiler_E1_Codes & Standards Forecast | Commercial | Restaurant | New | Space Heating | Natural Gas | Boiler | E1 |  | Codes & Standards Forecast | 0 | 0 | 0 | 0 | 0 | 0 | 0 | 0 | 0 | 0 | 0 | 0 | 0 | 0 | 0 | 0 | 0 | 0 | 0 | 0 | 0 | 0 | 0 | 0 | 0 | 0 | 0 | 0 | 0 | 0 | 0 | 0 | 0
Commercial_Restaurant_New_Space Heating_Natural Gas_Boiler_E2_Codes & Standards Forecast | Commercial | Restaurant | New | Space Heating | Natural Gas | Boiler | E2 |  | Codes & Standards Forecast | 0 | 0 | 0 | 0 | 0 | 0 | 0 | 0 | 0 | 0 | 0 | 0 | 0 | 0 | 0 | 0 | 0 | 0 | 0 | 0 | 0 | 0 | 0 | 0 | 0 | 0 | 0 | 0 | 0 | 0 | 0 | 0 | 0
Commercial_Restaurant_New_Space Heating_Natural Gas_Boiler_E3_Codes & Standards Forecast | Commercial | Restaurant | New | Space Heating | Natural Gas | Boiler | E3 |  | Codes & Standards Forecast | 0 | 0 | 0 | 0 | 0 | 0 | 0 | 0 | 0 | 0 | 0 | 0 | 0 | 0 | 0 | 0 | 0 | 0 | 0 | 0 | 0 | 0 | 0 | 0 | 0 | 0 | 0 | 0 | 0 | 0 | 0 | 0 | 0
Commercial_Restaurant_New_Space Heating_Natural Gas_Boiler_E4_Codes & Standards Forecast | Commercial | Restaurant | New | Space Heating | Natural Gas | Boiler | E4 |  | Codes & Standards Forecast | 0 | 0 | 0 | 0 | 0 | 0 | 0 | 0 | 0 | 0 | 0 | 0 | 0 | 0 | 0 | 0 | 0 | 0 | 0 | 0 | 0 | 0 | 0 | 0 | 0 | 0 | 0 | 0 | 0 | 0 | 0 | 0 | 0
Commercial_Restaurant_New_Space Heating_Natural Gas_Boiler_E5_Codes & Standards Forecast | Commercial | Restaurant | New | Space Heating | Natural Gas | Boiler | E5 |  | Codes & Standards Forecast | 0 | 0 | 0 | 0 | 0 | 0 | 0 | 0 | 0 | 0 | 0 | 0 | 0 | 0 | 0 | 0 | 0 | 0 | 0 | 0 | 0 | 0 | 0 | 0 | 0 | 0 | 0 | 0 | 0 | 0 | 0 | 0 | 0
Commercial_Restaurant_New_Space Heating_Natural Gas_Boiler_E6_Codes & Standards Forecast | Commercial | Restaurant | New | Space Heating | Natural Gas | Boiler | E6 |  | Codes & Standards Forecast | 0 | 0 | 0 | 0 | 0 | 0 | 0 | 0 | 0 | 0 | 0 | 0 | 0 | 0 | 0 | 0 | 0 | 0 | 0 | 0 | 0 | 0 | 0 | 0 | 0 | 0 | 0 | 0 | 0 | 0 | 0 | 0 | 0
Commercial_Restaurant_New_Space Heating_Natural Gas_Boiler_E7_Codes & Standards Forecast | Commercial | Restaurant | New | Space Heating | Natural Gas | Boiler | E7 |  | Codes & Standards Forecast | 0 | 0 | 0 | 0 | 0 | 0 | 0 | 0 | 0 | 0 | 0 | 0 | 0 | 0 | 0 | 0 | 0 | 0 | 0 | 0 | 0 | 0 | 0 | 0 | 0 | 0 | 0 | 0 | 0 | 0 | 0 | 0 | 0
Commercial_Restaurant_New_Space Heating_Natural Gas_Boiler_E8_Codes & Standards Forecast | Commercial | Restaurant | New | Space Heating | Natural Gas | Boiler | E8 |  | Codes & Standards Forecast | 0 | 0 | 0 | 0 | 0 | 0 | 0 | 0 | 0 | 0 | 0 | 0 | 0 | 0 | 0 | 0 | 0 | 0 | 0 | 0 | 0 | 0 | 0 | 0 | 0 | 0 | 0 | 0 | 0 | 0 | 0 | 0 | 0
Commercial_Restaurant_New_Space Heating_Natural Gas_Boiler_E9_Codes & Standards Forecast | Commercial | Restaurant | New | Space Heating | Natural Gas | Boiler | E9 |  | Codes & Standards Forecast | 0 | 0 | 0 | 0 | 0 | 0 | 0 | 0 | 0 | 0 | 0 | 0 | 0 | 0 | 0 | 0 | 0 | 0 | 0 | 0 | 0 | 0 | 0 | 0 | 0 | 0 | 0 | 0 | 0 | 0 | 0 | 0 | 0
Commercial_Restaurant_New_Space Heating_Natural Gas_Boiler_E10_Codes & Standards Forecast | Commercial | Restaurant | New | Space Heating | Natural Gas | Boiler | E10 |  | Codes & Standards Forecast | 0 | 0 | 0 | 0 | 0 | 0 | 0 | 0 | 0 | 0 | 0 | 0 | 0 | 0 | 0 | 0 | 0 | 0 | 0 | 0 | 0 | 0 | 0 | 0 | 0 | 0 | 0 | 0 | 0 | 0 | 0 | 0 | 0
Commercial_Restaurant_New_Space Heating_Natural Gas_Unit Heater_E1_Codes & Standards Forecast | Commercial | Restaurant | New | Space Heating | Natural Gas | Unit Heater | E1 |  | Codes & Standards Forecast | 0 | 12.8124 | 61.799 | 39.4939 | 47.2208 | 0 | 0 | 0 | 0 | 0 | 0 | 0 | 0 | 0 | 0 | 0 | 0 | 0 | 0 | 0 | 0 | 0 | 0 | 0 | 0 | 0 | 0 | 0 | 0 | 0 | 0 | 0 | 0
Commercial_Restaurant_New_Space Heating_Natural Gas_Unit Heater_E2_Codes & Standards Forecast | Commercial | Restaurant | New | Space Heating | Natural Gas | Unit Heater | E2 |  | Codes & Standards Forecast | 0 | 0 | 0 | 0 | 0 | 48.6653 | 48.9099 | 42.3314 | 41.7381 | 42.7151 | 43.4104 | 44.9109 | 52.804 | 56.3827 | 61.1098 | 65.1895 | 69.072 | 70.2726 | 74.1603 | 88.2975 | 80.8513 | 84.1896 | 86.1933 | 88.0547 | 88.4081 | 90.7842 | 93.8936 | 96.5403 | 99.7545 | 106.327 | 109.8675 | 113.4832 | 92.9752
Commercial_Restaurant_New_Space Heating_Natural Gas_Unit Heater_E3_Codes & Standards Forecast | Commercial | Restaurant | New | Space Heating | Natural Gas | Unit Heater | E3 |  | Codes & Standards Forecast | 0 | 0 | 0 | 0 | 0 | 0 | 0 | 0 | 0 | 0 | 0 | 0 | 0 | 0 | 0 | 0 | 0 | 0 | 0 | 0 | 0 | 0 | 0 | 0 | 0 | 0 | 0 | 0 | 0 | 0 | 0 | 0 | 0
Commercial_Restaurant_New_Space Heating_Natural Gas_Unit Heater_E4_Codes & Standards Forecast | Commercial | Restaurant | New | Space Heating | Natural Gas | Unit Heater | E4 |  | Codes & Standards Forecast | 0 | 0 | 0 | 0 | 0 | 0 | 0 | 0 | 0 | 0 | 0 | 0 | 0 | 0 | 0 | 0 | 0 | 0 | 0 | 0 | 0 | 0 | 0 | 0 | 0 | 0 | 0 | 0 | 0 | 0 | 0 | 0 | 0
Commercial_Restaurant_New_Space Heating_Natural Gas_Unit Heater_E5_Codes & Standards Forecast | Commercial | Restaurant | New | Space Heating | Natural Gas | Unit Heater | E5 |  | Codes & Standards Forecast | 0 | 0 | 0 | 0 | 0 | 0 | 0 | 0 | 0 | 0 | 0 | 0 | 0 | 0 | 0 | 0 | 0 | 0 | 0 | 0 | 0 | 0 | 0 | 0 | 0 | 0 | 0 | 0 | 0 | 0 | 0 | 0 | 0
Commercial_Restaurant_New_Space Heating_Natural Gas_Unit Heater_E6_Codes & Standards Forecast | Commercial | Restaurant | New | Space Heating | Natural Gas | Unit Heater | E6 |  | Codes & Standards Forecast | 0 | 0 | 0 | 0 | 0 | 0 | 0 | 0 | 0 | 0 | 0 | 0 | 0 | 0 | 0 | 0 | 0 | 0 | 0 | 0 | 0 | 0 | 0 | 0 | 0 | 0 | 0 | 0 | 0 | 0 | 0 | 0 | 0
Commercial_Restaurant_New_Space Heating_Natural Gas_Unit Heater_E7_Codes & Standards Forecast | Commercial | Restaurant | New | Space Heating | Natural Gas | Unit Heater | E7 |  | Codes & Standards Forecast | 0 | 0 | 0 | 0 | 0 | 0 | 0 | 0 | 0 | 0 | 0 | 0 | 0 | 0 | 0 | 0 | 0 | 0 | 0 | 0 | 0 | 0 | 0 | 0 | 0 | 0 | 0 | 0 | 0 | 0 | 0 | 0 | 0
Commercial_Restaurant_New_Space Heating_Natural Gas_Unit Heater_E8_Codes & Standards Forecast | Commercial | Restaurant | New | Space Heating | Natural Gas | Unit Heater | E8 |  | Codes & Standards Forecast | 0 | 0 | 0 | 0 | 0 | 0 | 0 | 0 | 0 | 0 | 0 | 0 | 0 | 0 | 0 | 0 | 0 | 0 | 0 | 0 | 0 | 0 | 0 | 0 | 0 | 0 | 0 | 0 | 0 | 0 | 0 | 0 | 0
Commercial_Restaurant_New_Space Heating_Natural Gas_Unit Heater_E9_Codes & Standards Forecast | Commercial | Restaurant | New | Space Heating | Natural Gas | Unit Heater | E9 |  | Codes & Standards Forecast | 0 | 0 | 0 | 0 | 0 | 0 | 0 | 0 | 0 | 0 | 0 | 0 | 0 | 0 | 0 | 0 | 0 | 0 | 0 | 0 | 0 | 0 | 0 | 0 | 0 | 0 | 0 | 0 | 0 | 0 | 0 | 0 | 0
Commercial_Restaurant_New_Space Heating_Natural Gas_Unit Heater_E10_Codes & Standards Forecast | Commercial | Restaurant | New | Space Heating | Natural Gas | Unit Heater | E10 |  | Codes & Standards Forecast | 0 | 0 | 0 | 0 | 0 | 0 | 0 | 0 | 0 | 0 | 0 | 0 | 0 | 0 | 0 | 0 | 0 | 0 | 0 | 0 | 0 | 0 | 0 | 0 | 0 | 0 | 0 | 0 | 0 | 0 | 0 | 0 | 0
Commercial_Restaurant_New_Water Heating_Natural Gas_Water Heater_E1_Codes & Standards Forecast | Commercial | Restaurant | New | Water Heating | Natural Gas | Water Heater | E1 |  | Codes & Standards Forecast | 0 | 905.9339 | 4369.6556 | 2792.516 | 3338.8679 | 3441.0088 | 3458.3004 | 2993.1479 | 2951.2004 | 3020.2778 | 3250.6276 | 4065.0034 | 4372.0861 | 4724.2671 | 5063.4122 | 5563.2937 | 6564.9563 | 5953.4851 | 5974.9971 | 5924.1287 | 6097.2915 | 6224.3193 | 6499.4905 | 6817.3658 | 7220.5876 | 7880.4079 | 8157.7305 | 8388.7142 | 8571.0193 | 8789.7891 | 9138.207 | 9034.0314 | 7504.2138
Commercial_Restaurant_New_Water Heating_Natural Gas_Water Heater_E2_Codes & Standards Forecast | Commercial | Restaurant | New | Water Heating | Natural Gas | Water Heater | E2 |  | Codes & Standards Forecast | 0 | 0 | 0 | 0 | 0 | 0 | 0 | 0 | 0 | 0 | 0 | 0 | 0 | 0 | 0 | 0 | 0 | 0 | 0 | 0 | 0 | 0 | 0 | 0 | 0 | 0 | 0 | 0 | 0 | 0 | 0 | 0 | 0
Commercial_Restaurant_New_Water Heating_Natural Gas_Water Heater_E3_Codes & Standards Forecast | Commercial | Restaurant | New | Water Heating | Natural Gas | Water Heater | E3 |  | Codes & Standards Forecast | 0 | 0 | 0 | 0 | 0 | 0 | 0 | 0 | 0 | 0 | 0 | 0 | 0 | 0 | 0 | 0 | 0 | 0 | 0 | 0 | 0 | 0 | 0 | 0 | 0 | 0 | 0 | 0 | 0 | 0 | 0 | 0 | 0
Commercial_Restaurant_New_Water Heating_Natural Gas_Water Heater_E4_Codes & Standards Forecast | Commercial | Restaurant | New | Water Heating | Natural Gas | Water Heater | E4 |  | Codes & Standards Forecast | 0 | 0 | 0 | 0 | 0 | 0 | 0 | 0 | 0 | 0 | 0 | 0 | 0 | 0 | 0 | 0 | 0 | 0 | 0 | 0 | 0 | 0 | 0 | 0 | 0 | 0 | 0 | 0 | 0 | 0 | 0 | 0 | 0
Commercial_Restaurant_New_Water Heating_Natural Gas_Water Heater_E5_Codes & Standards Forecast | Commercial | Restaurant | New | Water Heating | Natural Gas | Water Heater | E5 |  | Codes & Standards Forecast | 0 | 0 | 0 | 0 | 0 | 0 | 0 | 0 | 0 | 0 | 0 | 0 | 0 | 0 | 0 | 0 | 0 | 0 | 0 | 0 | 0 | 0 | 0 | 0 | 0 | 0 | 0 | 0 | 0 | 0 | 0 | 0 | 0
Commercial_Restaurant_New_Water Heating_Natural Gas_Water Heater_E6_Codes & Standards Forecast | Commercial | Restaurant | New | Water Heating | Natural Gas | Water Heater | E6 |  | Codes & Standards Forecast | 0 | 0 | 0 | 0 | 0 | 0 | 0 | 0 | 0 | 0 | 0 | 0 | 0 | 0 | 0 | 0 | 0 | 0 | 0 | 0 | 0 | 0 | 0 | 0 | 0 | 0 | 0 | 0 | 0 | 0 | 0 | 0 | 0
Commercial_Restaurant_New_Water Heating_Natural Gas_Water Heater_E7_Codes & Standards Forecast | Commercial | Restaurant | New | Water Heating | Natural Gas | Water Heater | E7 |  | Codes & Standards Forecast | 0 | 0 | 0 | 0 | 0 | 0 | 0 | 0 | 0 | 0 | 0 | 0 | 0 | 0 | 0 | 0 | 0 | 0 | 0 | 0 | 0 | 0 | 0 | 0 | 0 | 0 | 0 | 0 | 0 | 0 | 0 | 0 | 0
Commercial_Restaurant_New_Water Heating_Natural Gas_Water Heater_E8_Codes & Standards Forecast | Commercial | Restaurant | New | Water Heating | Natural Gas | Water Heater | E8 |  | Codes & Standards Forecast | 0 | 0 | 0 | 0 | 0 | 0 | 0 | 0 | 0 | 0 | 0 | 0 | 0 | 0 | 0 | 0 | 0 | 0 | 0 | 0 | 0 | 0 | 0 | 0 | 0 | 0 | 0 | 0 | 0 | 0 | 0 | 0 | 0
Commercial_Restaurant_New_Water Heating_Natural Gas_Water Heater_E9_Codes & Standards Forecast | Commercial | Restaurant | New | Water Heating | Natural Gas | Water Heater | E9 |  | Codes & Standards Forecast | 0 | 0 | 0 | 0 | 0 | 0 | 0 | 0 | 0 | 0 | 0 | 0 | 0 | 0 | 0 | 0 | 0 | 0 | 0 | 0 | 0 | 0 | 0 | 0 | 0 | 0 | 0 | 0 | 0 | 0 | 0 | 0 | 0
Commercial_Restaurant_New_Water Heating_Natural Gas_Water Heater_E10_Codes & Standards Forecast | Commercial | Restaurant | New | Water Heating | Natural Gas | Water Heater | E10 |  | Codes & Standards Forecast | 0 | 0 | 0 | 0 | 0 | 0 | 0 | 0 | 0 | 0 | 0 | 0 | 0 | 0 | 0 | 0 | 0 | 0 | 0 | 0 | 0 | 0 | 0 | 0 | 0 | 0 | 0 | 0 | 0 | 0 | 0 | 0 | 0
Commercial_Restaurant_New_Food Preparation_Natural Gas_Oven_E1_Codes & Standards Forecast | Commercial | Restaurant | New | Food Preparation | Natural Gas | Oven | E1 |  | Codes & Standards Forecast | 0 | 233.1367 | 1124.5048 | 718.6373 | 859.2377 | 885.5231 | 889.973 | 770.2687 | 759.4738 | 777.2505 | 828.7584 | 1003.6991 | 1074.5781 | 1156.7768 | 1239.5219 | 1305.9956 | 1412.8288 | 1662.2564 | 1496.2493 | 1520.584 | 1557.7315 | 1608.1766 | 1626.782 | 1686.3713 | 1756.5451 | 1837.8168 | 1982.7146 | 2044.8562 | 2106.6981 | 2163.4792 | 2218.8448 | 2275.2845 | 1940.7218
Commercial_Restaurant_New_Food Preparation_Natural Gas_Oven_E2_Codes & Standards Forecast | Commercial | Restaurant | New | Food Preparation | Natural Gas | Oven | E2 |  | Codes & Standards Forecast | 0 | 0 | 0 | 0 | 0 | 0 | 0 | 0 | 0 | 0 | 0 | 0 | 0 | 0 | 0 | 0 | 0 | 0 | 0 | 0 | 0 | 0 | 0 | 0 | 0 | 0 | 0 | 0 | 0 | 0 | 0 | 0 | 0
Commercial_Restaurant_New_Food Preparation_Natural Gas_Oven_E3_Codes & Standards Forecast | Commercial | Restaurant | New | Food Preparation | Natural Gas | Oven | E3 |  | Codes & Standards Forecast | 0 | 0 | 0 | 0 | 0 | 0 | 0 | 0 | 0 | 0 | 0 | 0 | 0 | 0 | 0 | 0 | 0 | 0 | 0 | 0 | 0 | 0 | 0 | 0 | 0 | 0 | 0 | 0 | 0 | 0 | 0 | 0 | 0
Commercial_Restaurant_New_Food Preparation_Natural Gas_Oven_E4_Codes & Standards Forecast | Commercial | Restaurant | New | Food Preparation | Natural Gas | Oven | E4 |  | Codes & Standards Forecast | 0 | 0 | 0 | 0 | 0 | 0 | 0 | 0 | 0 | 0 | 0 | 0 | 0 | 0 | 0 | 0 | 0 | 0 | 0 | 0 | 0 | 0 | 0 | 0 | 0 | 0 | 0 | 0 | 0 | 0 | 0 | 0 | 0
Commercial_Restaurant_New_Food Preparation_Natural Gas_Oven_E5_Codes & Standards Forecast | Commercial | Restaurant | New | Food Preparation | Natural Gas | Oven | E5 |  | Codes & Standards Forecast | 0 | 0 | 0 | 0 | 0 | 0 | 0 | 0 | 0 | 0 | 0 | 0 | 0 | 0 | 0 | 0 | 0 | 0 | 0 | 0 | 0 | 0 | 0 | 0 | 0 | 0 | 0 | 0 | 0 | 0 | 0 | 0 | 0
Commercial_Restaurant_New_Food Preparation_Natural Gas_Oven_E6_Codes & Standards Forecast | Commercial | Restaurant | New | Food Preparation | Natural Gas | Oven | E6 |  | Codes & Standards Forecast | 0 | 0 | 0 | 0 | 0 | 0 | 0 | 0 | 0 | 0 | 0 | 0 | 0 | 0 | 0 | 0 | 0 | 0 | 0 | 0 | 0 | 0 | 0 | 0 | 0 | 0 | 0 | 0 | 0 | 0 | 0 | 0 | 0
Commercial_Restaurant_New_Food Preparation_Natural Gas_Oven_E7_Codes & Standards Forecast | Commercial | Restaurant | New | Food Preparation | Natural Gas | Oven | E7 |  | Codes & Standards Forecast | 0 | 0 | 0 | 0 | 0 | 0 | 0 | 0 | 0 | 0 | 0 | 0 | 0 | 0 | 0 | 0 | 0 | 0 | 0 | 0 | 0 | 0 | 0 | 0 | 0 | 0 | 0 | 0 | 0 | 0 | 0 | 0 | 0
Commercial_Restaurant_New_Food Preparation_Natural Gas_Oven_E8_Codes & Standards Forecast | Commercial | Restaurant | New | Food Preparation | Natural Gas | Oven | E8 |  | Codes & Standards Forecast | 0 | 0 | 0 | 0 | 0 | 0 | 0 | 0 | 0 | 0 | 0 | 0 | 0 | 0 | 0 | 0 | 0 | 0 | 0 | 0 | 0 | 0 | 0 | 0 | 0 | 0 | 0 | 0 | 0 | 0 | 0 | 0 | 0
Commercial_Restaurant_New_Food Preparation_Natural Gas_Oven_E9_Codes & Standards Forecast | Commercial | Restaurant | New | Food Preparation | Natural Gas | Oven | E9 |  | Codes & Standards Forecast | 0 | 0 | 0 | 0 | 0 | 0 | 0 | 0 | 0 | 0 | 0 | 0 | 0 | 0 | 0 | 0 | 0 | 0 | 0 | 0 | 0 | 0 | 0 | 0 | 0 | 0 | 0 | 0 | 0 | 0 | 0 | 0 | 0
Commercial_Restaurant_New_Food Preparation_Natural Gas_Oven_E10_Codes & Standards Forecast | Commercial | Restaurant | New | Food Preparation | Natural Gas | Oven | E10 |  | Codes & Standards Forecast | 0 | 0 | 0 | 0 | 0 | 0 | 0 | 0 | 0 | 0 | 0 | 0 | 0 | 0 | 0 | 0 | 0 | 0 | 0 | 0 | 0 | 0 | 0 | 0 | 0 | 0 | 0 | 0 | 0 | 0 | 0 | 0 | 0
Commercial_Restaurant_New_Food Preparation_Natural Gas_Conveyor Oven_E1_Codes & Standards Forecast | Commercial | Restaurant | New | Food Preparation | Natural Gas | Conveyor Oven | E1 |  | Codes & Standards Forecast | 0 | 116.5683 | 562.2524 | 359.3187 | 429.6189 | 442.7615 | 444.9865 | 385.1344 | 379.7369 | 388.6252 | 394.9511 | 391.9508 | 385.8203 | 380.5613 | 381.1114 | 379.9588 | 382.1607 | 396.5587 | 489.521 | 523.6 | 574.3452 | 624.4604 | 694.548 | 825.0269 | 759.1574 | 777.783 | 779.5757 | 776.6472 | 758.2346 | 756.2332 | 760.6046 | 761.2604 | 544.1281
Commercial_Restaurant_New_Food Preparation_Natural Gas_Conveyor Oven_E2_Codes & Standards Forecast | Commercial | Restaurant | New | Food Preparation | Natural Gas | Conveyor Oven | E2 |  | Codes & Standards Forecast | 0 | 0 | 0 | 0 | 0 | 0 | 0 | 0 | 0 | 0 | 0 | 0 | 0 | 0 | 0 | 0 | 0 | 0 | 0 | 0 | 0 | 0 | 0 | 0 | 0 | 0 | 0 | 0 | 0 | 0 | 0 | 0 | 0
Commercial_Restaurant_New_Food Preparation_Natural Gas_Conveyor Oven_E3_Codes & Standards Forecast | Commercial | Restaurant | New | Food Preparation | Natural Gas | Conveyor Oven | E3 |  | Codes & Standards Forecast | 0 | 0 | 0 | 0 | 0 | 0 | 0 | 0 | 0 | 0 | 0 | 0 | 0 | 0 | 0 | 0 | 0 | 0 | 0 | 0 | 0 | 0 | 0 | 0 | 0 | 0 | 0 | 0 | 0 | 0 | 0 | 0 | 0
Commercial_Restaurant_New_Food Preparation_Natural Gas_Conveyor Oven_E4_Codes & Standards Forecast | Commercial | Restaurant | New | Food Preparation | Natural Gas | Conveyor Oven | E4 |  | Codes & Standards Forecast | 0 | 0 | 0 | 0 | 0 | 0 | 0 | 0 | 0 | 0 | 0 | 0 | 0 | 0 | 0 | 0 | 0 | 0 | 0 | 0 | 0 | 0 | 0 | 0 | 0 | 0 | 0 | 0 | 0 | 0 | 0 | 0 | 0
Commercial_Restaurant_New_Food Preparation_Natural Gas_Conveyor Oven_E5_Codes & Standards Forecast | Commercial | Restaurant | New | Food Preparation | Natural Gas | Conveyor Oven | E5 |  | Codes & Standards Forecast | 0 | 0 | 0 | 0 | 0 | 0 | 0 | 0 | 0 | 0 | 0 | 0 | 0 | 0 | 0 | 0 | 0 | 0 | 0 | 0 | 0 | 0 | 0 | 0 | 0 | 0 | 0 | 0 | 0 | 0 | 0 | 0 | 0
Commercial_Restaurant_New_Food Preparation_Natural Gas_Conveyor Oven_E6_Codes & Standards Forecast | Commercial | Restaurant | New | Food Preparation | Natural Gas | Conveyor Oven | E6 |  | Codes & Standards Forecast | 0 | 0 | 0 | 0 | 0 | 0 | 0 | 0 | 0 | 0 | 0 | 0 | 0 | 0 | 0 | 0 | 0 | 0 | 0 | 0 | 0 | 0 | 0 | 0 | 0 | 0 | 0 | 0 | 0 | 0 | 0 | 0 | 0
Commercial_Restaurant_New_Food Preparation_Natural Gas_Conveyor Oven_E7_Codes & Standards Forecast | Commercial | Restaurant | New | Food Preparation | Natural Gas | Conveyor Oven | E7 |  | Codes & Standards Forecast | 0 | 0 | 0 | 0 | 0 | 0 | 0 | 0 | 0 | 0 | 0 | 0 | 0 | 0 | 0 | 0 | 0 | 0 | 0 | 0 | 0 | 0 | 0 | 0 | 0 | 0 | 0 | 0 | 0 | 0 | 0 | 0 | 0
Commercial_Restaurant_New_Food Preparation_Natural Gas_Conveyor Oven_E8_Codes & Standards Forecast | Commercial | Restaurant | New | Food Preparation | Natural Gas | Conveyor Oven | E8 |  | Codes & Standards Forecast | 0 | 0 | 0 | 0 | 0 | 0 | 0 | 0 | 0 | 0 | 0 | 0 | 0 | 0 | 0 | 0 | 0 | 0 | 0 | 0 | 0 | 0 | 0 | 0 | 0 | 0 | 0 | 0 | 0 | 0 | 0 | 0 | 0
Commercial_Restaurant_New_Food Preparation_Natural Gas_Conveyor Oven_E9_Codes & Standards Forecast | Commercial | Restaurant | New | Food Preparation | Natural Gas | Conveyor Oven | E9 |  | Codes & Standards Forecast | 0 | 0 | 0 | 0 | 0 | 0 | 0 | 0 | 0 | 0 | 0 | 0 | 0 | 0 | 0 | 0 | 0 | 0 | 0 | 0 | 0 | 0 | 0 | 0 | 0 | 0 | 0 | 0 | 0 | 0 | 0 | 0 | 0
Commercial_Restaurant_New_Food Preparation_Natural Gas_Conveyor Oven_E10_Codes & Standards Forecast | Commercial | Restaurant | New | Food Preparation | Natural Gas | Conveyor Oven | E10 |  | Codes & Standards Forecast | 0 | 0 | 0 | 0 | 0 | 0 | 0 | 0 | 0 | 0 | 0 | 0 | 0 | 0 | 0 | 0 | 0 | 0 | 0 | 0 | 0 | 0 | 0 | 0 | 0 | 0 | 0 | 0 | 0 | 0 | 0 | 0 | 0
Commercial_Restaurant_New_Food Preparation_Natural Gas_Double Rack Oven_E1_Codes & Standards Forecast | Commercial | Restaurant | New | Food Preparation | Natural Gas | Double Rack Oven | E1 |  | Codes & Standards Forecast | 0 | 116.5683 | 562.2524 | 359.3187 | 429.6189 | 442.7615 | 444.9865 | 385.1344 | 379.7369 | 388.6252 | 394.9511 | 391.9508 | 409.1339 | 511.6627 | 557.8563 | 607.2785 | 652.5688 | 709.1265 | 820.985 | 739.657 | 757.4208 | 764.8041 | 766.2414 | 754.6583 | 781.0306 | 813.029 | 848.451 | 882.5012 | 927.7734 | 1008.2412 | 1043.6995 | 1074.5261 | 883.9285
Commercial_Restaurant_New_Food Preparation_Natural Gas_Double Rack Oven_E2_Codes & Standards Forecast | Commercial | Restaurant | New | Food Preparation | Natural Gas | Double Rack Oven | E2 |  | Codes & Standards Forecast | 0 | 0 | 0 | 0 | 0 | 0 | 0 | 0 | 0 | 0 | 0 | 0 | 0 | 0 | 0 | 0 | 0 | 0 | 0 | 0 | 0 | 0 | 0 | 0 | 0 | 0 | 0 | 0 | 0 | 0 | 0 | 0 | 0
Commercial_Restaurant_New_Food Preparation_Natural Gas_Double Rack Oven_E3_Codes & Standards Forecast | Commercial | Restaurant | New | Food Preparation | Natural Gas | Double Rack Oven | E3 |  | Codes & Standards Forecast | 0 | 0 | 0 | 0 | 0 | 0 | 0 | 0 | 0 | 0 | 0 | 0 | 0 | 0 | 0 | 0 | 0 | 0 | 0 | 0 | 0 | 0 | 0 | 0 | 0 | 0 | 0 | 0 | 0 | 0 | 0 | 0 | 0
Commercial_Restaurant_New_Food Preparation_Natural Gas_Double Rack Oven_E4_Codes & Standards Forecast | Commercial | Restaurant | New | Food Preparation | Natural Gas | Double Rack Oven | E4 |  | Codes & Standards Forecast | 0 | 0 | 0 | 0 | 0 | 0 | 0 | 0 | 0 | 0 | 0 | 0 | 0 | 0 | 0 | 0 | 0 | 0 | 0 | 0 | 0 | 0 | 0 | 0 | 0 | 0 | 0 | 0 | 0 | 0 | 0 | 0 | 0
Commercial_Restaurant_New_Food Preparation_Natural Gas_Double Rack Oven_E5_Codes & Standards Forecast | Commercial | Restaurant | New | Food Preparation | Natural Gas | Double Rack Oven | E5 |  | Codes & Standards Forecast | 0 | 0 | 0 | 0 | 0 | 0 | 0 | 0 | 0 | 0 | 0 | 0 | 0 | 0 | 0 | 0 | 0 | 0 | 0 | 0 | 0 | 0 | 0 | 0 | 0 | 0 | 0 | 0 | 0 | 0 | 0 | 0 | 0
Commercial_Restaurant_New_Food Preparation_Natural Gas_Double Rack Oven_E6_Codes & Standards Forecast | Commercial | Restaurant | New | Food Preparation | Natural Gas | Double Rack Oven | E6 |  | Codes & Standards Forecast | 0 | 0 | 0 | 0 | 0 | 0 | 0 | 0 | 0 | 0 | 0 | 0 | 0 | 0 | 0 | 0 | 0 | 0 | 0 | 0 | 0 | 0 | 0 | 0 | 0 | 0 | 0 | 0 | 0 | 0 | 0 | 0 | 0
Commercial_Restaurant_New_Food Preparation_Natural Gas_Double Rack Oven_E7_Codes & Standards Forecast | Commercial | Restaurant | New | Food Preparation | Natural Gas | Double Rack Oven | E7 |  | Codes & Standards Forecast | 0 | 0 | 0 | 0 | 0 | 0 | 0 | 0 | 0 | 0 | 0 | 0 | 0 | 0 | 0 | 0 | 0 | 0 | 0 | 0 | 0 | 0 | 0 | 0 | 0 | 0 | 0 | 0 | 0 | 0 | 0 | 0 | 0
Commercial_Restaurant_New_Food Preparation_Natural Gas_Double Rack Oven_E8_Codes & Standards Forecast | Commercial | Restaurant | New | Food Preparation | Natural Gas | Double Rack Oven | E8 |  | Codes & Standards Forecast | 0 | 0 | 0 | 0 | 0 | 0 | 0 | 0 | 0 | 0 | 0 | 0 | 0 | 0 | 0 | 0 | 0 | 0 | 0 | 0 | 0 | 0 | 0 | 0 | 0 | 0 | 0 | 0 | 0 | 0 | 0 | 0 | 0
Commercial_Restaurant_New_Food Preparation_Natural Gas_Double Rack Oven_E9_Codes & Standards Forecast | Commercial | Restaurant | New | Food Preparation | Natural Gas | Double Rack Oven | E9 |  | Codes & Standards Forecast | 0 | 0 | 0 | 0 | 0 | 0 | 0 | 0 | 0 | 0 | 0 | 0 | 0 | 0 | 0 | 0 | 0 | 0 | 0 | 0 | 0 | 0 | 0 | 0 | 0 | 0 | 0 | 0 | 0 | 0 | 0 | 0 | 0
Commercial_Restaurant_New_Food Preparation_Natural Gas_Double Rack Oven_E10_Codes & Standards Forecast | Commercial | Restaurant | New | Food Preparation | Natural Gas | Double Rack Oven | E10 |  | Codes & Standards Forecast | 0 | 0 | 0 | 0 | 0 | 0 | 0 | 0 | 0 | 0 | 0 | 0 | 0 | 0 | 0 | 0 | 0 | 0 | 0 | 0 | 0 | 0 | 0 | 0 | 0 | 0 | 0 | 0 | 0 | 0 | 0 | 0 | 0
Commercial_Restaurant_New_Food Preparation_Natural Gas_Fryer_E1_Codes & Standards Forecast | Commercial | Restaurant | New | Food Preparation | Natural Gas | Fryer | E1 |  | Codes & Standards Forecast | 0 | 3044.0613 | 14682.6383 | 0 | 0 | 0 | 0 | 0 | 0 | 0 | 0 | 0 | 0 | 0 | 0 | 0 | 0 | 0 | 0 | 0 | 0 | 0 | 0 | 0 | 0 | 0 | 0 | 0 | 0 | 0 | 0 | 0 | 0
Commercial_Restaurant_New_Food Preparation_Natural Gas_Fryer_E2_Codes & Standards Forecast | Commercial | Restaurant | New | Food Preparation | Natural Gas | Fryer | E2 |  | Codes & Standards Forecast | 0 | 0 | 0 | 9383.2342 | 11219.0512 | 11562.2585 | 11620.3607 | 10057.3848 | 9916.4357 | 10757.3573 | 13737.3171 | 14850.8967 | 16011.5136 | 16999.3895 | 18723.5244 | 22001.6462 | 20237.3446 | 20585.7184 | 20868.238 | 21249.957 | 21608.546 | 22645.7061 | 24051.3501 | 26394.9297 | 27450.0805 | 28321.8107 | 29046.3576 | 29871.8275 | 31048.6171 | 30862.7274 | 31604.2693 | 32598.3155 | 27999.0491
Commercial_Restaurant_New_Food Preparation_Natural Gas_Fryer_E3_Codes & Standards Forecast | Commercial | Restaurant | New | Food Preparation | Natural Gas | Fryer | E3 |  | Codes & Standards Forecast | 0 | 0 | 0 | 0 | 0 | 0 | 0 | 0 | 0 | 0 | 0 | 0 | 0 | 0 | 0 | 0 | 0 | 0 | 0 | 0 | 0 | 0 | 0 | 0 | 0 | 0 | 0 | 0 | 0 | 0 | 0 | 0 | 0
Commercial_Restaurant_New_Food Preparation_Natural Gas_Fryer_E4_Codes & Standards Forecast | Commercial | Restaurant | New | Food Preparation | Natural Gas | Fryer | E4 |  | Codes & Standards Forecast | 0 | 0 | 0 | 0 | 0 | 0 | 0 | 0 | 0 | 0 | 0 | 0 | 0 | 0 | 0 | 0 | 0 | 0 | 0 | 0 | 0 | 0 | 0 | 0 | 0 | 0 | 0 | 0 | 0 | 0 | 0 | 0 | 0
Commercial_Restaurant_New_Food Preparation_Natural Gas_Fryer_E5_Codes & Standards Forecast | Commercial | Restaurant | New | Food Preparation | Natural Gas | Fryer | E5 |  | Codes & Standards Forecast | 0 | 0 | 0 | 0 | 0 | 0 | 0 | 0 | 0 | 0 | 0 | 0 | 0 | 0 | 0 | 0 | 0 | 0 | 0 | 0 | 0 | 0 | 0 | 0 | 0 | 0 | 0 | 0 | 0 | 0 | 0 | 0 | 0
Commercial_Restaurant_New_Food Preparation_Natural Gas_Fryer_E6_Codes & Standards Forecast | Commercial | Restaurant | New | Food Preparation | Natural Gas | Fryer | E6 |  | Codes & Standards Forecast | 0 | 0 | 0 | 0 | 0 | 0 | 0 | 0 | 0 | 0 | 0 | 0 | 0 | 0 | 0 | 0 | 0 | 0 | 0 | 0 | 0 | 0 | 0 | 0 | 0 | 0 | 0 | 0 | 0 | 0 | 0 | 0 | 0
Commercial_Restaurant_New_Food Preparation_Natural Gas_Fryer_E7_Codes & Standards Forecast | Commercial | Restaurant | New | Food Preparation | Natural Gas | Fryer | E7 |  | Codes & Standards Forecast | 0 | 0 | 0 | 0 | 0 | 0 | 0 | 0 | 0 | 0 | 0 | 0 | 0 | 0 | 0 | 0 | 0 | 0 | 0 | 0 | 0 | 0 | 0 | 0 | 0 | 0 | 0 | 0 | 0 | 0 | 0 | 0 | 0
Commercial_Restaurant_New_Food Preparation_Natural Gas_Fryer_E8_Codes & Standards Forecast | Commercial | Restaurant | New | Food Preparation | Natural Gas | Fryer | E8 |  | Codes & Standards Forecast | 0 | 0 | 0 | 0 | 0 | 0 | 0 | 0 | 0 | 0 | 0 | 0 | 0 | 0 | 0 | 0 | 0 | 0 | 0 | 0 | 0 | 0 | 0 | 0 | 0 | 0 | 0 | 0 | 0 | 0 | 0 | 0 | 0
Commercial_Restaurant_New_Food Preparation_Natural Gas_Fryer_E9_Codes & Standards Forecast | Commercial | Restaurant | New | Food Preparation | Natural Gas | Fryer | E9 |  | Codes & Standards Forecast | 0 | 0 | 0 | 0 | 0 | 0 | 0 | 0 | 0 | 0 | 0 | 0 | 0 | 0 | 0 | 0 | 0 | 0 | 0 | 0 | 0 | 0 | 0 | 0 | 0 | 0 | 0 | 0 | 0 | 0 | 0 | 0 | 0
Commercial_Restaurant_New_Food Preparation_Natural Gas_Fryer_E10_Codes & Standards Forecast | Commercial | Restaurant | New | Food Preparation | Natural Gas | Fryer | E10 |  | Codes & Standards Forecast | 0 | 0 | 0 | 0 | 0 | 0 | 0 | 0 | 0 | 0 | 0 | 0 | 0 | 0 | 0 | 0 | 0 | 0 | 0 | 0 | 0 | 0 | 0 | 0 | 0 | 0 | 0 | 0 | 0 | 0 | 0 | 0 | 0
Commercial_Restaurant_New_Food Preparation_Natural Gas_Broiler_E1_Codes & Standards Forecast | Commercial | Restaurant | New | Food Preparation | Natural Gas | Broiler | E1 |  | Codes & Standards Forecast | 0 | 2750.3915 | 13266.1596 | 8478.0051 | 10136.7152 | 10446.8122 | 10499.3092 | 9087.1183 | 8959.767 | 9169.484 | 9318.7418 | 9247.9489 | 9653.3802 | 12072.5129 | 13162.4347 | 14328.5348 | 15397.1449 | 16731.6054 | 19370.8706 | 17451.9616 | 17871.0941 | 18045.2997 | 18079.2121 | 17805.9124 | 18428.1581 | 19183.1515 | 20018.9211 | 20822.3253 | 21890.5065 | 23789.1177 | 24625.7448 | 25353.0881 | 20856.0011
Commercial_Restaurant_New_Food Preparation_Natural Gas_Broiler_E2_Codes & Standards Forecast | Commercial | Restaurant | New | Food Preparation | Natural Gas | Broiler | E2 |  | Codes & Standards Forecast | 0 | 0 | 0 | 0 | 0 | 0 | 0 | 0 | 0 | 0 | 0 | 0 | 0 | 0 | 0 | 0 | 0 | 0 | 0 | 0 | 0 | 0 | 0 | 0 | 0 | 0 | 0 | 0 | 0 | 0 | 0 | 0 | 0
Commercial_Restaurant_New_Food Preparation_Natural Gas_Broiler_E3_Codes & Standards Forecast | Commercial | Restaurant | New | Food Preparation | Natural Gas | Broiler | E3 |  | Codes & Standards Forecast | 0 | 0 | 0 | 0 | 0 | 0 | 0 | 0 | 0 | 0 | 0 | 0 | 0 | 0 | 0 | 0 | 0 | 0 | 0 | 0 | 0 | 0 | 0 | 0 | 0 | 0 | 0 | 0 | 0 | 0 | 0 | 0 | 0
Commercial_Restaurant_New_Food Preparation_Natural Gas_Broiler_E4_Codes & Standards Forecast | Commercial | Restaurant | New | Food Preparation | Natural Gas | Broiler | E4 |  | Codes & Standards Forecast | 0 | 0 | 0 | 0 | 0 | 0 | 0 | 0 | 0 | 0 | 0 | 0 | 0 | 0 | 0 | 0 | 0 | 0 | 0 | 0 | 0 | 0 | 0 | 0 | 0 | 0 | 0 | 0 | 0 | 0 | 0 | 0 | 0
Commercial_Restaurant_New_Food Preparation_Natural Gas_Broiler_E5_Codes & Standards Forecast | Commercial | Restaurant | New | Food Preparation | Natural Gas | Broiler | E5 |  | Codes & Standards Forecast | 0 | 0 | 0 | 0 | 0 | 0 | 0 | 0 | 0 | 0 | 0 | 0 | 0 | 0 | 0 | 0 | 0 | 0 | 0 | 0 | 0 | 0 | 0 | 0 | 0 | 0 | 0 | 0 | 0 | 0 | 0 | 0 | 0
Commercial_Restaurant_New_Food Preparation_Natural Gas_Broiler_E6_Codes & Standards Forecast | Commercial | Restaurant | New | Food Preparation | Natural Gas | Broiler | E6 |  | Codes & Standards Forecast | 0 | 0 | 0 | 0 | 0 | 0 | 0 | 0 | 0 | 0 | 0 | 0 | 0 | 0 | 0 | 0 | 0 | 0 | 0 | 0 | 0 | 0 | 0 | 0 | 0 | 0 | 0 | 0 | 0 | 0 | 0 | 0 | 0
Commercial_Restaurant_New_Food Preparation_Natural Gas_Broiler_E7_Codes & Standards Forecast | Commercial | Restaurant | New | Food Preparation | Natural Gas | Broiler | E7 |  | Codes & Standards Forecast | 0 | 0 | 0 | 0 | 0 | 0 | 0 | 0 | 0 | 0 | 0 | 0 | 0 | 0 | 0 | 0 | 0 | 0 | 0 | 0 | 0 | 0 | 0 | 0 | 0 | 0 | 0 | 0 | 0 | 0 | 0 | 0 | 0
Commercial_Restaurant_New_Food Preparation_Natural Gas_Broiler_E8_Codes & Standards Forecast | Commercial | Restaurant | New | Food Preparation | Natural Gas | Broiler | E8 |  | Codes & Standards Forecast | 0 | 0 | 0 | 0 | 0 | 0 | 0 | 0 | 0 | 0 | 0 | 0 | 0 | 0 | 0 | 0 | 0 | 0 | 0 | 0 | 0 | 0 | 0 | 0 | 0 | 0 | 0 | 0 | 0 | 0 | 0 | 0 | 0
Commercial_Restaurant_New_Food Preparation_Natural Gas_Broiler_E9_Codes & Standards Forecast | Commercial | Restaurant | New | Food Preparation | Natural Gas | Broiler | E9 |  | Codes & Standards Forecast | 0 | 0 | 0 | 0 | 0 | 0 | 0 | 0 | 0 | 0 | 0 | 0 | 0 | 0 | 0 | 0 | 0 | 0 | 0 | 0 | 0 | 0 | 0 | 0 | 0 | 0 | 0 | 0 | 0 | 0 | 0 | 0 | 0
Commercial_Restaurant_New_Food Preparation_Natural Gas_Broiler_E10_Codes & Standards Forecast | Commercial | Restaurant | New | Food Preparation | Natural Gas | Broiler | E10 |  | Codes & Standards Forecast | 0 | 0 | 0 | 0 | 0 | 0 | 0 | 0 | 0 | 0 | 0 | 0 | 0 | 0 | 0 | 0 | 0 | 0 | 0 | 0 | 0 | 0 | 0 | 0 | 0 | 0 | 0 | 0 | 0 | 0 | 0 | 0 | 0
Commercial_Restaurant_New_Food Preparation_Natural Gas_Griddle_E1_Codes & Standards Forecast | Commercial | Restaurant | New | Food Preparation | Natural Gas | Griddle | E1 |  | Codes & Standards Forecast | 0 | 3142.4034 | 15156.9786 | 0 | 0 | 0 | 0 | 0 | 0 | 0 | 0 | 0 | 0 | 0 | 0 | 0 | 0 | 0 | 0 | 0 | 0 | 0 | 0 | 0 | 0 | 0 | 0 | 0 | 0 | 0 | 0 | 0 | 0
Commercial_Restaurant_New_Food Preparation_Natural Gas_Griddle_E2_Codes & Standards Forecast | Commercial | Restaurant | New | Food Preparation | Natural Gas | Griddle | E2 |  | Codes & Standards Forecast | 0 | 0 | 0 | 9686.3709 | 11581.4961 | 11935.7911 | 11995.7704 | 10382.3007 | 10236.798 | 10476.4059 | 10646.9373 | 10566.0543 | 11029.2715 | 13793.202 | 15038.4698 | 16370.7736 | 17591.6922 | 19116.3526 | 22131.7909 | 19939.3808 | 20418.2521 | 20617.287 | 20656.033 | 20343.78 | 21054.7141 | 21917.3163 | 22872.2078 | 23790.1207 | 25010.5493 | 27179.7686 | 28135.6397 | 28966.6509 | 23828.5964
Commercial_Restaurant_New_Food Preparation_Natural Gas_Griddle_E3_Codes & Standards Forecast | Commercial | Restaurant | New | Food Preparation | Natural Gas | Griddle | E3 |  | Codes & Standards Forecast | 0 | 0 | 0 | 0 | 0 | 0 | 0 | 0 | 0 | 0 | 0 | 0 | 0 | 0 | 0 | 0 | 0 | 0 | 0 | 0 | 0 | 0 | 0 | 0 | 0 | 0 | 0 | 0 | 0 | 0 | 0 | 0 | 0
Commercial_Restaurant_New_Food Preparation_Natural Gas_Griddle_E4_Codes & Standards Forecast | Commercial | Restaurant | New | Food Preparation | Natural Gas | Griddle | E4 |  | Codes & Standards Forecast | 0 | 0 | 0 | 0 | 0 | 0 | 0 | 0 | 0 | 0 | 0 | 0 | 0 | 0 | 0 | 0 | 0 | 0 | 0 | 0 | 0 | 0 | 0 | 0 | 0 | 0 | 0 | 0 | 0 | 0 | 0 | 0 | 0
Commercial_Restaurant_New_Food Preparation_Natural Gas_Griddle_E5_Codes & Standards Forecast | Commercial | Restaurant | New | Food Preparation | Natural Gas | Griddle | E5 |  | Codes & Standards Forecast | 0 | 0 | 0 | 0 | 0 | 0 | 0 | 0 | 0 | 0 | 0 | 0 | 0 | 0 | 0 | 0 | 0 | 0 | 0 | 0 | 0 | 0 | 0 | 0 | 0 | 0 | 0 | 0 | 0 | 0 | 0 | 0 | 0
Commercial_Restaurant_New_Food Preparation_Natural Gas_Griddle_E6_Codes & Standards Forecast | Commercial | Restaurant | New | Food Preparation | Natural Gas | Griddle | E6 |  | Codes & Standards Forecast | 0 | 0 | 0 | 0 | 0 | 0 | 0 | 0 | 0 | 0 | 0 | 0 | 0 | 0 | 0 | 0 | 0 | 0 | 0 | 0 | 0 | 0 | 0 | 0 | 0 | 0 | 0 | 0 | 0 | 0 | 0 | 0 | 0
Commercial_Restaurant_New_Food Preparation_Natural Gas_Griddle_E7_Codes & Standards Forecast | Commercial | Restaurant | New | Food Preparation | Natural Gas | Griddle | E7 |  | Codes & Standards Forecast | 0 | 0 | 0 | 0 | 0 | 0 | 0 | 0 | 0 | 0 | 0 | 0 | 0 | 0 | 0 | 0 | 0 | 0 | 0 | 0 | 0 | 0 | 0 | 0 | 0 | 0 | 0 | 0 | 0 | 0 | 0 | 0 | 0
Commercial_Restaurant_New_Food Preparation_Natural Gas_Griddle_E8_Codes & Standards Forecast | Commercial | Restaurant | New | Food Preparation | Natural Gas | Griddle | E8 |  | Codes & Standards Forecast | 0 | 0 | 0 | 0 | 0 | 0 | 0 | 0 | 0 | 0 | 0 | 0 | 0 | 0 | 0 | 0 | 0 | 0 | 0 | 0 | 0 | 0 | 0 | 0 | 0 | 0 | 0 | 0 | 0 | 0 | 0 | 0 | 0
Commercial_Restaurant_New_Food Preparation_Natural Gas_Griddle_E9_Codes & Standards Forecast | Commercial | Restaurant | New | Food Preparation | Natural Gas | Griddle | E9 |  | Codes & Standards Forecast | 0 | 0 | 0 | 0 | 0 | 0 | 0 | 0 | 0 | 0 | 0 | 0 | 0 | 0 | 0 | 0 | 0 | 0 | 0 | 0 | 0 | 0 | 0 | 0 | 0 | 0 | 0 | 0 | 0 | 0 | 0 | 0 | 0
Commercial_Restaurant_New_Food Preparation_Natural Gas_Griddle_E10_Codes & Standards Forecast | Commercial | Restaurant | New | Food Preparation | Natural Gas | Griddle | E10 |  | Codes & Standards Forecast | 0 | 0 | 0 | 0 | 0 | 0 | 0 | 0 | 0 | 0 | 0 | 0 | 0 | 0 | 0 | 0 | 0 | 0 | 0 | 0 | 0 | 0 | 0 | 0 | 0 | 0 | 0 | 0 | 0 | 0 | 0 | 0 | 0
Commercial_Restaurant_New_Food Preparation_Natural Gas_Range_E1_Codes & Standards Forecast | Commercial | Restaurant | New | Food Preparation | Natural Gas | Range | E1 |  | Codes & Standards Forecast | 0 | 2912.8631 | 14049.8205 | 8978.8193 | 10735.5131 | 11063.9282 | 11119.5262 | 9623.9142 | 9489.0399 | 9711.1454 | 10451.7927 | 13070.2675 | 14057.6353 | 15190.0082 | 16280.4667 | 17887.7434 | 21108.4042 | 19142.3316 | 19211.4995 | 19047.9416 | 19604.7147 | 20013.149 | 20897.9112 | 21919.9804 | 23216.4656 | 25337.9959 | 26229.6755 | 26972.3612 | 27558.5293 | 28261.9434 | 29382.2168 | 29047.2594 | 24128.4133
Commercial_Restaurant_New_Food Preparation_Natural Gas_Range_E2_Codes & Standards Forecast | Commercial | Restaurant | New | Food Preparation | Natural Gas | Range | E2 |  | Codes & Standards Forecast | 0 | 0 | 0 | 0 | 0 | 0 | 0 | 0 | 0 | 0 | 0 | 0 | 0 | 0 | 0 | 0 | 0 | 0 | 0 | 0 | 0 | 0 | 0 | 0 | 0 | 0 | 0 | 0 | 0 | 0 | 0 | 0 | 0
Commercial_Restaurant_New_Food Preparation_Natural Gas_Range_E3_Codes & Standards Forecast | Commercial | Restaurant | New | Food Preparation | Natural Gas | Range | E3 |  | Codes & Standards Forecast | 0 | 0 | 0 | 0 | 0 | 0 | 0 | 0 | 0 | 0 | 0 | 0 | 0 | 0 | 0 | 0 | 0 | 0 | 0 | 0 | 0 | 0 | 0 | 0 | 0 | 0 | 0 | 0 | 0 | 0 | 0 | 0 | 0
Commercial_Restaurant_New_Food Preparation_Natural Gas_Range_E4_Codes & Standards Forecast | Commercial | Restaurant | New | Food Preparation | Natural Gas | Range | E4 |  | Codes & Standards Forecast | 0 | 0 | 0 | 0 | 0 | 0 | 0 | 0 | 0 | 0 | 0 | 0 | 0 | 0 | 0 | 0 | 0 | 0 | 0 | 0 | 0 | 0 | 0 | 0 | 0 | 0 | 0 | 0 | 0 | 0 | 0 | 0 | 0
Commercial_Restaurant_New_Food Preparation_Natural Gas_Range_E5_Codes & Standards Forecast | Commercial | Restaurant | New | Food Preparation | Natural Gas | Range | E5 |  | Codes & Standards Forecast | 0 | 0 | 0 | 0 | 0 | 0 | 0 | 0 | 0 | 0 | 0 | 0 | 0 | 0 | 0 | 0 | 0 | 0 | 0 | 0 | 0 | 0 | 0 | 0 | 0 | 0 | 0 | 0 | 0 | 0 | 0 | 0 | 0
Commercial_Restaurant_New_Food Preparation_Natural Gas_Range_E6_Codes & Standards Forecast | Commercial | Restaurant | New | Food Preparation | Natural Gas | Range | E6 |  | Codes & Standards Forecast | 0 | 0 | 0 | 0 | 0 | 0 | 0 | 0 | 0 | 0 | 0 | 0 | 0 | 0 | 0 | 0 | 0 | 0 | 0 | 0 | 0 | 0 | 0 | 0 | 0 | 0 | 0 | 0 | 0 | 0 | 0 | 0 | 0
Commercial_Restaurant_New_Food Preparation_Natural Gas_Range_E7_Codes & Standards Forecast | Commercial | Restaurant | New | Food Preparation | Natural Gas | Range | E7 |  | Codes & Standards Forecast | 0 | 0 | 0 | 0 | 0 | 0 | 0 | 0 | 0 | 0 | 0 | 0 | 0 | 0 | 0 | 0 | 0 | 0 | 0 | 0 | 0 | 0 | 0 | 0 | 0 | 0 | 0 | 0 | 0 | 0 | 0 | 0 | 0
Commercial_Restaurant_New_Food Preparation_Natural Gas_Range_E8_Codes & Standards Forecast | Commercial | Restaurant | New | Food Preparation | Natural Gas | Range | E8 |  | Codes & Standards Forecast | 0 | 0 | 0 | 0 | 0 | 0 | 0 | 0 | 0 | 0 | 0 | 0 | 0 | 0 | 0 | 0 | 0 | 0 | 0 | 0 | 0 | 0 | 0 | 0 | 0 | 0 | 0 | 0 | 0 | 0 | 0 | 0 | 0
Commercial_Restaurant_New_Food Preparation_Natural Gas_Range_E9_Codes & Standards Forecast | Commercial | Restaurant | New | Food Preparation | Natural Gas | Range | E9 |  | Codes & Standards Forecast | 0 | 0 | 0 | 0 | 0 | 0 | 0 | 0 | 0 | 0 | 0 | 0 | 0 | 0 | 0 | 0 | 0 | 0 | 0 | 0 | 0 | 0 | 0 | 0 | 0 | 0 | 0 | 0 | 0 | 0 | 0 | 0 | 0
Commercial_Restaurant_New_Food Preparation_Natural Gas_Range_E10_Codes & Standards Forecast | Commercial | Restaurant | New | Food Preparation | Natural Gas | Range | E10 |  | Codes & Standards Forecast | 0 | 0 | 0 | 0 | 0 | 0 | 0 | 0 | 0 | 0 | 0 | 0 | 0 | 0 | 0 | 0 | 0 | 0 | 0 | 0 | 0 | 0 | 0 | 0 | 0 | 0 | 0 | 0 | 0 | 0 | 0 | 0 | 0
Commercial_Restaurant_New_Food Preparation_Natural Gas_Steamer_E1_Codes & Standards Forecast | Commercial | Restaurant | New | Food Preparation | Natural Gas | Steamer | E1 |  | Codes & Standards Forecast | 0 | 201.4347 | 971.5942 | 0 | 0 | 0 | 0 | 0 | 0 | 0 | 0 | 0 | 0 | 0 | 0 | 0 | 0 | 0 | 0 | 0 | 0 | 0 | 0 | 0 | 0 | 0 | 0 | 0 | 0 | 0 | 0 | 0 | 0
Commercial_Restaurant_New_Food Preparation_Natural Gas_Steamer_E2_Codes & Standards Forecast | Commercial | Restaurant | New | Food Preparation | Natural Gas | Steamer | E2 |  | Codes & Standards Forecast | 0 | 0 | 0 | 620.9167 | 742.3982 | 765.1093 | 768.9541 | 665.5273 | 656.2003 | 671.5596 | 704.8727 | 805.156 | 849.3474 | 902.4557 | 961.215 | 1011.036 | 1049.4049 | 1063.6854 | 1066.1616 | 1136.8836 | 1404.0848 | 1313.2305 | 1380.9518 | 1416.7315 | 1449.1614 | 1445.0197 | 1472.7989 | 1503.5919 | 1546.7822 | 1634.3812 | 1688.4141 | 1742.9382 | 1424.4224
Commercial_Restaurant_New_Food Preparation_Natural Gas_Steamer_E3_Codes & Standards Forecast | Commercial | Restaurant | New | Food Preparation | Natural Gas | Steamer | E3 |  | Codes & Standards Forecast | 0 | 0 | 0 | 0 | 0 | 0 | 0 | 0 | 0 | 0 | 0 | 0 | 0 | 0 | 0 | 0 | 0 | 0 | 0 | 0 | 0 | 0 | 0 | 0 | 0 | 0 | 0 | 0 | 0 | 0 | 0 | 0 | 0
Commercial_Restaurant_New_Food Preparation_Natural Gas_Steamer_E4_Codes & Standards Forecast | Commercial | Restaurant | New | Food Preparation | Natural Gas | Steamer | E4 |  | Codes & Standards Forecast | 0 | 0 | 0 | 0 | 0 | 0 | 0 | 0 | 0 | 0 | 0 | 0 | 0 | 0 | 0 | 0 | 0 | 0 | 0 | 0 | 0 | 0 | 0 | 0 | 0 | 0 | 0 | 0 | 0 | 0 | 0 | 0 | 0
Commercial_Restaurant_New_Food Preparation_Natural Gas_Steamer_E5_Codes & Standards Forecast | Commercial | Restaurant | New | Food Preparation | Natural Gas | Steamer | E5 |  | Codes & Standards Forecast | 0 | 0 | 0 | 0 | 0 | 0 | 0 | 0 | 0 | 0 | 0 | 0 | 0 | 0 | 0 | 0 | 0 | 0 | 0 | 0 | 0 | 0 | 0 | 0 | 0 | 0 | 0 | 0 | 0 | 0 | 0 | 0 | 0
Commercial_Restaurant_New_Food Preparation_Natural Gas_Steamer_E6_Codes & Standards Forecast | Commercial | Restaurant | New | Food Preparation | Natural Gas | Steamer | E6 |  | Codes & Standards Forecast | 0 | 0 | 0 | 0 | 0 | 0 | 0 | 0 | 0 | 0 | 0 | 0 | 0 | 0 | 0 | 0 | 0 | 0 | 0 | 0 | 0 | 0 | 0 | 0 | 0 | 0 | 0 | 0 | 0 | 0 | 0 | 0 | 0
Commercial_Restaurant_New_Food Preparation_Natural Gas_Steamer_E7_Codes & Standards Forecast | Commercial | Restaurant | New | Food Preparation | Natural Gas | Steamer | E7 |  | Codes & Standards Forecast | 0 | 0 | 0 | 0 | 0 | 0 | 0 | 0 | 0 | 0 | 0 | 0 | 0 | 0 | 0 | 0 | 0 | 0 | 0 | 0 | 0 | 0 | 0 | 0 | 0 | 0 | 0 | 0 | 0 | 0 | 0 | 0 | 0
Commercial_Restaurant_New_Food Preparation_Natural Gas_Steamer_E8_Codes & Standards Forecast | Commercial | Restaurant | New | Food Preparation | Natural Gas | Steamer | E8 |  | Codes & Standards Forecast | 0 | 0 | 0 | 0 | 0 | 0 | 0 | 0 | 0 | 0 | 0 | 0 | 0 | 0 | 0 | 0 | 0 | 0 | 0 | 0 | 0 | 0 | 0 | 0 | 0 | 0 | 0 | 0 | 0 | 0 | 0 | 0 | 0
Commercial_Restaurant_New_Food Preparation_Natural Gas_Steamer_E9_Codes & Standards Forecast | Commercial | Restaurant | New | Food Preparation | Natural Gas | Steamer | E9 |  | Codes & Standards Forecast | 0 | 0 | 0 | 0 | 0 | 0 | 0 | 0 | 0 | 0 | 0 | 0 | 0 | 0 | 0 | 0 | 0 | 0 | 0 | 0 | 0 | 0 | 0 | 0 | 0 | 0 | 0 | 0 | 0 | 0 | 0 | 0 | 0
Commercial_Restaurant_New_Food Preparation_Natural Gas_Steamer_E10_Codes & Standards Forecast | Commercial | Restaurant | New | Food Preparation | Natural Gas | Steamer | E10 |  | Codes & Standards Forecast | 0 | 0 | 0 | 0 | 0 | 0 | 0 | 0 | 0 | 0 | 0 | 0 | 0 | 0 | 0 | 0 | 0 | 0 | 0 | 0 | 0 | 0 | 0 | 0 | 0 | 0 | 0 | 0 | 0 | 0 | 0 | 0 | 0
Commercial_Restaurant_New_Food Preparation_Natural Gas_Food Prep Other_E1_Codes & Standards Forecast | Commercial | Restaurant | New | Food Preparation | Natural Gas | Food Prep Other | E1 |  | Codes & Standards Forecast | 0 | 11.3361 | 54.6785 | 34.9434 | 41.78 | 43.0581 | 43.2745 | 37.4539 | 36.929 | 37.7934 | 40.6758 | 50.8663 | 54.7089 | 59.1158 | 63.3596 | 69.6147 | 82.1487 | 74.4973 | 74.7664 | 74.1299 | 76.2967 | 77.8863 | 81.3296 | 85.3072 | 90.3528 | 98.6093 | 102.0795 | 104.9698 | 107.251 | 109.9886 | 114.3484 | 113.0448 | 93.9019
Commercial_Restaurant_New_Food Preparation_Natural Gas_Food Prep Other_E2_Codes & Standards Forecast | Commercial | Restaurant | New | Food Preparation | Natural Gas | Food Prep Other | E2 |  | Codes & Standards Forecast | 0 | 0 | 0 | 0 | 0 | 0 | 0 | 0 | 0 | 0 | 0 | 0 | 0 | 0 | 0 | 0 | 0 | 0 | 0 | 0 | 0 | 0 | 0 | 0 | 0 | 0 | 0 | 0 | 0 | 0 | 0 | 0 | 0
Commercial_Restaurant_New_Food Preparation_Natural Gas_Food Prep Other_E3_Codes & Standards Forecast | Commercial | Restaurant | New | Food Preparation | Natural Gas | Food Prep Other | E3 |  | Codes & Standards Forecast | 0 | 0 | 0 | 0 | 0 | 0 | 0 | 0 | 0 | 0 | 0 | 0 | 0 | 0 | 0 | 0 | 0 | 0 | 0 | 0 | 0 | 0 | 0 | 0 | 0 | 0 | 0 | 0 | 0 | 0 | 0 | 0 | 0
Commercial_Restaurant_New_Food Preparation_Natural Gas_Food Prep Other_E4_Codes & Standards Forecast | Commercial | Restaurant | New | Food Preparation | Natural Gas | Food Prep Other | E4 |  | Codes & Standards Forecast | 0 | 0 | 0 | 0 | 0 | 0 | 0 | 0 | 0 | 0 | 0 | 0 | 0 | 0 | 0 | 0 | 0 | 0 | 0 | 0 | 0 | 0 | 0 | 0 | 0 | 0 | 0 | 0 | 0 | 0 | 0 | 0 | 0
Commercial_Restaurant_New_Food Preparation_Natural Gas_Food Prep Other_E5_Codes & Standards Forecast | Commercial | Restaurant | New | Food Preparation | Natural Gas | Food Prep Other | E5 |  | Codes & Standards Forecast | 0 | 0 | 0 | 0 | 0 | 0 | 0 | 0 | 0 | 0 | 0 | 0 | 0 | 0 | 0 | 0 | 0 | 0 | 0 | 0 | 0 | 0 | 0 | 0 | 0 | 0 | 0 | 0 | 0 | 0 | 0 | 0 | 0
Commercial_Restaurant_New_Food Preparation_Natural Gas_Food Prep Other_E6_Codes & Standards Forecast | Commercial | Restaurant | New | Food Preparation | Natural Gas | Food Prep Other | E6 |  | Codes & Standards Forecast | 0 | 0 | 0 | 0 | 0 | 0 | 0 | 0 | 0 | 0 | 0 | 0 | 0 | 0 | 0 | 0 | 0 | 0 | 0 | 0 | 0 | 0 | 0 | 0 | 0 | 0 | 0 | 0 | 0 | 0 | 0 | 0 | 0
Commercial_Restaurant_New_Food Preparation_Natural Gas_Food Prep Other_E7_Codes & Standards Forecast | Commercial | Restaurant | New | Food Preparation | Natural Gas | Food Prep Other | E7 |  | Codes & Standards Forecast | 0 | 0 | 0 | 0 | 0 | 0 | 0 | 0 | 0 | 0 | 0 | 0 | 0 | 0 | 0 | 0 | 0 | 0 | 0 | 0 | 0 | 0 | 0 | 0 | 0 | 0 | 0 | 0 | 0 | 0 | 0 | 0 | 0
Commercial_Restaurant_New_Food Preparation_Natural Gas_Food Prep Other_E8_Codes & Standards Forecast | Commercial | Restaurant | New | Food Preparation | Natural Gas | Food Prep Other | E8 |  | Codes & Standards Forecast | 0 | 0 | 0 | 0 | 0 | 0 | 0 | 0 | 0 | 0 | 0 | 0 | 0 | 0 | 0 | 0 | 0 | 0 | 0 | 0 | 0 | 0 | 0 | 0 | 0 | 0 | 0 | 0 | 0 | 0 | 0 | 0 | 0
Commercial_Restaurant_New_Food Preparation_Natural Gas_Food Prep Other_E9_Codes & Standards Forecast | Commercial | Restaurant | New | Food Preparation | Natural Gas | Food Prep Other | E9 |  | Codes & Standards Forecast | 0 | 0 | 0 | 0 | 0 | 0 | 0 | 0 | 0 | 0 | 0 | 0 | 0 | 0 | 0 | 0 | 0 | 0 | 0 | 0 | 0 | 0 | 0 | 0 | 0 | 0 | 0 | 0 | 0 | 0 | 0 | 0 | 0
Commercial_Restaurant_New_Food Preparation_Natural Gas_Food Prep Other_E10_Codes & Standards Forecast | Commercial | Restaurant | New | Food Preparation | Natural Gas | Food Prep Other | E10 |  | Codes & Standards Forecast | 0 | 0 | 0 | 0 | 0 | 0 | 0 | 0 | 0 | 0 | 0 | 0 | 0 | 0 | 0 | 0 | 0 | 0 | 0 | 0 | 0 | 0 | 0 | 0 | 0 | 0 | 0 | 0 | 0 | 0 | 0 | 0 | 0
Commercial_Restaurant_New_Miscellaneous_Natural Gas_Pool Heater_E1_Codes & Standards Forecast | Commercial | Restaurant | New | Miscellaneous | Natural Gas | Pool Heater | E1 |  | Codes & Standards Forecast | 0 | 0 | 0 | 0 | 0 | 0 | 0 | 0 | 0 | 0 | 0 | 0 | 0 | 0 | 0 | 0 | 0 | 0 | 0 | 0 | 0 | 0 | 0 | 0 | 0 | 0 | 0 | 0 | 0 | 0 | 0 | 0 | 0
Commercial_Restaurant_New_Miscellaneous_Natural Gas_Pool Heater_E2_Codes & Standards Forecast | Commercial | Restaurant | New | Miscellaneous | Natural Gas | Pool Heater | E2 |  | Codes & Standards Forecast | 0 | 0 | 0 | 0 | 0 | 0 | 0 | 0 | 0 | 0 | 0 | 0 | 0 | 0 | 0 | 0 | 0 | 0 | 0 | 0 | 0 | 0 | 0 | 0 | 0 | 0 | 0 | 0 | 0 | 0 | 0 | 0 | 0
Commercial_Restaurant_New_Miscellaneous_Natural Gas_Pool Heater_E3_Codes & Standards Forecast | Commercial | Restaurant | New | Miscellaneous | Natural Gas | Pool Heater | E3 |  | Codes & Standards Forecast | 0 | 0 | 0 | 0 | 0 | 0 | 0 | 0 | 0 | 0 | 0 | 0 | 0 | 0 | 0 | 0 | 0 | 0 | 0 | 0 | 0 | 0 | 0 | 0 | 0 | 0 | 0 | 0 | 0 | 0 | 0 | 0 | 0
Commercial_Restaurant_New_Miscellaneous_Natural Gas_Pool Heater_E4_Codes & Standards Forecast | Commercial | Restaurant | New | Miscellaneous | Natural Gas | Pool Heater | E4 |  | Codes & Standards Forecast | 0 | 0 | 0 | 0 | 0 | 0 | 0 | 0 | 0 | 0 | 0 | 0 | 0 | 0 | 0 | 0 | 0 | 0 | 0 | 0 | 0 | 0 | 0 | 0 | 0 | 0 | 0 | 0 | 0 | 0 | 0 | 0 | 0
Commercial_Restaurant_New_Miscellaneous_Natural Gas_Pool Heater_E5_Codes & Standards Forecast | Commercial | Restaurant | New | Miscellaneous | Natural Gas | Pool Heater | E5 |  | Codes & Standards Forecast | 0 | 0 | 0 | 0 | 0 | 0 | 0 | 0 | 0 | 0 | 0 | 0 | 0 | 0 | 0 | 0 | 0 | 0 | 0 | 0 | 0 | 0 | 0 | 0 | 0 | 0 | 0 | 0 | 0 | 0 | 0 | 0 | 0
Commercial_Restaurant_New_Miscellaneous_Natural Gas_Pool Heater_E6_Codes & Standards Forecast | Commercial | Restaurant | New | Miscellaneous | Natural Gas | Pool Heater | E6 |  | Codes & Standards Forecast | 0 | 0 | 0 | 0 | 0 | 0 | 0 | 0 | 0 | 0 | 0 | 0 | 0 | 0 | 0 | 0 | 0 | 0 | 0 | 0 | 0 | 0 | 0 | 0 | 0 | 0 | 0 | 0 | 0 | 0 | 0 | 0 | 0
Commercial_Restaurant_New_Miscellaneous_Natural Gas_Pool Heater_E7_Codes & Standards Forecast | Commercial | Restaurant | New | Miscellaneous | Natural Gas | Pool Heater | E7 |  | Codes & Standards Forecast | 0 | 0 | 0 | 0 | 0 | 0 | 0 | 0 | 0 | 0 | 0 | 0 | 0 | 0 | 0 | 0 | 0 | 0 | 0 | 0 | 0 | 0 | 0 | 0 | 0 | 0 | 0 | 0 | 0 | 0 | 0 | 0 | 0
Commercial_Restaurant_New_Miscellaneous_Natural Gas_Pool Heater_E8_Codes & Standards Forecast | Commercial | Restaurant | New | Miscellaneous | Natural Gas | Pool Heater | E8 |  | Codes & Standards Forecast | 0 | 0 | 0 | 0 | 0 | 0 | 0 | 0 | 0 | 0 | 0 | 0 | 0 | 0 | 0 | 0 | 0 | 0 | 0 | 0 | 0 | 0 | 0 | 0 | 0 | 0 | 0 | 0 | 0 | 0 | 0 | 0 | 0
Commercial_Restaurant_New_Miscellaneous_Natural Gas_Pool Heater_E9_Codes & Standards Forecast | Commercial | Restaurant | New | Miscellaneous | Natural Gas | Pool Heater | E9 |  | Codes & Standards Forecast | 0 | 0 | 0 | 0 | 0 | 0 | 0 | 0 | 0 | 0 | 0 | 0 | 0 | 0 | 0 | 0 | 0 | 0 | 0 | 0 | 0 | 0 | 0 | 0 | 0 | 0 | 0 | 0 | 0 | 0 | 0 | 0 | 0
Commercial_Restaurant_New_Miscellaneous_Natural Gas_Pool Heater_E10_Codes & Standards Forecast | Commercial | Restaurant | New | Miscellaneous | Natural Gas | Pool Heater | E10 |  | Codes & Standards Forecast | 0 | 0 | 0 | 0 | 0 | 0 | 0 | 0 | 0 | 0 | 0 | 0 | 0 | 0 | 0 | 0 | 0 | 0 | 0 | 0 | 0 | 0 | 0 | 0 | 0 | 0 | 0 | 0 | 0 | 0 | 0 | 0 | 0
Commercial_Restaurant_New_Miscellaneous_Natural Gas_Miscellaneous_E1_Codes & Standards Forecast | Commercial | Restaurant | New | Miscellaneous | Natural Gas | Miscellaneous | E1 |  | Codes & Standards Forecast | 0 | 7155.7264 | 34514.7257 | 22057.3271 | 27395.0596 | 32986.4825 | 35444.5559 | 34522.8252 | 37349.454 | 40953.0537 | 43830.8261 | 48269.1311 | 58256.1016 | 55626.4189 | 59501.6678 | 64224.2342 | 67179.3724 | 68618.063 | 71177.0227 | 74089.1216 | 77198.21 | 81105.7662 | 86401.2789 | 87698.664 | 91303.5512 | 95255.2999 | 98346.7552 | 101009.4093 | 104269.4934 | 107572.3129 | 110968.2336 | 114448.6523 | 105068.9852
Commercial_Restaurant_New_Miscellaneous_Natural Gas_Miscellaneous_E2_Codes & Standards Forecast | Commercial | Restaurant | New | Miscellaneous | Natural Gas | Miscellaneous | E2 |  | Codes & Standards Forecast | 0 | 0 | 0 | 0 | 0 | 0 | 0 | 0 | 0 | 0 | 0 | 0 | 0 | 0 | 0 | 0 | 0 | 0 | 0 | 0 | 0 | 0 | 0 | 0 | 0 | 0 | 0 | 0 | 0 | 0 | 0 | 0 | 0
Commercial_Restaurant_New_Miscellaneous_Natural Gas_Miscellaneous_E3_Codes & Standards Forecast | Commercial | Restaurant | New | Miscellaneous | Natural Gas | Miscellaneous | E3 |  | Codes & Standards Forecast | 0 | 0 | 0 | 0 | 0 | 0 | 0 | 0 | 0 | 0 | 0 | 0 | 0 | 0 | 0 | 0 | 0 | 0 | 0 | 0 | 0 | 0 | 0 | 0 | 0 | 0 | 0 | 0 | 0 | 0 | 0 | 0 | 0
Commercial_Restaurant_New_Miscellaneous_Natural Gas_Miscellaneous_E4_Codes & Standards Forecast | Commercial | Restaurant | New | Miscellaneous | Natural Gas | Miscellaneous | E4 |  | Codes & Standards Forecast | 0 | 0 | 0 | 0 | 0 | 0 | 0 | 0 | 0 | 0 | 0 | 0 | 0 | 0 | 0 | 0 | 0 | 0 | 0 | 0 | 0 | 0 | 0 | 0 | 0 | 0 | 0 | 0 | 0 | 0 | 0 | 0 | 0
Commercial_Restaurant_New_Miscellaneous_Natural Gas_Miscellaneous_E5_Codes & Standards Forecast | Commercial | Restaurant | New | Miscellaneous | Natural Gas | Miscellaneous | E5 |  | Codes & Standards Forecast | 0 | 0 | 0 | 0 | 0 | 0 | 0 | 0 | 0 | 0 | 0 | 0 | 0 | 0 | 0 | 0 | 0 | 0 | 0 | 0 | 0 | 0 | 0 | 0 | 0 | 0 | 0 | 0 | 0 | 0 | 0 | 0 | 0
Commercial_Restaurant_New_Miscellaneous_Natural Gas_Miscellaneous_E6_Codes & Standards Forecast | Commercial | Restaurant | New | Miscellaneous | Natural Gas | Miscellaneous | E6 |  | Codes & Standards Forecast | 0 | 0 | 0 | 0 | 0 | 0 | 0 | 0 | 0 | 0 | 0 | 0 | 0 | 0 | 0 | 0 | 0 | 0 | 0 | 0 | 0 | 0 | 0 | 0 | 0 | 0 | 0 | 0 | 0 | 0 | 0 | 0 | 0
Commercial_Restaurant_New_Miscellaneous_Natural Gas_Miscellaneous_E7_Codes & Standards Forecast | Commercial | Restaurant | New | Miscellaneous | Natural Gas | Miscellaneous | E7 |  | Codes & Standards Forecast | 0 | 0 | 0 | 0 | 0 | 0 | 0 | 0 | 0 | 0 | 0 | 0 | 0 | 0 | 0 | 0 | 0 | 0 | 0 | 0 | 0 | 0 | 0 | 0 | 0 | 0 | 0 | 0 | 0 | 0 | 0 | 0 | 0
Commercial_Restaurant_New_Miscellaneous_Natural Gas_Miscellaneous_E8_Codes & Standards Forecast | Commercial | Restaurant | New | Miscellaneous | Natural Gas | Miscellaneous | E8 |  | Codes & Standards Forecast | 0 | 0 | 0 | 0 | 0 | 0 | 0 | 0 | 0 | 0 | 0 | 0 | 0 | 0 | 0 | 0 | 0 | 0 | 0 | 0 | 0 | 0 | 0 | 0 | 0 | 0 | 0 | 0 | 0 | 0 | 0 | 0 | 0
Commercial_Restaurant_New_Miscellaneous_Natural Gas_Miscellaneous_E9_Codes & Standards Forecast | Commercial | Restaurant | New | Miscellaneous | Natural Gas | Miscellaneous | E9 |  | Codes & Standards Forecast | 0 | 0 | 0 | 0 | 0 | 0 | 0 | 0 | 0 | 0 | 0 | 0 | 0 | 0 | 0 | 0 | 0 | 0 | 0 | 0 | 0 | 0 | 0 | 0 | 0 | 0 | 0 | 0 | 0 | 0 | 0 | 0 | 0
Commercial_Restaurant_New_Miscellaneous_Natural Gas_Miscellaneous_E10_Codes & Standards Forecast | Commercial | Restaurant | New | Miscellaneous | Natural Gas | Miscellaneous | E10 |  | Codes & Standards Forecast | 0 | 0 | 0 | 0 | 0 | 0 | 0 | 0 | 0 | 0 | 0 | 0 | 0 | 0 | 0 | 0 | 0 | 0 | 0 | 0 | 0 | 0 | 0 | 0 | 0 | 0 | 0 | 0 | 0 | 0 | 0 | 0 | 0
Commercial_Retail_Existing_Space Heating_Natural Gas_Furnace_E1_Codes & Standards Forecast | Commercial | Retail | Existing | Space Heating | Natural Gas | Furnace | E1 |  | Codes & Standards Forecast | 0 | 310142.4972 | 336247.4603 | 359562.4901 | 740060.6211 | 0 | 0 | 0 | 0 | 0 | 0 | 0 | 0 | 0 | 0 | 0 | 0 | 0 | 0 | 0 | 0 | 0 | 0 | 0 | 0 | 0 | 0 | 0 | 0 | 0 | 0 | 0 | 0
Commercial_Retail_Existing_Space Heating_Natural Gas_Furnace_E2_Codes & Standards Forecast | Commercial | Retail | Existing | Space Heating | Natural Gas | Furnace | E2 |  | Codes & Standards Forecast | 0 | 0 | 0 | 0 | 0 | 0 | 0 | 0 | 0 | 0 | 0 | 0 | 0 | 0 | 0 | 0 | 0 | 0 | 0 | 0 | 0 | 0 | 0 | 0 | 0 | 0 | 0 | 0 | 0 | 0 | 0 | 0 | 0
Commercial_Retail_Existing_Space Heating_Natural Gas_Furnace_E3_Codes & Standards Forecast | Commercial | Retail | Existing | Space Heating | Natural Gas | Furnace | E3 |  | Codes & Standards Forecast | 0 | 0 | 0 | 0 | 0 | 403567.7238 | 422486.1402 | 439888.6845 | 455840.3226 | 470433.0481 | 483763.6095 | 495937.1492 | 507052.6339 | 517197.3891 | 526442.6534 | 534858.8999 | 542506.5041 | 549459.6421 | 555790.4392 | 534896.3171 | 517661.9377 | 503617.5274 | 518808.2725 | 507884.8483 | 499225.5903 | 492536.3364 | 487553.161 | 484042.4822 | 481794.2193 | 480623.5274 | 480363.9313 | 480872.502 | 779268.0007
Commercial_Retail_Existing_Space Heating_Natural Gas_Furnace_E4_Codes & Standards Forecast | Commercial | Retail | Existing | Space Heating | Natural Gas | Furnace | E4 |  | Codes & Standards Forecast | 0 | 0 | 0 | 0 | 0 | 0 | 0 | 0 | 0 | 0 | 0 | 0 | 0 | 0 | 0 | 0 | 0 | 0 | 0 | 0 | 0 | 0 | 0 | 0 | 0 | 0 | 0 | 0 | 0 | 0 | 0 | 0 | 0
Commercial_Retail_Existing_Space Heating_Natural Gas_Furnace_E5_Codes & Standards Forecast | Commercial | Retail | Existing | Space Heating | Natural Gas | Furnace | E5 |  | Codes & Standards Forecast | 0 | 0 | 0 | 0 | 0 | 0 | 0 | 0 | 0 | 0 | 0 | 0 | 0 | 0 | 0 | 0 | 0 | 0 | 0 | 0 | 0 | 0 | 0 | 0 | 0 | 0 | 0 | 0 | 0 | 0 | 0 | 0 | 0
Commercial_Retail_Existing_Space Heating_Natural Gas_Furnace_E6_Codes & Standards Forecast | Commercial | Retail | Existing | Space Heating | Natural Gas | Furnace | E6 |  | Codes & Standards Forecast | 0 | 0 | 0 | 0 | 0 | 0 | 0 | 0 | 0 | 0 | 0 | 0 | 0 | 0 | 0 | 0 | 0 | 0 | 0 | 0 | 0 | 0 | 0 | 0 | 0 | 0 | 0 | 0 | 0 | 0 | 0 | 0 | 0
Commercial_Retail_Existing_Space Heating_Natural Gas_Furnace_E7_Codes & Standards Forecast | Commercial | Retail | Existing | Space Heating | Natural Gas | Furnace | E7 |  | Codes & Standards Forecast | 0 | 0 | 0 | 0 | 0 | 0 | 0 | 0 | 0 | 0 | 0 | 0 | 0 | 0 | 0 | 0 | 0 | 0 | 0 | 0 | 0 | 0 | 0 | 0 | 0 | 0 | 0 | 0 | 0 | 0 | 0 | 0 | 0
Commercial_Retail_Existing_Space Heating_Natural Gas_Furnace_E8_Codes & Standards Forecast | Commercial | Retail | Existing | Space Heating | Natural Gas | Furnace | E8 |  | Codes & Standards Forecast | 0 | 0 | 0 | 0 | 0 | 0 | 0 | 0 | 0 | 0 | 0 | 0 | 0 | 0 | 0 | 0 | 0 | 0 | 0 | 0 | 0 | 0 | 0 | 0 | 0 | 0 | 0 | 0 | 0 | 0 | 0 | 0 | 0
Commercial_Retail_Existing_Space Heating_Natural Gas_Furnace_E9_Codes & Standards Forecast | Commercial | Retail | Existing | Space Heating | Natural Gas | Furnace | E9 |  | Codes & Standards Forecast | 0 | 0 | 0 | 0 | 0 | 0 | 0 | 0 | 0 | 0 | 0 | 0 | 0 | 0 | 0 | 0 | 0 | 0 | 0 | 0 | 0 | 0 | 0 | 0 | 0 | 0 | 0 | 0 | 0 | 0 | 0 | 0 | 0
Commercial_Retail_Existing_Space Heating_Natural Gas_Furnace_E10_Codes & Standards Forecast | Commercial | Retail | Existing | Space Heating | Natural Gas | Furnace | E10 |  | Codes & Standards Forecast | 0 | 0 | 0 | 0 | 0 | 0 | 0 | 0 | 0 | 0 | 0 | 0 | 0 | 0 | 0 | 0 | 0 | 0 | 0 | 0 | 0 | 0 | 0 | 0 | 0 | 0 | 0 | 0 | 0 | 0 | 0 | 0 | 0
Commercial_Retail_Existing_Space Heating_Natural Gas_Boiler_E1_Codes & Standards Forecast | Commercial | Retail | Existing | Space Heating | Natural Gas | Boiler | E1 |  | Codes & Standards Forecast | 0 | 13126.5996 | 14231.4769 | 15218.2719 | 32636.7132 | 0 | 0 | 0 | 0 | 0 | 0 | 0 | 0 | 0 | 0 | 0 | 0 | 0 | 0 | 0 | 0 | 0 | 0 | 0 | 0 | 0 | 0 | 0 | 0 | 0 | 0 | 0 | 0
Commercial_Retail_Existing_Space Heating_Natural Gas_Boiler_E2_Codes & Standards Forecast | Commercial | Retail | Existing | Space Heating | Natural Gas | Boiler | E2 |  | Codes & Standards Forecast | 0 | 0 | 0 | 0 | 0 | 0 | 0 | 0 | 0 | 0 | 0 | 0 | 0 | 0 | 0 | 0 | 0 | 0 | 0 | 0 | 0 | 0 | 0 | 0 | 0 | 0 | 0 | 0 | 0 | 0 | 0 | 0 | 0
Commercial_Retail_Existing_Space Heating_Natural Gas_Boiler_E3_Codes & Standards Forecast | Commercial | Retail | Existing | Space Heating | Natural Gas | Boiler | E3 |  | Codes & Standards Forecast | 0 | 0 | 0 | 0 | 0 | 17080.7676 | 17881.4785 | 18618.031 | 19293.1747 | 19910.8033 | 20475.0115 | 20990.2495 | 21460.7058 | 21890.0767 | 22281.3771 | 22637.5898 | 22961.2701 | 23255.5576 | 23523.5049 | 23767.456 | 23988.7504 | 23064.4612 | 22296.9348 | 21666.8216 | 22369.043 | 21868.5173 | 21466.7462 | 21151.0187 | 20909.8928 | 20733.2506 | 20611.9792 | 20538.1734 | 29825.3195
Commercial_Retail_Existing_Space Heating_Natural Gas_Boiler_E4_Codes & Standards Forecast | Commercial | Retail | Existing | Space Heating | Natural Gas | Boiler | E4 |  | Codes & Standards Forecast | 0 | 0 | 0 | 0 | 0 | 0 | 0 | 0 | 0 | 0 | 0 | 0 | 0 | 0 | 0 | 0 | 0 | 0 | 0 | 0 | 0 | 0 | 0 | 0 | 0 | 0 | 0 | 0 | 0 | 0 | 0 | 0 | 0
Commercial_Retail_Existing_Space Heating_Natural Gas_Boiler_E5_Codes & Standards Forecast | Commercial | Retail | Existing | Space Heating | Natural Gas | Boiler | E5 |  | Codes & Standards Forecast | 0 | 0 | 0 | 0 | 0 | 0 | 0 | 0 | 0 | 0 | 0 | 0 | 0 | 0 | 0 | 0 | 0 | 0 | 0 | 0 | 0 | 0 | 0 | 0 | 0 | 0 | 0 | 0 | 0 | 0 | 0 | 0 | 0
Commercial_Retail_Existing_Space Heating_Natural Gas_Boiler_E6_Codes & Standards Forecast | Commercial | Retail | Existing | Space Heating | Natural Gas | Boiler | E6 |  | Codes & Standards Forecast | 0 | 0 | 0 | 0 | 0 | 0 | 0 | 0 | 0 | 0 | 0 | 0 | 0 | 0 | 0 | 0 | 0 | 0 | 0 | 0 | 0 | 0 | 0 | 0 | 0 | 0 | 0 | 0 | 0 | 0 | 0 | 0 | 0
Commercial_Retail_Existing_Space Heating_Natural Gas_Boiler_E7_Codes & Standards Forecast | Commercial | Retail | Existing | Space Heating | Natural Gas | Boiler | E7 |  | Codes & Standards Forecast | 0 | 0 | 0 | 0 | 0 | 0 | 0 | 0 | 0 | 0 | 0 | 0 | 0 | 0 | 0 | 0 | 0 | 0 | 0 | 0 | 0 | 0 | 0 | 0 | 0 | 0 | 0 | 0 | 0 | 0 | 0 | 0 | 0
Commercial_Retail_Existing_Space Heating_Natural Gas_Boiler_E8_Codes & Standards Forecast | Commercial | Retail | Existing | Space Heating | Natural Gas | Boiler | E8 |  | Codes & Standards Forecast | 0 | 0 | 0 | 0 | 0 | 0 | 0 | 0 | 0 | 0 | 0 | 0 | 0 | 0 | 0 | 0 | 0 | 0 | 0 | 0 | 0 | 0 | 0 | 0 | 0 | 0 | 0 | 0 | 0 | 0 | 0 | 0 | 0
Commercial_Retail_Existing_Space Heating_Natural Gas_Boiler_E9_Codes & Standards Forecast | Commercial | Retail | Existing | Space Heating | Natural Gas | Boiler | E9 |  | Codes & Standards Forecast | 0 | 0 | 0 | 0 | 0 | 0 | 0 | 0 | 0 | 0 | 0 | 0 | 0 | 0 | 0 | 0 | 0 | 0 | 0 | 0 | 0 | 0 | 0 | 0 | 0 | 0 | 0 | 0 | 0 | 0 | 0 | 0 | 0
Commercial_Retail_Existing_Space Heating_Natural Gas_Boiler_E10_Codes & Standards Forecast | Commercial | Retail | Existing | Space Heating | Natural Gas | Boiler | E10 |  | Codes & Standards Forecast | 0 | 0 | 0 | 0 | 0 | 0 | 0 | 0 | 0 | 0 | 0 | 0 | 0 | 0 | 0 | 0 | 0 | 0 | 0 | 0 | 0 | 0 | 0 | 0 | 0 | 0 | 0 | 0 | 0 | 0 | 0 | 0 | 0
Commercial_Retail_Existing_Space Heating_Natural Gas_Unit Heater_E1_Codes & Standards Forecast | Commercial | Retail | Existing | Space Heating | Natural Gas | Unit Heater | E1 |  | Codes & Standards Forecast | 0 | 55090.9307 | 65249.0561 | 73736.9299 | 116995.159 | 0 | 0 | 0 | 0 | 0 | 0 | 0 | 0 | 0 | 0 | 0 | 0 | 0 | 0 | 0 | 0 | 0 | 0 | 0 | 0 | 0 | 0 | 0 | 0 | 0 | 0 | 0 | 0
Commercial_Retail_Existing_Space Heating_Natural Gas_Unit Heater_E2_Codes & Standards Forecast | Commercial | Retail | Existing | Space Heating | Natural Gas | Unit Heater | E2 |  | Codes & Standards Forecast | 0 | 0 | 0 | 0 | 0 | 87656.7631 | 93020.095 | 97585.9323 | 101459.3378 | 104735.9914 | 107499.9814 | 99611.7254 | 94305.9858 | 90996.0987 | 94191.0375 | 92831.0804 | 92421.777 | 92713.6067 | 108913.4882 | 110762.3341 | 112312.7976 | 122193.9275 | 109575.0104 | 108050.4927 | 106965.8015 | 105652.5748 | 104305.164 | 103050.7543 | 101247.0831 | 100682.8131 | 100972.1381 | 104429.663 | 124681.4753
Commercial_Retail_Existing_Space Heating_Natural Gas_Unit Heater_E3_Codes & Standards Forecast | Commercial | Retail | Existing | Space Heating | Natural Gas | Unit Heater | E3 |  | Codes & Standards Forecast | 0 | 0 | 0 | 0 | 0 | 0 | 0 | 0 | 0 | 0 | 0 | 0 | 0 | 0 | 0 | 0 | 0 | 0 | 0 | 0 | 0 | 0 | 0 | 0 | 0 | 0 | 0 | 0 | 0 | 0 | 0 | 0 | 0
Commercial_Retail_Existing_Space Heating_Natural Gas_Unit Heater_E4_Codes & Standards Forecast | Commercial | Retail | Existing | Space Heating | Natural Gas | Unit Heater | E4 |  | Codes & Standards Forecast | 0 | 0 | 0 | 0 | 0 | 0 | 0 | 0 | 0 | 0 | 0 | 0 | 0 | 0 | 0 | 0 | 0 | 0 | 0 | 0 | 0 | 0 | 0 | 0 | 0 | 0 | 0 | 0 | 0 | 0 | 0 | 0 | 0
Commercial_Retail_Existing_Space Heating_Natural Gas_Unit Heater_E5_Codes & Standards Forecast | Commercial | Retail | Existing | Space Heating | Natural Gas | Unit Heater | E5 |  | Codes & Standards Forecast | 0 | 0 | 0 | 0 | 0 | 0 | 0 | 0 | 0 | 0 | 0 | 0 | 0 | 0 | 0 | 0 | 0 | 0 | 0 | 0 | 0 | 0 | 0 | 0 | 0 | 0 | 0 | 0 | 0 | 0 | 0 | 0 | 0
Commercial_Retail_Existing_Space Heating_Natural Gas_Unit Heater_E6_Codes & Standards Forecast | Commercial | Retail | Existing | Space Heating | Natural Gas | Unit Heater | E6 |  | Codes & Standards Forecast | 0 | 0 | 0 | 0 | 0 | 0 | 0 | 0 | 0 | 0 | 0 | 0 | 0 | 0 | 0 | 0 | 0 | 0 | 0 | 0 | 0 | 0 | 0 | 0 | 0 | 0 | 0 | 0 | 0 | 0 | 0 | 0 | 0
Commercial_Retail_Existing_Space Heating_Natural Gas_Unit Heater_E7_Codes & Standards Forecast | Commercial | Retail | Existing | Space Heating | Natural Gas | Unit Heater | E7 |  | Codes & Standards Forecast | 0 | 0 | 0 | 0 | 0 | 0 | 0 | 0 | 0 | 0 | 0 | 0 | 0 | 0 | 0 | 0 | 0 | 0 | 0 | 0 | 0 | 0 | 0 | 0 | 0 | 0 | 0 | 0 | 0 | 0 | 0 | 0 | 0
Commercial_Retail_Existing_Space Heating_Natural Gas_Unit Heater_E8_Codes & Standards Forecast | Commercial | Retail | Existing | Space Heating | Natural Gas | Unit Heater | E8 |  | Codes & Standards Forecast | 0 | 0 | 0 | 0 | 0 | 0 | 0 | 0 | 0 | 0 | 0 | 0 | 0 | 0 | 0 | 0 | 0 | 0 | 0 | 0 | 0 | 0 | 0 | 0 | 0 | 0 | 0 | 0 | 0 | 0 | 0 | 0 | 0
Commercial_Retail_Existing_Space Heating_Natural Gas_Unit Heater_E9_Codes & Standards Forecast | Commercial | Retail | Existing | Space Heating | Natural Gas | Unit Heater | E9 |  | Codes & Standards Forecast | 0 | 0 | 0 | 0 | 0 | 0 | 0 | 0 | 0 | 0 | 0 | 0 | 0 | 0 | 0 | 0 | 0 | 0 | 0 | 0 | 0 | 0 | 0 | 0 | 0 | 0 | 0 | 0 | 0 | 0 | 0 | 0 | 0
Commercial_Retail_Existing_Space Heating_Natural Gas_Unit Heater_E10_Codes & Standards Forecast | Commercial | Retail | Existing | Space Heating | Natural Gas | Unit Heater | E10 |  | Codes & Standards Forecast | 0 | 0 | 0 | 0 | 0 | 0 | 0 | 0 | 0 | 0 | 0 | 0 | 0 | 0 | 0 | 0 | 0 | 0 | 0 | 0 | 0 | 0 | 0 | 0 | 0 | 0 | 0 | 0 | 0 | 0 | 0 | 0 | 0
Commercial_Retail_Existing_Water Heating_Natural Gas_Water Heater_E1_Codes & Standards Forecast | Commercial | Retail | Existing | Water Heating | Natural Gas | Water Heater | E1 |  | Codes & Standards Forecast | 0 | 341186.4126 | 441274.1531 | 519495.331 | 781314.9504 | 634368.7696 | 674101.6358 | 705576.5453 | 730392.7822 | 749863.4571 | 665204.289 | 617406.143 | 594984.1199 | 628225.9722 | 626031.0691 | 718473.3709 | 737964.8248 | 753203.1879 | 815208.579 | 744650.7642 | 726351.8357 | 705233.0277 | 693213.8042 | 681835.1753 | 664380.4145 | 663623.3369 | 672449.9729 | 705846.9156 | 709606.7513 | 733114.3564 | 729155.1706 | 722531.4567 | 839719.9618
Commercial_Retail_Existing_Water Heating_Natural Gas_Water Heater_E2_Codes & Standards Forecast | Commercial | Retail | Existing | Water Heating | Natural Gas | Water Heater | E2 |  | Codes & Standards Forecast | 0 | 0 | 0 | 0 | 0 | 0 | 0 | 0 | 0 | 0 | 0 | 0 | 0 | 0 | 0 | 0 | 0 | 0 | 0 | 0 | 0 | 0 | 0 | 0 | 0 | 0 | 0 | 0 | 0 | 0 | 0 | 0 | 0
Commercial_Retail_Existing_Water Heating_Natural Gas_Water Heater_E3_Codes & Standards Forecast | Commercial | Retail | Existing | Water Heating | Natural Gas | Water Heater | E3 |  | Codes & Standards Forecast | 0 | 0 | 0 | 0 | 0 | 0 | 0 | 0 | 0 | 0 | 0 | 0 | 0 | 0 | 0 | 0 | 0 | 0 | 0 | 0 | 0 | 0 | 0 | 0 | 0 | 0 | 0 | 0 | 0 | 0 | 0 | 0 | 0
Commercial_Retail_Existing_Water Heating_Natural Gas_Water Heater_E4_Codes & Standards Forecast | Commercial | Retail | Existing | Water Heating | Natural Gas | Water Heater | E4 |  | Codes & Standards Forecast | 0 | 0 | 0 | 0 | 0 | 0 | 0 | 0 | 0 | 0 | 0 | 0 | 0 | 0 | 0 | 0 | 0 | 0 | 0 | 0 | 0 | 0 | 0 | 0 | 0 | 0 | 0 | 0 | 0 | 0 | 0 | 0 | 0
Commercial_Retail_Existing_Water Heating_Natural Gas_Water Heater_E5_Codes & Standards Forecast | Commercial | Retail | Existing | Water Heating | Natural Gas | Water Heater | E5 |  | Codes & Standards Forecast | 0 | 0 | 0 | 0 | 0 | 0 | 0 | 0 | 0 | 0 | 0 | 0 | 0 | 0 | 0 | 0 | 0 | 0 | 0 | 0 | 0 | 0 | 0 | 0 | 0 | 0 | 0 | 0 | 0 | 0 | 0 | 0 | 0
Commercial_Retail_Existing_Water Heating_Natural Gas_Water Heater_E6_Codes & Standards Forecast | Commercial | Retail | Existing | Water Heating | Natural Gas | Water Heater | E6 |  | Codes & Standards Forecast | 0 | 0 | 0 | 0 | 0 | 0 | 0 | 0 | 0 | 0 | 0 | 0 | 0 | 0 | 0 | 0 | 0 | 0 | 0 | 0 | 0 | 0 | 0 | 0 | 0 | 0 | 0 | 0 | 0 | 0 | 0 | 0 | 0
Commercial_Retail_Existing_Water Heating_Natural Gas_Water Heater_E7_Codes & Standards Forecast | Commercial | Retail | Existing | Water Heating | Natural Gas | Water Heater | E7 |  | Codes & Standards Forecast | 0 | 0 | 0 | 0 | 0 | 0 | 0 | 0 | 0 | 0 | 0 | 0 | 0 | 0 | 0 | 0 | 0 | 0 | 0 | 0 | 0 | 0 | 0 | 0 | 0 | 0 | 0 | 0 | 0 | 0 | 0 | 0 | 0
Commercial_Retail_Existing_Water Heating_Natural Gas_Water Heater_E8_Codes & Standards Forecast | Commercial | Retail | Existing | Water Heating | Natural Gas | Water Heater | E8 |  | Codes & Standards Forecast | 0 | 0 | 0 | 0 | 0 | 0 | 0 | 0 | 0 | 0 | 0 | 0 | 0 | 0 | 0 | 0 | 0 | 0 | 0 | 0 | 0 | 0 | 0 | 0 | 0 | 0 | 0 | 0 | 0 | 0 | 0 | 0 | 0
Commercial_Retail_Existing_Water Heating_Natural Gas_Water Heater_E9_Codes & Standards Forecast | Commercial | Retail | Existing | Water Heating | Natural Gas | Water Heater | E9 |  | Codes & Standards Forecast | 0 | 0 | 0 | 0 | 0 | 0 | 0 | 0 | 0 | 0 | 0 | 0 | 0 | 0 | 0 | 0 | 0 | 0 | 0 | 0 | 0 | 0 | 0 | 0 | 0 | 0 | 0 | 0 | 0 | 0 | 0 | 0 | 0
Commercial_Retail_Existing_Water Heating_Natural Gas_Water Heater_E10_Codes & Standards Forecast | Commercial | Retail | Existing | Water Heating | Natural Gas | Water Heater | E10 |  | Codes & Standards Forecast | 0 | 0 | 0 | 0 | 0 | 0 | 0 | 0 | 0 | 0 | 0 | 0 | 0 | 0 | 0 | 0 | 0 | 0 | 0 | 0 | 0 | 0 | 0 | 0 | 0 | 0 | 0 | 0 | 0 | 0 | 0 | 0 | 0
Commercial_Retail_Existing_Food Preparation_Natural Gas_Oven_E1_Codes & Standards Forecast | Commercial | Retail | Existing | Food Preparation | Natural Gas | Oven | E1 |  | Codes & Standards Forecast | 0 | 18236.7602 | 19655.4596 | 20785.596 | 29412.5186 | 22637.5937 | 23304.6961 | 23854.1489 | 24303.096 | 24667.366 | 23478.2227 | 22729.6819 | 22305.852 | 23356.5379 | 23125.6502 | 23044.0751 | 27970.1064 | 27644.8689 | 27366.7877 | 28935.8716 | 25975.7726 | 25451.5432 | 25154.74 | 24842.665 | 24546.7953 | 24686.8414 | 24868.5127 | 25061.1352 | 25876.5938 | 25722.7148 | 25548.3069 | 26710.2849 | 30542.9271
Commercial_Retail_Existing_Food Preparation_Natural Gas_Oven_E2_Codes & Standards Forecast | Commercial | Retail | Existing | Food Preparation | Natural Gas | Oven | E2 |  | Codes & Standards Forecast | 0 | 0 | 0 | 0 | 0 | 0 | 0 | 0 | 0 | 0 | 0 | 0 | 0 | 0 | 0 | 0 | 0 | 0 | 0 | 0 | 0 | 0 | 0 | 0 | 0 | 0 | 0 | 0 | 0 | 0 | 0 | 0 | 0
Commercial_Retail_Existing_Food Preparation_Natural Gas_Oven_E3_Codes & Standards Forecast | Commercial | Retail | Existing | Food Preparation | Natural Gas | Oven | E3 |  | Codes & Standards Forecast | 0 | 0 | 0 | 0 | 0 | 0 | 0 | 0 | 0 | 0 | 0 | 0 | 0 | 0 | 0 | 0 | 0 | 0 | 0 | 0 | 0 | 0 | 0 | 0 | 0 | 0 | 0 | 0 | 0 | 0 | 0 | 0 | 0
Commercial_Retail_Existing_Food Preparation_Natural Gas_Oven_E4_Codes & Standards Forecast | Commercial | Retail | Existing | Food Preparation | Natural Gas | Oven | E4 |  | Codes & Standards Forecast | 0 | 0 | 0 | 0 | 0 | 0 | 0 | 0 | 0 | 0 | 0 | 0 | 0 | 0 | 0 | 0 | 0 | 0 | 0 | 0 | 0 | 0 | 0 | 0 | 0 | 0 | 0 | 0 | 0 | 0 | 0 | 0 | 0
Commercial_Retail_Existing_Food Preparation_Natural Gas_Oven_E5_Codes & Standards Forecast | Commercial | Retail | Existing | Food Preparation | Natural Gas | Oven | E5 |  | Codes & Standards Forecast | 0 | 0 | 0 | 0 | 0 | 0 | 0 | 0 | 0 | 0 | 0 | 0 | 0 | 0 | 0 | 0 | 0 | 0 | 0 | 0 | 0 | 0 | 0 | 0 | 0 | 0 | 0 | 0 | 0 | 0 | 0 | 0 | 0
Commercial_Retail_Existing_Food Preparation_Natural Gas_Oven_E6_Codes & Standards Forecast | Commercial | Retail | Existing | Food Preparation | Natural Gas | Oven | E6 |  | Codes & Standards Forecast | 0 | 0 | 0 | 0 | 0 | 0 | 0 | 0 | 0 | 0 | 0 | 0 | 0 | 0 | 0 | 0 | 0 | 0 | 0 | 0 | 0 | 0 | 0 | 0 | 0 | 0 | 0 | 0 | 0 | 0 | 0 | 0 | 0
Commercial_Retail_Existing_Food Preparation_Natural Gas_Oven_E7_Codes & Standards Forecast | Commercial | Retail | Existing | Food Preparation | Natural Gas | Oven | E7 |  | Codes & Standards Forecast | 0 | 0 | 0 | 0 | 0 | 0 | 0 | 0 | 0 | 0 | 0 | 0 | 0 | 0 | 0 | 0 | 0 | 0 | 0 | 0 | 0 | 0 | 0 | 0 | 0 | 0 | 0 | 0 | 0 | 0 | 0 | 0 | 0
Commercial_Retail_Existing_Food Preparation_Natural Gas_Oven_E8_Codes & Standards Forecast | Commercial | Retail | Existing | Food Preparation | Natural Gas | Oven | E8 |  | Codes & Standards Forecast | 0 | 0 | 0 | 0 | 0 | 0 | 0 | 0 | 0 | 0 | 0 | 0 | 0 | 0 | 0 | 0 | 0 | 0 | 0 | 0 | 0 | 0 | 0 | 0 | 0 | 0 | 0 | 0 | 0 | 0 | 0 | 0 | 0
Commercial_Retail_Existing_Food Preparation_Natural Gas_Oven_E9_Codes & Standards Forecast | Commercial | Retail | Existing | Food Preparation | Natural Gas | Oven | E9 |  | Codes & Standards Forecast | 0 | 0 | 0 | 0 | 0 | 0 | 0 | 0 | 0 | 0 | 0 | 0 | 0 | 0 | 0 | 0 | 0 | 0 | 0 | 0 | 0 | 0 | 0 | 0 | 0 | 0 | 0 | 0 | 0 | 0 | 0 | 0 | 0
Commercial_Retail_Existing_Food Preparation_Natural Gas_Oven_E10_Codes & Standards Forecast | Commercial | Retail | Existing | Food Preparation | Natural Gas | Oven | E10 |  | Codes & Standards Forecast | 0 | 0 | 0 | 0 | 0 | 0 | 0 | 0 | 0 | 0 | 0 | 0 | 0 | 0 | 0 | 0 | 0 | 0 | 0 | 0 | 0 | 0 | 0 | 0 | 0 | 0 | 0 | 0 | 0 | 0 | 0 | 0 | 0
Commercial_Retail_Existing_Food Preparation_Natural Gas_Conveyor Oven_E1_Codes & Standards Forecast | Commercial | Retail | Existing | Food Preparation | Natural Gas | Conveyor Oven | E1 |  | Codes & Standards Forecast | 0 | 3861.9021 | 4994.7991 | 5880.1877 | 10405.0365 | 7180.4445 | 7630.1824 | 7986.4481 | 8267.344 | 8487.7334 | 8659.6436 | 8792.9429 | 8895.5569 | 8973.7566 | 9032.3943 | 9075.4163 | 9105.8958 | 8012.5825 | 7360.9 | 7016.5859 | 7614.6128 | 7469.598 | 8405.443 | 8546.3954 | 8655.1439 | 9689.8796 | 8610.785 | 8695.258 | 8758.9214 | 8805.9685 | 8839.6964 | 8862.8104 | 11037.6002
Commercial_Retail_Existing_Food Preparation_Natural Gas_Conveyor Oven_E2_Codes & Standards Forecast | Commercial | Retail | Existing | Food Preparation | Natural Gas | Conveyor Oven | E2 |  | Codes & Standards Forecast | 0 | 0 | 0 | 0 | 0 | 0 | 0 | 0 | 0 | 0 | 0 | 0 | 0 | 0 | 0 | 0 | 0 | 0 | 0 | 0 | 0 | 0 | 0 | 0 | 0 | 0 | 0 | 0 | 0 | 0 | 0 | 0 | 0
Commercial_Retail_Existing_Food Preparation_Natural Gas_Conveyor Oven_E3_Codes & Standards Forecast | Commercial | Retail | Existing | Food Preparation | Natural Gas | Conveyor Oven | E3 |  | Codes & Standards Forecast | 0 | 0 | 0 | 0 | 0 | 0 | 0 | 0 | 0 | 0 | 0 | 0 | 0 | 0 | 0 | 0 | 0 | 0 | 0 | 0 | 0 | 0 | 0 | 0 | 0 | 0 | 0 | 0 | 0 | 0 | 0 | 0 | 0
Commercial_Retail_Existing_Food Preparation_Natural Gas_Conveyor Oven_E4_Codes & Standards Forecast | Commercial | Retail | Existing | Food Preparation | Natural Gas | Conveyor Oven | E4 |  | Codes & Standards Forecast | 0 | 0 | 0 | 0 | 0 | 0 | 0 | 0 | 0 | 0 | 0 | 0 | 0 | 0 | 0 | 0 | 0 | 0 | 0 | 0 | 0 | 0 | 0 | 0 | 0 | 0 | 0 | 0 | 0 | 0 | 0 | 0 | 0
Commercial_Retail_Existing_Food Preparation_Natural Gas_Conveyor Oven_E5_Codes & Standards Forecast | Commercial | Retail | Existing | Food Preparation | Natural Gas | Conveyor Oven | E5 |  | Codes & Standards Forecast | 0 | 0 | 0 | 0 | 0 | 0 | 0 | 0 | 0 | 0 | 0 | 0 | 0 | 0 | 0 | 0 | 0 | 0 | 0 | 0 | 0 | 0 | 0 | 0 | 0 | 0 | 0 | 0 | 0 | 0 | 0 | 0 | 0
Commercial_Retail_Existing_Food Preparation_Natural Gas_Conveyor Oven_E6_Codes & Standards Forecast | Commercial | Retail | Existing | Food Preparation | Natural Gas | Conveyor Oven | E6 |  | Codes & Standards Forecast | 0 | 0 | 0 | 0 | 0 | 0 | 0 | 0 | 0 | 0 | 0 | 0 | 0 | 0 | 0 | 0 | 0 | 0 | 0 | 0 | 0 | 0 | 0 | 0 | 0 | 0 | 0 | 0 | 0 | 0 | 0 | 0 | 0
Commercial_Retail_Existing_Food Preparation_Natural Gas_Conveyor Oven_E7_Codes & Standards Forecast | Commercial | Retail | Existing | Food Preparation | Natural Gas | Conveyor Oven | E7 |  | Codes & Standards Forecast | 0 | 0 | 0 | 0 | 0 | 0 | 0 | 0 | 0 | 0 | 0 | 0 | 0 | 0 | 0 | 0 | 0 | 0 | 0 | 0 | 0 | 0 | 0 | 0 | 0 | 0 | 0 | 0 | 0 | 0 | 0 | 0 | 0
Commercial_Retail_Existing_Food Preparation_Natural Gas_Conveyor Oven_E8_Codes & Standards Forecast | Commercial | Retail | Existing | Food Preparation | Natural Gas | Conveyor Oven | E8 |  | Codes & Standards Forecast | 0 | 0 | 0 | 0 | 0 | 0 | 0 | 0 | 0 | 0 | 0 | 0 | 0 | 0 | 0 | 0 | 0 | 0 | 0 | 0 | 0 | 0 | 0 | 0 | 0 | 0 | 0 | 0 | 0 | 0 | 0 | 0 | 0
Commercial_Retail_Existing_Food Preparation_Natural Gas_Conveyor Oven_E9_Codes & Standards Forecast | Commercial | Retail | Existing | Food Preparation | Natural Gas | Conveyor Oven | E9 |  | Codes & Standards Forecast | 0 | 0 | 0 | 0 | 0 | 0 | 0 | 0 | 0 | 0 | 0 | 0 | 0 | 0 | 0 | 0 | 0 | 0 | 0 | 0 | 0 | 0 | 0 | 0 | 0 | 0 | 0 | 0 | 0 | 0 | 0 | 0 | 0
Commercial_Retail_Existing_Food Preparation_Natural Gas_Conveyor Oven_E10_Codes & Standards Forecast | Commercial | Retail | Existing | Food Preparation | Natural Gas | Conveyor Oven | E10 |  | Codes & Standards Forecast | 0 | 0 | 0 | 0 | 0 | 0 | 0 | 0 | 0 | 0 | 0 | 0 | 0 | 0 | 0 | 0 | 0 | 0 | 0 | 0 | 0 | 0 | 0 | 0 | 0 | 0 | 0 | 0 | 0 | 0 | 0 | 0 | 0
Commercial_Retail_Existing_Food Preparation_Natural Gas_Double Rack Oven_E1_Codes & Standards Forecast | Commercial | Retail | Existing | Food Preparation | Natural Gas | Double Rack Oven | E1 |  | Codes & Standards Forecast | 0 | 5471.028 | 7075.9654 | 8330.2659 | 13160.579 | 10172.2964 | 10809.4251 | 11314.1348 | 11712.0707 | 12024.2889 | 12267.8284 | 12456.6691 | 11007.6184 | 10166.9912 | 9747.1547 | 10352.0264 | 10252.5426 | 11677.547 | 11948.5669 | 12160.3942 | 13285.8139 | 12259.091 | 12393.255 | 12183.0866 | 11823.7045 | 11432.9884 | 11222.1304 | 11020.5381 | 10722.5652 | 10691.1566 | 10813.4996 | 11390.8315 | 13637.4418
Commercial_Retail_Existing_Food Preparation_Natural Gas_Double Rack Oven_E2_Codes & Standards Forecast | Commercial | Retail | Existing | Food Preparation | Natural Gas | Double Rack Oven | E2 |  | Codes & Standards Forecast | 0 | 0 | 0 | 0 | 0 | 0 | 0 | 0 | 0 | 0 | 0 | 0 | 0 | 0 | 0 | 0 | 0 | 0 | 0 | 0 | 0 | 0 | 0 | 0 | 0 | 0 | 0 | 0 | 0 | 0 | 0 | 0 | 0
Commercial_Retail_Existing_Food Preparation_Natural Gas_Double Rack Oven_E3_Codes & Standards Forecast | Commercial | Retail | Existing | Food Preparation | Natural Gas | Double Rack Oven | E3 |  | Codes & Standards Forecast | 0 | 0 | 0 | 0 | 0 | 0 | 0 | 0 | 0 | 0 | 0 | 0 | 0 | 0 | 0 | 0 | 0 | 0 | 0 | 0 | 0 | 0 | 0 | 0 | 0 | 0 | 0 | 0 | 0 | 0 | 0 | 0 | 0
Commercial_Retail_Existing_Food Preparation_Natural Gas_Double Rack Oven_E4_Codes & Standards Forecast | Commercial | Retail | Existing | Food Preparation | Natural Gas | Double Rack Oven | E4 |  | Codes & Standards Forecast | 0 | 0 | 0 | 0 | 0 | 0 | 0 | 0 | 0 | 0 | 0 | 0 | 0 | 0 | 0 | 0 | 0 | 0 | 0 | 0 | 0 | 0 | 0 | 0 | 0 | 0 | 0 | 0 | 0 | 0 | 0 | 0 | 0
Commercial_Retail_Existing_Food Preparation_Natural Gas_Double Rack Oven_E5_Codes & Standards Forecast | Commercial | Retail | Existing | Food Preparation | Natural Gas | Double Rack Oven | E5 |  | Codes & Standards Forecast | 0 | 0 | 0 | 0 | 0 | 0 | 0 | 0 | 0 | 0 | 0 | 0 | 0 | 0 | 0 | 0 | 0 | 0 | 0 | 0 | 0 | 0 | 0 | 0 | 0 | 0 | 0 | 0 | 0 | 0 | 0 | 0 | 0
Commercial_Retail_Existing_Food Preparation_Natural Gas_Double Rack Oven_E6_Codes & Standards Forecast | Commercial | Retail | Existing | Food Preparation | Natural Gas | Double Rack Oven | E6 |  | Codes & Standards Forecast | 0 | 0 | 0 | 0 | 0 | 0 | 0 | 0 | 0 | 0 | 0 | 0 | 0 | 0 | 0 | 0 | 0 | 0 | 0 | 0 | 0 | 0 | 0 | 0 | 0 | 0 | 0 | 0 | 0 | 0 | 0 | 0 | 0
Commercial_Retail_Existing_Food Preparation_Natural Gas_Double Rack Oven_E7_Codes & Standards Forecast | Commercial | Retail | Existing | Food Preparation | Natural Gas | Double Rack Oven | E7 |  | Codes & Standards Forecast | 0 | 0 | 0 | 0 | 0 | 0 | 0 | 0 | 0 | 0 | 0 | 0 | 0 | 0 | 0 | 0 | 0 | 0 | 0 | 0 | 0 | 0 | 0 | 0 | 0 | 0 | 0 | 0 | 0 | 0 | 0 | 0 | 0
Commercial_Retail_Existing_Food Preparation_Natural Gas_Double Rack Oven_E8_Codes & Standards Forecast | Commercial | Retail | Existing | Food Preparation | Natural Gas | Double Rack Oven | E8 |  | Codes & Standards Forecast | 0 | 0 | 0 | 0 | 0 | 0 | 0 | 0 | 0 | 0 | 0 | 0 | 0 | 0 | 0 | 0 | 0 | 0 | 0 | 0 | 0 | 0 | 0 | 0 | 0 | 0 | 0 | 0 | 0 | 0 | 0 | 0 | 0
Commercial_Retail_Existing_Food Preparation_Natural Gas_Double Rack Oven_E9_Codes & Standards Forecast | Commercial | Retail | Existing | Food Preparation | Natural Gas | Double Rack Oven | E9 |  | Codes & Standards Forecast | 0 | 0 | 0 | 0 | 0 | 0 | 0 | 0 | 0 | 0 | 0 | 0 | 0 | 0 | 0 | 0 | 0 | 0 | 0 | 0 | 0 | 0 | 0 | 0 | 0 | 0 | 0 | 0 | 0 | 0 | 0 | 0 | 0
Commercial_Retail_Existing_Food Preparation_Natural Gas_Double Rack Oven_E10_Codes & Standards Forecast | Commercial | Retail | Existing | Food Preparation | Natural Gas | Double Rack Oven | E10 |  | Codes & Standards Forecast | 0 | 0 | 0 | 0 | 0 | 0 | 0 | 0 | 0 | 0 | 0 | 0 | 0 | 0 | 0 | 0 | 0 | 0 | 0 | 0 | 0 | 0 | 0 | 0 | 0 | 0 | 0 | 0 | 0 | 0 | 0 | 0 | 0
Commercial_Retail_Existing_Food Preparation_Natural Gas_Fryer_E1_Codes & Standards Forecast | Commercial | Retail | Existing | Food Preparation | Natural Gas | Fryer | E1 |  | Codes & Standards Forecast | 0 | 0 | 0 | 0 | 0 | 0 | 0 | 0 | 0 | 0 | 0 | 0 | 0 | 0 | 0 | 0 | 0 | 0 | 0 | 0 | 0 | 0 | 0 | 0 | 0 | 0 | 0 | 0 | 0 | 0 | 0 | 0 | 0
Commercial_Retail_Existing_Food Preparation_Natural Gas_Fryer_E2_Codes & Standards Forecast | Commercial | Retail | Existing | Food Preparation | Natural Gas | Fryer | E2 |  | Codes & Standards Forecast | 0 | 0 | 0 | 11802.0296 | 48212.6207 | 49906.1252 | 63314.5498 | 73977.0413 | 82444.0318 | 65818.6459 | 52545.1062 | 44272.3301 | 44818.4404 | 45594.0963 | 48854.1687 | 53555.7877 | 61990.089 | 71722.1176 | 68067.0697 | 66512.9216 | 64686.4704 | 62825.9809 | 55579.0616 | 51565.2707 | 51290.9121 | 55235.9446 | 57723.7372 | 60037.3825 | 61892.7704 | 63961.9185 | 64520.9517 | 60759.91 | 66923.7031
Commercial_Retail_Existing_Food Preparation_Natural Gas_Fryer_E3_Codes & Standards Forecast | Commercial | Retail | Existing | Food Preparation | Natural Gas | Fryer | E3 |  | Codes & Standards Forecast | 0 | 0 | 0 | 0 | 0 | 0 | 0 | 0 | 0 | 0 | 0 | 0 | 0 | 0 | 0 | 0 | 0 | 0 | 0 | 0 | 0 | 0 | 0 | 0 | 0 | 0 | 0 | 0 | 0 | 0 | 0 | 0 | 0
Commercial_Retail_Existing_Food Preparation_Natural Gas_Fryer_E4_Codes & Standards Forecast | Commercial | Retail | Existing | Food Preparation | Natural Gas | Fryer | E4 |  | Codes & Standards Forecast | 0 | 0 | 0 | 0 | 0 | 0 | 0 | 0 | 0 | 0 | 0 | 0 | 0 | 0 | 0 | 0 | 0 | 0 | 0 | 0 | 0 | 0 | 0 | 0 | 0 | 0 | 0 | 0 | 0 | 0 | 0 | 0 | 0
Commercial_Retail_Existing_Food Preparation_Natural Gas_Fryer_E5_Codes & Standards Forecast | Commercial | Retail | Existing | Food Preparation | Natural Gas | Fryer | E5 |  | Codes & Standards Forecast | 0 | 0 | 0 | 0 | 0 | 0 | 0 | 0 | 0 | 0 | 0 | 0 | 0 | 0 | 0 | 0 | 0 | 0 | 0 | 0 | 0 | 0 | 0 | 0 | 0 | 0 | 0 | 0 | 0 | 0 | 0 | 0 | 0
Commercial_Retail_Existing_Food Preparation_Natural Gas_Fryer_E6_Codes & Standards Forecast | Commercial | Retail | Existing | Food Preparation | Natural Gas | Fryer | E6 |  | Codes & Standards Forecast | 0 | 0 | 0 | 0 | 0 | 0 | 0 | 0 | 0 | 0 | 0 | 0 | 0 | 0 | 0 | 0 | 0 | 0 | 0 | 0 | 0 | 0 | 0 | 0 | 0 | 0 | 0 | 0 | 0 | 0 | 0 | 0 | 0
Commercial_Retail_Existing_Food Preparation_Natural Gas_Fryer_E7_Codes & Standards Forecast | Commercial | Retail | Existing | Food Preparation | Natural Gas | Fryer | E7 |  | Codes & Standards Forecast | 0 | 0 | 0 | 0 | 0 | 0 | 0 | 0 | 0 | 0 | 0 | 0 | 0 | 0 | 0 | 0 | 0 | 0 | 0 | 0 | 0 | 0 | 0 | 0 | 0 | 0 | 0 | 0 | 0 | 0 | 0 | 0 | 0
Commercial_Retail_Existing_Food Preparation_Natural Gas_Fryer_E8_Codes & Standards Forecast | Commercial | Retail | Existing | Food Preparation | Natural Gas | Fryer | E8 |  | Codes & Standards Forecast | 0 | 0 | 0 | 0 | 0 | 0 | 0 | 0 | 0 | 0 | 0 | 0 | 0 | 0 | 0 | 0 | 0 | 0 | 0 | 0 | 0 | 0 | 0 | 0 | 0 | 0 | 0 | 0 | 0 | 0 | 0 | 0 | 0
Commercial_Retail_Existing_Food Preparation_Natural Gas_Fryer_E9_Codes & Standards Forecast | Commercial | Retail | Existing | Food Preparation | Natural Gas | Fryer | E9 |  | Codes & Standards Forecast | 0 | 0 | 0 | 0 | 0 | 0 | 0 | 0 | 0 | 0 | 0 | 0 | 0 | 0 | 0 | 0 | 0 | 0 | 0 | 0 | 0 | 0 | 0 | 0 | 0 | 0 | 0 | 0 | 0 | 0 | 0 | 0 | 0
Commercial_Retail_Existing_Food Preparation_Natural Gas_Fryer_E10_Codes & Standards Forecast | Commercial | Retail | Existing | Food Preparation | Natural Gas | Fryer | E10 |  | Codes & Standards Forecast | 0 | 0 | 0 | 0 | 0 | 0 | 0 | 0 | 0 | 0 | 0 | 0 | 0 | 0 | 0 | 0 | 0 | 0 | 0 | 0 | 0 | 0 | 0 | 0 | 0 | 0 | 0 | 0 | 0 | 0 | 0 | 0 | 0
Commercial_Retail_Existing_Food Preparation_Natural Gas_Broiler_E1_Codes & Standards Forecast | Commercial | Retail | Existing | Food Preparation | Natural Gas | Broiler | E1 |  | Codes & Standards Forecast | 0 | 0 | 0 | 0 | 0 | 0 | 0 | 0 | 0 | 0 | 0 | 0 | 0 | 0 | 0 | 0 | 0 | 0 | 0 | 0 | 0 | 0 | 0 | 0 | 0 | 0 | 0 | 0 | 0 | 0 | 0 | 0 | 0
Commercial_Retail_Existing_Food Preparation_Natural Gas_Broiler_E2_Codes & Standards Forecast | Commercial | Retail | Existing | Food Preparation | Natural Gas | Broiler | E2 |  | Codes & Standards Forecast | 0 | 0 | 0 | 0 | 0 | 0 | 0 | 0 | 0 | 0 | 0 | 0 | 0 | 0 | 0 | 0 | 0 | 0 | 0 | 0 | 0 | 0 | 0 | 0 | 0 | 0 | 0 | 0 | 0 | 0 | 0 | 0 | 0
Commercial_Retail_Existing_Food Preparation_Natural Gas_Broiler_E3_Codes & Standards Forecast | Commercial | Retail | Existing | Food Preparation | Natural Gas | Broiler | E3 |  | Codes & Standards Forecast | 0 | 0 | 0 | 0 | 0 | 0 | 0 | 0 | 0 | 0 | 0 | 0 | 0 | 0 | 0 | 0 | 0 | 0 | 0 | 0 | 0 | 0 | 0 | 0 | 0 | 0 | 0 | 0 | 0 | 0 | 0 | 0 | 0
Commercial_Retail_Existing_Food Preparation_Natural Gas_Broiler_E4_Codes & Standards Forecast | Commercial | Retail | Existing | Food Preparation | Natural Gas | Broiler | E4 |  | Codes & Standards Forecast | 0 | 0 | 0 | 0 | 0 | 0 | 0 | 0 | 0 | 0 | 0 | 0 | 0 | 0 | 0 | 0 | 0 | 0 | 0 | 0 | 0 | 0 | 0 | 0 | 0 | 0 | 0 | 0 | 0 | 0 | 0 | 0 | 0
Commercial_Retail_Existing_Food Preparation_Natural Gas_Broiler_E5_Codes & Standards Forecast | Commercial | Retail | Existing | Food Preparation | Natural Gas | Broiler | E5 |  | Codes & Standards Forecast | 0 | 0 | 0 | 0 | 0 | 0 | 0 | 0 | 0 | 0 | 0 | 0 | 0 | 0 | 0 | 0 | 0 | 0 | 0 | 0 | 0 | 0 | 0 | 0 | 0 | 0 | 0 | 0 | 0 | 0 | 0 | 0 | 0
Commercial_Retail_Existing_Food Preparation_Natural Gas_Broiler_E6_Codes & Standards Forecast | Commercial | Retail | Existing | Food Preparation | Natural Gas | Broiler | E6 |  | Codes & Standards Forecast | 0 | 0 | 0 | 0 | 0 | 0 | 0 | 0 | 0 | 0 | 0 | 0 | 0 | 0 | 0 | 0 | 0 | 0 | 0 | 0 | 0 | 0 | 0 | 0 | 0 | 0 | 0 | 0 | 0 | 0 | 0 | 0 | 0
Commercial_Retail_Existing_Food Preparation_Natural Gas_Broiler_E7_Codes & Standards Forecast | Commercial | Retail | Existing | Food Preparation | Natural Gas | Broiler | E7 |  | Codes & Standards Forecast | 0 | 0 | 0 | 0 | 0 | 0 | 0 | 0 | 0 | 0 | 0 | 0 | 0 | 0 | 0 | 0 | 0 | 0 | 0 | 0 | 0 | 0 | 0 | 0 | 0 | 0 | 0 | 0 | 0 | 0 | 0 | 0 | 0
Commercial_Retail_Existing_Food Preparation_Natural Gas_Broiler_E8_Codes & Standards Forecast | Commercial | Retail | Existing | Food Preparation | Natural Gas | Broiler | E8 |  | Codes & Standards Forecast | 0 | 0 | 0 | 0 | 0 | 0 | 0 | 0 | 0 | 0 | 0 | 0 | 0 | 0 | 0 | 0 | 0 | 0 | 0 | 0 | 0 | 0 | 0 | 0 | 0 | 0 | 0 | 0 | 0 | 0 | 0 | 0 | 0
Commercial_Retail_Existing_Food Preparation_Natural Gas_Broiler_E9_Codes & Standards Forecast | Commercial | Retail | Existing | Food Preparation | Natural Gas | Broiler | E9 |  | Codes & Standards Forecast | 0 | 0 | 0 | 0 | 0 | 0 | 0 | 0 | 0 | 0 | 0 | 0 | 0 | 0 | 0 | 0 | 0 | 0 | 0 | 0 | 0 | 0 | 0 | 0 | 0 | 0 | 0 | 0 | 0 | 0 | 0 | 0 | 0
Commercial_Retail_Existing_Food Preparation_Natural Gas_Broiler_E10_Codes & Standards Forecast | Commercial | Retail | Existing | Food Preparation | Natural Gas | Broiler | E10 |  | Codes & Standards Forecast | 0 | 0 | 0 | 0 | 0 | 0 | 0 | 0 | 0 | 0 | 0 | 0 | 0 | 0 | 0 | 0 | 0 | 0 | 0 | 0 | 0 | 0 | 0 | 0 | 0 | 0 | 0 | 0 | 0 | 0 | 0 | 0 | 0
Commercial_Retail_Existing_Food Preparation_Natural Gas_Griddle_E1_Codes & Standards Forecast | Commercial | Retail | Existing | Food Preparation | Natural Gas | Griddle | E1 |  | Codes & Standards Forecast | 0 | 0 | 0 | 0 | 0 | 0 | 0 | 0 | 0 | 0 | 0 | 0 | 0 | 0 | 0 | 0 | 0 | 0 | 0 | 0 | 0 | 0 | 0 | 0 | 0 | 0 | 0 | 0 | 0 | 0 | 0 | 0 | 0
Commercial_Retail_Existing_Food Preparation_Natural Gas_Griddle_E2_Codes & Standards Forecast | Commercial | Retail | Existing | Food Preparation | Natural Gas | Griddle | E2 |  | Codes & Standards Forecast | 0 | 0 | 0 | 0 | 0 | 0 | 0 | 0 | 0 | 0 | 0 | 0 | 0 | 0 | 0 | 0 | 0 | 0 | 0 | 0 | 0 | 0 | 0 | 0 | 0 | 0 | 0 | 0 | 0 | 0 | 0 | 0 | 0
Commercial_Retail_Existing_Food Preparation_Natural Gas_Griddle_E3_Codes & Standards Forecast | Commercial | Retail | Existing | Food Preparation | Natural Gas | Griddle | E3 |  | Codes & Standards Forecast | 0 | 0 | 0 | 0 | 0 | 0 | 0 | 0 | 0 | 0 | 0 | 0 | 0 | 0 | 0 | 0 | 0 | 0 | 0 | 0 | 0 | 0 | 0 | 0 | 0 | 0 | 0 | 0 | 0 | 0 | 0 | 0 | 0
Commercial_Retail_Existing_Food Preparation_Natural Gas_Griddle_E4_Codes & Standards Forecast | Commercial | Retail | Existing | Food Preparation | Natural Gas | Griddle | E4 |  | Codes & Standards Forecast | 0 | 0 | 0 | 0 | 0 | 0 | 0 | 0 | 0 | 0 | 0 | 0 | 0 | 0 | 0 | 0 | 0 | 0 | 0 | 0 | 0 | 0 | 0 | 0 | 0 | 0 | 0 | 0 | 0 | 0 | 0 | 0 | 0
Commercial_Retail_Existing_Food Preparation_Natural Gas_Griddle_E5_Codes & Standards Forecast | Commercial | Retail | Existing | Food Preparation | Natural Gas | Griddle | E5 |  | Codes & Standards Forecast | 0 | 0 | 0 | 0 | 0 | 0 | 0 | 0 | 0 | 0 | 0 | 0 | 0 | 0 | 0 | 0 | 0 | 0 | 0 | 0 | 0 | 0 | 0 | 0 | 0 | 0 | 0 | 0 | 0 | 0 | 0 | 0 | 0
Commercial_Retail_Existing_Food Preparation_Natural Gas_Griddle_E6_Codes & Standards Forecast | Commercial | Retail | Existing | Food Preparation | Natural Gas | Griddle | E6 |  | Codes & Standards Forecast | 0 | 0 | 0 | 0 | 0 | 0 | 0 | 0 | 0 | 0 | 0 | 0 | 0 | 0 | 0 | 0 | 0 | 0 | 0 | 0 | 0 | 0 | 0 | 0 | 0 | 0 | 0 | 0 | 0 | 0 | 0 | 0 | 0
Commercial_Retail_Existing_Food Preparation_Natural Gas_Griddle_E7_Codes & Standards Forecast | Commercial | Retail | Existing | Food Preparation | Natural Gas | Griddle | E7 |  | Codes & Standards Forecast | 0 | 0 | 0 | 0 | 0 | 0 | 0 | 0 | 0 | 0 | 0 | 0 | 0 | 0 | 0 | 0 | 0 | 0 | 0 | 0 | 0 | 0 | 0 | 0 | 0 | 0 | 0 | 0 | 0 | 0 | 0 | 0 | 0
Commercial_Retail_Existing_Food Preparation_Natural Gas_Griddle_E8_Codes & Standards Forecast | Commercial | Retail | Existing | Food Preparation | Natural Gas | Griddle | E8 |  | Codes & Standards Forecast | 0 | 0 | 0 | 0 | 0 | 0 | 0 | 0 | 0 | 0 | 0 | 0 | 0 | 0 | 0 | 0 | 0 | 0 | 0 | 0 | 0 | 0 | 0 | 0 | 0 | 0 | 0 | 0 | 0 | 0 | 0 | 0 | 0
Commercial_Retail_Existing_Food Preparation_Natural Gas_Griddle_E9_Codes & Standards Forecast | Commercial | Retail | Existing | Food Preparation | Natural Gas | Griddle | E9 |  | Codes & Standards Forecast | 0 | 0 | 0 | 0 | 0 | 0 | 0 | 0 | 0 | 0 | 0 | 0 | 0 | 0 | 0 | 0 | 0 | 0 | 0 | 0 | 0 | 0 | 0 | 0 | 0 | 0 | 0 | 0 | 0 | 0 | 0 | 0 | 0
Commercial_Retail_Existing_Food Preparation_Natural Gas_Griddle_E10_Codes & Standards Forecast | Commercial | Retail | Existing | Food Preparation | Natural Gas | Griddle | E10 |  | Codes & Standards Forecast | 0 | 0 | 0 | 0 | 0 | 0 | 0 | 0 | 0 | 0 | 0 | 0 | 0 | 0 | 0 | 0 | 0 | 0 | 0 | 0 | 0 | 0 | 0 | 0 | 0 | 0 | 0 | 0 | 0 | 0 | 0 | 0 | 0
Commercial_Retail_Existing_Food Preparation_Natural Gas_Range_E1_Codes & Standards Forecast | Commercial | Retail | Existing | Food Preparation | Natural Gas | Range | E1 |  | Codes & Standards Forecast | 0 | 0 | 0 | 0 | 0 | 0 | 0 | 0 | 0 | 0 | 0 | 0 | 0 | 0 | 0 | 0 | 0 | 0 | 0 | 0 | 0 | 0 | 0 | 0 | 0 | 0 | 0 | 0 | 0 | 0 | 0 | 0 | 0
Commercial_Retail_Existing_Food Preparation_Natural Gas_Range_E2_Codes & Standards Forecast | Commercial | Retail | Existing | Food Preparation | Natural Gas | Range | E2 |  | Codes & Standards Forecast | 0 | 0 | 0 | 0 | 0 | 0 | 0 | 0 | 0 | 0 | 0 | 0 | 0 | 0 | 0 | 0 | 0 | 0 | 0 | 0 | 0 | 0 | 0 | 0 | 0 | 0 | 0 | 0 | 0 | 0 | 0 | 0 | 0
Commercial_Retail_Existing_Food Preparation_Natural Gas_Range_E3_Codes & Standards Forecast | Commercial | Retail | Existing | Food Preparation | Natural Gas | Range | E3 |  | Codes & Standards Forecast | 0 | 0 | 0 | 0 | 0 | 0 | 0 | 0 | 0 | 0 | 0 | 0 | 0 | 0 | 0 | 0 | 0 | 0 | 0 | 0 | 0 | 0 | 0 | 0 | 0 | 0 | 0 | 0 | 0 | 0 | 0 | 0 | 0
Commercial_Retail_Existing_Food Preparation_Natural Gas_Range_E4_Codes & Standards Forecast | Commercial | Retail | Existing | Food Preparation | Natural Gas | Range | E4 |  | Codes & Standards Forecast | 0 | 0 | 0 | 0 | 0 | 0 | 0 | 0 | 0 | 0 | 0 | 0 | 0 | 0 | 0 | 0 | 0 | 0 | 0 | 0 | 0 | 0 | 0 | 0 | 0 | 0 | 0 | 0 | 0 | 0 | 0 | 0 | 0
Commercial_Retail_Existing_Food Preparation_Natural Gas_Range_E5_Codes & Standards Forecast | Commercial | Retail | Existing | Food Preparation | Natural Gas | Range | E5 |  | Codes & Standards Forecast | 0 | 0 | 0 | 0 | 0 | 0 | 0 | 0 | 0 | 0 | 0 | 0 | 0 | 0 | 0 | 0 | 0 | 0 | 0 | 0 | 0 | 0 | 0 | 0 | 0 | 0 | 0 | 0 | 0 | 0 | 0 | 0 | 0
Commercial_Retail_Existing_Food Preparation_Natural Gas_Range_E6_Codes & Standards Forecast | Commercial | Retail | Existing | Food Preparation | Natural Gas | Range | E6 |  | Codes & Standards Forecast | 0 | 0 | 0 | 0 | 0 | 0 | 0 | 0 | 0 | 0 | 0 | 0 | 0 | 0 | 0 | 0 | 0 | 0 | 0 | 0 | 0 | 0 | 0 | 0 | 0 | 0 | 0 | 0 | 0 | 0 | 0 | 0 | 0
Commercial_Retail_Existing_Food Preparation_Natural Gas_Range_E7_Codes & Standards Forecast | Commercial | Retail | Existing | Food Preparation | Natural Gas | Range | E7 |  | Codes & Standards Forecast | 0 | 0 | 0 | 0 | 0 | 0 | 0 | 0 | 0 | 0 | 0 | 0 | 0 | 0 | 0 | 0 | 0 | 0 | 0 | 0 | 0 | 0 | 0 | 0 | 0 | 0 | 0 | 0 | 0 | 0 | 0 | 0 | 0
Commercial_Retail_Existing_Food Preparation_Natural Gas_Range_E8_Codes & Standards Forecast | Commercial | Retail | Existing | Food Preparation | Natural Gas | Range | E8 |  | Codes & Standards Forecast | 0 | 0 | 0 | 0 | 0 | 0 | 0 | 0 | 0 | 0 | 0 | 0 | 0 | 0 | 0 | 0 | 0 | 0 | 0 | 0 | 0 | 0 | 0 | 0 | 0 | 0 | 0 | 0 | 0 | 0 | 0 | 0 | 0
Commercial_Retail_Existing_Food Preparation_Natural Gas_Range_E9_Codes & Standards Forecast | Commercial | Retail | Existing | Food Preparation | Natural Gas | Range | E9 |  | Codes & Standards Forecast | 0 | 0 | 0 | 0 | 0 | 0 | 0 | 0 | 0 | 0 | 0 | 0 | 0 | 0 | 0 | 0 | 0 | 0 | 0 | 0 | 0 | 0 | 0 | 0 | 0 | 0 | 0 | 0 | 0 | 0 | 0 | 0 | 0
Commercial_Retail_Existing_Food Preparation_Natural Gas_Range_E10_Codes & Standards Forecast | Commercial | Retail | Existing | Food Preparation | Natural Gas | Range | E10 |  | Codes & Standards Forecast | 0 | 0 | 0 | 0 | 0 | 0 | 0 | 0 | 0 | 0 | 0 | 0 | 0 | 0 | 0 | 0 | 0 | 0 | 0 | 0 | 0 | 0 | 0 | 0 | 0 | 0 | 0 | 0 | 0 | 0 | 0 | 0 | 0
Commercial_Retail_Existing_Food Preparation_Natural Gas_Steamer_E1_Codes & Standards Forecast | Commercial | Retail | Existing | Food Preparation | Natural Gas | Steamer | E1 |  | Codes & Standards Forecast | 0 | 0 | 0 | 0 | 0 | 0 | 0 | 0 | 0 | 0 | 0 | 0 | 0 | 0 | 0 | 0 | 0 | 0 | 0 | 0 | 0 | 0 | 0 | 0 | 0 | 0 | 0 | 0 | 0 | 0 | 0 | 0 | 0
Commercial_Retail_Existing_Food Preparation_Natural Gas_Steamer_E2_Codes & Standards Forecast | Commercial | Retail | Existing | Food Preparation | Natural Gas | Steamer | E2 |  | Codes & Standards Forecast | 0 | 0 | 0 | 0 | 0 | 0 | 0 | 0 | 0 | 0 | 0 | 0 | 0 | 0 | 0 | 0 | 0 | 0 | 0 | 0 | 0 | 0 | 0 | 0 | 0 | 0 | 0 | 0 | 0 | 0 | 0 | 0 | 0
Commercial_Retail_Existing_Food Preparation_Natural Gas_Steamer_E3_Codes & Standards Forecast | Commercial | Retail | Existing | Food Preparation | Natural Gas | Steamer | E3 |  | Codes & Standards Forecast | 0 | 0 | 0 | 0 | 0 | 0 | 0 | 0 | 0 | 0 | 0 | 0 | 0 | 0 | 0 | 0 | 0 | 0 | 0 | 0 | 0 | 0 | 0 | 0 | 0 | 0 | 0 | 0 | 0 | 0 | 0 | 0 | 0
Commercial_Retail_Existing_Food Preparation_Natural Gas_Steamer_E4_Codes & Standards Forecast | Commercial | Retail | Existing | Food Preparation | Natural Gas | Steamer | E4 |  | Codes & Standards Forecast | 0 | 0 | 0 | 0 | 0 | 0 | 0 | 0 | 0 | 0 | 0 | 0 | 0 | 0 | 0 | 0 | 0 | 0 | 0 | 0 | 0 | 0 | 0 | 0 | 0 | 0 | 0 | 0 | 0 | 0 | 0 | 0 | 0
Commercial_Retail_Existing_Food Preparation_Natural Gas_Steamer_E5_Codes & Standards Forecast | Commercial | Retail | Existing | Food Preparation | Natural Gas | Steamer | E5 |  | Codes & Standards Forecast | 0 | 0 | 0 | 0 | 0 | 0 | 0 | 0 | 0 | 0 | 0 | 0 | 0 | 0 | 0 | 0 | 0 | 0 | 0 | 0 | 0 | 0 | 0 | 0 | 0 | 0 | 0 | 0 | 0 | 0 | 0 | 0 | 0
Commercial_Retail_Existing_Food Preparation_Natural Gas_Steamer_E6_Codes & Standards Forecast | Commercial | Retail | Existing | Food Preparation | Natural Gas | Steamer | E6 |  | Codes & Standards Forecast | 0 | 0 | 0 | 0 | 0 | 0 | 0 | 0 | 0 | 0 | 0 | 0 | 0 | 0 | 0 | 0 | 0 | 0 | 0 | 0 | 0 | 0 | 0 | 0 | 0 | 0 | 0 | 0 | 0 | 0 | 0 | 0 | 0
Commercial_Retail_Existing_Food Preparation_Natural Gas_Steamer_E7_Codes & Standards Forecast | Commercial | Retail | Existing | Food Preparation | Natural Gas | Steamer | E7 |  | Codes & Standards Forecast | 0 | 0 | 0 | 0 | 0 | 0 | 0 | 0 | 0 | 0 | 0 | 0 | 0 | 0 | 0 | 0 | 0 | 0 | 0 | 0 | 0 | 0 | 0 | 0 | 0 | 0 | 0 | 0 | 0 | 0 | 0 | 0 | 0
Commercial_Retail_Existing_Food Preparation_Natural Gas_Steamer_E8_Codes & Standards Forecast | Commercial | Retail | Existing | Food Preparation | Natural Gas | Steamer | E8 |  | Codes & Standards Forecast | 0 | 0 | 0 | 0 | 0 | 0 | 0 | 0 | 0 | 0 | 0 | 0 | 0 | 0 | 0 | 0 | 0 | 0 | 0 | 0 | 0 | 0 | 0 | 0 | 0 | 0 | 0 | 0 | 0 | 0 | 0 | 0 | 0
Commercial_Retail_Existing_Food Preparation_Natural Gas_Steamer_E9_Codes & Standards Forecast | Commercial | Retail | Existing | Food Preparation | Natural Gas | Steamer | E9 |  | Codes & Standards Forecast | 0 | 0 | 0 | 0 | 0 | 0 | 0 | 0 | 0 | 0 | 0 | 0 | 0 | 0 | 0 | 0 | 0 | 0 | 0 | 0 | 0 | 0 | 0 | 0 | 0 | 0 | 0 | 0 | 0 | 0 | 0 | 0 | 0
Commercial_Retail_Existing_Food Preparation_Natural Gas_Steamer_E10_Codes & Standards Forecast | Commercial | Retail | Existing | Food Preparation | Natural Gas | Steamer | E10 |  | Codes & Standards Forecast | 0 | 0 | 0 | 0 | 0 | 0 | 0 | 0 | 0 | 0 | 0 | 0 | 0 | 0 | 0 | 0 | 0 | 0 | 0 | 0 | 0 | 0 | 0 | 0 | 0 | 0 | 0 | 0 | 0 | 0 | 0 | 0 | 0
Commercial_Retail_Existing_Food Preparation_Natural Gas_Food Prep Other_E1_Codes & Standards Forecast | Commercial | Retail | Existing | Food Preparation | Natural Gas | Food Prep Other | E1 |  | Codes & Standards Forecast | 0 | 0 | 0 | 0 | 0 | 0 | 0 | 0 | 0 | 0 | 0 | 0 | 0 | 0 | 0 | 0 | 0 | 0 | 0 | 0 | 0 | 0 | 0 | 0 | 0 | 0 | 0 | 0 | 0 | 0 | 0 | 0 | 0
Commercial_Retail_Existing_Food Preparation_Natural Gas_Food Prep Other_E2_Codes & Standards Forecast | Commercial | Retail | Existing | Food Preparation | Natural Gas | Food Prep Other | E2 |  | Codes & Standards Forecast | 0 | 0 | 0 | 0 | 0 | 0 | 0 | 0 | 0 | 0 | 0 | 0 | 0 | 0 | 0 | 0 | 0 | 0 | 0 | 0 | 0 | 0 | 0 | 0 | 0 | 0 | 0 | 0 | 0 | 0 | 0 | 0 | 0
Commercial_Retail_Existing_Food Preparation_Natural Gas_Food Prep Other_E3_Codes & Standards Forecast | Commercial | Retail | Existing | Food Preparation | Natural Gas | Food Prep Other | E3 |  | Codes & Standards Forecast | 0 | 0 | 0 | 0 | 0 | 0 | 0 | 0 | 0 | 0 | 0 | 0 | 0 | 0 | 0 | 0 | 0 | 0 | 0 | 0 | 0 | 0 | 0 | 0 | 0 | 0 | 0 | 0 | 0 | 0 | 0 | 0 | 0
Commercial_Retail_Existing_Food Preparation_Natural Gas_Food Prep Other_E4_Codes & Standards Forecast | Commercial | Retail | Existing | Food Preparation | Natural Gas | Food Prep Other | E4 |  | Codes & Standards Forecast | 0 | 0 | 0 | 0 | 0 | 0 | 0 | 0 | 0 | 0 | 0 | 0 | 0 | 0 | 0 | 0 | 0 | 0 | 0 | 0 | 0 | 0 | 0 | 0 | 0 | 0 | 0 | 0 | 0 | 0 | 0 | 0 | 0
Commercial_Retail_Existing_Food Preparation_Natural Gas_Food Prep Other_E5_Codes & Standards Forecast | Commercial | Retail | Existing | Food Preparation | Natural Gas | Food Prep Other | E5 |  | Codes & Standards Forecast | 0 | 0 | 0 | 0 | 0 | 0 | 0 | 0 | 0 | 0 | 0 | 0 | 0 | 0 | 0 | 0 | 0 | 0 | 0 | 0 | 0 | 0 | 0 | 0 | 0 | 0 | 0 | 0 | 0 | 0 | 0 | 0 | 0
Commercial_Retail_Existing_Food Preparation_Natural Gas_Food Prep Other_E6_Codes & Standards Forecast | Commercial | Retail | Existing | Food Preparation | Natural Gas | Food Prep Other | E6 |  | Codes & Standards Forecast | 0 | 0 | 0 | 0 | 0 | 0 | 0 | 0 | 0 | 0 | 0 | 0 | 0 | 0 | 0 | 0 | 0 | 0 | 0 | 0 | 0 | 0 | 0 | 0 | 0 | 0 | 0 | 0 | 0 | 0 | 0 | 0 | 0
Commercial_Retail_Existing_Food Preparation_Natural Gas_Food Prep Other_E7_Codes & Standards Forecast | Commercial | Retail | Existing | Food Preparation | Natural Gas | Food Prep Other | E7 |  | Codes & Standards Forecast | 0 | 0 | 0 | 0 | 0 | 0 | 0 | 0 | 0 | 0 | 0 | 0 | 0 | 0 | 0 | 0 | 0 | 0 | 0 | 0 | 0 | 0 | 0 | 0 | 0 | 0 | 0 | 0 | 0 | 0 | 0 | 0 | 0
Commercial_Retail_Existing_Food Preparation_Natural Gas_Food Prep Other_E8_Codes & Standards Forecast | Commercial | Retail | Existing | Food Preparation | Natural Gas | Food Prep Other | E8 |  | Codes & Standards Forecast | 0 | 0 | 0 | 0 | 0 | 0 | 0 | 0 | 0 | 0 | 0 | 0 | 0 | 0 | 0 | 0 | 0 | 0 | 0 | 0 | 0 | 0 | 0 | 0 | 0 | 0 | 0 | 0 | 0 | 0 | 0 | 0 | 0
Commercial_Retail_Existing_Food Preparation_Natural Gas_Food Prep Other_E9_Codes & Standards Forecast | Commercial | Retail | Existing | Food Preparation | Natural Gas | Food Prep Other | E9 |  | Codes & Standards Forecast | 0 | 0 | 0 | 0 | 0 | 0 | 0 | 0 | 0 | 0 | 0 | 0 | 0 | 0 | 0 | 0 | 0 | 0 | 0 | 0 | 0 | 0 | 0 | 0 | 0 | 0 | 0 | 0 | 0 | 0 | 0 | 0 | 0
Commercial_Retail_Existing_Food Preparation_Natural Gas_Food Prep Other_E10_Codes & Standards Forecast | Commercial | Retail | Existing | Food Preparation | Natural Gas | Food Prep Other | E10 |  | Codes & Standards Forecast | 0 | 0 | 0 | 0 | 0 | 0 | 0 | 0 | 0 | 0 | 0 | 0 | 0 | 0 | 0 | 0 | 0 | 0 | 0 | 0 | 0 | 0 | 0 | 0 | 0 | 0 | 0 | 0 | 0 | 0 | 0 | 0 | 0
Commercial_Retail_Existing_Miscellaneous_Natural Gas_Pool Heater_E1_Codes & Standards Forecast | Commercial | Retail | Existing | Miscellaneous | Natural Gas | Pool Heater | E1 |  | Codes & Standards Forecast | 0 | 0 | 0 | 0 | 0 | 0 | 0 | 0 | 0 | 0 | 0 | 0 | 0 | 0 | 0 | 0 | 0 | 0 | 0 | 0 | 0 | 0 | 0 | 0 | 0 | 0 | 0 | 0 | 0 | 0 | 0 | 0 | 0
Commercial_Retail_Existing_Miscellaneous_Natural Gas_Pool Heater_E2_Codes & Standards Forecast | Commercial | Retail | Existing | Miscellaneous | Natural Gas | Pool Heater | E2 |  | Codes & Standards Forecast | 0 | 0 | 0 | 0 | 0 | 0 | 0 | 0 | 0 | 0 | 0 | 0 | 0 | 0 | 0 | 0 | 0 | 0 | 0 | 0 | 0 | 0 | 0 | 0 | 0 | 0 | 0 | 0 | 0 | 0 | 0 | 0 | 0
Commercial_Retail_Existing_Miscellaneous_Natural Gas_Pool Heater_E3_Codes & Standards Forecast | Commercial | Retail | Existing | Miscellaneous | Natural Gas | Pool Heater | E3 |  | Codes & Standards Forecast | 0 | 0 | 0 | 0 | 0 | 0 | 0 | 0 | 0 | 0 | 0 | 0 | 0 | 0 | 0 | 0 | 0 | 0 | 0 | 0 | 0 | 0 | 0 | 0 | 0 | 0 | 0 | 0 | 0 | 0 | 0 | 0 | 0
Commercial_Retail_Existing_Miscellaneous_Natural Gas_Pool Heater_E4_Codes & Standards Forecast | Commercial | Retail | Existing | Miscellaneous | Natural Gas | Pool Heater | E4 |  | Codes & Standards Forecast | 0 | 0 | 0 | 0 | 0 | 0 | 0 | 0 | 0 | 0 | 0 | 0 | 0 | 0 | 0 | 0 | 0 | 0 | 0 | 0 | 0 | 0 | 0 | 0 | 0 | 0 | 0 | 0 | 0 | 0 | 0 | 0 | 0
Commercial_Retail_Existing_Miscellaneous_Natural Gas_Pool Heater_E5_Codes & Standards Forecast | Commercial | Retail | Existing | Miscellaneous | Natural Gas | Pool Heater | E5 |  | Codes & Standards Forecast | 0 | 0 | 0 | 0 | 0 | 0 | 0 | 0 | 0 | 0 | 0 | 0 | 0 | 0 | 0 | 0 | 0 | 0 | 0 | 0 | 0 | 0 | 0 | 0 | 0 | 0 | 0 | 0 | 0 | 0 | 0 | 0 | 0
Commercial_Retail_Existing_Miscellaneous_Natural Gas_Pool Heater_E6_Codes & Standards Forecast | Commercial | Retail | Existing | Miscellaneous | Natural Gas | Pool Heater | E6 |  | Codes & Standards Forecast | 0 | 0 | 0 | 0 | 0 | 0 | 0 | 0 | 0 | 0 | 0 | 0 | 0 | 0 | 0 | 0 | 0 | 0 | 0 | 0 | 0 | 0 | 0 | 0 | 0 | 0 | 0 | 0 | 0 | 0 | 0 | 0 | 0
Commercial_Retail_Existing_Miscellaneous_Natural Gas_Pool Heater_E7_Codes & Standards Forecast | Commercial | Retail | Existing | Miscellaneous | Natural Gas | Pool Heater | E7 |  | Codes & Standards Forecast | 0 | 0 | 0 | 0 | 0 | 0 | 0 | 0 | 0 | 0 | 0 | 0 | 0 | 0 | 0 | 0 | 0 | 0 | 0 | 0 | 0 | 0 | 0 | 0 | 0 | 0 | 0 | 0 | 0 | 0 | 0 | 0 | 0
Commercial_Retail_Existing_Miscellaneous_Natural Gas_Pool Heater_E8_Codes & Standards Forecast | Commercial | Retail | Existing | Miscellaneous | Natural Gas | Pool Heater | E8 |  | Codes & Standards Forecast | 0 | 0 | 0 | 0 | 0 | 0 | 0 | 0 | 0 | 0 | 0 | 0 | 0 | 0 | 0 | 0 | 0 | 0 | 0 | 0 | 0 | 0 | 0 | 0 | 0 | 0 | 0 | 0 | 0 | 0 | 0 | 0 | 0
Commercial_Retail_Existing_Miscellaneous_Natural Gas_Pool Heater_E9_Codes & Standards Forecast | Commercial | Retail | Existing | Miscellaneous | Natural Gas | Pool Heater | E9 |  | Codes & Standards Forecast | 0 | 0 | 0 | 0 | 0 | 0 | 0 | 0 | 0 | 0 | 0 | 0 | 0 | 0 | 0 | 0 | 0 | 0 | 0 | 0 | 0 | 0 | 0 | 0 | 0 | 0 | 0 | 0 | 0 | 0 | 0 | 0 | 0
Commercial_Retail_Existing_Miscellaneous_Natural Gas_Pool Heater_E10_Codes & Standards Forecast | Commercial | Retail | Existing | Miscellaneous | Natural Gas | Pool Heater | E10 |  | Codes & Standards Forecast | 0 | 0 | 0 | 0 | 0 | 0 | 0 | 0 | 0 | 0 | 0 | 0 | 0 | 0 | 0 | 0 | 0 | 0 | 0 | 0 | 0 | 0 | 0 | 0 | 0 | 0 | 0 | 0 | 0 | 0 | 0 | 0 | 0
Commercial_Retail_Existing_Miscellaneous_Natural Gas_Miscellaneous_E1_Codes & Standards Forecast | Commercial | Retail | Existing | Miscellaneous | Natural Gas | Miscellaneous | E1 |  | Codes & Standards Forecast | 0 | 1708836.5312 | 2023926.0672 | 2287206.9484 | 2662395.9954 | 2168773.4262 | 2179617.042 | 2241835.7803 | 2225360.4684 | 2212918.8775 | 2211101.2707 | 2691865.7509 | 2708815.3422 | 2709785.4774 | 2807059.1118 | 2646951.8237 | 2653467.1666 | 2687427.863 | 2671412.5893 | 2659941.053 | 2658088.927 | 2792047.4306 | 2772799.2326 | 2751431.2645 | 2779602.9302 | 2727433.2332 | 2727227.0418 | 2738842.1102 | 2727034.5877 | 2718117.6502 | 2714813.2316 | 2749059.4539 | 2999220.6658
Commercial_Retail_Existing_Miscellaneous_Natural Gas_Miscellaneous_E2_Codes & Standards Forecast | Commercial | Retail | Existing | Miscellaneous | Natural Gas | Miscellaneous | E2 |  | Codes & Standards Forecast | 0 | 0 | 0 | 0 | 0 | 0 | 0 | 0 | 0 | 0 | 0 | 0 | 0 | 0 | 0 | 0 | 0 | 0 | 0 | 0 | 0 | 0 | 0 | 0 | 0 | 0 | 0 | 0 | 0 | 0 | 0 | 0 | 0
Commercial_Retail_Existing_Miscellaneous_Natural Gas_Miscellaneous_E3_Codes & Standards Forecast | Commercial | Retail | Existing | Miscellaneous | Natural Gas | Miscellaneous | E3 |  | Codes & Standards Forecast | 0 | 0 | 0 | 0 | 0 | 0 | 0 | 0 | 0 | 0 | 0 | 0 | 0 | 0 | 0 | 0 | 0 | 0 | 0 | 0 | 0 | 0 | 0 | 0 | 0 | 0 | 0 | 0 | 0 | 0 | 0 | 0 | 0
Commercial_Retail_Existing_Miscellaneous_Natural Gas_Miscellaneous_E4_Codes & Standards Forecast | Commercial | Retail | Existing | Miscellaneous | Natural Gas | Miscellaneous | E4 |  | Codes & Standards Forecast | 0 | 0 | 0 | 0 | 0 | 0 | 0 | 0 | 0 | 0 | 0 | 0 | 0 | 0 | 0 | 0 | 0 | 0 | 0 | 0 | 0 | 0 | 0 | 0 | 0 | 0 | 0 | 0 | 0 | 0 | 0 | 0 | 0
Commercial_Retail_Existing_Miscellaneous_Natural Gas_Miscellaneous_E5_Codes & Standards Forecast | Commercial | Retail | Existing | Miscellaneous | Natural Gas | Miscellaneous | E5 |  | Codes & Standards Forecast | 0 | 0 | 0 | 0 | 0 | 0 | 0 | 0 | 0 | 0 | 0 | 0 | 0 | 0 | 0 | 0 | 0 | 0 | 0 | 0 | 0 | 0 | 0 | 0 | 0 | 0 | 0 | 0 | 0 | 0 | 0 | 0 | 0
Commercial_Retail_Existing_Miscellaneous_Natural Gas_Miscellaneous_E6_Codes & Standards Forecast | Commercial | Retail | Existing | Miscellaneous | Natural Gas | Miscellaneous | E6 |  | Codes & Standards Forecast | 0 | 0 | 0 | 0 | 0 | 0 | 0 | 0 | 0 | 0 | 0 | 0 | 0 | 0 | 0 | 0 | 0 | 0 | 0 | 0 | 0 | 0 | 0 | 0 | 0 | 0 | 0 | 0 | 0 | 0 | 0 | 0 | 0
Commercial_Retail_Existing_Miscellaneous_Natural Gas_Miscellaneous_E7_Codes & Standards Forecast | Commercial | Retail | Existing | Miscellaneous | Natural Gas | Miscellaneous | E7 |  | Codes & Standards Forecast | 0 | 0 | 0 | 0 | 0 | 0 | 0 | 0 | 0 | 0 | 0 | 0 | 0 | 0 | 0 | 0 | 0 | 0 | 0 | 0 | 0 | 0 | 0 | 0 | 0 | 0 | 0 | 0 | 0 | 0 | 0 | 0 | 0
Commercial_Retail_Existing_Miscellaneous_Natural Gas_Miscellaneous_E8_Codes & Standards Forecast | Commercial | Retail | Existing | Miscellaneous | Natural Gas | Miscellaneous | E8 |  | Codes & Standards Forecast | 0 | 0 | 0 | 0 | 0 | 0 | 0 | 0 | 0 | 0 | 0 | 0 | 0 | 0 | 0 | 0 | 0 | 0 | 0 | 0 | 0 | 0 | 0 | 0 | 0 | 0 | 0 | 0 | 0 | 0 | 0 | 0 | 0
Commercial_Retail_Existing_Miscellaneous_Natural Gas_Miscellaneous_E9_Codes & Standards Forecast | Commercial | Retail | Existing | Miscellaneous | Natural Gas | Miscellaneous | E9 |  | Codes & Standards Forecast | 0 | 0 | 0 | 0 | 0 | 0 | 0 | 0 | 0 | 0 | 0 | 0 | 0 | 0 | 0 | 0 | 0 | 0 | 0 | 0 | 0 | 0 | 0 | 0 | 0 | 0 | 0 | 0 | 0 | 0 | 0 | 0 | 0
Commercial_Retail_Existing_Miscellaneous_Natural Gas_Miscellaneous_E10_Codes & Standards Forecast | Commercial | Retail | Existing | Miscellaneous | Natural Gas | Miscellaneous | E10 |  | Codes & Standards Forecast | 0 | 0 | 0 | 0 | 0 | 0 | 0 | 0 | 0 | 0 | 0 | 0 | 0 | 0 | 0 | 0 | 0 | 0 | 0 | 0 | 0 | 0 | 0 | 0 | 0 | 0 | 0 | 0 | 0 | 0 | 0 | 0 | 0
Commercial_Retail_New_Space Heating_Natural Gas_Furnace_E1_Codes & Standards Forecast | Commercial | Retail | New | Space Heating | Natural Gas | Furnace | E1 |  | Codes & Standards Forecast | 0 | 0 | 0 | 0 | 0 | 0 | 0 | 0 | 0 | 0 | 0 | 0 | 0 | 0 | 0 | 0 | 0 | 0 | 0 | 0 | 0 | 0 | 0 | 0 | 0 | 0 | 0 | 0 | 0 | 0 | 0 | 0 | 0
Commercial_Retail_New_Space Heating_Natural Gas_Furnace_E2_Codes & Standards Forecast | Commercial | Retail | New | Space Heating | Natural Gas | Furnace | E2 |  | Codes & Standards Forecast | 0 | 0 | 0 | 0 | 0 | 0 | 0 | 0 | 0 | 0 | 0 | 0 | 0 | 0 | 0 | 0 | 0 | 0 | 0 | 0 | 0 | 0 | 0 | 0 | 0 | 0 | 0 | 0 | 0 | 0 | 0 | 0 | 0
Commercial_Retail_New_Space Heating_Natural Gas_Furnace_E3_Codes & Standards Forecast | Commercial | Retail | New | Space Heating | Natural Gas | Furnace | E3 |  | Codes & Standards Forecast | 0 | 0 | 0 | 0 | 0 | 0 | 0 | 0 | 0 | 0 | 0 | 0 | 0 | 0 | 0 | 0 | 0 | 0 | 0 | 0 | 0 | 0 | 0 | 0 | 0 | 0 | 0 | 0 | 0 | 0 | 0 | 0 | 0
Commercial_Retail_New_Space Heating_Natural Gas_Furnace_E4_Codes & Standards Forecast | Commercial | Retail | New | Space Heating | Natural Gas | Furnace | E4 |  | Codes & Standards Forecast | 0 | 0 | 0 | 0 | 0 | 0 | 0 | 0 | 0 | 0 | 0 | 0 | 0 | 0 | 0 | 0 | 0 | 0 | 0 | 0 | 0 | 0 | 0 | 0 | 0 | 0 | 0 | 0 | 0 | 0 | 0 | 0 | 0
Commercial_Retail_New_Space Heating_Natural Gas_Furnace_E5_Codes & Standards Forecast | Commercial | Retail | New | Space Heating | Natural Gas | Furnace | E5 |  | Codes & Standards Forecast | 0 | 0 | 0 | 0 | 0 | 0 | 0 | 0 | 0 | 0 | 0 | 0 | 0 | 0 | 0 | 0 | 0 | 0 | 0 | 0 | 0 | 0 | 0 | 0 | 0 | 0 | 0 | 0 | 0 | 0 | 0 | 0 | 0
Commercial_Retail_New_Space Heating_Natural Gas_Furnace_E6_Codes & Standards Forecast | Commercial | Retail | New | Space Heating | Natural Gas | Furnace | E6 |  | Codes & Standards Forecast | 0 | 0 | 0 | 0 | 0 | 0 | 0 | 0 | 0 | 0 | 0 | 0 | 0 | 0 | 0 | 0 | 0 | 0 | 0 | 0 | 0 | 0 | 0 | 0 | 0 | 0 | 0 | 0 | 0 | 0 | 0 | 0 | 0
Commercial_Retail_New_Space Heating_Natural Gas_Furnace_E7_Codes & Standards Forecast | Commercial | Retail | New | Space Heating | Natural Gas | Furnace | E7 |  | Codes & Standards Forecast | 0 | 0 | 0 | 0 | 0 | 0 | 0 | 0 | 0 | 0 | 0 | 0 | 0 | 0 | 0 | 0 | 0 | 0 | 0 | 0 | 0 | 0 | 0 | 0 | 0 | 0 | 0 | 0 | 0 | 0 | 0 | 0 | 0
Commercial_Retail_New_Space Heating_Natural Gas_Furnace_E8_Codes & Standards Forecast | Commercial | Retail | New | Space Heating | Natural Gas | Furnace | E8 |  | Codes & Standards Forecast | 0 | 0 | 0 | 0 | 0 | 0 | 0 | 0 | 0 | 0 | 0 | 0 | 0 | 0 | 0 | 0 | 0 | 0 | 0 | 0 | 0 | 0 | 0 | 0 | 0 | 0 | 0 | 0 | 0 | 0 | 0 | 0 | 0
Commercial_Retail_New_Space Heating_Natural Gas_Furnace_E9_Codes & Standards Forecast | Commercial | Retail | New | Space Heating | Natural Gas | Furnace | E9 |  | Codes & Standards Forecast | 0 | 0 | 0 | 0 | 0 | 0 | 0 | 0 | 0 | 0 | 0 | 0 | 0 | 0 | 0 | 0 | 0 | 0 | 0 | 0 | 0 | 0 | 0 | 0 | 0 | 0 | 0 | 0 | 0 | 0 | 0 | 0 | 0
Commercial_Retail_New_Space Heating_Natural Gas_Furnace_E10_Codes & Standards Forecast | Commercial | Retail | New | Space Heating | Natural Gas | Furnace | E10 |  | Codes & Standards Forecast | 0 | 0 | 0 | 0 | 0 | 0 | 0 | 0 | 0 | 0 | 0 | 0 | 0 | 0 | 0 | 0 | 0 | 0 | 0 | 0 | 0 | 0 | 0 | 0 | 0 | 0 | 0 | 0 | 0 | 0 | 0 | 0 | 0
Commercial_Retail_New_Space Heating_Natural Gas_Boiler_E1_Codes & Standards Forecast | Commercial | Retail | New | Space Heating | Natural Gas | Boiler | E1 |  | Codes & Standards Forecast | 0 | 0 | 0 | 0 | 0 | 0 | 0 | 0 | 0 | 0 | 0 | 0 | 0 | 0 | 0 | 0 | 0 | 0 | 0 | 0 | 0 | 0 | 0 | 0 | 0 | 0 | 0 | 0 | 0 | 0 | 0 | 0 | 0
Commercial_Retail_New_Space Heating_Natural Gas_Boiler_E2_Codes & Standards Forecast | Commercial | Retail | New | Space Heating | Natural Gas | Boiler | E2 |  | Codes & Standards Forecast | 0 | 0 | 0 | 0 | 0 | 0 | 0 | 0 | 0 | 0 | 0 | 0 | 0 | 0 | 0 | 0 | 0 | 0 | 0 | 0 | 0 | 0 | 0 | 0 | 0 | 0 | 0 | 0 | 0 | 0 | 0 | 0 | 0
Commercial_Retail_New_Space Heating_Natural Gas_Boiler_E3_Codes & Standards Forecast | Commercial | Retail | New | Space Heating | Natural Gas | Boiler | E3 |  | Codes & Standards Forecast | 0 | 0 | 0 | 0 | 0 | 0 | 0 | 0 | 0 | 0 | 0 | 0 | 0 | 0 | 0 | 0 | 0 | 0 | 0 | 0 | 0 | 0 | 0 | 0 | 0 | 0 | 0 | 0 | 0 | 0 | 0 | 0 | 0
Commercial_Retail_New_Space Heating_Natural Gas_Boiler_E4_Codes & Standards Forecast | Commercial | Retail | New | Space Heating | Natural Gas | Boiler | E4 |  | Codes & Standards Forecast | 0 | 0 | 0 | 0 | 0 | 0 | 0 | 0 | 0 | 0 | 0 | 0 | 0 | 0 | 0 | 0 | 0 | 0 | 0 | 0 | 0 | 0 | 0 | 0 | 0 | 0 | 0 | 0 | 0 | 0 | 0 | 0 | 0
Commercial_Retail_New_Space Heating_Natural Gas_Boiler_E5_Codes & Standards Forecast | Commercial | Retail | New | Space Heating | Natural Gas | Boiler | E5 |  | Codes & Standards Forecast | 0 | 0 | 0 | 0 | 0 | 0 | 0 | 0 | 0 | 0 | 0 | 0 | 0 | 0 | 0 | 0 | 0 | 0 | 0 | 0 | 0 | 0 | 0 | 0 | 0 | 0 | 0 | 0 | 0 | 0 | 0 | 0 | 0
Commercial_Retail_New_Space Heating_Natural Gas_Boiler_E6_Codes & Standards Forecast | Commercial | Retail | New | Space Heating | Natural Gas | Boiler | E6 |  | Codes & Standards Forecast | 0 | 0 | 0 | 0 | 0 | 0 | 0 | 0 | 0 | 0 | 0 | 0 | 0 | 0 | 0 | 0 | 0 | 0 | 0 | 0 | 0 | 0 | 0 | 0 | 0 | 0 | 0 | 0 | 0 | 0 | 0 | 0 | 0
Commercial_Retail_New_Space Heating_Natural Gas_Boiler_E7_Codes & Standards Forecast | Commercial | Retail | New | Space Heating | Natural Gas | Boiler | E7 |  | Codes & Standards Forecast | 0 | 0 | 0 | 0 | 0 | 0 | 0 | 0 | 0 | 0 | 0 | 0 | 0 | 0 | 0 | 0 | 0 | 0 | 0 | 0 | 0 | 0 | 0 | 0 | 0 | 0 | 0 | 0 | 0 | 0 | 0 | 0 | 0
Commercial_Retail_New_Space Heating_Natural Gas_Boiler_E8_Codes & Standards Forecast | Commercial | Retail | New | Space Heating | Natural Gas | Boiler | E8 |  | Codes & Standards Forecast | 0 | 0 | 0 | 0 | 0 | 0 | 0 | 0 | 0 | 0 | 0 | 0 | 0 | 0 | 0 | 0 | 0 | 0 | 0 | 0 | 0 | 0 | 0 | 0 | 0 | 0 | 0 | 0 | 0 | 0 | 0 | 0 | 0
Commercial_Retail_New_Space Heating_Natural Gas_Boiler_E9_Codes & Standards Forecast | Commercial | Retail | New | Space Heating | Natural Gas | Boiler | E9 |  | Codes & Standards Forecast | 0 | 0 | 0 | 0 | 0 | 0 | 0 | 0 | 0 | 0 | 0 | 0 | 0 | 0 | 0 | 0 | 0 | 0 | 0 | 0 | 0 | 0 | 0 | 0 | 0 | 0 | 0 | 0 | 0 | 0 | 0 | 0 | 0
Commercial_Retail_New_Space Heating_Natural Gas_Boiler_E10_Codes & Standards Forecast | Commercial | Retail | New | Space Heating | Natural Gas | Boiler | E10 |  | Codes & Standards Forecast | 0 | 0 | 0 | 0 | 0 | 0 | 0 | 0 | 0 | 0 | 0 | 0 | 0 | 0 | 0 | 0 | 0 | 0 | 0 | 0 | 0 | 0 | 0 | 0 | 0 | 0 | 0 | 0 | 0 | 0 | 0 | 0 | 0
Commercial_Retail_New_Space Heating_Natural Gas_Unit Heater_E1_Codes & Standards Forecast | Commercial | Retail | New | Space Heating | Natural Gas | Unit Heater | E1 |  | Codes & Standards Forecast | 0 | 2455.3472 | 11843.0513 | 7568.5393 | 9049.3136 | 0 | 0 | 0 | 0 | 0 | 0 | 0 | 0 | 0 | 0 | 0 | 0 | 0 | 0 | 0 | 0 | 0 | 0 | 0 | 0 | 0 | 0 | 0 | 0 | 0 | 0 | 0 | 0
Commercial_Retail_New_Space Heating_Natural Gas_Unit Heater_E2_Codes & Standards Forecast | Commercial | Retail | New | Space Heating | Natural Gas | Unit Heater | E2 |  | Codes & Standards Forecast | 0 | 0 | 0 | 0 | 0 | 9326.1454 | 9373.0108 | 8112.3107 | 7998.6208 | 8185.8407 | 8319.0871 | 8606.6523 | 10119.2774 | 10805.0791 | 11710.9835 | 12492.8102 | 13236.8332 | 13466.9162 | 14211.9625 | 16921.1872 | 15494.2116 | 16133.9475 | 16517.9312 | 16874.6566 | 16942.374 | 17397.734 | 17993.6202 | 18500.8252 | 19116.7791 | 20376.3268 | 21054.8167 | 21747.7255 | 17817.6118
Commercial_Retail_New_Space Heating_Natural Gas_Unit Heater_E3_Codes & Standards Forecast | Commercial | Retail | New | Space Heating | Natural Gas | Unit Heater | E3 |  | Codes & Standards Forecast | 0 | 0 | 0 | 0 | 0 | 0 | 0 | 0 | 0 | 0 | 0 | 0 | 0 | 0 | 0 | 0 | 0 | 0 | 0 | 0 | 0 | 0 | 0 | 0 | 0 | 0 | 0 | 0 | 0 | 0 | 0 | 0 | 0
Commercial_Retail_New_Space Heating_Natural Gas_Unit Heater_E4_Codes & Standards Forecast | Commercial | Retail | New | Space Heating | Natural Gas | Unit Heater | E4 |  | Codes & Standards Forecast | 0 | 0 | 0 | 0 | 0 | 0 | 0 | 0 | 0 | 0 | 0 | 0 | 0 | 0 | 0 | 0 | 0 | 0 | 0 | 0 | 0 | 0 | 0 | 0 | 0 | 0 | 0 | 0 | 0 | 0 | 0 | 0 | 0
Commercial_Retail_New_Space Heating_Natural Gas_Unit Heater_E5_Codes & Standards Forecast | Commercial | Retail | New | Space Heating | Natural Gas | Unit Heater | E5 |  | Codes & Standards Forecast | 0 | 0 | 0 | 0 | 0 | 0 | 0 | 0 | 0 | 0 | 0 | 0 | 0 | 0 | 0 | 0 | 0 | 0 | 0 | 0 | 0 | 0 | 0 | 0 | 0 | 0 | 0 | 0 | 0 | 0 | 0 | 0 | 0
Commercial_Retail_New_Space Heating_Natural Gas_Unit Heater_E6_Codes & Standards Forecast | Commercial | Retail | New | Space Heating | Natural Gas | Unit Heater | E6 |  | Codes & Standards Forecast | 0 | 0 | 0 | 0 | 0 | 0 | 0 | 0 | 0 | 0 | 0 | 0 | 0 | 0 | 0 | 0 | 0 | 0 | 0 | 0 | 0 | 0 | 0 | 0 | 0 | 0 | 0 | 0 | 0 | 0 | 0 | 0 | 0
Commercial_Retail_New_Space Heating_Natural Gas_Unit Heater_E7_Codes & Standards Forecast | Commercial | Retail | New | Space Heating | Natural Gas | Unit Heater | E7 |  | Codes & Standards Forecast | 0 | 0 | 0 | 0 | 0 | 0 | 0 | 0 | 0 | 0 | 0 | 0 | 0 | 0 | 0 | 0 | 0 | 0 | 0 | 0 | 0 | 0 | 0 | 0 | 0 | 0 | 0 | 0 | 0 | 0 | 0 | 0 | 0
Commercial_Retail_New_Space Heating_Natural Gas_Unit Heater_E8_Codes & Standards Forecast | Commercial | Retail | New | Space Heating | Natural Gas | Unit Heater | E8 |  | Codes & Standards Forecast | 0 | 0 | 0 | 0 | 0 | 0 | 0 | 0 | 0 | 0 | 0 | 0 | 0 | 0 | 0 | 0 | 0 | 0 | 0 | 0 | 0 | 0 | 0 | 0 | 0 | 0 | 0 | 0 | 0 | 0 | 0 | 0 | 0
Commercial_Retail_New_Space Heating_Natural Gas_Unit Heater_E9_Codes & Standards Forecast | Commercial | Retail | New | Space Heating | Natural Gas | Unit Heater | E9 |  | Codes & Standards Forecast | 0 | 0 | 0 | 0 | 0 | 0 | 0 | 0 | 0 | 0 | 0 | 0 | 0 | 0 | 0 | 0 | 0 | 0 | 0 | 0 | 0 | 0 | 0 | 0 | 0 | 0 | 0 | 0 | 0 | 0 | 0 | 0 | 0
Commercial_Retail_New_Space Heating_Natural Gas_Unit Heater_E10_Codes & Standards Forecast | Commercial | Retail | New | Space Heating | Natural Gas | Unit Heater | E10 |  | Codes & Standards Forecast | 0 | 0 | 0 | 0 | 0 | 0 | 0 | 0 | 0 | 0 | 0 | 0 | 0 | 0 | 0 | 0 | 0 | 0 | 0 | 0 | 0 | 0 | 0 | 0 | 0 | 0 | 0 | 0 | 0 | 0 | 0 | 0 | 0
Commercial_Retail_New_Water Heating_Natural Gas_Water Heater_E1_Codes & Standards Forecast | Commercial | Retail | New | Water Heating | Natural Gas | Water Heater | E1 |  | Codes & Standards Forecast | 0 | 0 | 0 | 0 | 0 | 0 | 0 | 0 | 0 | 0 | 0 | 0 | 0 | 0 | 0 | 0 | 0 | 0 | 0 | 0 | 0 | 0 | 0 | 0 | 0 | 0 | 0 | 0 | 0 | 0 | 0 | 0 | 0
Commercial_Retail_New_Water Heating_Natural Gas_Water Heater_E2_Codes & Standards Forecast | Commercial | Retail | New | Water Heating | Natural Gas | Water Heater | E2 |  | Codes & Standards Forecast | 0 | 0 | 0 | 0 | 0 | 0 | 0 | 0 | 0 | 0 | 0 | 0 | 0 | 0 | 0 | 0 | 0 | 0 | 0 | 0 | 0 | 0 | 0 | 0 | 0 | 0 | 0 | 0 | 0 | 0 | 0 | 0 | 0
Commercial_Retail_New_Water Heating_Natural Gas_Water Heater_E3_Codes & Standards Forecast | Commercial | Retail | New | Water Heating | Natural Gas | Water Heater | E3 |  | Codes & Standards Forecast | 0 | 0 | 0 | 0 | 0 | 0 | 0 | 0 | 0 | 0 | 0 | 0 | 0 | 0 | 0 | 0 | 0 | 0 | 0 | 0 | 0 | 0 | 0 | 0 | 0 | 0 | 0 | 0 | 0 | 0 | 0 | 0 | 0
Commercial_Retail_New_Water Heating_Natural Gas_Water Heater_E4_Codes & Standards Forecast | Commercial | Retail | New | Water Heating | Natural Gas | Water Heater | E4 |  | Codes & Standards Forecast | 0 | 0 | 0 | 0 | 0 | 0 | 0 | 0 | 0 | 0 | 0 | 0 | 0 | 0 | 0 | 0 | 0 | 0 | 0 | 0 | 0 | 0 | 0 | 0 | 0 | 0 | 0 | 0 | 0 | 0 | 0 | 0 | 0
Commercial_Retail_New_Water Heating_Natural Gas_Water Heater_E5_Codes & Standards Forecast | Commercial | Retail | New | Water Heating | Natural Gas | Water Heater | E5 |  | Codes & Standards Forecast | 0 | 0 | 0 | 0 | 0 | 0 | 0 | 0 | 0 | 0 | 0 | 0 | 0 | 0 | 0 | 0 | 0 | 0 | 0 | 0 | 0 | 0 | 0 | 0 | 0 | 0 | 0 | 0 | 0 | 0 | 0 | 0 | 0
Commercial_Retail_New_Water Heating_Natural Gas_Water Heater_E6_Codes & Standards Forecast | Commercial | Retail | New | Water Heating | Natural Gas | Water Heater | E6 |  | Codes & Standards Forecast | 0 | 0 | 0 | 0 | 0 | 0 | 0 | 0 | 0 | 0 | 0 | 0 | 0 | 0 | 0 | 0 | 0 | 0 | 0 | 0 | 0 | 0 | 0 | 0 | 0 | 0 | 0 | 0 | 0 | 0 | 0 | 0 | 0
Commercial_Retail_New_Water Heating_Natural Gas_Water Heater_E7_Codes & Standards Forecast | Commercial | Retail | New | Water Heating | Natural Gas | Water Heater | E7 |  | Codes & Standards Forecast | 0 | 0 | 0 | 0 | 0 | 0 | 0 | 0 | 0 | 0 | 0 | 0 | 0 | 0 | 0 | 0 | 0 | 0 | 0 | 0 | 0 | 0 | 0 | 0 | 0 | 0 | 0 | 0 | 0 | 0 | 0 | 0 | 0
Commercial_Retail_New_Water Heating_Natural Gas_Water Heater_E8_Codes & Standards Forecast | Commercial | Retail | New | Water Heating | Natural Gas | Water Heater | E8 |  | Codes & Standards Forecast | 0 | 0 | 0 | 0 | 0 | 0 | 0 | 0 | 0 | 0 | 0 | 0 | 0 | 0 | 0 | 0 | 0 | 0 | 0 | 0 | 0 | 0 | 0 | 0 | 0 | 0 | 0 | 0 | 0 | 0 | 0 | 0 | 0
Commercial_Retail_New_Water Heating_Natural Gas_Water Heater_E9_Codes & Standards Forecast | Commercial | Retail | New | Water Heating | Natural Gas | Water Heater | E9 |  | Codes & Standards Forecast | 0 | 0 | 0 | 0 | 0 | 0 | 0 | 0 | 0 | 0 | 0 | 0 | 0 | 0 | 0 | 0 | 0 | 0 | 0 | 0 | 0 | 0 | 0 | 0 | 0 | 0 | 0 | 0 | 0 | 0 | 0 | 0 | 0
Commercial_Retail_New_Water Heating_Natural Gas_Water Heater_E10_Codes & Standards Forecast | Commercial | Retail | New | Water Heating | Natural Gas | Water Heater | E10 |  | Codes & Standards Forecast | 0 | 0 | 0 | 0 | 0 | 0 | 0 | 0 | 0 | 0 | 0 | 0 | 0 | 0 | 0 | 0 | 0 | 0 | 0 | 0 | 0 | 0 | 0 | 0 | 0 | 0 | 0 | 0 | 0 | 0 | 0 | 0 | 0
Commercial_Retail_New_Food Preparation_Natural Gas_Oven_E1_Codes & Standards Forecast | Commercial | Retail | New | Food Preparation | Natural Gas | Oven | E1 |  | Codes & Standards Forecast | 0 | 1306.2761 | 6300.6546 | 4026.5596 | 4814.3504 | 4961.6285 | 4986.5615 | 4315.8529 | 4255.3684 | 4354.9718 | 4643.5733 | 5623.7744 | 6020.9127 | 6481.4764 | 6945.1008 | 7317.5564 | 7916.1479 | 9313.7025 | 8383.5571 | 8519.9055 | 8728.0446 | 9010.691 | 9114.9377 | 9448.8199 | 9842.0067 | 10297.3764 | 11109.2452 | 11457.4279 | 11803.931 | 12122.0785 | 12432.2941 | 12748.5287 | 10873.9576
Commercial_Retail_New_Food Preparation_Natural Gas_Oven_E2_Codes & Standards Forecast | Commercial | Retail | New | Food Preparation | Natural Gas | Oven | E2 |  | Codes & Standards Forecast | 0 | 0 | 0 | 0 | 0 | 0 | 0 | 0 | 0 | 0 | 0 | 0 | 0 | 0 | 0 | 0 | 0 | 0 | 0 | 0 | 0 | 0 | 0 | 0 | 0 | 0 | 0 | 0 | 0 | 0 | 0 | 0 | 0
Commercial_Retail_New_Food Preparation_Natural Gas_Oven_E3_Codes & Standards Forecast | Commercial | Retail | New | Food Preparation | Natural Gas | Oven | E3 |  | Codes & Standards Forecast | 0 | 0 | 0 | 0 | 0 | 0 | 0 | 0 | 0 | 0 | 0 | 0 | 0 | 0 | 0 | 0 | 0 | 0 | 0 | 0 | 0 | 0 | 0 | 0 | 0 | 0 | 0 | 0 | 0 | 0 | 0 | 0 | 0
Commercial_Retail_New_Food Preparation_Natural Gas_Oven_E4_Codes & Standards Forecast | Commercial | Retail | New | Food Preparation | Natural Gas | Oven | E4 |  | Codes & Standards Forecast | 0 | 0 | 0 | 0 | 0 | 0 | 0 | 0 | 0 | 0 | 0 | 0 | 0 | 0 | 0 | 0 | 0 | 0 | 0 | 0 | 0 | 0 | 0 | 0 | 0 | 0 | 0 | 0 | 0 | 0 | 0 | 0 | 0
Commercial_Retail_New_Food Preparation_Natural Gas_Oven_E5_Codes & Standards Forecast | Commercial | Retail | New | Food Preparation | Natural Gas | Oven | E5 |  | Codes & Standards Forecast | 0 | 0 | 0 | 0 | 0 | 0 | 0 | 0 | 0 | 0 | 0 | 0 | 0 | 0 | 0 | 0 | 0 | 0 | 0 | 0 | 0 | 0 | 0 | 0 | 0 | 0 | 0 | 0 | 0 | 0 | 0 | 0 | 0
Commercial_Retail_New_Food Preparation_Natural Gas_Oven_E6_Codes & Standards Forecast | Commercial | Retail | New | Food Preparation | Natural Gas | Oven | E6 |  | Codes & Standards Forecast | 0 | 0 | 0 | 0 | 0 | 0 | 0 | 0 | 0 | 0 | 0 | 0 | 0 | 0 | 0 | 0 | 0 | 0 | 0 | 0 | 0 | 0 | 0 | 0 | 0 | 0 | 0 | 0 | 0 | 0 | 0 | 0 | 0
Commercial_Retail_New_Food Preparation_Natural Gas_Oven_E7_Codes & Standards Forecast | Commercial | Retail | New | Food Preparation | Natural Gas | Oven | E7 |  | Codes & Standards Forecast | 0 | 0 | 0 | 0 | 0 | 0 | 0 | 0 | 0 | 0 | 0 | 0 | 0 | 0 | 0 | 0 | 0 | 0 | 0 | 0 | 0 | 0 | 0 | 0 | 0 | 0 | 0 | 0 | 0 | 0 | 0 | 0 | 0
Commercial_Retail_New_Food Preparation_Natural Gas_Oven_E8_Codes & Standards Forecast | Commercial | Retail | New | Food Preparation | Natural Gas | Oven | E8 |  | Codes & Standards Forecast | 0 | 0 | 0 | 0 | 0 | 0 | 0 | 0 | 0 | 0 | 0 | 0 | 0 | 0 | 0 | 0 | 0 | 0 | 0 | 0 | 0 | 0 | 0 | 0 | 0 | 0 | 0 | 0 | 0 | 0 | 0 | 0 | 0
Commercial_Retail_New_Food Preparation_Natural Gas_Oven_E9_Codes & Standards Forecast | Commercial | Retail | New | Food Preparation | Natural Gas | Oven | E9 |  | Codes & Standards Forecast | 0 | 0 | 0 | 0 | 0 | 0 | 0 | 0 | 0 | 0 | 0 | 0 | 0 | 0 | 0 | 0 | 0 | 0 | 0 | 0 | 0 | 0 | 0 | 0 | 0 | 0 | 0 | 0 | 0 | 0 | 0 | 0 | 0
Commercial_Retail_New_Food Preparation_Natural Gas_Oven_E10_Codes & Standards Forecast | Commercial | Retail | New | Food Preparation | Natural Gas | Oven | E10 |  | Codes & Standards Forecast | 0 | 0 | 0 | 0 | 0 | 0 | 0 | 0 | 0 | 0 | 0 | 0 | 0 | 0 | 0 | 0 | 0 | 0 | 0 | 0 | 0 | 0 | 0 | 0 | 0 | 0 | 0 | 0 | 0 | 0 | 0 | 0 | 0
Commercial_Retail_New_Food Preparation_Natural Gas_Conveyor Oven_E1_Codes & Standards Forecast | Commercial | Retail | New | Food Preparation | Natural Gas | Conveyor Oven | E1 |  | Codes & Standards Forecast | 0 | 653.138 | 3150.3273 | 2013.2798 | 2407.1752 | 2480.8142 | 2493.2807 | 2157.9265 | 2127.6842 | 2177.4859 | 2212.9303 | 2196.119 | 2161.7696 | 2132.3033 | 2135.3856 | 2128.9275 | 2141.2651 | 2221.9378 | 2742.8099 | 2933.7559 | 3218.0837 | 3498.8816 | 3891.5858 | 4622.6656 | 4253.5953 | 4357.9558 | 4368.0003 | 4351.5916 | 4248.4248 | 4237.2109 | 4261.7044 | 4265.3785 | 3048.7762
Commercial_Retail_New_Food Preparation_Natural Gas_Conveyor Oven_E2_Codes & Standards Forecast | Commercial | Retail | New | Food Preparation | Natural Gas | Conveyor Oven | E2 |  | Codes & Standards Forecast | 0 | 0 | 0 | 0 | 0 | 0 | 0 | 0 | 0 | 0 | 0 | 0 | 0 | 0 | 0 | 0 | 0 | 0 | 0 | 0 | 0 | 0 | 0 | 0 | 0 | 0 | 0 | 0 | 0 | 0 | 0 | 0 | 0
Commercial_Retail_New_Food Preparation_Natural Gas_Conveyor Oven_E3_Codes & Standards Forecast | Commercial | Retail | New | Food Preparation | Natural Gas | Conveyor Oven | E3 |  | Codes & Standards Forecast | 0 | 0 | 0 | 0 | 0 | 0 | 0 | 0 | 0 | 0 | 0 | 0 | 0 | 0 | 0 | 0 | 0 | 0 | 0 | 0 | 0 | 0 | 0 | 0 | 0 | 0 | 0 | 0 | 0 | 0 | 0 | 0 | 0
Commercial_Retail_New_Food Preparation_Natural Gas_Conveyor Oven_E4_Codes & Standards Forecast | Commercial | Retail | New | Food Preparation | Natural Gas | Conveyor Oven | E4 |  | Codes & Standards Forecast | 0 | 0 | 0 | 0 | 0 | 0 | 0 | 0 | 0 | 0 | 0 | 0 | 0 | 0 | 0 | 0 | 0 | 0 | 0 | 0 | 0 | 0 | 0 | 0 | 0 | 0 | 0 | 0 | 0 | 0 | 0 | 0 | 0
Commercial_Retail_New_Food Preparation_Natural Gas_Conveyor Oven_E5_Codes & Standards Forecast | Commercial | Retail | New | Food Preparation | Natural Gas | Conveyor Oven | E5 |  | Codes & Standards Forecast | 0 | 0 | 0 | 0 | 0 | 0 | 0 | 0 | 0 | 0 | 0 | 0 | 0 | 0 | 0 | 0 | 0 | 0 | 0 | 0 | 0 | 0 | 0 | 0 | 0 | 0 | 0 | 0 | 0 | 0 | 0 | 0 | 0
Commercial_Retail_New_Food Preparation_Natural Gas_Conveyor Oven_E6_Codes & Standards Forecast | Commercial | Retail | New | Food Preparation | Natural Gas | Conveyor Oven | E6 |  | Codes & Standards Forecast | 0 | 0 | 0 | 0 | 0 | 0 | 0 | 0 | 0 | 0 | 0 | 0 | 0 | 0 | 0 | 0 | 0 | 0 | 0 | 0 | 0 | 0 | 0 | 0 | 0 | 0 | 0 | 0 | 0 | 0 | 0 | 0 | 0
Commercial_Retail_New_Food Preparation_Natural Gas_Conveyor Oven_E7_Codes & Standards Forecast | Commercial | Retail | New | Food Preparation | Natural Gas | Conveyor Oven | E7 |  | Codes & Standards Forecast | 0 | 0 | 0 | 0 | 0 | 0 | 0 | 0 | 0 | 0 | 0 | 0 | 0 | 0 | 0 | 0 | 0 | 0 | 0 | 0 | 0 | 0 | 0 | 0 | 0 | 0 | 0 | 0 | 0 | 0 | 0 | 0 | 0
Commercial_Retail_New_Food Preparation_Natural Gas_Conveyor Oven_E8_Codes & Standards Forecast | Commercial | Retail | New | Food Preparation | Natural Gas | Conveyor Oven | E8 |  | Codes & Standards Forecast | 0 | 0 | 0 | 0 | 0 | 0 | 0 | 0 | 0 | 0 | 0 | 0 | 0 | 0 | 0 | 0 | 0 | 0 | 0 | 0 | 0 | 0 | 0 | 0 | 0 | 0 | 0 | 0 | 0 | 0 | 0 | 0 | 0
Commercial_Retail_New_Food Preparation_Natural Gas_Conveyor Oven_E9_Codes & Standards Forecast | Commercial | Retail | New | Food Preparation | Natural Gas | Conveyor Oven | E9 |  | Codes & Standards Forecast | 0 | 0 | 0 | 0 | 0 | 0 | 0 | 0 | 0 | 0 | 0 | 0 | 0 | 0 | 0 | 0 | 0 | 0 | 0 | 0 | 0 | 0 | 0 | 0 | 0 | 0 | 0 | 0 | 0 | 0 | 0 | 0 | 0
Commercial_Retail_New_Food Preparation_Natural Gas_Conveyor Oven_E10_Codes & Standards Forecast | Commercial | Retail | New | Food Preparation | Natural Gas | Conveyor Oven | E10 |  | Codes & Standards Forecast | 0 | 0 | 0 | 0 | 0 | 0 | 0 | 0 | 0 | 0 | 0 | 0 | 0 | 0 | 0 | 0 | 0 | 0 | 0 | 0 | 0 | 0 | 0 | 0 | 0 | 0 | 0 | 0 | 0 | 0 | 0 | 0 | 0
Commercial_Retail_New_Food Preparation_Natural Gas_Double Rack Oven_E1_Codes & Standards Forecast | Commercial | Retail | New | Food Preparation | Natural Gas | Double Rack Oven | E1 |  | Codes & Standards Forecast | 0 | 653.138 | 3150.3273 | 2013.2798 | 2407.1752 | 2480.8142 | 2493.2807 | 2157.9265 | 2127.6842 | 2177.4859 | 2212.9303 | 2196.119 | 2292.3972 | 2866.8709 | 3125.6956 | 3402.6105 | 3656.3744 | 3973.2699 | 4600.0187 | 4144.3336 | 4243.8654 | 4285.2341 | 4293.2873 | 4228.3866 | 4376.1519 | 4555.4409 | 4753.9119 | 4944.697 | 5198.359 | 5649.224 | 5847.8986 | 6020.6215 | 4952.694
Commercial_Retail_New_Food Preparation_Natural Gas_Double Rack Oven_E2_Codes & Standards Forecast | Commercial | Retail | New | Food Preparation | Natural Gas | Double Rack Oven | E2 |  | Codes & Standards Forecast | 0 | 0 | 0 | 0 | 0 | 0 | 0 | 0 | 0 | 0 | 0 | 0 | 0 | 0 | 0 | 0 | 0 | 0 | 0 | 0 | 0 | 0 | 0 | 0 | 0 | 0 | 0 | 0 | 0 | 0 | 0 | 0 | 0
Commercial_Retail_New_Food Preparation_Natural Gas_Double Rack Oven_E3_Codes & Standards Forecast | Commercial | Retail | New | Food Preparation | Natural Gas | Double Rack Oven | E3 |  | Codes & Standards Forecast | 0 | 0 | 0 | 0 | 0 | 0 | 0 | 0 | 0 | 0 | 0 | 0 | 0 | 0 | 0 | 0 | 0 | 0 | 0 | 0 | 0 | 0 | 0 | 0 | 0 | 0 | 0 | 0 | 0 | 0 | 0 | 0 | 0
Commercial_Retail_New_Food Preparation_Natural Gas_Double Rack Oven_E4_Codes & Standards Forecast | Commercial | Retail | New | Food Preparation | Natural Gas | Double Rack Oven | E4 |  | Codes & Standards Forecast | 0 | 0 | 0 | 0 | 0 | 0 | 0 | 0 | 0 | 0 | 0 | 0 | 0 | 0 | 0 | 0 | 0 | 0 | 0 | 0 | 0 | 0 | 0 | 0 | 0 | 0 | 0 | 0 | 0 | 0 | 0 | 0 | 0
Commercial_Retail_New_Food Preparation_Natural Gas_Double Rack Oven_E5_Codes & Standards Forecast | Commercial | Retail | New | Food Preparation | Natural Gas | Double Rack Oven | E5 |  | Codes & Standards Forecast | 0 | 0 | 0 | 0 | 0 | 0 | 0 | 0 | 0 | 0 | 0 | 0 | 0 | 0 | 0 | 0 | 0 | 0 | 0 | 0 | 0 | 0 | 0 | 0 | 0 | 0 | 0 | 0 | 0 | 0 | 0 | 0 | 0
Commercial_Retail_New_Food Preparation_Natural Gas_Double Rack Oven_E6_Codes & Standards Forecast | Commercial | Retail | New | Food Preparation | Natural Gas | Double Rack Oven | E6 |  | Codes & Standards Forecast | 0 | 0 | 0 | 0 | 0 | 0 | 0 | 0 | 0 | 0 | 0 | 0 | 0 | 0 | 0 | 0 | 0 | 0 | 0 | 0 | 0 | 0 | 0 | 0 | 0 | 0 | 0 | 0 | 0 | 0 | 0 | 0 | 0
Commercial_Retail_New_Food Preparation_Natural Gas_Double Rack Oven_E7_Codes & Standards Forecast | Commercial | Retail | New | Food Preparation | Natural Gas | Double Rack Oven | E7 |  | Codes & Standards Forecast | 0 | 0 | 0 | 0 | 0 | 0 | 0 | 0 | 0 | 0 | 0 | 0 | 0 | 0 | 0 | 0 | 0 | 0 | 0 | 0 | 0 | 0 | 0 | 0 | 0 | 0 | 0 | 0 | 0 | 0 | 0 | 0 | 0
Commercial_Retail_New_Food Preparation_Natural Gas_Double Rack Oven_E8_Codes & Standards Forecast | Commercial | Retail | New | Food Preparation | Natural Gas | Double Rack Oven | E8 |  | Codes & Standards Forecast | 0 | 0 | 0 | 0 | 0 | 0 | 0 | 0 | 0 | 0 | 0 | 0 | 0 | 0 | 0 | 0 | 0 | 0 | 0 | 0 | 0 | 0 | 0 | 0 | 0 | 0 | 0 | 0 | 0 | 0 | 0 | 0 | 0
Commercial_Retail_New_Food Preparation_Natural Gas_Double Rack Oven_E9_Codes & Standards Forecast | Commercial | Retail | New | Food Preparation | Natural Gas | Double Rack Oven | E9 |  | Codes & Standards Forecast | 0 | 0 | 0 | 0 | 0 | 0 | 0 | 0 | 0 | 0 | 0 | 0 | 0 | 0 | 0 | 0 | 0 | 0 | 0 | 0 | 0 | 0 | 0 | 0 | 0 | 0 | 0 | 0 | 0 | 0 | 0 | 0 | 0
Commercial_Retail_New_Food Preparation_Natural Gas_Double Rack Oven_E10_Codes & Standards Forecast | Commercial | Retail | New | Food Preparation | Natural Gas | Double Rack Oven | E10 |  | Codes & Standards Forecast | 0 | 0 | 0 | 0 | 0 | 0 | 0 | 0 | 0 | 0 | 0 | 0 | 0 | 0 | 0 | 0 | 0 | 0 | 0 | 0 | 0 | 0 | 0 | 0 | 0 | 0 | 0 | 0 | 0 | 0 | 0 | 0 | 0
Commercial_Retail_New_Food Preparation_Natural Gas_Fryer_E1_Codes & Standards Forecast | Commercial | Retail | New | Food Preparation | Natural Gas | Fryer | E1 |  | Codes & Standards Forecast | 0 | 2612.5521 | 12601.3091 | 0 | 0 | 0 | 0 | 0 | 0 | 0 | 0 | 0 | 0 | 0 | 0 | 0 | 0 | 0 | 0 | 0 | 0 | 0 | 0 | 0 | 0 | 0 | 0 | 0 | 0 | 0 | 0 | 0 | 0
Commercial_Retail_New_Food Preparation_Natural Gas_Fryer_E2_Codes & Standards Forecast | Commercial | Retail | New | Food Preparation | Natural Gas | Fryer | E2 |  | Codes & Standards Forecast | 0 | 0 | 0 | 8053.1191 | 9628.7009 | 9923.257 | 9973.1229 | 8631.7058 | 8510.7369 | 9232.4541 | 11789.9913 | 12745.7161 | 13741.8104 | 14589.6505 | 16069.3817 | 18882.8151 | 17368.6111 | 17667.6014 | 17910.0726 | 18237.6812 | 18545.4386 | 19435.5767 | 20641.9644 | 22653.3312 | 23558.9096 | 24307.0682 | 24928.9074 | 25637.3632 | 26647.3377 | 26487.7987 | 27124.2238 | 27977.3594 | 24030.0596
Commercial_Retail_New_Food Preparation_Natural Gas_Fryer_E3_Codes & Standards Forecast | Commercial | Retail | New | Food Preparation | Natural Gas | Fryer | E3 |  | Codes & Standards Forecast | 0 | 0 | 0 | 0 | 0 | 0 | 0 | 0 | 0 | 0 | 0 | 0 | 0 | 0 | 0 | 0 | 0 | 0 | 0 | 0 | 0 | 0 | 0 | 0 | 0 | 0 | 0 | 0 | 0 | 0 | 0 | 0 | 0
Commercial_Retail_New_Food Preparation_Natural Gas_Fryer_E4_Codes & Standards Forecast | Commercial | Retail | New | Food Preparation | Natural Gas | Fryer | E4 |  | Codes & Standards Forecast | 0 | 0 | 0 | 0 | 0 | 0 | 0 | 0 | 0 | 0 | 0 | 0 | 0 | 0 | 0 | 0 | 0 | 0 | 0 | 0 | 0 | 0 | 0 | 0 | 0 | 0 | 0 | 0 | 0 | 0 | 0 | 0 | 0
Commercial_Retail_New_Food Preparation_Natural Gas_Fryer_E5_Codes & Standards Forecast | Commercial | Retail | New | Food Preparation | Natural Gas | Fryer | E5 |  | Codes & Standards Forecast | 0 | 0 | 0 | 0 | 0 | 0 | 0 | 0 | 0 | 0 | 0 | 0 | 0 | 0 | 0 | 0 | 0 | 0 | 0 | 0 | 0 | 0 | 0 | 0 | 0 | 0 | 0 | 0 | 0 | 0 | 0 | 0 | 0
Commercial_Retail_New_Food Preparation_Natural Gas_Fryer_E6_Codes & Standards Forecast | Commercial | Retail | New | Food Preparation | Natural Gas | Fryer | E6 |  | Codes & Standards Forecast | 0 | 0 | 0 | 0 | 0 | 0 | 0 | 0 | 0 | 0 | 0 | 0 | 0 | 0 | 0 | 0 | 0 | 0 | 0 | 0 | 0 | 0 | 0 | 0 | 0 | 0 | 0 | 0 | 0 | 0 | 0 | 0 | 0
Commercial_Retail_New_Food Preparation_Natural Gas_Fryer_E7_Codes & Standards Forecast | Commercial | Retail | New | Food Preparation | Natural Gas | Fryer | E7 |  | Codes & Standards Forecast | 0 | 0 | 0 | 0 | 0 | 0 | 0 | 0 | 0 | 0 | 0 | 0 | 0 | 0 | 0 | 0 | 0 | 0 | 0 | 0 | 0 | 0 | 0 | 0 | 0 | 0 | 0 | 0 | 0 | 0 | 0 | 0 | 0
Commercial_Retail_New_Food Preparation_Natural Gas_Fryer_E8_Codes & Standards Forecast | Commercial | Retail | New | Food Preparation | Natural Gas | Fryer | E8 |  | Codes & Standards Forecast | 0 | 0 | 0 | 0 | 0 | 0 | 0 | 0 | 0 | 0 | 0 | 0 | 0 | 0 | 0 | 0 | 0 | 0 | 0 | 0 | 0 | 0 | 0 | 0 | 0 | 0 | 0 | 0 | 0 | 0 | 0 | 0 | 0
Commercial_Retail_New_Food Preparation_Natural Gas_Fryer_E9_Codes & Standards Forecast | Commercial | Retail | New | Food Preparation | Natural Gas | Fryer | E9 |  | Codes & Standards Forecast | 0 | 0 | 0 | 0 | 0 | 0 | 0 | 0 | 0 | 0 | 0 | 0 | 0 | 0 | 0 | 0 | 0 | 0 | 0 | 0 | 0 | 0 | 0 | 0 | 0 | 0 | 0 | 0 | 0 | 0 | 0 | 0 | 0
Commercial_Retail_New_Food Preparation_Natural Gas_Fryer_E10_Codes & Standards Forecast | Commercial | Retail | New | Food Preparation | Natural Gas | Fryer | E10 |  | Codes & Standards Forecast | 0 | 0 | 0 | 0 | 0 | 0 | 0 | 0 | 0 | 0 | 0 | 0 | 0 | 0 | 0 | 0 | 0 | 0 | 0 | 0 | 0 | 0 | 0 | 0 | 0 | 0 | 0 | 0 | 0 | 0 | 0 | 0 | 0
Commercial_Retail_New_Food Preparation_Natural Gas_Broiler_E1_Codes & Standards Forecast | Commercial | Retail | New | Food Preparation | Natural Gas | Broiler | E1 |  | Codes & Standards Forecast | 0 | 0 | 0 | 0 | 0 | 0 | 0 | 0 | 0 | 0 | 0 | 0 | 0 | 0 | 0 | 0 | 0 | 0 | 0 | 0 | 0 | 0 | 0 | 0 | 0 | 0 | 0 | 0 | 0 | 0 | 0 | 0 | 0
Commercial_Retail_New_Food Preparation_Natural Gas_Broiler_E2_Codes & Standards Forecast | Commercial | Retail | New | Food Preparation | Natural Gas | Broiler | E2 |  | Codes & Standards Forecast | 0 | 0 | 0 | 0 | 0 | 0 | 0 | 0 | 0 | 0 | 0 | 0 | 0 | 0 | 0 | 0 | 0 | 0 | 0 | 0 | 0 | 0 | 0 | 0 | 0 | 0 | 0 | 0 | 0 | 0 | 0 | 0 | 0
Commercial_Retail_New_Food Preparation_Natural Gas_Broiler_E3_Codes & Standards Forecast | Commercial | Retail | New | Food Preparation | Natural Gas | Broiler | E3 |  | Codes & Standards Forecast | 0 | 0 | 0 | 0 | 0 | 0 | 0 | 0 | 0 | 0 | 0 | 0 | 0 | 0 | 0 | 0 | 0 | 0 | 0 | 0 | 0 | 0 | 0 | 0 | 0 | 0 | 0 | 0 | 0 | 0 | 0 | 0 | 0
Commercial_Retail_New_Food Preparation_Natural Gas_Broiler_E4_Codes & Standards Forecast | Commercial | Retail | New | Food Preparation | Natural Gas | Broiler | E4 |  | Codes & Standards Forecast | 0 | 0 | 0 | 0 | 0 | 0 | 0 | 0 | 0 | 0 | 0 | 0 | 0 | 0 | 0 | 0 | 0 | 0 | 0 | 0 | 0 | 0 | 0 | 0 | 0 | 0 | 0 | 0 | 0 | 0 | 0 | 0 | 0
Commercial_Retail_New_Food Preparation_Natural Gas_Broiler_E5_Codes & Standards Forecast | Commercial | Retail | New | Food Preparation | Natural Gas | Broiler | E5 |  | Codes & Standards Forecast | 0 | 0 | 0 | 0 | 0 | 0 | 0 | 0 | 0 | 0 | 0 | 0 | 0 | 0 | 0 | 0 | 0 | 0 | 0 | 0 | 0 | 0 | 0 | 0 | 0 | 0 | 0 | 0 | 0 | 0 | 0 | 0 | 0
Commercial_Retail_New_Food Preparation_Natural Gas_Broiler_E6_Codes & Standards Forecast | Commercial | Retail | New | Food Preparation | Natural Gas | Broiler | E6 |  | Codes & Standards Forecast | 0 | 0 | 0 | 0 | 0 | 0 | 0 | 0 | 0 | 0 | 0 | 0 | 0 | 0 | 0 | 0 | 0 | 0 | 0 | 0 | 0 | 0 | 0 | 0 | 0 | 0 | 0 | 0 | 0 | 0 | 0 | 0 | 0
Commercial_Retail_New_Food Preparation_Natural Gas_Broiler_E7_Codes & Standards Forecast | Commercial | Retail | New | Food Preparation | Natural Gas | Broiler | E7 |  | Codes & Standards Forecast | 0 | 0 | 0 | 0 | 0 | 0 | 0 | 0 | 0 | 0 | 0 | 0 | 0 | 0 | 0 | 0 | 0 | 0 | 0 | 0 | 0 | 0 | 0 | 0 | 0 | 0 | 0 | 0 | 0 | 0 | 0 | 0 | 0
Commercial_Retail_New_Food Preparation_Natural Gas_Broiler_E8_Codes & Standards Forecast | Commercial | Retail | New | Food Preparation | Natural Gas | Broiler | E8 |  | Codes & Standards Forecast | 0 | 0 | 0 | 0 | 0 | 0 | 0 | 0 | 0 | 0 | 0 | 0 | 0 | 0 | 0 | 0 | 0 | 0 | 0 | 0 | 0 | 0 | 0 | 0 | 0 | 0 | 0 | 0 | 0 | 0 | 0 | 0 | 0
Commercial_Retail_New_Food Preparation_Natural Gas_Broiler_E9_Codes & Standards Forecast | Commercial | Retail | New | Food Preparation | Natural Gas | Broiler | E9 |  | Codes & Standards Forecast | 0 | 0 | 0 | 0 | 0 | 0 | 0 | 0 | 0 | 0 | 0 | 0 | 0 | 0 | 0 | 0 | 0 | 0 | 0 | 0 | 0 | 0 | 0 | 0 | 0 | 0 | 0 | 0 | 0 | 0 | 0 | 0 | 0
Commercial_Retail_New_Food Preparation_Natural Gas_Broiler_E10_Codes & Standards Forecast | Commercial | Retail | New | Food Preparation | Natural Gas | Broiler | E10 |  | Codes & Standards Forecast | 0 | 0 | 0 | 0 | 0 | 0 | 0 | 0 | 0 | 0 | 0 | 0 | 0 | 0 | 0 | 0 | 0 | 0 | 0 | 0 | 0 | 0 | 0 | 0 | 0 | 0 | 0 | 0 | 0 | 0 | 0 | 0 | 0
Commercial_Retail_New_Food Preparation_Natural Gas_Griddle_E1_Codes & Standards Forecast | Commercial | Retail | New | Food Preparation | Natural Gas | Griddle | E1 |  | Codes & Standards Forecast | 0 | 0 | 0 | 0 | 0 | 0 | 0 | 0 | 0 | 0 | 0 | 0 | 0 | 0 | 0 | 0 | 0 | 0 | 0 | 0 | 0 | 0 | 0 | 0 | 0 | 0 | 0 | 0 | 0 | 0 | 0 | 0 | 0
Commercial_Retail_New_Food Preparation_Natural Gas_Griddle_E2_Codes & Standards Forecast | Commercial | Retail | New | Food Preparation | Natural Gas | Griddle | E2 |  | Codes & Standards Forecast | 0 | 0 | 0 | 0 | 0 | 0 | 0 | 0 | 0 | 0 | 0 | 0 | 0 | 0 | 0 | 0 | 0 | 0 | 0 | 0 | 0 | 0 | 0 | 0 | 0 | 0 | 0 | 0 | 0 | 0 | 0 | 0 | 0
Commercial_Retail_New_Food Preparation_Natural Gas_Griddle_E3_Codes & Standards Forecast | Commercial | Retail | New | Food Preparation | Natural Gas | Griddle | E3 |  | Codes & Standards Forecast | 0 | 0 | 0 | 0 | 0 | 0 | 0 | 0 | 0 | 0 | 0 | 0 | 0 | 0 | 0 | 0 | 0 | 0 | 0 | 0 | 0 | 0 | 0 | 0 | 0 | 0 | 0 | 0 | 0 | 0 | 0 | 0 | 0
Commercial_Retail_New_Food Preparation_Natural Gas_Griddle_E4_Codes & Standards Forecast | Commercial | Retail | New | Food Preparation | Natural Gas | Griddle | E4 |  | Codes & Standards Forecast | 0 | 0 | 0 | 0 | 0 | 0 | 0 | 0 | 0 | 0 | 0 | 0 | 0 | 0 | 0 | 0 | 0 | 0 | 0 | 0 | 0 | 0 | 0 | 0 | 0 | 0 | 0 | 0 | 0 | 0 | 0 | 0 | 0
Commercial_Retail_New_Food Preparation_Natural Gas_Griddle_E5_Codes & Standards Forecast | Commercial | Retail | New | Food Preparation | Natural Gas | Griddle | E5 |  | Codes & Standards Forecast | 0 | 0 | 0 | 0 | 0 | 0 | 0 | 0 | 0 | 0 | 0 | 0 | 0 | 0 | 0 | 0 | 0 | 0 | 0 | 0 | 0 | 0 | 0 | 0 | 0 | 0 | 0 | 0 | 0 | 0 | 0 | 0 | 0
Commercial_Retail_New_Food Preparation_Natural Gas_Griddle_E6_Codes & Standards Forecast | Commercial | Retail | New | Food Preparation | Natural Gas | Griddle | E6 |  | Codes & Standards Forecast | 0 | 0 | 0 | 0 | 0 | 0 | 0 | 0 | 0 | 0 | 0 | 0 | 0 | 0 | 0 | 0 | 0 | 0 | 0 | 0 | 0 | 0 | 0 | 0 | 0 | 0 | 0 | 0 | 0 | 0 | 0 | 0 | 0
Commercial_Retail_New_Food Preparation_Natural Gas_Griddle_E7_Codes & Standards Forecast | Commercial | Retail | New | Food Preparation | Natural Gas | Griddle | E7 |  | Codes & Standards Forecast | 0 | 0 | 0 | 0 | 0 | 0 | 0 | 0 | 0 | 0 | 0 | 0 | 0 | 0 | 0 | 0 | 0 | 0 | 0 | 0 | 0 | 0 | 0 | 0 | 0 | 0 | 0 | 0 | 0 | 0 | 0 | 0 | 0
Commercial_Retail_New_Food Preparation_Natural Gas_Griddle_E8_Codes & Standards Forecast | Commercial | Retail | New | Food Preparation | Natural Gas | Griddle | E8 |  | Codes & Standards Forecast | 0 | 0 | 0 | 0 | 0 | 0 | 0 | 0 | 0 | 0 | 0 | 0 | 0 | 0 | 0 | 0 | 0 | 0 | 0 | 0 | 0 | 0 | 0 | 0 | 0 | 0 | 0 | 0 | 0 | 0 | 0 | 0 | 0
Commercial_Retail_New_Food Preparation_Natural Gas_Griddle_E9_Codes & Standards Forecast | Commercial | Retail | New | Food Preparation | Natural Gas | Griddle | E9 |  | Codes & Standards Forecast | 0 | 0 | 0 | 0 | 0 | 0 | 0 | 0 | 0 | 0 | 0 | 0 | 0 | 0 | 0 | 0 | 0 | 0 | 0 | 0 | 0 | 0 | 0 | 0 | 0 | 0 | 0 | 0 | 0 | 0 | 0 | 0 | 0
Commercial_Retail_New_Food Preparation_Natural Gas_Griddle_E10_Codes & Standards Forecast | Commercial | Retail | New | Food Preparation | Natural Gas | Griddle | E10 |  | Codes & Standards Forecast | 0 | 0 | 0 | 0 | 0 | 0 | 0 | 0 | 0 | 0 | 0 | 0 | 0 | 0 | 0 | 0 | 0 | 0 | 0 | 0 | 0 | 0 | 0 | 0 | 0 | 0 | 0 | 0 | 0 | 0 | 0 | 0 | 0
Commercial_Retail_New_Food Preparation_Natural Gas_Range_E1_Codes & Standards Forecast | Commercial | Retail | New | Food Preparation | Natural Gas | Range | E1 |  | Codes & Standards Forecast | 0 | 0 | 0 | 0 | 0 | 0 | 0 | 0 | 0 | 0 | 0 | 0 | 0 | 0 | 0 | 0 | 0 | 0 | 0 | 0 | 0 | 0 | 0 | 0 | 0 | 0 | 0 | 0 | 0 | 0 | 0 | 0 | 0
Commercial_Retail_New_Food Preparation_Natural Gas_Range_E2_Codes & Standards Forecast | Commercial | Retail | New | Food Preparation | Natural Gas | Range | E2 |  | Codes & Standards Forecast | 0 | 0 | 0 | 0 | 0 | 0 | 0 | 0 | 0 | 0 | 0 | 0 | 0 | 0 | 0 | 0 | 0 | 0 | 0 | 0 | 0 | 0 | 0 | 0 | 0 | 0 | 0 | 0 | 0 | 0 | 0 | 0 | 0
Commercial_Retail_New_Food Preparation_Natural Gas_Range_E3_Codes & Standards Forecast | Commercial | Retail | New | Food Preparation | Natural Gas | Range | E3 |  | Codes & Standards Forecast | 0 | 0 | 0 | 0 | 0 | 0 | 0 | 0 | 0 | 0 | 0 | 0 | 0 | 0 | 0 | 0 | 0 | 0 | 0 | 0 | 0 | 0 | 0 | 0 | 0 | 0 | 0 | 0 | 0 | 0 | 0 | 0 | 0
Commercial_Retail_New_Food Preparation_Natural Gas_Range_E4_Codes & Standards Forecast | Commercial | Retail | New | Food Preparation | Natural Gas | Range | E4 |  | Codes & Standards Forecast | 0 | 0 | 0 | 0 | 0 | 0 | 0 | 0 | 0 | 0 | 0 | 0 | 0 | 0 | 0 | 0 | 0 | 0 | 0 | 0 | 0 | 0 | 0 | 0 | 0 | 0 | 0 | 0 | 0 | 0 | 0 | 0 | 0
Commercial_Retail_New_Food Preparation_Natural Gas_Range_E5_Codes & Standards Forecast | Commercial | Retail | New | Food Preparation | Natural Gas | Range | E5 |  | Codes & Standards Forecast | 0 | 0 | 0 | 0 | 0 | 0 | 0 | 0 | 0 | 0 | 0 | 0 | 0 | 0 | 0 | 0 | 0 | 0 | 0 | 0 | 0 | 0 | 0 | 0 | 0 | 0 | 0 | 0 | 0 | 0 | 0 | 0 | 0
Commercial_Retail_New_Food Preparation_Natural Gas_Range_E6_Codes & Standards Forecast | Commercial | Retail | New | Food Preparation | Natural Gas | Range | E6 |  | Codes & Standards Forecast | 0 | 0 | 0 | 0 | 0 | 0 | 0 | 0 | 0 | 0 | 0 | 0 | 0 | 0 | 0 | 0 | 0 | 0 | 0 | 0 | 0 | 0 | 0 | 0 | 0 | 0 | 0 | 0 | 0 | 0 | 0 | 0 | 0
Commercial_Retail_New_Food Preparation_Natural Gas_Range_E7_Codes & Standards Forecast | Commercial | Retail | New | Food Preparation | Natural Gas | Range | E7 |  | Codes & Standards Forecast | 0 | 0 | 0 | 0 | 0 | 0 | 0 | 0 | 0 | 0 | 0 | 0 | 0 | 0 | 0 | 0 | 0 | 0 | 0 | 0 | 0 | 0 | 0 | 0 | 0 | 0 | 0 | 0 | 0 | 0 | 0 | 0 | 0
Commercial_Retail_New_Food Preparation_Natural Gas_Range_E8_Codes & Standards Forecast | Commercial | Retail | New | Food Preparation | Natural Gas | Range | E8 |  | Codes & Standards Forecast | 0 | 0 | 0 | 0 | 0 | 0 | 0 | 0 | 0 | 0 | 0 | 0 | 0 | 0 | 0 | 0 | 0 | 0 | 0 | 0 | 0 | 0 | 0 | 0 | 0 | 0 | 0 | 0 | 0 | 0 | 0 | 0 | 0
Commercial_Retail_New_Food Preparation_Natural Gas_Range_E9_Codes & Standards Forecast | Commercial | Retail | New | Food Preparation | Natural Gas | Range | E9 |  | Codes & Standards Forecast | 0 | 0 | 0 | 0 | 0 | 0 | 0 | 0 | 0 | 0 | 0 | 0 | 0 | 0 | 0 | 0 | 0 | 0 | 0 | 0 | 0 | 0 | 0 | 0 | 0 | 0 | 0 | 0 | 0 | 0 | 0 | 0 | 0
Commercial_Retail_New_Food Preparation_Natural Gas_Range_E10_Codes & Standards Forecast | Commercial | Retail | New | Food Preparation | Natural Gas | Range | E10 |  | Codes & Standards Forecast | 0 | 0 | 0 | 0 | 0 | 0 | 0 | 0 | 0 | 0 | 0 | 0 | 0 | 0 | 0 | 0 | 0 | 0 | 0 | 0 | 0 | 0 | 0 | 0 | 0 | 0 | 0 | 0 | 0 | 0 | 0 | 0 | 0
Commercial_Retail_New_Food Preparation_Natural Gas_Steamer_E1_Codes & Standards Forecast | Commercial | Retail | New | Food Preparation | Natural Gas | Steamer | E1 |  | Codes & Standards Forecast | 0 | 0 | 0 | 0 | 0 | 0 | 0 | 0 | 0 | 0 | 0 | 0 | 0 | 0 | 0 | 0 | 0 | 0 | 0 | 0 | 0 | 0 | 0 | 0 | 0 | 0 | 0 | 0 | 0 | 0 | 0 | 0 | 0
Commercial_Retail_New_Food Preparation_Natural Gas_Steamer_E2_Codes & Standards Forecast | Commercial | Retail | New | Food Preparation | Natural Gas | Steamer | E2 |  | Codes & Standards Forecast | 0 | 0 | 0 | 0 | 0 | 0 | 0 | 0 | 0 | 0 | 0 | 0 | 0 | 0 | 0 | 0 | 0 | 0 | 0 | 0 | 0 | 0 | 0 | 0 | 0 | 0 | 0 | 0 | 0 | 0 | 0 | 0 | 0
Commercial_Retail_New_Food Preparation_Natural Gas_Steamer_E3_Codes & Standards Forecast | Commercial | Retail | New | Food Preparation | Natural Gas | Steamer | E3 |  | Codes & Standards Forecast | 0 | 0 | 0 | 0 | 0 | 0 | 0 | 0 | 0 | 0 | 0 | 0 | 0 | 0 | 0 | 0 | 0 | 0 | 0 | 0 | 0 | 0 | 0 | 0 | 0 | 0 | 0 | 0 | 0 | 0 | 0 | 0 | 0
Commercial_Retail_New_Food Preparation_Natural Gas_Steamer_E4_Codes & Standards Forecast | Commercial | Retail | New | Food Preparation | Natural Gas | Steamer | E4 |  | Codes & Standards Forecast | 0 | 0 | 0 | 0 | 0 | 0 | 0 | 0 | 0 | 0 | 0 | 0 | 0 | 0 | 0 | 0 | 0 | 0 | 0 | 0 | 0 | 0 | 0 | 0 | 0 | 0 | 0 | 0 | 0 | 0 | 0 | 0 | 0
Commercial_Retail_New_Food Preparation_Natural Gas_Steamer_E5_Codes & Standards Forecast | Commercial | Retail | New | Food Preparation | Natural Gas | Steamer | E5 |  | Codes & Standards Forecast | 0 | 0 | 0 | 0 | 0 | 0 | 0 | 0 | 0 | 0 | 0 | 0 | 0 | 0 | 0 | 0 | 0 | 0 | 0 | 0 | 0 | 0 | 0 | 0 | 0 | 0 | 0 | 0 | 0 | 0 | 0 | 0 | 0
Commercial_Retail_New_Food Preparation_Natural Gas_Steamer_E6_Codes & Standards Forecast | Commercial | Retail | New | Food Preparation | Natural Gas | Steamer | E6 |  | Codes & Standards Forecast | 0 | 0 | 0 | 0 | 0 | 0 | 0 | 0 | 0 | 0 | 0 | 0 | 0 | 0 | 0 | 0 | 0 | 0 | 0 | 0 | 0 | 0 | 0 | 0 | 0 | 0 | 0 | 0 | 0 | 0 | 0 | 0 | 0
Commercial_Retail_New_Food Preparation_Natural Gas_Steamer_E7_Codes & Standards Forecast | Commercial | Retail | New | Food Preparation | Natural Gas | Steamer | E7 |  | Codes & Standards Forecast | 0 | 0 | 0 | 0 | 0 | 0 | 0 | 0 | 0 | 0 | 0 | 0 | 0 | 0 | 0 | 0 | 0 | 0 | 0 | 0 | 0 | 0 | 0 | 0 | 0 | 0 | 0 | 0 | 0 | 0 | 0 | 0 | 0
Commercial_Retail_New_Food Preparation_Natural Gas_Steamer_E8_Codes & Standards Forecast | Commercial | Retail | New | Food Preparation | Natural Gas | Steamer | E8 |  | Codes & Standards Forecast | 0 | 0 | 0 | 0 | 0 | 0 | 0 | 0 | 0 | 0 | 0 | 0 | 0 | 0 | 0 | 0 | 0 | 0 | 0 | 0 | 0 | 0 | 0 | 0 | 0 | 0 | 0 | 0 | 0 | 0 | 0 | 0 | 0
Commercial_Retail_New_Food Preparation_Natural Gas_Steamer_E9_Codes & Standards Forecast | Commercial | Retail | New | Food Preparation | Natural Gas | Steamer | E9 |  | Codes & Standards Forecast | 0 | 0 | 0 | 0 | 0 | 0 | 0 | 0 | 0 | 0 | 0 | 0 | 0 | 0 | 0 | 0 | 0 | 0 | 0 | 0 | 0 | 0 | 0 | 0 | 0 | 0 | 0 | 0 | 0 | 0 | 0 | 0 | 0
Commercial_Retail_New_Food Preparation_Natural Gas_Steamer_E10_Codes & Standards Forecast | Commercial | Retail | New | Food Preparation | Natural Gas | Steamer | E10 |  | Codes & Standards Forecast | 0 | 0 | 0 | 0 | 0 | 0 | 0 | 0 | 0 | 0 | 0 | 0 | 0 | 0 | 0 | 0 | 0 | 0 | 0 | 0 | 0 | 0 | 0 | 0 | 0 | 0 | 0 | 0 | 0 | 0 | 0 | 0 | 0
Commercial_Retail_New_Food Preparation_Natural Gas_Food Prep Other_E1_Codes & Standards Forecast | Commercial | Retail | New | Food Preparation | Natural Gas | Food Prep Other | E1 |  | Codes & Standards Forecast | 0 | 0 | 0 | 0 | 0 | 0 | 0 | 0 | 0 | 0 | 0 | 0 | 0 | 0 | 0 | 0 | 0 | 0 | 0 | 0 | 0 | 0 | 0 | 0 | 0 | 0 | 0 | 0 | 0 | 0 | 0 | 0 | 0
Commercial_Retail_New_Food Preparation_Natural Gas_Food Prep Other_E2_Codes & Standards Forecast | Commercial | Retail | New | Food Preparation | Natural Gas | Food Prep Other | E2 |  | Codes & Standards Forecast | 0 | 0 | 0 | 0 | 0 | 0 | 0 | 0 | 0 | 0 | 0 | 0 | 0 | 0 | 0 | 0 | 0 | 0 | 0 | 0 | 0 | 0 | 0 | 0 | 0 | 0 | 0 | 0 | 0 | 0 | 0 | 0 | 0
Commercial_Retail_New_Food Preparation_Natural Gas_Food Prep Other_E3_Codes & Standards Forecast | Commercial | Retail | New | Food Preparation | Natural Gas | Food Prep Other | E3 |  | Codes & Standards Forecast | 0 | 0 | 0 | 0 | 0 | 0 | 0 | 0 | 0 | 0 | 0 | 0 | 0 | 0 | 0 | 0 | 0 | 0 | 0 | 0 | 0 | 0 | 0 | 0 | 0 | 0 | 0 | 0 | 0 | 0 | 0 | 0 | 0
Commercial_Retail_New_Food Preparation_Natural Gas_Food Prep Other_E4_Codes & Standards Forecast | Commercial | Retail | New | Food Preparation | Natural Gas | Food Prep Other | E4 |  | Codes & Standards Forecast | 0 | 0 | 0 | 0 | 0 | 0 | 0 | 0 | 0 | 0 | 0 | 0 | 0 | 0 | 0 | 0 | 0 | 0 | 0 | 0 | 0 | 0 | 0 | 0 | 0 | 0 | 0 | 0 | 0 | 0 | 0 | 0 | 0
Commercial_Retail_New_Food Preparation_Natural Gas_Food Prep Other_E5_Codes & Standards Forecast | Commercial | Retail | New | Food Preparation | Natural Gas | Food Prep Other | E5 |  | Codes & Standards Forecast | 0 | 0 | 0 | 0 | 0 | 0 | 0 | 0 | 0 | 0 | 0 | 0 | 0 | 0 | 0 | 0 | 0 | 0 | 0 | 0 | 0 | 0 | 0 | 0 | 0 | 0 | 0 | 0 | 0 | 0 | 0 | 0 | 0
Commercial_Retail_New_Food Preparation_Natural Gas_Food Prep Other_E6_Codes & Standards Forecast | Commercial | Retail | New | Food Preparation | Natural Gas | Food Prep Other | E6 |  | Codes & Standards Forecast | 0 | 0 | 0 | 0 | 0 | 0 | 0 | 0 | 0 | 0 | 0 | 0 | 0 | 0 | 0 | 0 | 0 | 0 | 0 | 0 | 0 | 0 | 0 | 0 | 0 | 0 | 0 | 0 | 0 | 0 | 0 | 0 | 0
Commercial_Retail_New_Food Preparation_Natural Gas_Food Prep Other_E7_Codes & Standards Forecast | Commercial | Retail | New | Food Preparation | Natural Gas | Food Prep Other | E7 |  | Codes & Standards Forecast | 0 | 0 | 0 | 0 | 0 | 0 | 0 | 0 | 0 | 0 | 0 | 0 | 0 | 0 | 0 | 0 | 0 | 0 | 0 | 0 | 0 | 0 | 0 | 0 | 0 | 0 | 0 | 0 | 0 | 0 | 0 | 0 | 0
Commercial_Retail_New_Food Preparation_Natural Gas_Food Prep Other_E8_Codes & Standards Forecast | Commercial | Retail | New | Food Preparation | Natural Gas | Food Prep Other | E8 |  | Codes & Standards Forecast | 0 | 0 | 0 | 0 | 0 | 0 | 0 | 0 | 0 | 0 | 0 | 0 | 0 | 0 | 0 | 0 | 0 | 0 | 0 | 0 | 0 | 0 | 0 | 0 | 0 | 0 | 0 | 0 | 0 | 0 | 0 | 0 | 0
Commercial_Retail_New_Food Preparation_Natural Gas_Food Prep Other_E9_Codes & Standards Forecast | Commercial | Retail | New | Food Preparation | Natural Gas | Food Prep Other | E9 |  | Codes & Standards Forecast | 0 | 0 | 0 | 0 | 0 | 0 | 0 | 0 | 0 | 0 | 0 | 0 | 0 | 0 | 0 | 0 | 0 | 0 | 0 | 0 | 0 | 0 | 0 | 0 | 0 | 0 | 0 | 0 | 0 | 0 | 0 | 0 | 0
Commercial_Retail_New_Food Preparation_Natural Gas_Food Prep Other_E10_Codes & Standards Forecast | Commercial | Retail | New | Food Preparation | Natural Gas | Food Prep Other | E10 |  | Codes & Standards Forecast | 0 | 0 | 0 | 0 | 0 | 0 | 0 | 0 | 0 | 0 | 0 | 0 | 0 | 0 | 0 | 0 | 0 | 0 | 0 | 0 | 0 | 0 | 0 | 0 | 0 | 0 | 0 | 0 | 0 | 0 | 0 | 0 | 0
Commercial_Retail_New_Miscellaneous_Natural Gas_Pool Heater_E1_Codes & Standards Forecast | Commercial | Retail | New | Miscellaneous | Natural Gas | Pool Heater | E1 |  | Codes & Standards Forecast | 0 | 0 | 0 | 0 | 0 | 0 | 0 | 0 | 0 | 0 | 0 | 0 | 0 | 0 | 0 | 0 | 0 | 0 | 0 | 0 | 0 | 0 | 0 | 0 | 0 | 0 | 0 | 0 | 0 | 0 | 0 | 0 | 0
Commercial_Retail_New_Miscellaneous_Natural Gas_Pool Heater_E2_Codes & Standards Forecast | Commercial | Retail | New | Miscellaneous | Natural Gas | Pool Heater | E2 |  | Codes & Standards Forecast | 0 | 0 | 0 | 0 | 0 | 0 | 0 | 0 | 0 | 0 | 0 | 0 | 0 | 0 | 0 | 0 | 0 | 0 | 0 | 0 | 0 | 0 | 0 | 0 | 0 | 0 | 0 | 0 | 0 | 0 | 0 | 0 | 0
Commercial_Retail_New_Miscellaneous_Natural Gas_Pool Heater_E3_Codes & Standards Forecast | Commercial | Retail | New | Miscellaneous | Natural Gas | Pool Heater | E3 |  | Codes & Standards Forecast | 0 | 0 | 0 | 0 | 0 | 0 | 0 | 0 | 0 | 0 | 0 | 0 | 0 | 0 | 0 | 0 | 0 | 0 | 0 | 0 | 0 | 0 | 0 | 0 | 0 | 0 | 0 | 0 | 0 | 0 | 0 | 0 | 0
Commercial_Retail_New_Miscellaneous_Natural Gas_Pool Heater_E4_Codes & Standards Forecast | Commercial | Retail | New | Miscellaneous | Natural Gas | Pool Heater | E4 |  | Codes & Standards Forecast | 0 | 0 | 0 | 0 | 0 | 0 | 0 | 0 | 0 | 0 | 0 | 0 | 0 | 0 | 0 | 0 | 0 | 0 | 0 | 0 | 0 | 0 | 0 | 0 | 0 | 0 | 0 | 0 | 0 | 0 | 0 | 0 | 0
Commercial_Retail_New_Miscellaneous_Natural Gas_Pool Heater_E5_Codes & Standards Forecast | Commercial | Retail | New | Miscellaneous | Natural Gas | Pool Heater | E5 |  | Codes & Standards Forecast | 0 | 0 | 0 | 0 | 0 | 0 | 0 | 0 | 0 | 0 | 0 | 0 | 0 | 0 | 0 | 0 | 0 | 0 | 0 | 0 | 0 | 0 | 0 | 0 | 0 | 0 | 0 | 0 | 0 | 0 | 0 | 0 | 0
Commercial_Retail_New_Miscellaneous_Natural Gas_Pool Heater_E6_Codes & Standards Forecast | Commercial | Retail | New | Miscellaneous | Natural Gas | Pool Heater | E6 |  | Codes & Standards Forecast | 0 | 0 | 0 | 0 | 0 | 0 | 0 | 0 | 0 | 0 | 0 | 0 | 0 | 0 | 0 | 0 | 0 | 0 | 0 | 0 | 0 | 0 | 0 | 0 | 0 | 0 | 0 | 0 | 0 | 0 | 0 | 0 | 0
Commercial_Retail_New_Miscellaneous_Natural Gas_Pool Heater_E7_Codes & Standards Forecast | Commercial | Retail | New | Miscellaneous | Natural Gas | Pool Heater | E7 |  | Codes & Standards Forecast | 0 | 0 | 0 | 0 | 0 | 0 | 0 | 0 | 0 | 0 | 0 | 0 | 0 | 0 | 0 | 0 | 0 | 0 | 0 | 0 | 0 | 0 | 0 | 0 | 0 | 0 | 0 | 0 | 0 | 0 | 0 | 0 | 0
Commercial_Retail_New_Miscellaneous_Natural Gas_Pool Heater_E8_Codes & Standards Forecast | Commercial | Retail | New | Miscellaneous | Natural Gas | Pool Heater | E8 |  | Codes & Standards Forecast | 0 | 0 | 0 | 0 | 0 | 0 | 0 | 0 | 0 | 0 | 0 | 0 | 0 | 0 | 0 | 0 | 0 | 0 | 0 | 0 | 0 | 0 | 0 | 0 | 0 | 0 | 0 | 0 | 0 | 0 | 0 | 0 | 0
Commercial_Retail_New_Miscellaneous_Natural Gas_Pool Heater_E9_Codes & Standards Forecast | Commercial | Retail | New | Miscellaneous | Natural Gas | Pool Heater | E9 |  | Codes & Standards Forecast | 0 | 0 | 0 | 0 | 0 | 0 | 0 | 0 | 0 | 0 | 0 | 0 | 0 | 0 | 0 | 0 | 0 | 0 | 0 | 0 | 0 | 0 | 0 | 0 | 0 | 0 | 0 | 0 | 0 | 0 | 0 | 0 | 0
Commercial_Retail_New_Miscellaneous_Natural Gas_Pool Heater_E10_Codes & Standards Forecast | Commercial | Retail | New | Miscellaneous | Natural Gas | Pool Heater | E10 |  | Codes & Standards Forecast | 0 | 0 | 0 | 0 | 0 | 0 | 0 | 0 | 0 | 0 | 0 | 0 | 0 | 0 | 0 | 0 | 0 | 0 | 0 | 0 | 0 | 0 | 0 | 0 | 0 | 0 | 0 | 0 | 0 | 0 | 0 | 0 | 0
Commercial_Retail_New_Miscellaneous_Natural Gas_Miscellaneous_E1_Codes & Standards Forecast | Commercial | Retail | New | Miscellaneous | Natural Gas | Miscellaneous | E1 |  | Codes & Standards Forecast | 0 | 158668.9991 | 765319.5083 | 489092.7674 | 607450.0992 | 731432.688 | 785937.2936 | 765499.105 | 828175.951 | 908081.1231 | 971892.0144 | 1070305.7002 | 1291753.8843 | 1233444.0648 | 1319372.7096 | 1424089.5243 | 1489615.9016 | 1521517.0099 | 1578258.6396 | 1642830.6752 | 1711770.6974 | 1798415.7144 | 1915836.8768 | 1944604.7161 | 2024538.44 | 2112163.3686 | 2180712.4009 | 2239753.32 | 2312041.4783 | 2385277.2374 | 2460577.3989 | 2537751.1928 | 2329769.1773
Commercial_Retail_New_Miscellaneous_Natural Gas_Miscellaneous_E2_Codes & Standards Forecast | Commercial | Retail | New | Miscellaneous | Natural Gas | Miscellaneous | E2 |  | Codes & Standards Forecast | 0 | 0 | 0 | 0 | 0 | 0 | 0 | 0 | 0 | 0 | 0 | 0 | 0 | 0 | 0 | 0 | 0 | 0 | 0 | 0 | 0 | 0 | 0 | 0 | 0 | 0 | 0 | 0 | 0 | 0 | 0 | 0 | 0
Commercial_Retail_New_Miscellaneous_Natural Gas_Miscellaneous_E3_Codes & Standards Forecast | Commercial | Retail | New | Miscellaneous | Natural Gas | Miscellaneous | E3 |  | Codes & Standards Forecast | 0 | 0 | 0 | 0 | 0 | 0 | 0 | 0 | 0 | 0 | 0 | 0 | 0 | 0 | 0 | 0 | 0 | 0 | 0 | 0 | 0 | 0 | 0 | 0 | 0 | 0 | 0 | 0 | 0 | 0 | 0 | 0 | 0
Commercial_Retail_New_Miscellaneous_Natural Gas_Miscellaneous_E4_Codes & Standards Forecast | Commercial | Retail | New | Miscellaneous | Natural Gas | Miscellaneous | E4 |  | Codes & Standards Forecast | 0 | 0 | 0 | 0 | 0 | 0 | 0 | 0 | 0 | 0 | 0 | 0 | 0 | 0 | 0 | 0 | 0 | 0 | 0 | 0 | 0 | 0 | 0 | 0 | 0 | 0 | 0 | 0 | 0 | 0 | 0 | 0 | 0
Commercial_Retail_New_Miscellaneous_Natural Gas_Miscellaneous_E5_Codes & Standards Forecast | Commercial | Retail | New | Miscellaneous | Natural Gas | Miscellaneous | E5 |  | Codes & Standards Forecast | 0 | 0 | 0 | 0 | 0 | 0 | 0 | 0 | 0 | 0 | 0 | 0 | 0 | 0 | 0 | 0 | 0 | 0 | 0 | 0 | 0 | 0 | 0 | 0 | 0 | 0 | 0 | 0 | 0 | 0 | 0 | 0 | 0
Commercial_Retail_New_Miscellaneous_Natural Gas_Miscellaneous_E6_Codes & Standards Forecast | Commercial | Retail | New | Miscellaneous | Natural Gas | Miscellaneous | E6 |  | Codes & Standards Forecast | 0 | 0 | 0 | 0 | 0 | 0 | 0 | 0 | 0 | 0 | 0 | 0 | 0 | 0 | 0 | 0 | 0 | 0 | 0 | 0 | 0 | 0 | 0 | 0 | 0 | 0 | 0 | 0 | 0 | 0 | 0 | 0 | 0
Commercial_Retail_New_Miscellaneous_Natural Gas_Miscellaneous_E7_Codes & Standards Forecast | Commercial | Retail | New | Miscellaneous | Natural Gas | Miscellaneous | E7 |  | Codes & Standards Forecast | 0 | 0 | 0 | 0 | 0 | 0 | 0 | 0 | 0 | 0 | 0 | 0 | 0 | 0 | 0 | 0 | 0 | 0 | 0 | 0 | 0 | 0 | 0 | 0 | 0 | 0 | 0 | 0 | 0 | 0 | 0 | 0 | 0
Commercial_Retail_New_Miscellaneous_Natural Gas_Miscellaneous_E8_Codes & Standards Forecast | Commercial | Retail | New | Miscellaneous | Natural Gas | Miscellaneous | E8 |  | Codes & Standards Forecast | 0 | 0 | 0 | 0 | 0 | 0 | 0 | 0 | 0 | 0 | 0 | 0 | 0 | 0 | 0 | 0 | 0 | 0 | 0 | 0 | 0 | 0 | 0 | 0 | 0 | 0 | 0 | 0 | 0 | 0 | 0 | 0 | 0
Commercial_Retail_New_Miscellaneous_Natural Gas_Miscellaneous_E9_Codes & Standards Forecast | Commercial | Retail | New | Miscellaneous | Natural Gas | Miscellaneous | E9 |  | Codes & Standards Forecast | 0 | 0 | 0 | 0 | 0 | 0 | 0 | 0 | 0 | 0 | 0 | 0 | 0 | 0 | 0 | 0 | 0 | 0 | 0 | 0 | 0 | 0 | 0 | 0 | 0 | 0 | 0 | 0 | 0 | 0 | 0 | 0 | 0
Commercial_Retail_New_Miscellaneous_Natural Gas_Miscellaneous_E10_Codes & Standards Forecast | Commercial | Retail | New | Miscellaneous | Natural Gas | Miscellaneous | E10 |  | Codes & Standards Forecast | 0 | 0 | 0 | 0 | 0 | 0 | 0 | 0 | 0 | 0 | 0 | 0 | 0 | 0 | 0 | 0 | 0 | 0 | 0 | 0 | 0 | 0 | 0 | 0 | 0 | 0 | 0 | 0 | 0 | 0 | 0 | 0 | 0
Commercial_Grocery_Existing_Space Heating_Natural Gas_Furnace_E1_Codes & Standards Forecast | Commercial | Grocery | Existing | Space Heating | Natural Gas | Furnace | E1 |  | Codes & Standards Forecast | 0 | 36542.8798 | 39618.7257 | 42365.8446 | 87198.4541 | 0 | 0 | 0 | 0 | 0 | 0 | 0 | 0 | 0 | 0 | 0 | 0 | 0 | 0 | 0 | 0 | 0 | 0 | 0 | 0 | 0 | 0 | 0 | 0 | 0 | 0 | 0 | 0
Commercial_Grocery_Existing_Space Heating_Natural Gas_Furnace_E2_Codes & Standards Forecast | Commercial | Grocery | Existing | Space Heating | Natural Gas | Furnace | E2 |  | Codes & Standards Forecast | 0 | 0 | 0 | 0 | 0 | 0 | 0 | 0 | 0 | 0 | 0 | 0 | 0 | 0 | 0 | 0 | 0 | 0 | 0 | 0 | 0 | 0 | 0 | 0 | 0 | 0 | 0 | 0 | 0 | 0 | 0 | 0 | 0
Commercial_Grocery_Existing_Space Heating_Natural Gas_Furnace_E3_Codes & Standards Forecast | Commercial | Grocery | Existing | Space Heating | Natural Gas | Furnace | E3 |  | Codes & Standards Forecast | 0 | 0 | 0 | 0 | 0 | 47550.8095 | 49779.8927 | 51830.3666 | 53709.8858 | 55429.2897 | 56999.9777 | 58434.3384 | 59744.0325 | 60939.3494 | 62028.6828 | 63020.3363 | 63921.4237 | 64740.6848 | 65486.6179 | 63024.745 | 60994.0854 | 59339.2873 | 61129.1535 | 59842.0891 | 58821.8025 | 58033.6339 | 57446.4858 | 57032.8362 | 56767.9321 | 56629.9941 | 56599.4069 | 56659.3298 | 91818.1066
Commercial_Grocery_Existing_Space Heating_Natural Gas_Furnace_E4_Codes & Standards Forecast | Commercial | Grocery | Existing | Space Heating | Natural Gas | Furnace | E4 |  | Codes & Standards Forecast | 0 | 0 | 0 | 0 | 0 | 0 | 0 | 0 | 0 | 0 | 0 | 0 | 0 | 0 | 0 | 0 | 0 | 0 | 0 | 0 | 0 | 0 | 0 | 0 | 0 | 0 | 0 | 0 | 0 | 0 | 0 | 0 | 0
Commercial_Grocery_Existing_Space Heating_Natural Gas_Furnace_E5_Codes & Standards Forecast | Commercial | Grocery | Existing | Space Heating | Natural Gas | Furnace | E5 |  | Codes & Standards Forecast | 0 | 0 | 0 | 0 | 0 | 0 | 0 | 0 | 0 | 0 | 0 | 0 | 0 | 0 | 0 | 0 | 0 | 0 | 0 | 0 | 0 | 0 | 0 | 0 | 0 | 0 | 0 | 0 | 0 | 0 | 0 | 0 | 0
Commercial_Grocery_Existing_Space Heating_Natural Gas_Furnace_E6_Codes & Standards Forecast | Commercial | Grocery | Existing | Space Heating | Natural Gas | Furnace | E6 |  | Codes & Standards Forecast | 0 | 0 | 0 | 0 | 0 | 0 | 0 | 0 | 0 | 0 | 0 | 0 | 0 | 0 | 0 | 0 | 0 | 0 | 0 | 0 | 0 | 0 | 0 | 0 | 0 | 0 | 0 | 0 | 0 | 0 | 0 | 0 | 0
Commercial_Grocery_Existing_Space Heating_Natural Gas_Furnace_E7_Codes & Standards Forecast | Commercial | Grocery | Existing | Space Heating | Natural Gas | Furnace | E7 |  | Codes & Standards Forecast | 0 | 0 | 0 | 0 | 0 | 0 | 0 | 0 | 0 | 0 | 0 | 0 | 0 | 0 | 0 | 0 | 0 | 0 | 0 | 0 | 0 | 0 | 0 | 0 | 0 | 0 | 0 | 0 | 0 | 0 | 0 | 0 | 0
Commercial_Grocery_Existing_Space Heating_Natural Gas_Furnace_E8_Codes & Standards Forecast | Commercial | Grocery | Existing | Space Heating | Natural Gas | Furnace | E8 |  | Codes & Standards Forecast | 0 | 0 | 0 | 0 | 0 | 0 | 0 | 0 | 0 | 0 | 0 | 0 | 0 | 0 | 0 | 0 | 0 | 0 | 0 | 0 | 0 | 0 | 0 | 0 | 0 | 0 | 0 | 0 | 0 | 0 | 0 | 0 | 0
Commercial_Grocery_Existing_Space Heating_Natural Gas_Furnace_E9_Codes & Standards Forecast | Commercial | Grocery | Existing | Space Heating | Natural Gas | Furnace | E9 |  | Codes & Standards Forecast | 0 | 0 | 0 | 0 | 0 | 0 | 0 | 0 | 0 | 0 | 0 | 0 | 0 | 0 | 0 | 0 | 0 | 0 | 0 | 0 | 0 | 0 | 0 | 0 | 0 | 0 | 0 | 0 | 0 | 0 | 0 | 0 | 0
Commercial_Grocery_Existing_Space Heating_Natural Gas_Furnace_E10_Codes & Standards Forecast | Commercial | Grocery | Existing | Space Heating | Natural Gas | Furnace | E10 |  | Codes & Standards Forecast | 0 | 0 | 0 | 0 | 0 | 0 | 0 | 0 | 0 | 0 | 0 | 0 | 0 | 0 | 0 | 0 | 0 | 0 | 0 | 0 | 0 | 0 | 0 | 0 | 0 | 0 | 0 | 0 | 0 | 0 | 0 | 0 | 0
Commercial_Grocery_Existing_Space Heating_Natural Gas_Boiler_E1_Codes & Standards Forecast | Commercial | Grocery | Existing | Space Heating | Natural Gas | Boiler | E1 |  | Codes & Standards Forecast | 0 | 224.4172 | 243.3066 | 260.1772 | 557.9692 | 0 | 0 | 0 | 0 | 0 | 0 | 0 | 0 | 0 | 0 | 0 | 0 | 0 | 0 | 0 | 0 | 0 | 0 | 0 | 0 | 0 | 0 | 0 | 0 | 0 | 0 | 0 | 0
Commercial_Grocery_Existing_Space Heating_Natural Gas_Boiler_E2_Codes & Standards Forecast | Commercial | Grocery | Existing | Space Heating | Natural Gas | Boiler | E2 |  | Codes & Standards Forecast | 0 | 0 | 0 | 0 | 0 | 0 | 0 | 0 | 0 | 0 | 0 | 0 | 0 | 0 | 0 | 0 | 0 | 0 | 0 | 0 | 0 | 0 | 0 | 0 | 0 | 0 | 0 | 0 | 0 | 0 | 0 | 0 | 0
Commercial_Grocery_Existing_Space Heating_Natural Gas_Boiler_E3_Codes & Standards Forecast | Commercial | Grocery | Existing | Space Heating | Natural Gas | Boiler | E3 |  | Codes & Standards Forecast | 0 | 0 | 0 | 0 | 0 | 292.0191 | 305.7083 | 318.3007 | 329.8432 | 340.4024 | 350.0483 | 358.857 | 366.9001 | 374.2408 | 380.9306 | 387.0205 | 392.5543 | 397.5856 | 402.1665 | 406.3372 | 410.1205 | 394.3185 | 381.1966 | 370.4239 | 382.4294 | 373.8722 | 367.0034 | 361.6056 | 357.4832 | 354.4633 | 352.39 | 351.1282 | 509.9046
Commercial_Grocery_Existing_Space Heating_Natural Gas_Boiler_E4_Codes & Standards Forecast | Commercial | Grocery | Existing | Space Heating | Natural Gas | Boiler | E4 |  | Codes & Standards Forecast | 0 | 0 | 0 | 0 | 0 | 0 | 0 | 0 | 0 | 0 | 0 | 0 | 0 | 0 | 0 | 0 | 0 | 0 | 0 | 0 | 0 | 0 | 0 | 0 | 0 | 0 | 0 | 0 | 0 | 0 | 0 | 0 | 0
Commercial_Grocery_Existing_Space Heating_Natural Gas_Boiler_E5_Codes & Standards Forecast | Commercial | Grocery | Existing | Space Heating | Natural Gas | Boiler | E5 |  | Codes & Standards Forecast | 0 | 0 | 0 | 0 | 0 | 0 | 0 | 0 | 0 | 0 | 0 | 0 | 0 | 0 | 0 | 0 | 0 | 0 | 0 | 0 | 0 | 0 | 0 | 0 | 0 | 0 | 0 | 0 | 0 | 0 | 0 | 0 | 0
Commercial_Grocery_Existing_Space Heating_Natural Gas_Boiler_E6_Codes & Standards Forecast | Commercial | Grocery | Existing | Space Heating | Natural Gas | Boiler | E6 |  | Codes & Standards Forecast | 0 | 0 | 0 | 0 | 0 | 0 | 0 | 0 | 0 | 0 | 0 | 0 | 0 | 0 | 0 | 0 | 0 | 0 | 0 | 0 | 0 | 0 | 0 | 0 | 0 | 0 | 0 | 0 | 0 | 0 | 0 | 0 | 0
Commercial_Grocery_Existing_Space Heating_Natural Gas_Boiler_E7_Codes & Standards Forecast | Commercial | Grocery | Existing | Space Heating | Natural Gas | Boiler | E7 |  | Codes & Standards Forecast | 0 | 0 | 0 | 0 | 0 | 0 | 0 | 0 | 0 | 0 | 0 | 0 | 0 | 0 | 0 | 0 | 0 | 0 | 0 | 0 | 0 | 0 | 0 | 0 | 0 | 0 | 0 | 0 | 0 | 0 | 0 | 0 | 0
Commercial_Grocery_Existing_Space Heating_Natural Gas_Boiler_E8_Codes & Standards Forecast | Commercial | Grocery | Existing | Space Heating | Natural Gas | Boiler | E8 |  | Codes & Standards Forecast | 0 | 0 | 0 | 0 | 0 | 0 | 0 | 0 | 0 | 0 | 0 | 0 | 0 | 0 | 0 | 0 | 0 | 0 | 0 | 0 | 0 | 0 | 0 | 0 | 0 | 0 | 0 | 0 | 0 | 0 | 0 | 0 | 0
Commercial_Grocery_Existing_Space Heating_Natural Gas_Boiler_E9_Codes & Standards Forecast | Commercial | Grocery | Existing | Space Heating | Natural Gas | Boiler | E9 |  | Codes & Standards Forecast | 0 | 0 | 0 | 0 | 0 | 0 | 0 | 0 | 0 | 0 | 0 | 0 | 0 | 0 | 0 | 0 | 0 | 0 | 0 | 0 | 0 | 0 | 0 | 0 | 0 | 0 | 0 | 0 | 0 | 0 | 0 | 0 | 0
Commercial_Grocery_Existing_Space Heating_Natural Gas_Boiler_E10_Codes & Standards Forecast | Commercial | Grocery | Existing | Space Heating | Natural Gas | Boiler | E10 |  | Codes & Standards Forecast | 0 | 0 | 0 | 0 | 0 | 0 | 0 | 0 | 0 | 0 | 0 | 0 | 0 | 0 | 0 | 0 | 0 | 0 | 0 | 0 | 0 | 0 | 0 | 0 | 0 | 0 | 0 | 0 | 0 | 0 | 0 | 0 | 0
Commercial_Grocery_Existing_Space Heating_Natural Gas_Unit Heater_E1_Codes & Standards Forecast | Commercial | Grocery | Existing | Space Heating | Natural Gas | Unit Heater | E1 |  | Codes & Standards Forecast | 0 | 0 | 0 | 0 | 0 | 0 | 0 | 0 | 0 | 0 | 0 | 0 | 0 | 0 | 0 | 0 | 0 | 0 | 0 | 0 | 0 | 0 | 0 | 0 | 0 | 0 | 0 | 0 | 0 | 0 | 0 | 0 | 0
Commercial_Grocery_Existing_Space Heating_Natural Gas_Unit Heater_E2_Codes & Standards Forecast | Commercial | Grocery | Existing | Space Heating | Natural Gas | Unit Heater | E2 |  | Codes & Standards Forecast | 0 | 0 | 0 | 0 | 0 | 0 | 0 | 0 | 0 | 0 | 0 | 0 | 0 | 0 | 0 | 0 | 0 | 0 | 0 | 0 | 0 | 0 | 0 | 0 | 0 | 0 | 0 | 0 | 0 | 0 | 0 | 0 | 0
Commercial_Grocery_Existing_Space Heating_Natural Gas_Unit Heater_E3_Codes & Standards Forecast | Commercial | Grocery | Existing | Space Heating | Natural Gas | Unit Heater | E3 |  | Codes & Standards Forecast | 0 | 0 | 0 | 0 | 0 | 0 | 0 | 0 | 0 | 0 | 0 | 0 | 0 | 0 | 0 | 0 | 0 | 0 | 0 | 0 | 0 | 0 | 0 | 0 | 0 | 0 | 0 | 0 | 0 | 0 | 0 | 0 | 0
Commercial_Grocery_Existing_Space Heating_Natural Gas_Unit Heater_E4_Codes & Standards Forecast | Commercial | Grocery | Existing | Space Heating | Natural Gas | Unit Heater | E4 |  | Codes & Standards Forecast | 0 | 0 | 0 | 0 | 0 | 0 | 0 | 0 | 0 | 0 | 0 | 0 | 0 | 0 | 0 | 0 | 0 | 0 | 0 | 0 | 0 | 0 | 0 | 0 | 0 | 0 | 0 | 0 | 0 | 0 | 0 | 0 | 0
Commercial_Grocery_Existing_Space Heating_Natural Gas_Unit Heater_E5_Codes & Standards Forecast | Commercial | Grocery | Existing | Space Heating | Natural Gas | Unit Heater | E5 |  | Codes & Standards Forecast | 0 | 0 | 0 | 0 | 0 | 0 | 0 | 0 | 0 | 0 | 0 | 0 | 0 | 0 | 0 | 0 | 0 | 0 | 0 | 0 | 0 | 0 | 0 | 0 | 0 | 0 | 0 | 0 | 0 | 0 | 0 | 0 | 0
Commercial_Grocery_Existing_Space Heating_Natural Gas_Unit Heater_E6_Codes & Standards Forecast | Commercial | Grocery | Existing | Space Heating | Natural Gas | Unit Heater | E6 |  | Codes & Standards Forecast | 0 | 0 | 0 | 0 | 0 | 0 | 0 | 0 | 0 | 0 | 0 | 0 | 0 | 0 | 0 | 0 | 0 | 0 | 0 | 0 | 0 | 0 | 0 | 0 | 0 | 0 | 0 | 0 | 0 | 0 | 0 | 0 | 0
Commercial_Grocery_Existing_Space Heating_Natural Gas_Unit Heater_E7_Codes & Standards Forecast | Commercial | Grocery | Existing | Space Heating | Natural Gas | Unit Heater | E7 |  | Codes & Standards Forecast | 0 | 0 | 0 | 0 | 0 | 0 | 0 | 0 | 0 | 0 | 0 | 0 | 0 | 0 | 0 | 0 | 0 | 0 | 0 | 0 | 0 | 0 | 0 | 0 | 0 | 0 | 0 | 0 | 0 | 0 | 0 | 0 | 0
Commercial_Grocery_Existing_Space Heating_Natural Gas_Unit Heater_E8_Codes & Standards Forecast | Commercial | Grocery | Existing | Space Heating | Natural Gas | Unit Heater | E8 |  | Codes & Standards Forecast | 0 | 0 | 0 | 0 | 0 | 0 | 0 | 0 | 0 | 0 | 0 | 0 | 0 | 0 | 0 | 0 | 0 | 0 | 0 | 0 | 0 | 0 | 0 | 0 | 0 | 0 | 0 | 0 | 0 | 0 | 0 | 0 | 0
Commercial_Grocery_Existing_Space Heating_Natural Gas_Unit Heater_E9_Codes & Standards Forecast | Commercial | Grocery | Existing | Space Heating | Natural Gas | Unit Heater | E9 |  | Codes & Standards Forecast | 0 | 0 | 0 | 0 | 0 | 0 | 0 | 0 | 0 | 0 | 0 | 0 | 0 | 0 | 0 | 0 | 0 | 0 | 0 | 0 | 0 | 0 | 0 | 0 | 0 | 0 | 0 | 0 | 0 | 0 | 0 | 0 | 0
Commercial_Grocery_Existing_Space Heating_Natural Gas_Unit Heater_E10_Codes & Standards Forecast | Commercial | Grocery | Existing | Space Heating | Natural Gas | Unit Heater | E10 |  | Codes & Standards Forecast | 0 | 0 | 0 | 0 | 0 | 0 | 0 | 0 | 0 | 0 | 0 | 0 | 0 | 0 | 0 | 0 | 0 | 0 | 0 | 0 | 0 | 0 | 0 | 0 | 0 | 0 | 0 | 0 | 0 | 0 | 0 | 0 | 0
Commercial_Grocery_Existing_Water Heating_Natural Gas_Water Heater_E1_Codes & Standards Forecast | Commercial | Grocery | Existing | Water Heating | Natural Gas | Water Heater | E1 |  | Codes & Standards Forecast | 0 | 55285.2203 | 71503.2541 | 84178.0703 | 126602.841 | 102791.9515 | 109230.1922 | 114330.3288 | 118351.5063 | 121506.4988 | 107788.4825 | 100043.3586 | 96410.1351 | 101796.5839 | 101440.9258 | 116420.1068 | 119578.4662 | 122047.6626 | 132094.9024 | 120661.8436 | 117696.7188 | 114274.6659 | 112327.0929 | 110483.3208 | 107654.9834 | 107532.3079 | 108962.5598 | 114374.1391 | 114983.376 | 118792.5052 | 118150.966 | 117077.6716 | 136066.6819
Commercial_Grocery_Existing_Water Heating_Natural Gas_Water Heater_E2_Codes & Standards Forecast | Commercial | Grocery | Existing | Water Heating | Natural Gas | Water Heater | E2 |  | Codes & Standards Forecast | 0 | 0 | 0 | 0 | 0 | 0 | 0 | 0 | 0 | 0 | 0 | 0 | 0 | 0 | 0 | 0 | 0 | 0 | 0 | 0 | 0 | 0 | 0 | 0 | 0 | 0 | 0 | 0 | 0 | 0 | 0 | 0 | 0
Commercial_Grocery_Existing_Water Heating_Natural Gas_Water Heater_E3_Codes & Standards Forecast | Commercial | Grocery | Existing | Water Heating | Natural Gas | Water Heater | E3 |  | Codes & Standards Forecast | 0 | 0 | 0 | 0 | 0 | 0 | 0 | 0 | 0 | 0 | 0 | 0 | 0 | 0 | 0 | 0 | 0 | 0 | 0 | 0 | 0 | 0 | 0 | 0 | 0 | 0 | 0 | 0 | 0 | 0 | 0 | 0 | 0
Commercial_Grocery_Existing_Water Heating_Natural Gas_Water Heater_E4_Codes & Standards Forecast | Commercial | Grocery | Existing | Water Heating | Natural Gas | Water Heater | E4 |  | Codes & Standards Forecast | 0 | 0 | 0 | 0 | 0 | 0 | 0 | 0 | 0 | 0 | 0 | 0 | 0 | 0 | 0 | 0 | 0 | 0 | 0 | 0 | 0 | 0 | 0 | 0 | 0 | 0 | 0 | 0 | 0 | 0 | 0 | 0 | 0
Commercial_Grocery_Existing_Water Heating_Natural Gas_Water Heater_E5_Codes & Standards Forecast | Commercial | Grocery | Existing | Water Heating | Natural Gas | Water Heater | E5 |  | Codes & Standards Forecast | 0 | 0 | 0 | 0 | 0 | 0 | 0 | 0 | 0 | 0 | 0 | 0 | 0 | 0 | 0 | 0 | 0 | 0 | 0 | 0 | 0 | 0 | 0 | 0 | 0 | 0 | 0 | 0 | 0 | 0 | 0 | 0 | 0
Commercial_Grocery_Existing_Water Heating_Natural Gas_Water Heater_E6_Codes & Standards Forecast | Commercial | Grocery | Existing | Water Heating | Natural Gas | Water Heater | E6 |  | Codes & Standards Forecast | 0 | 0 | 0 | 0 | 0 | 0 | 0 | 0 | 0 | 0 | 0 | 0 | 0 | 0 | 0 | 0 | 0 | 0 | 0 | 0 | 0 | 0 | 0 | 0 | 0 | 0 | 0 | 0 | 0 | 0 | 0 | 0 | 0
Commercial_Grocery_Existing_Water Heating_Natural Gas_Water Heater_E7_Codes & Standards Forecast | Commercial | Grocery | Existing | Water Heating | Natural Gas | Water Heater | E7 |  | Codes & Standards Forecast | 0 | 0 | 0 | 0 | 0 | 0 | 0 | 0 | 0 | 0 | 0 | 0 | 0 | 0 | 0 | 0 | 0 | 0 | 0 | 0 | 0 | 0 | 0 | 0 | 0 | 0 | 0 | 0 | 0 | 0 | 0 | 0 | 0
Commercial_Grocery_Existing_Water Heating_Natural Gas_Water Heater_E8_Codes & Standards Forecast | Commercial | Grocery | Existing | Water Heating | Natural Gas | Water Heater | E8 |  | Codes & Standards Forecast | 0 | 0 | 0 | 0 | 0 | 0 | 0 | 0 | 0 | 0 | 0 | 0 | 0 | 0 | 0 | 0 | 0 | 0 | 0 | 0 | 0 | 0 | 0 | 0 | 0 | 0 | 0 | 0 | 0 | 0 | 0 | 0 | 0
Commercial_Grocery_Existing_Water Heating_Natural Gas_Water Heater_E9_Codes & Standards Forecast | Commercial | Grocery | Existing | Water Heating | Natural Gas | Water Heater | E9 |  | Codes & Standards Forecast | 0 | 0 | 0 | 0 | 0 | 0 | 0 | 0 | 0 | 0 | 0 | 0 | 0 | 0 | 0 | 0 | 0 | 0 | 0 | 0 | 0 | 0 | 0 | 0 | 0 | 0 | 0 | 0 | 0 | 0 | 0 | 0 | 0
Commercial_Grocery_Existing_Water Heating_Natural Gas_Water Heater_E10_Codes & Standards Forecast | Commercial | Grocery | Existing | Water Heating | Natural Gas | Water Heater | E10 |  | Codes & Standards Forecast | 0 | 0 | 0 | 0 | 0 | 0 | 0 | 0 | 0 | 0 | 0 | 0 | 0 | 0 | 0 | 0 | 0 | 0 | 0 | 0 | 0 | 0 | 0 | 0 | 0 | 0 | 0 | 0 | 0 | 0 | 0 | 0 | 0
Commercial_Grocery_Existing_Food Preparation_Natural Gas_Oven_E1_Codes & Standards Forecast | Commercial | Grocery | Existing | Food Preparation | Natural Gas | Oven | E1 |  | Codes & Standards Forecast | 0 | 17603.5967 | 18973.0402 | 20063.9393 | 28391.3431 | 21851.6373 | 22495.5786 | 23025.9549 | 23459.3149 | 23810.9379 | 22663.0805 | 21940.5283 | 21531.4134 | 22545.6205 | 22322.749 | 22244.0061 | 26999.0101 | 26685.0646 | 26416.6381 | 27931.2448 | 25073.9178 | 24567.8891 | 24281.3907 | 23980.1506 | 23694.5532 | 23829.7371 | 24005.1009 | 24191.0357 | 24978.1823 | 24829.6459 | 24661.2932 | 25782.9284 | 29482.5049
Commercial_Grocery_Existing_Food Preparation_Natural Gas_Oven_E2_Codes & Standards Forecast | Commercial | Grocery | Existing | Food Preparation | Natural Gas | Oven | E2 |  | Codes & Standards Forecast | 0 | 0 | 0 | 0 | 0 | 0 | 0 | 0 | 0 | 0 | 0 | 0 | 0 | 0 | 0 | 0 | 0 | 0 | 0 | 0 | 0 | 0 | 0 | 0 | 0 | 0 | 0 | 0 | 0 | 0 | 0 | 0 | 0
Commercial_Grocery_Existing_Food Preparation_Natural Gas_Oven_E3_Codes & Standards Forecast | Commercial | Grocery | Existing | Food Preparation | Natural Gas | Oven | E3 |  | Codes & Standards Forecast | 0 | 0 | 0 | 0 | 0 | 0 | 0 | 0 | 0 | 0 | 0 | 0 | 0 | 0 | 0 | 0 | 0 | 0 | 0 | 0 | 0 | 0 | 0 | 0 | 0 | 0 | 0 | 0 | 0 | 0 | 0 | 0 | 0
Commercial_Grocery_Existing_Food Preparation_Natural Gas_Oven_E4_Codes & Standards Forecast | Commercial | Grocery | Existing | Food Preparation | Natural Gas | Oven | E4 |  | Codes & Standards Forecast | 0 | 0 | 0 | 0 | 0 | 0 | 0 | 0 | 0 | 0 | 0 | 0 | 0 | 0 | 0 | 0 | 0 | 0 | 0 | 0 | 0 | 0 | 0 | 0 | 0 | 0 | 0 | 0 | 0 | 0 | 0 | 0 | 0
Commercial_Grocery_Existing_Food Preparation_Natural Gas_Oven_E5_Codes & Standards Forecast | Commercial | Grocery | Existing | Food Preparation | Natural Gas | Oven | E5 |  | Codes & Standards Forecast | 0 | 0 | 0 | 0 | 0 | 0 | 0 | 0 | 0 | 0 | 0 | 0 | 0 | 0 | 0 | 0 | 0 | 0 | 0 | 0 | 0 | 0 | 0 | 0 | 0 | 0 | 0 | 0 | 0 | 0 | 0 | 0 | 0
Commercial_Grocery_Existing_Food Preparation_Natural Gas_Oven_E6_Codes & Standards Forecast | Commercial | Grocery | Existing | Food Preparation | Natural Gas | Oven | E6 |  | Codes & Standards Forecast | 0 | 0 | 0 | 0 | 0 | 0 | 0 | 0 | 0 | 0 | 0 | 0 | 0 | 0 | 0 | 0 | 0 | 0 | 0 | 0 | 0 | 0 | 0 | 0 | 0 | 0 | 0 | 0 | 0 | 0 | 0 | 0 | 0
Commercial_Grocery_Existing_Food Preparation_Natural Gas_Oven_E7_Codes & Standards Forecast | Commercial | Grocery | Existing | Food Preparation | Natural Gas | Oven | E7 |  | Codes & Standards Forecast | 0 | 0 | 0 | 0 | 0 | 0 | 0 | 0 | 0 | 0 | 0 | 0 | 0 | 0 | 0 | 0 | 0 | 0 | 0 | 0 | 0 | 0 | 0 | 0 | 0 | 0 | 0 | 0 | 0 | 0 | 0 | 0 | 0
Commercial_Grocery_Existing_Food Preparation_Natural Gas_Oven_E8_Codes & Standards Forecast | Commercial | Grocery | Existing | Food Preparation | Natural Gas | Oven | E8 |  | Codes & Standards Forecast | 0 | 0 | 0 | 0 | 0 | 0 | 0 | 0 | 0 | 0 | 0 | 0 | 0 | 0 | 0 | 0 | 0 | 0 | 0 | 0 | 0 | 0 | 0 | 0 | 0 | 0 | 0 | 0 | 0 | 0 | 0 | 0 | 0
Commercial_Grocery_Existing_Food Preparation_Natural Gas_Oven_E9_Codes & Standards Forecast | Commercial | Grocery | Existing | Food Preparation | Natural Gas | Oven | E9 |  | Codes & Standards Forecast | 0 | 0 | 0 | 0 | 0 | 0 | 0 | 0 | 0 | 0 | 0 | 0 | 0 | 0 | 0 | 0 | 0 | 0 | 0 | 0 | 0 | 0 | 0 | 0 | 0 | 0 | 0 | 0 | 0 | 0 | 0 | 0 | 0
Commercial_Grocery_Existing_Food Preparation_Natural Gas_Oven_E10_Codes & Standards Forecast | Commercial | Grocery | Existing | Food Preparation | Natural Gas | Oven | E10 |  | Codes & Standards Forecast | 0 | 0 | 0 | 0 | 0 | 0 | 0 | 0 | 0 | 0 | 0 | 0 | 0 | 0 | 0 | 0 | 0 | 0 | 0 | 0 | 0 | 0 | 0 | 0 | 0 | 0 | 0 | 0 | 0 | 0 | 0 | 0 | 0
Commercial_Grocery_Existing_Food Preparation_Natural Gas_Conveyor Oven_E1_Codes & Standards Forecast | Commercial | Grocery | Existing | Food Preparation | Natural Gas | Conveyor Oven | E1 |  | Codes & Standards Forecast | 0 | 3727.8205 | 4821.3843 | 5676.033 | 10043.7832 | 6931.1461 | 7365.2695 | 7709.166 | 7980.3095 | 8193.0471 | 8358.9887 | 8487.6601 | 8586.7113 | 8662.1961 | 8718.7979 | 8760.3263 | 8789.7475 | 7734.3931 | 7105.3363 | 6772.9765 | 7350.2404 | 7210.2604 | 8113.6138 | 8249.6724 | 8354.6453 | 9353.4559 | 8311.8265 | 8393.3667 | 8454.8197 | 8500.2334 | 8532.7903 | 8555.1018 | 10654.3849
Commercial_Grocery_Existing_Food Preparation_Natural Gas_Conveyor Oven_E2_Codes & Standards Forecast | Commercial | Grocery | Existing | Food Preparation | Natural Gas | Conveyor Oven | E2 |  | Codes & Standards Forecast | 0 | 0 | 0 | 0 | 0 | 0 | 0 | 0 | 0 | 0 | 0 | 0 | 0 | 0 | 0 | 0 | 0 | 0 | 0 | 0 | 0 | 0 | 0 | 0 | 0 | 0 | 0 | 0 | 0 | 0 | 0 | 0 | 0
Commercial_Grocery_Existing_Food Preparation_Natural Gas_Conveyor Oven_E3_Codes & Standards Forecast | Commercial | Grocery | Existing | Food Preparation | Natural Gas | Conveyor Oven | E3 |  | Codes & Standards Forecast | 0 | 0 | 0 | 0 | 0 | 0 | 0 | 0 | 0 | 0 | 0 | 0 | 0 | 0 | 0 | 0 | 0 | 0 | 0 | 0 | 0 | 0 | 0 | 0 | 0 | 0 | 0 | 0 | 0 | 0 | 0 | 0 | 0
Commercial_Grocery_Existing_Food Preparation_Natural Gas_Conveyor Oven_E4_Codes & Standards Forecast | Commercial | Grocery | Existing | Food Preparation | Natural Gas | Conveyor Oven | E4 |  | Codes & Standards Forecast | 0 | 0 | 0 | 0 | 0 | 0 | 0 | 0 | 0 | 0 | 0 | 0 | 0 | 0 | 0 | 0 | 0 | 0 | 0 | 0 | 0 | 0 | 0 | 0 | 0 | 0 | 0 | 0 | 0 | 0 | 0 | 0 | 0
Commercial_Grocery_Existing_Food Preparation_Natural Gas_Conveyor Oven_E5_Codes & Standards Forecast | Commercial | Grocery | Existing | Food Preparation | Natural Gas | Conveyor Oven | E5 |  | Codes & Standards Forecast | 0 | 0 | 0 | 0 | 0 | 0 | 0 | 0 | 0 | 0 | 0 | 0 | 0 | 0 | 0 | 0 | 0 | 0 | 0 | 0 | 0 | 0 | 0 | 0 | 0 | 0 | 0 | 0 | 0 | 0 | 0 | 0 | 0
Commercial_Grocery_Existing_Food Preparation_Natural Gas_Conveyor Oven_E6_Codes & Standards Forecast | Commercial | Grocery | Existing | Food Preparation | Natural Gas | Conveyor Oven | E6 |  | Codes & Standards Forecast | 0 | 0 | 0 | 0 | 0 | 0 | 0 | 0 | 0 | 0 | 0 | 0 | 0 | 0 | 0 | 0 | 0 | 0 | 0 | 0 | 0 | 0 | 0 | 0 | 0 | 0 | 0 | 0 | 0 | 0 | 0 | 0 | 0
Commercial_Grocery_Existing_Food Preparation_Natural Gas_Conveyor Oven_E7_Codes & Standards Forecast | Commercial | Grocery | Existing | Food Preparation | Natural Gas | Conveyor Oven | E7 |  | Codes & Standards Forecast | 0 | 0 | 0 | 0 | 0 | 0 | 0 | 0 | 0 | 0 | 0 | 0 | 0 | 0 | 0 | 0 | 0 | 0 | 0 | 0 | 0 | 0 | 0 | 0 | 0 | 0 | 0 | 0 | 0 | 0 | 0 | 0 | 0
Commercial_Grocery_Existing_Food Preparation_Natural Gas_Conveyor Oven_E8_Codes & Standards Forecast | Commercial | Grocery | Existing | Food Preparation | Natural Gas | Conveyor Oven | E8 |  | Codes & Standards Forecast | 0 | 0 | 0 | 0 | 0 | 0 | 0 | 0 | 0 | 0 | 0 | 0 | 0 | 0 | 0 | 0 | 0 | 0 | 0 | 0 | 0 | 0 | 0 | 0 | 0 | 0 | 0 | 0 | 0 | 0 | 0 | 0 | 0
Commercial_Grocery_Existing_Food Preparation_Natural Gas_Conveyor Oven_E9_Codes & Standards Forecast | Commercial | Grocery | Existing | Food Preparation | Natural Gas | Conveyor Oven | E9 |  | Codes & Standards Forecast | 0 | 0 | 0 | 0 | 0 | 0 | 0 | 0 | 0 | 0 | 0 | 0 | 0 | 0 | 0 | 0 | 0 | 0 | 0 | 0 | 0 | 0 | 0 | 0 | 0 | 0 | 0 | 0 | 0 | 0 | 0 | 0 | 0
Commercial_Grocery_Existing_Food Preparation_Natural Gas_Conveyor Oven_E10_Codes & Standards Forecast | Commercial | Grocery | Existing | Food Preparation | Natural Gas | Conveyor Oven | E10 |  | Codes & Standards Forecast | 0 | 0 | 0 | 0 | 0 | 0 | 0 | 0 | 0 | 0 | 0 | 0 | 0 | 0 | 0 | 0 | 0 | 0 | 0 | 0 | 0 | 0 | 0 | 0 | 0 | 0 | 0 | 0 | 0 | 0 | 0 | 0 | 0
Commercial_Grocery_Existing_Food Preparation_Natural Gas_Double Rack Oven_E1_Codes & Standards Forecast | Commercial | Grocery | Existing | Food Preparation | Natural Gas | Double Rack Oven | E1 |  | Codes & Standards Forecast | 0 | 5281.079 | 6830.2945 | 8041.0467 | 12703.6558 | 9819.1237 | 10434.1318 | 10921.3185 | 11305.4384 | 11606.8167 | 11841.9007 | 12024.1851 | 10625.4441 | 9814.0026 | 9408.7425 | 9992.6136 | 9896.5838 | 11272.1133 | 11533.7237 | 11738.1965 | 12824.5427 | 11833.4667 | 11962.9726 | 11760.1011 | 11413.1964 | 11036.0456 | 10832.5084 | 10637.9151 | 10350.2876 | 10319.9695 | 10438.0649 | 10995.3523 | 13163.9624
Commercial_Grocery_Existing_Food Preparation_Natural Gas_Double Rack Oven_E2_Codes & Standards Forecast | Commercial | Grocery | Existing | Food Preparation | Natural Gas | Double Rack Oven | E2 |  | Codes & Standards Forecast | 0 | 0 | 0 | 0 | 0 | 0 | 0 | 0 | 0 | 0 | 0 | 0 | 0 | 0 | 0 | 0 | 0 | 0 | 0 | 0 | 0 | 0 | 0 | 0 | 0 | 0 | 0 | 0 | 0 | 0 | 0 | 0 | 0
Commercial_Grocery_Existing_Food Preparation_Natural Gas_Double Rack Oven_E3_Codes & Standards Forecast | Commercial | Grocery | Existing | Food Preparation | Natural Gas | Double Rack Oven | E3 |  | Codes & Standards Forecast | 0 | 0 | 0 | 0 | 0 | 0 | 0 | 0 | 0 | 0 | 0 | 0 | 0 | 0 | 0 | 0 | 0 | 0 | 0 | 0 | 0 | 0 | 0 | 0 | 0 | 0 | 0 | 0 | 0 | 0 | 0 | 0 | 0
Commercial_Grocery_Existing_Food Preparation_Natural Gas_Double Rack Oven_E4_Codes & Standards Forecast | Commercial | Grocery | Existing | Food Preparation | Natural Gas | Double Rack Oven | E4 |  | Codes & Standards Forecast | 0 | 0 | 0 | 0 | 0 | 0 | 0 | 0 | 0 | 0 | 0 | 0 | 0 | 0 | 0 | 0 | 0 | 0 | 0 | 0 | 0 | 0 | 0 | 0 | 0 | 0 | 0 | 0 | 0 | 0 | 0 | 0 | 0
Commercial_Grocery_Existing_Food Preparation_Natural Gas_Double Rack Oven_E5_Codes & Standards Forecast | Commercial | Grocery | Existing | Food Preparation | Natural Gas | Double Rack Oven | E5 |  | Codes & Standards Forecast | 0 | 0 | 0 | 0 | 0 | 0 | 0 | 0 | 0 | 0 | 0 | 0 | 0 | 0 | 0 | 0 | 0 | 0 | 0 | 0 | 0 | 0 | 0 | 0 | 0 | 0 | 0 | 0 | 0 | 0 | 0 | 0 | 0
Commercial_Grocery_Existing_Food Preparation_Natural Gas_Double Rack Oven_E6_Codes & Standards Forecast | Commercial | Grocery | Existing | Food Preparation | Natural Gas | Double Rack Oven | E6 |  | Codes & Standards Forecast | 0 | 0 | 0 | 0 | 0 | 0 | 0 | 0 | 0 | 0 | 0 | 0 | 0 | 0 | 0 | 0 | 0 | 0 | 0 | 0 | 0 | 0 | 0 | 0 | 0 | 0 | 0 | 0 | 0 | 0 | 0 | 0 | 0
Commercial_Grocery_Existing_Food Preparation_Natural Gas_Double Rack Oven_E7_Codes & Standards Forecast | Commercial | Grocery | Existing | Food Preparation | Natural Gas | Double Rack Oven | E7 |  | Codes & Standards Forecast | 0 | 0 | 0 | 0 | 0 | 0 | 0 | 0 | 0 | 0 | 0 | 0 | 0 | 0 | 0 | 0 | 0 | 0 | 0 | 0 | 0 | 0 | 0 | 0 | 0 | 0 | 0 | 0 | 0 | 0 | 0 | 0 | 0
Commercial_Grocery_Existing_Food Preparation_Natural Gas_Double Rack Oven_E8_Codes & Standards Forecast | Commercial | Grocery | Existing | Food Preparation | Natural Gas | Double Rack Oven | E8 |  | Codes & Standards Forecast | 0 | 0 | 0 | 0 | 0 | 0 | 0 | 0 | 0 | 0 | 0 | 0 | 0 | 0 | 0 | 0 | 0 | 0 | 0 | 0 | 0 | 0 | 0 | 0 | 0 | 0 | 0 | 0 | 0 | 0 | 0 | 0 | 0
Commercial_Grocery_Existing_Food Preparation_Natural Gas_Double Rack Oven_E9_Codes & Standards Forecast | Commercial | Grocery | Existing | Food Preparation | Natural Gas | Double Rack Oven | E9 |  | Codes & Standards Forecast | 0 | 0 | 0 | 0 | 0 | 0 | 0 | 0 | 0 | 0 | 0 | 0 | 0 | 0 | 0 | 0 | 0 | 0 | 0 | 0 | 0 | 0 | 0 | 0 | 0 | 0 | 0 | 0 | 0 | 0 | 0 | 0 | 0
Commercial_Grocery_Existing_Food Preparation_Natural Gas_Double Rack Oven_E10_Codes & Standards Forecast | Commercial | Grocery | Existing | Food Preparation | Natural Gas | Double Rack Oven | E10 |  | Codes & Standards Forecast | 0 | 0 | 0 | 0 | 0 | 0 | 0 | 0 | 0 | 0 | 0 | 0 | 0 | 0 | 0 | 0 | 0 | 0 | 0 | 0 | 0 | 0 | 0 | 0 | 0 | 0 | 0 | 0 | 0 | 0 | 0 | 0 | 0
Commercial_Grocery_Existing_Food Preparation_Natural Gas_Fryer_E1_Codes & Standards Forecast | Commercial | Grocery | Existing | Food Preparation | Natural Gas | Fryer | E1 |  | Codes & Standards Forecast | 0 | 0 | 0 | 0 | 0 | 0 | 0 | 0 | 0 | 0 | 0 | 0 | 0 | 0 | 0 | 0 | 0 | 0 | 0 | 0 | 0 | 0 | 0 | 0 | 0 | 0 | 0 | 0 | 0 | 0 | 0 | 0 | 0
Commercial_Grocery_Existing_Food Preparation_Natural Gas_Fryer_E2_Codes & Standards Forecast | Commercial | Grocery | Existing | Food Preparation | Natural Gas | Fryer | E2 |  | Codes & Standards Forecast | 0 | 0 | 0 | 11392.274 | 46538.723 | 48173.4306 | 61116.3271 | 71408.6267 | 79581.6512 | 63533.4833 | 50720.7886 | 42735.2357 | 43262.3855 | 44011.1114 | 47157.997 | 51696.3802 | 59837.8504 | 69231.9919 | 65703.8439 | 64203.6544 | 62440.6159 | 60644.7208 | 53649.4079 | 49774.9721 | 49510.139 | 53318.2036 | 55719.6223 | 57952.94 | 59743.9105 | 61741.2197 | 62280.8438 | 58650.3821 | 64600.1739
Commercial_Grocery_Existing_Food Preparation_Natural Gas_Fryer_E3_Codes & Standards Forecast | Commercial | Grocery | Existing | Food Preparation | Natural Gas | Fryer | E3 |  | Codes & Standards Forecast | 0 | 0 | 0 | 0 | 0 | 0 | 0 | 0 | 0 | 0 | 0 | 0 | 0 | 0 | 0 | 0 | 0 | 0 | 0 | 0 | 0 | 0 | 0 | 0 | 0 | 0 | 0 | 0 | 0 | 0 | 0 | 0 | 0
Commercial_Grocery_Existing_Food Preparation_Natural Gas_Fryer_E4_Codes & Standards Forecast | Commercial | Grocery | Existing | Food Preparation | Natural Gas | Fryer | E4 |  | Codes & Standards Forecast | 0 | 0 | 0 | 0 | 0 | 0 | 0 | 0 | 0 | 0 | 0 | 0 | 0 | 0 | 0 | 0 | 0 | 0 | 0 | 0 | 0 | 0 | 0 | 0 | 0 | 0 | 0 | 0 | 0 | 0 | 0 | 0 | 0
Commercial_Grocery_Existing_Food Preparation_Natural Gas_Fryer_E5_Codes & Standards Forecast | Commercial | Grocery | Existing | Food Preparation | Natural Gas | Fryer | E5 |  | Codes & Standards Forecast | 0 | 0 | 0 | 0 | 0 | 0 | 0 | 0 | 0 | 0 | 0 | 0 | 0 | 0 | 0 | 0 | 0 | 0 | 0 | 0 | 0 | 0 | 0 | 0 | 0 | 0 | 0 | 0 | 0 | 0 | 0 | 0 | 0
Commercial_Grocery_Existing_Food Preparation_Natural Gas_Fryer_E6_Codes & Standards Forecast | Commercial | Grocery | Existing | Food Preparation | Natural Gas | Fryer | E6 |  | Codes & Standards Forecast | 0 | 0 | 0 | 0 | 0 | 0 | 0 | 0 | 0 | 0 | 0 | 0 | 0 | 0 | 0 | 0 | 0 | 0 | 0 | 0 | 0 | 0 | 0 | 0 | 0 | 0 | 0 | 0 | 0 | 0 | 0 | 0 | 0
Commercial_Grocery_Existing_Food Preparation_Natural Gas_Fryer_E7_Codes & Standards Forecast | Commercial | Grocery | Existing | Food Preparation | Natural Gas | Fryer | E7 |  | Codes & Standards Forecast | 0 | 0 | 0 | 0 | 0 | 0 | 0 | 0 | 0 | 0 | 0 | 0 | 0 | 0 | 0 | 0 | 0 | 0 | 0 | 0 | 0 | 0 | 0 | 0 | 0 | 0 | 0 | 0 | 0 | 0 | 0 | 0 | 0
Commercial_Grocery_Existing_Food Preparation_Natural Gas_Fryer_E8_Codes & Standards Forecast | Commercial | Grocery | Existing | Food Preparation | Natural Gas | Fryer | E8 |  | Codes & Standards Forecast | 0 | 0 | 0 | 0 | 0 | 0 | 0 | 0 | 0 | 0 | 0 | 0 | 0 | 0 | 0 | 0 | 0 | 0 | 0 | 0 | 0 | 0 | 0 | 0 | 0 | 0 | 0 | 0 | 0 | 0 | 0 | 0 | 0
Commercial_Grocery_Existing_Food Preparation_Natural Gas_Fryer_E9_Codes & Standards Forecast | Commercial | Grocery | Existing | Food Preparation | Natural Gas | Fryer | E9 |  | Codes & Standards Forecast | 0 | 0 | 0 | 0 | 0 | 0 | 0 | 0 | 0 | 0 | 0 | 0 | 0 | 0 | 0 | 0 | 0 | 0 | 0 | 0 | 0 | 0 | 0 | 0 | 0 | 0 | 0 | 0 | 0 | 0 | 0 | 0 | 0
Commercial_Grocery_Existing_Food Preparation_Natural Gas_Fryer_E10_Codes & Standards Forecast | Commercial | Grocery | Existing | Food Preparation | Natural Gas | Fryer | E10 |  | Codes & Standards Forecast | 0 | 0 | 0 | 0 | 0 | 0 | 0 | 0 | 0 | 0 | 0 | 0 | 0 | 0 | 0 | 0 | 0 | 0 | 0 | 0 | 0 | 0 | 0 | 0 | 0 | 0 | 0 | 0 | 0 | 0 | 0 | 0 | 0
Commercial_Grocery_Existing_Food Preparation_Natural Gas_Broiler_E1_Codes & Standards Forecast | Commercial | Grocery | Existing | Food Preparation | Natural Gas | Broiler | E1 |  | Codes & Standards Forecast | 0 | 0 | 0 | 0 | 0 | 0 | 0 | 0 | 0 | 0 | 0 | 0 | 0 | 0 | 0 | 0 | 0 | 0 | 0 | 0 | 0 | 0 | 0 | 0 | 0 | 0 | 0 | 0 | 0 | 0 | 0 | 0 | 0
Commercial_Grocery_Existing_Food Preparation_Natural Gas_Broiler_E2_Codes & Standards Forecast | Commercial | Grocery | Existing | Food Preparation | Natural Gas | Broiler | E2 |  | Codes & Standards Forecast | 0 | 0 | 0 | 0 | 0 | 0 | 0 | 0 | 0 | 0 | 0 | 0 | 0 | 0 | 0 | 0 | 0 | 0 | 0 | 0 | 0 | 0 | 0 | 0 | 0 | 0 | 0 | 0 | 0 | 0 | 0 | 0 | 0
Commercial_Grocery_Existing_Food Preparation_Natural Gas_Broiler_E3_Codes & Standards Forecast | Commercial | Grocery | Existing | Food Preparation | Natural Gas | Broiler | E3 |  | Codes & Standards Forecast | 0 | 0 | 0 | 0 | 0 | 0 | 0 | 0 | 0 | 0 | 0 | 0 | 0 | 0 | 0 | 0 | 0 | 0 | 0 | 0 | 0 | 0 | 0 | 0 | 0 | 0 | 0 | 0 | 0 | 0 | 0 | 0 | 0
Commercial_Grocery_Existing_Food Preparation_Natural Gas_Broiler_E4_Codes & Standards Forecast | Commercial | Grocery | Existing | Food Preparation | Natural Gas | Broiler | E4 |  | Codes & Standards Forecast | 0 | 0 | 0 | 0 | 0 | 0 | 0 | 0 | 0 | 0 | 0 | 0 | 0 | 0 | 0 | 0 | 0 | 0 | 0 | 0 | 0 | 0 | 0 | 0 | 0 | 0 | 0 | 0 | 0 | 0 | 0 | 0 | 0
Commercial_Grocery_Existing_Food Preparation_Natural Gas_Broiler_E5_Codes & Standards Forecast | Commercial | Grocery | Existing | Food Preparation | Natural Gas | Broiler | E5 |  | Codes & Standards Forecast | 0 | 0 | 0 | 0 | 0 | 0 | 0 | 0 | 0 | 0 | 0 | 0 | 0 | 0 | 0 | 0 | 0 | 0 | 0 | 0 | 0 | 0 | 0 | 0 | 0 | 0 | 0 | 0 | 0 | 0 | 0 | 0 | 0
Commercial_Grocery_Existing_Food Preparation_Natural Gas_Broiler_E6_Codes & Standards Forecast | Commercial | Grocery | Existing | Food Preparation | Natural Gas | Broiler | E6 |  | Codes & Standards Forecast | 0 | 0 | 0 | 0 | 0 | 0 | 0 | 0 | 0 | 0 | 0 | 0 | 0 | 0 | 0 | 0 | 0 | 0 | 0 | 0 | 0 | 0 | 0 | 0 | 0 | 0 | 0 | 0 | 0 | 0 | 0 | 0 | 0
Commercial_Grocery_Existing_Food Preparation_Natural Gas_Broiler_E7_Codes & Standards Forecast | Commercial | Grocery | Existing | Food Preparation | Natural Gas | Broiler | E7 |  | Codes & Standards Forecast | 0 | 0 | 0 | 0 | 0 | 0 | 0 | 0 | 0 | 0 | 0 | 0 | 0 | 0 | 0 | 0 | 0 | 0 | 0 | 0 | 0 | 0 | 0 | 0 | 0 | 0 | 0 | 0 | 0 | 0 | 0 | 0 | 0
Commercial_Grocery_Existing_Food Preparation_Natural Gas_Broiler_E8_Codes & Standards Forecast | Commercial | Grocery | Existing | Food Preparation | Natural Gas | Broiler | E8 |  | Codes & Standards Forecast | 0 | 0 | 0 | 0 | 0 | 0 | 0 | 0 | 0 | 0 | 0 | 0 | 0 | 0 | 0 | 0 | 0 | 0 | 0 | 0 | 0 | 0 | 0 | 0 | 0 | 0 | 0 | 0 | 0 | 0 | 0 | 0 | 0
Commercial_Grocery_Existing_Food Preparation_Natural Gas_Broiler_E9_Codes & Standards Forecast | Commercial | Grocery | Existing | Food Preparation | Natural Gas | Broiler | E9 |  | Codes & Standards Forecast | 0 | 0 | 0 | 0 | 0 | 0 | 0 | 0 | 0 | 0 | 0 | 0 | 0 | 0 | 0 | 0 | 0 | 0 | 0 | 0 | 0 | 0 | 0 | 0 | 0 | 0 | 0 | 0 | 0 | 0 | 0 | 0 | 0
Commercial_Grocery_Existing_Food Preparation_Natural Gas_Broiler_E10_Codes & Standards Forecast | Commercial | Grocery | Existing | Food Preparation | Natural Gas | Broiler | E10 |  | Codes & Standards Forecast | 0 | 0 | 0 | 0 | 0 | 0 | 0 | 0 | 0 | 0 | 0 | 0 | 0 | 0 | 0 | 0 | 0 | 0 | 0 | 0 | 0 | 0 | 0 | 0 | 0 | 0 | 0 | 0 | 0 | 0 | 0 | 0 | 0
Commercial_Grocery_Existing_Food Preparation_Natural Gas_Griddle_E1_Codes & Standards Forecast | Commercial | Grocery | Existing | Food Preparation | Natural Gas | Griddle | E1 |  | Codes & Standards Forecast | 0 | 21124.316 | 27321.1778 | 0 | 0 | 0 | 0 | 0 | 0 | 0 | 0 | 0 | 0 | 0 | 0 | 0 | 0 | 0 | 0 | 0 | 0 | 0 | 0 | 0 | 0 | 0 | 0 | 0 | 0 | 0 | 0 | 0 | 0
Commercial_Grocery_Existing_Food Preparation_Natural Gas_Griddle_E2_Codes & Standards Forecast | Commercial | Grocery | Existing | Food Preparation | Natural Gas | Griddle | E2 |  | Codes & Standards Forecast | 0 | 0 | 0 | 32164.1869 | 50814.6232 | 39276.4948 | 41736.5272 | 43685.274 | 45221.7538 | 46427.2669 | 47367.6028 | 48096.7404 | 42501.7763 | 39256.0105 | 37634.9701 | 39970.4545 | 39586.3353 | 45088.4532 | 46134.8948 | 46952.786 | 51298.1707 | 47333.8667 | 47851.8906 | 47040.4042 | 45652.7854 | 44144.1822 | 43330.0336 | 42551.6606 | 41401.1504 | 41279.8779 | 41752.2597 | 43981.4094 | 52655.8495
Commercial_Grocery_Existing_Food Preparation_Natural Gas_Griddle_E3_Codes & Standards Forecast | Commercial | Grocery | Existing | Food Preparation | Natural Gas | Griddle | E3 |  | Codes & Standards Forecast | 0 | 0 | 0 | 0 | 0 | 0 | 0 | 0 | 0 | 0 | 0 | 0 | 0 | 0 | 0 | 0 | 0 | 0 | 0 | 0 | 0 | 0 | 0 | 0 | 0 | 0 | 0 | 0 | 0 | 0 | 0 | 0 | 0
Commercial_Grocery_Existing_Food Preparation_Natural Gas_Griddle_E4_Codes & Standards Forecast | Commercial | Grocery | Existing | Food Preparation | Natural Gas | Griddle | E4 |  | Codes & Standards Forecast | 0 | 0 | 0 | 0 | 0 | 0 | 0 | 0 | 0 | 0 | 0 | 0 | 0 | 0 | 0 | 0 | 0 | 0 | 0 | 0 | 0 | 0 | 0 | 0 | 0 | 0 | 0 | 0 | 0 | 0 | 0 | 0 | 0
Commercial_Grocery_Existing_Food Preparation_Natural Gas_Griddle_E5_Codes & Standards Forecast | Commercial | Grocery | Existing | Food Preparation | Natural Gas | Griddle | E5 |  | Codes & Standards Forecast | 0 | 0 | 0 | 0 | 0 | 0 | 0 | 0 | 0 | 0 | 0 | 0 | 0 | 0 | 0 | 0 | 0 | 0 | 0 | 0 | 0 | 0 | 0 | 0 | 0 | 0 | 0 | 0 | 0 | 0 | 0 | 0 | 0
Commercial_Grocery_Existing_Food Preparation_Natural Gas_Griddle_E6_Codes & Standards Forecast | Commercial | Grocery | Existing | Food Preparation | Natural Gas | Griddle | E6 |  | Codes & Standards Forecast | 0 | 0 | 0 | 0 | 0 | 0 | 0 | 0 | 0 | 0 | 0 | 0 | 0 | 0 | 0 | 0 | 0 | 0 | 0 | 0 | 0 | 0 | 0 | 0 | 0 | 0 | 0 | 0 | 0 | 0 | 0 | 0 | 0
Commercial_Grocery_Existing_Food Preparation_Natural Gas_Griddle_E7_Codes & Standards Forecast | Commercial | Grocery | Existing | Food Preparation | Natural Gas | Griddle | E7 |  | Codes & Standards Forecast | 0 | 0 | 0 | 0 | 0 | 0 | 0 | 0 | 0 | 0 | 0 | 0 | 0 | 0 | 0 | 0 | 0 | 0 | 0 | 0 | 0 | 0 | 0 | 0 | 0 | 0 | 0 | 0 | 0 | 0 | 0 | 0 | 0
Commercial_Grocery_Existing_Food Preparation_Natural Gas_Griddle_E8_Codes & Standards Forecast | Commercial | Grocery | Existing | Food Preparation | Natural Gas | Griddle | E8 |  | Codes & Standards Forecast | 0 | 0 | 0 | 0 | 0 | 0 | 0 | 0 | 0 | 0 | 0 | 0 | 0 | 0 | 0 | 0 | 0 | 0 | 0 | 0 | 0 | 0 | 0 | 0 | 0 | 0 | 0 | 0 | 0 | 0 | 0 | 0 | 0
Commercial_Grocery_Existing_Food Preparation_Natural Gas_Griddle_E9_Codes & Standards Forecast | Commercial | Grocery | Existing | Food Preparation | Natural Gas | Griddle | E9 |  | Codes & Standards Forecast | 0 | 0 | 0 | 0 | 0 | 0 | 0 | 0 | 0 | 0 | 0 | 0 | 0 | 0 | 0 | 0 | 0 | 0 | 0 | 0 | 0 | 0 | 0 | 0 | 0 | 0 | 0 | 0 | 0 | 0 | 0 | 0 | 0
Commercial_Grocery_Existing_Food Preparation_Natural Gas_Griddle_E10_Codes & Standards Forecast | Commercial | Grocery | Existing | Food Preparation | Natural Gas | Griddle | E10 |  | Codes & Standards Forecast | 0 | 0 | 0 | 0 | 0 | 0 | 0 | 0 | 0 | 0 | 0 | 0 | 0 | 0 | 0 | 0 | 0 | 0 | 0 | 0 | 0 | 0 | 0 | 0 | 0 | 0 | 0 | 0 | 0 | 0 | 0 | 0 | 0
Commercial_Grocery_Existing_Food Preparation_Natural Gas_Range_E1_Codes & Standards Forecast | Commercial | Grocery | Existing | Food Preparation | Natural Gas | Range | E1 |  | Codes & Standards Forecast | 0 | 25349.1792 | 32785.4134 | 38597.0243 | 58049.4767 | 47131.7937 | 50083.8326 | 52422.3288 | 54266.1045 | 55712.7203 | 49422.7851 | 45871.5189 | 44205.6264 | 46675.4014 | 46512.3263 | 53380.5262 | 54828.6858 | 55960.8528 | 60567.6768 | 55325.432 | 53965.8737 | 52396.8064 | 51503.8123 | 50658.4126 | 49361.5735 | 49305.3248 | 49961.1187 | 52442.4165 | 52721.7616 | 54468.3098 | 54174.1535 | 53682.0304 | 62388.8028
Commercial_Grocery_Existing_Food Preparation_Natural Gas_Range_E2_Codes & Standards Forecast | Commercial | Grocery | Existing | Food Preparation | Natural Gas | Range | E2 |  | Codes & Standards Forecast | 0 | 0 | 0 | 0 | 0 | 0 | 0 | 0 | 0 | 0 | 0 | 0 | 0 | 0 | 0 | 0 | 0 | 0 | 0 | 0 | 0 | 0 | 0 | 0 | 0 | 0 | 0 | 0 | 0 | 0 | 0 | 0 | 0
Commercial_Grocery_Existing_Food Preparation_Natural Gas_Range_E3_Codes & Standards Forecast | Commercial | Grocery | Existing | Food Preparation | Natural Gas | Range | E3 |  | Codes & Standards Forecast | 0 | 0 | 0 | 0 | 0 | 0 | 0 | 0 | 0 | 0 | 0 | 0 | 0 | 0 | 0 | 0 | 0 | 0 | 0 | 0 | 0 | 0 | 0 | 0 | 0 | 0 | 0 | 0 | 0 | 0 | 0 | 0 | 0
Commercial_Grocery_Existing_Food Preparation_Natural Gas_Range_E4_Codes & Standards Forecast | Commercial | Grocery | Existing | Food Preparation | Natural Gas | Range | E4 |  | Codes & Standards Forecast | 0 | 0 | 0 | 0 | 0 | 0 | 0 | 0 | 0 | 0 | 0 | 0 | 0 | 0 | 0 | 0 | 0 | 0 | 0 | 0 | 0 | 0 | 0 | 0 | 0 | 0 | 0 | 0 | 0 | 0 | 0 | 0 | 0
Commercial_Grocery_Existing_Food Preparation_Natural Gas_Range_E5_Codes & Standards Forecast | Commercial | Grocery | Existing | Food Preparation | Natural Gas | Range | E5 |  | Codes & Standards Forecast | 0 | 0 | 0 | 0 | 0 | 0 | 0 | 0 | 0 | 0 | 0 | 0 | 0 | 0 | 0 | 0 | 0 | 0 | 0 | 0 | 0 | 0 | 0 | 0 | 0 | 0 | 0 | 0 | 0 | 0 | 0 | 0 | 0
Commercial_Grocery_Existing_Food Preparation_Natural Gas_Range_E6_Codes & Standards Forecast | Commercial | Grocery | Existing | Food Preparation | Natural Gas | Range | E6 |  | Codes & Standards Forecast | 0 | 0 | 0 | 0 | 0 | 0 | 0 | 0 | 0 | 0 | 0 | 0 | 0 | 0 | 0 | 0 | 0 | 0 | 0 | 0 | 0 | 0 | 0 | 0 | 0 | 0 | 0 | 0 | 0 | 0 | 0 | 0 | 0
Commercial_Grocery_Existing_Food Preparation_Natural Gas_Range_E7_Codes & Standards Forecast | Commercial | Grocery | Existing | Food Preparation | Natural Gas | Range | E7 |  | Codes & Standards Forecast | 0 | 0 | 0 | 0 | 0 | 0 | 0 | 0 | 0 | 0 | 0 | 0 | 0 | 0 | 0 | 0 | 0 | 0 | 0 | 0 | 0 | 0 | 0 | 0 | 0 | 0 | 0 | 0 | 0 | 0 | 0 | 0 | 0
Commercial_Grocery_Existing_Food Preparation_Natural Gas_Range_E8_Codes & Standards Forecast | Commercial | Grocery | Existing | Food Preparation | Natural Gas | Range | E8 |  | Codes & Standards Forecast | 0 | 0 | 0 | 0 | 0 | 0 | 0 | 0 | 0 | 0 | 0 | 0 | 0 | 0 | 0 | 0 | 0 | 0 | 0 | 0 | 0 | 0 | 0 | 0 | 0 | 0 | 0 | 0 | 0 | 0 | 0 | 0 | 0
Commercial_Grocery_Existing_Food Preparation_Natural Gas_Range_E9_Codes & Standards Forecast | Commercial | Grocery | Existing | Food Preparation | Natural Gas | Range | E9 |  | Codes & Standards Forecast | 0 | 0 | 0 | 0 | 0 | 0 | 0 | 0 | 0 | 0 | 0 | 0 | 0 | 0 | 0 | 0 | 0 | 0 | 0 | 0 | 0 | 0 | 0 | 0 | 0 | 0 | 0 | 0 | 0 | 0 | 0 | 0 | 0
Commercial_Grocery_Existing_Food Preparation_Natural Gas_Range_E10_Codes & Standards Forecast | Commercial | Grocery | Existing | Food Preparation | Natural Gas | Range | E10 |  | Codes & Standards Forecast | 0 | 0 | 0 | 0 | 0 | 0 | 0 | 0 | 0 | 0 | 0 | 0 | 0 | 0 | 0 | 0 | 0 | 0 | 0 | 0 | 0 | 0 | 0 | 0 | 0 | 0 | 0 | 0 | 0 | 0 | 0 | 0 | 0
Commercial_Grocery_Existing_Food Preparation_Natural Gas_Steamer_E1_Codes & Standards Forecast | Commercial | Grocery | Existing | Food Preparation | Natural Gas | Steamer | E1 |  | Codes & Standards Forecast | 0 | 1153.3705 | 1306.8436 | 0 | 0 | 0 | 0 | 0 | 0 | 0 | 0 | 0 | 0 | 0 | 0 | 0 | 0 | 0 | 0 | 0 | 0 | 0 | 0 | 0 | 0 | 0 | 0 | 0 | 0 | 0 | 0 | 0 | 0
Commercial_Grocery_Existing_Food Preparation_Natural Gas_Steamer_E2_Codes & Standards Forecast | Commercial | Grocery | Existing | Food Preparation | Natural Gas | Steamer | E2 |  | Codes & Standards Forecast | 0 | 0 | 0 | 1439.5155 | 2284.0731 | 1671.3896 | 1765.7903 | 1849.2561 | 1922.8123 | 1987.4895 | 1887.9839 | 1816.7818 | 1768.7195 | 1817.803 | 1794.7203 | 1784.6062 | 1784.7462 | 1792.9326 | 1807.3435 | 2149.5694 | 2152.477 | 2144.5066 | 2351.436 | 2101.9472 | 2088.7205 | 2073.6844 | 2058.2917 | 2043.5893 | 2019.1441 | 2006.0719 | 2000.3684 | 2046.6549 | 2449.6269
Commercial_Grocery_Existing_Food Preparation_Natural Gas_Steamer_E3_Codes & Standards Forecast | Commercial | Grocery | Existing | Food Preparation | Natural Gas | Steamer | E3 |  | Codes & Standards Forecast | 0 | 0 | 0 | 0 | 0 | 0 | 0 | 0 | 0 | 0 | 0 | 0 | 0 | 0 | 0 | 0 | 0 | 0 | 0 | 0 | 0 | 0 | 0 | 0 | 0 | 0 | 0 | 0 | 0 | 0 | 0 | 0 | 0
Commercial_Grocery_Existing_Food Preparation_Natural Gas_Steamer_E4_Codes & Standards Forecast | Commercial | Grocery | Existing | Food Preparation | Natural Gas | Steamer | E4 |  | Codes & Standards Forecast | 0 | 0 | 0 | 0 | 0 | 0 | 0 | 0 | 0 | 0 | 0 | 0 | 0 | 0 | 0 | 0 | 0 | 0 | 0 | 0 | 0 | 0 | 0 | 0 | 0 | 0 | 0 | 0 | 0 | 0 | 0 | 0 | 0
Commercial_Grocery_Existing_Food Preparation_Natural Gas_Steamer_E5_Codes & Standards Forecast | Commercial | Grocery | Existing | Food Preparation | Natural Gas | Steamer | E5 |  | Codes & Standards Forecast | 0 | 0 | 0 | 0 | 0 | 0 | 0 | 0 | 0 | 0 | 0 | 0 | 0 | 0 | 0 | 0 | 0 | 0 | 0 | 0 | 0 | 0 | 0 | 0 | 0 | 0 | 0 | 0 | 0 | 0 | 0 | 0 | 0
Commercial_Grocery_Existing_Food Preparation_Natural Gas_Steamer_E6_Codes & Standards Forecast | Commercial | Grocery | Existing | Food Preparation | Natural Gas | Steamer | E6 |  | Codes & Standards Forecast | 0 | 0 | 0 | 0 | 0 | 0 | 0 | 0 | 0 | 0 | 0 | 0 | 0 | 0 | 0 | 0 | 0 | 0 | 0 | 0 | 0 | 0 | 0 | 0 | 0 | 0 | 0 | 0 | 0 | 0 | 0 | 0 | 0
Commercial_Grocery_Existing_Food Preparation_Natural Gas_Steamer_E7_Codes & Standards Forecast | Commercial | Grocery | Existing | Food Preparation | Natural Gas | Steamer | E7 |  | Codes & Standards Forecast | 0 | 0 | 0 | 0 | 0 | 0 | 0 | 0 | 0 | 0 | 0 | 0 | 0 | 0 | 0 | 0 | 0 | 0 | 0 | 0 | 0 | 0 | 0 | 0 | 0 | 0 | 0 | 0 | 0 | 0 | 0 | 0 | 0
Commercial_Grocery_Existing_Food Preparation_Natural Gas_Steamer_E8_Codes & Standards Forecast | Commercial | Grocery | Existing | Food Preparation | Natural Gas | Steamer | E8 |  | Codes & Standards Forecast | 0 | 0 | 0 | 0 | 0 | 0 | 0 | 0 | 0 | 0 | 0 | 0 | 0 | 0 | 0 | 0 | 0 | 0 | 0 | 0 | 0 | 0 | 0 | 0 | 0 | 0 | 0 | 0 | 0 | 0 | 0 | 0 | 0
Commercial_Grocery_Existing_Food Preparation_Natural Gas_Steamer_E9_Codes & Standards Forecast | Commercial | Grocery | Existing | Food Preparation | Natural Gas | Steamer | E9 |  | Codes & Standards Forecast | 0 | 0 | 0 | 0 | 0 | 0 | 0 | 0 | 0 | 0 | 0 | 0 | 0 | 0 | 0 | 0 | 0 | 0 | 0 | 0 | 0 | 0 | 0 | 0 | 0 | 0 | 0 | 0 | 0 | 0 | 0 | 0 | 0
Commercial_Grocery_Existing_Food Preparation_Natural Gas_Steamer_E10_Codes & Standards Forecast | Commercial | Grocery | Existing | Food Preparation | Natural Gas | Steamer | E10 |  | Codes & Standards Forecast | 0 | 0 | 0 | 0 | 0 | 0 | 0 | 0 | 0 | 0 | 0 | 0 | 0 | 0 | 0 | 0 | 0 | 0 | 0 | 0 | 0 | 0 | 0 | 0 | 0 | 0 | 0 | 0 | 0 | 0 | 0 | 0 | 0
Commercial_Grocery_Existing_Food Preparation_Natural Gas_Food Prep Other_E1_Codes & Standards Forecast | Commercial | Grocery | Existing | Food Preparation | Natural Gas | Food Prep Other | E1 |  | Codes & Standards Forecast | 0 | 0 | 0 | 0 | 0 | 0 | 0 | 0 | 0 | 0 | 0 | 0 | 0 | 0 | 0 | 0 | 0 | 0 | 0 | 0 | 0 | 0 | 0 | 0 | 0 | 0 | 0 | 0 | 0 | 0 | 0 | 0 | 0
Commercial_Grocery_Existing_Food Preparation_Natural Gas_Food Prep Other_E2_Codes & Standards Forecast | Commercial | Grocery | Existing | Food Preparation | Natural Gas | Food Prep Other | E2 |  | Codes & Standards Forecast | 0 | 0 | 0 | 0 | 0 | 0 | 0 | 0 | 0 | 0 | 0 | 0 | 0 | 0 | 0 | 0 | 0 | 0 | 0 | 0 | 0 | 0 | 0 | 0 | 0 | 0 | 0 | 0 | 0 | 0 | 0 | 0 | 0
Commercial_Grocery_Existing_Food Preparation_Natural Gas_Food Prep Other_E3_Codes & Standards Forecast | Commercial | Grocery | Existing | Food Preparation | Natural Gas | Food Prep Other | E3 |  | Codes & Standards Forecast | 0 | 0 | 0 | 0 | 0 | 0 | 0 | 0 | 0 | 0 | 0 | 0 | 0 | 0 | 0 | 0 | 0 | 0 | 0 | 0 | 0 | 0 | 0 | 0 | 0 | 0 | 0 | 0 | 0 | 0 | 0 | 0 | 0
Commercial_Grocery_Existing_Food Preparation_Natural Gas_Food Prep Other_E4_Codes & Standards Forecast | Commercial | Grocery | Existing | Food Preparation | Natural Gas | Food Prep Other | E4 |  | Codes & Standards Forecast | 0 | 0 | 0 | 0 | 0 | 0 | 0 | 0 | 0 | 0 | 0 | 0 | 0 | 0 | 0 | 0 | 0 | 0 | 0 | 0 | 0 | 0 | 0 | 0 | 0 | 0 | 0 | 0 | 0 | 0 | 0 | 0 | 0
Commercial_Grocery_Existing_Food Preparation_Natural Gas_Food Prep Other_E5_Codes & Standards Forecast | Commercial | Grocery | Existing | Food Preparation | Natural Gas | Food Prep Other | E5 |  | Codes & Standards Forecast | 0 | 0 | 0 | 0 | 0 | 0 | 0 | 0 | 0 | 0 | 0 | 0 | 0 | 0 | 0 | 0 | 0 | 0 | 0 | 0 | 0 | 0 | 0 | 0 | 0 | 0 | 0 | 0 | 0 | 0 | 0 | 0 | 0
Commercial_Grocery_Existing_Food Preparation_Natural Gas_Food Prep Other_E6_Codes & Standards Forecast | Commercial | Grocery | Existing | Food Preparation | Natural Gas | Food Prep Other | E6 |  | Codes & Standards Forecast | 0 | 0 | 0 | 0 | 0 | 0 | 0 | 0 | 0 | 0 | 0 | 0 | 0 | 0 | 0 | 0 | 0 | 0 | 0 | 0 | 0 | 0 | 0 | 0 | 0 | 0 | 0 | 0 | 0 | 0 | 0 | 0 | 0
Commercial_Grocery_Existing_Food Preparation_Natural Gas_Food Prep Other_E7_Codes & Standards Forecast | Commercial | Grocery | Existing | Food Preparation | Natural Gas | Food Prep Other | E7 |  | Codes & Standards Forecast | 0 | 0 | 0 | 0 | 0 | 0 | 0 | 0 | 0 | 0 | 0 | 0 | 0 | 0 | 0 | 0 | 0 | 0 | 0 | 0 | 0 | 0 | 0 | 0 | 0 | 0 | 0 | 0 | 0 | 0 | 0 | 0 | 0
Commercial_Grocery_Existing_Food Preparation_Natural Gas_Food Prep Other_E8_Codes & Standards Forecast | Commercial | Grocery | Existing | Food Preparation | Natural Gas | Food Prep Other | E8 |  | Codes & Standards Forecast | 0 | 0 | 0 | 0 | 0 | 0 | 0 | 0 | 0 | 0 | 0 | 0 | 0 | 0 | 0 | 0 | 0 | 0 | 0 | 0 | 0 | 0 | 0 | 0 | 0 | 0 | 0 | 0 | 0 | 0 | 0 | 0 | 0
Commercial_Grocery_Existing_Food Preparation_Natural Gas_Food Prep Other_E9_Codes & Standards Forecast | Commercial | Grocery | Existing | Food Preparation | Natural Gas | Food Prep Other | E9 |  | Codes & Standards Forecast | 0 | 0 | 0 | 0 | 0 | 0 | 0 | 0 | 0 | 0 | 0 | 0 | 0 | 0 | 0 | 0 | 0 | 0 | 0 | 0 | 0 | 0 | 0 | 0 | 0 | 0 | 0 | 0 | 0 | 0 | 0 | 0 | 0
Commercial_Grocery_Existing_Food Preparation_Natural Gas_Food Prep Other_E10_Codes & Standards Forecast | Commercial | Grocery | Existing | Food Preparation | Natural Gas | Food Prep Other | E10 |  | Codes & Standards Forecast | 0 | 0 | 0 | 0 | 0 | 0 | 0 | 0 | 0 | 0 | 0 | 0 | 0 | 0 | 0 | 0 | 0 | 0 | 0 | 0 | 0 | 0 | 0 | 0 | 0 | 0 | 0 | 0 | 0 | 0 | 0 | 0 | 0
Commercial_Grocery_Existing_Miscellaneous_Natural Gas_Pool Heater_E1_Codes & Standards Forecast | Commercial | Grocery | Existing | Miscellaneous | Natural Gas | Pool Heater | E1 |  | Codes & Standards Forecast | 0 | 0 | 0 | 0 | 0 | 0 | 0 | 0 | 0 | 0 | 0 | 0 | 0 | 0 | 0 | 0 | 0 | 0 | 0 | 0 | 0 | 0 | 0 | 0 | 0 | 0 | 0 | 0 | 0 | 0 | 0 | 0 | 0
Commercial_Grocery_Existing_Miscellaneous_Natural Gas_Pool Heater_E2_Codes & Standards Forecast | Commercial | Grocery | Existing | Miscellaneous | Natural Gas | Pool Heater | E2 |  | Codes & Standards Forecast | 0 | 0 | 0 | 0 | 0 | 0 | 0 | 0 | 0 | 0 | 0 | 0 | 0 | 0 | 0 | 0 | 0 | 0 | 0 | 0 | 0 | 0 | 0 | 0 | 0 | 0 | 0 | 0 | 0 | 0 | 0 | 0 | 0
Commercial_Grocery_Existing_Miscellaneous_Natural Gas_Pool Heater_E3_Codes & Standards Forecast | Commercial | Grocery | Existing | Miscellaneous | Natural Gas | Pool Heater | E3 |  | Codes & Standards Forecast | 0 | 0 | 0 | 0 | 0 | 0 | 0 | 0 | 0 | 0 | 0 | 0 | 0 | 0 | 0 | 0 | 0 | 0 | 0 | 0 | 0 | 0 | 0 | 0 | 0 | 0 | 0 | 0 | 0 | 0 | 0 | 0 | 0
Commercial_Grocery_Existing_Miscellaneous_Natural Gas_Pool Heater_E4_Codes & Standards Forecast | Commercial | Grocery | Existing | Miscellaneous | Natural Gas | Pool Heater | E4 |  | Codes & Standards Forecast | 0 | 0 | 0 | 0 | 0 | 0 | 0 | 0 | 0 | 0 | 0 | 0 | 0 | 0 | 0 | 0 | 0 | 0 | 0 | 0 | 0 | 0 | 0 | 0 | 0 | 0 | 0 | 0 | 0 | 0 | 0 | 0 | 0
Commercial_Grocery_Existing_Miscellaneous_Natural Gas_Pool Heater_E5_Codes & Standards Forecast | Commercial | Grocery | Existing | Miscellaneous | Natural Gas | Pool Heater | E5 |  | Codes & Standards Forecast | 0 | 0 | 0 | 0 | 0 | 0 | 0 | 0 | 0 | 0 | 0 | 0 | 0 | 0 | 0 | 0 | 0 | 0 | 0 | 0 | 0 | 0 | 0 | 0 | 0 | 0 | 0 | 0 | 0 | 0 | 0 | 0 | 0
Commercial_Grocery_Existing_Miscellaneous_Natural Gas_Pool Heater_E6_Codes & Standards Forecast | Commercial | Grocery | Existing | Miscellaneous | Natural Gas | Pool Heater | E6 |  | Codes & Standards Forecast | 0 | 0 | 0 | 0 | 0 | 0 | 0 | 0 | 0 | 0 | 0 | 0 | 0 | 0 | 0 | 0 | 0 | 0 | 0 | 0 | 0 | 0 | 0 | 0 | 0 | 0 | 0 | 0 | 0 | 0 | 0 | 0 | 0
Commercial_Grocery_Existing_Miscellaneous_Natural Gas_Pool Heater_E7_Codes & Standards Forecast | Commercial | Grocery | Existing | Miscellaneous | Natural Gas | Pool Heater | E7 |  | Codes & Standards Forecast | 0 | 0 | 0 | 0 | 0 | 0 | 0 | 0 | 0 | 0 | 0 | 0 | 0 | 0 | 0 | 0 | 0 | 0 | 0 | 0 | 0 | 0 | 0 | 0 | 0 | 0 | 0 | 0 | 0 | 0 | 0 | 0 | 0
Commercial_Grocery_Existing_Miscellaneous_Natural Gas_Pool Heater_E8_Codes & Standards Forecast | Commercial | Grocery | Existing | Miscellaneous | Natural Gas | Pool Heater | E8 |  | Codes & Standards Forecast | 0 | 0 | 0 | 0 | 0 | 0 | 0 | 0 | 0 | 0 | 0 | 0 | 0 | 0 | 0 | 0 | 0 | 0 | 0 | 0 | 0 | 0 | 0 | 0 | 0 | 0 | 0 | 0 | 0 | 0 | 0 | 0 | 0
Commercial_Grocery_Existing_Miscellaneous_Natural Gas_Pool Heater_E9_Codes & Standards Forecast | Commercial | Grocery | Existing | Miscellaneous | Natural Gas | Pool Heater | E9 |  | Codes & Standards Forecast | 0 | 0 | 0 | 0 | 0 | 0 | 0 | 0 | 0 | 0 | 0 | 0 | 0 | 0 | 0 | 0 | 0 | 0 | 0 | 0 | 0 | 0 | 0 | 0 | 0 | 0 | 0 | 0 | 0 | 0 | 0 | 0 | 0
Commercial_Grocery_Existing_Miscellaneous_Natural Gas_Pool Heater_E10_Codes & Standards Forecast | Commercial | Grocery | Existing | Miscellaneous | Natural Gas | Pool Heater | E10 |  | Codes & Standards Forecast | 0 | 0 | 0 | 0 | 0 | 0 | 0 | 0 | 0 | 0 | 0 | 0 | 0 | 0 | 0 | 0 | 0 | 0 | 0 | 0 | 0 | 0 | 0 | 0 | 0 | 0 | 0 | 0 | 0 | 0 | 0 | 0 | 0
Commercial_Grocery_Existing_Miscellaneous_Natural Gas_Miscellaneous_E1_Codes & Standards Forecast | Commercial | Grocery | Existing | Miscellaneous | Natural Gas | Miscellaneous | E1 |  | Codes & Standards Forecast | 0 | 189642.3558 | 224610.1955 | 253828.4417 | 295465.9731 | 240684.989 | 241888.386 | 248793.2642 | 246964.8758 | 245584.1395 | 245382.4261 | 298736.452 | 300617.4748 | 300725.138 | 311520.3198 | 293752.018 | 294475.0743 | 298243.9465 | 296466.6119 | 295193.5298 | 294987.9855 | 309854.3614 | 307718.2451 | 305346.8821 | 308473.3023 | 302683.6412 | 302660.7586 | 303949.7696 | 302639.4006 | 301649.8214 | 301283.1054 | 305083.6645 | 332845.923
Commercial_Grocery_Existing_Miscellaneous_Natural Gas_Miscellaneous_E2_Codes & Standards Forecast | Commercial | Grocery | Existing | Miscellaneous | Natural Gas | Miscellaneous | E2 |  | Codes & Standards Forecast | 0 | 0 | 0 | 0 | 0 | 0 | 0 | 0 | 0 | 0 | 0 | 0 | 0 | 0 | 0 | 0 | 0 | 0 | 0 | 0 | 0 | 0 | 0 | 0 | 0 | 0 | 0 | 0 | 0 | 0 | 0 | 0 | 0
Commercial_Grocery_Existing_Miscellaneous_Natural Gas_Miscellaneous_E3_Codes & Standards Forecast | Commercial | Grocery | Existing | Miscellaneous | Natural Gas | Miscellaneous | E3 |  | Codes & Standards Forecast | 0 | 0 | 0 | 0 | 0 | 0 | 0 | 0 | 0 | 0 | 0 | 0 | 0 | 0 | 0 | 0 | 0 | 0 | 0 | 0 | 0 | 0 | 0 | 0 | 0 | 0 | 0 | 0 | 0 | 0 | 0 | 0 | 0
Commercial_Grocery_Existing_Miscellaneous_Natural Gas_Miscellaneous_E4_Codes & Standards Forecast | Commercial | Grocery | Existing | Miscellaneous | Natural Gas | Miscellaneous | E4 |  | Codes & Standards Forecast | 0 | 0 | 0 | 0 | 0 | 0 | 0 | 0 | 0 | 0 | 0 | 0 | 0 | 0 | 0 | 0 | 0 | 0 | 0 | 0 | 0 | 0 | 0 | 0 | 0 | 0 | 0 | 0 | 0 | 0 | 0 | 0 | 0
Commercial_Grocery_Existing_Miscellaneous_Natural Gas_Miscellaneous_E5_Codes & Standards Forecast | Commercial | Grocery | Existing | Miscellaneous | Natural Gas | Miscellaneous | E5 |  | Codes & Standards Forecast | 0 | 0 | 0 | 0 | 0 | 0 | 0 | 0 | 0 | 0 | 0 | 0 | 0 | 0 | 0 | 0 | 0 | 0 | 0 | 0 | 0 | 0 | 0 | 0 | 0 | 0 | 0 | 0 | 0 | 0 | 0 | 0 | 0
Commercial_Grocery_Existing_Miscellaneous_Natural Gas_Miscellaneous_E6_Codes & Standards Forecast | Commercial | Grocery | Existing | Miscellaneous | Natural Gas | Miscellaneous | E6 |  | Codes & Standards Forecast | 0 | 0 | 0 | 0 | 0 | 0 | 0 | 0 | 0 | 0 | 0 | 0 | 0 | 0 | 0 | 0 | 0 | 0 | 0 | 0 | 0 | 0 | 0 | 0 | 0 | 0 | 0 | 0 | 0 | 0 | 0 | 0 | 0
Commercial_Grocery_Existing_Miscellaneous_Natural Gas_Miscellaneous_E7_Codes & Standards Forecast | Commercial | Grocery | Existing | Miscellaneous | Natural Gas | Miscellaneous | E7 |  | Codes & Standards Forecast | 0 | 0 | 0 | 0 | 0 | 0 | 0 | 0 | 0 | 0 | 0 | 0 | 0 | 0 | 0 | 0 | 0 | 0 | 0 | 0 | 0 | 0 | 0 | 0 | 0 | 0 | 0 | 0 | 0 | 0 | 0 | 0 | 0
Commercial_Grocery_Existing_Miscellaneous_Natural Gas_Miscellaneous_E8_Codes & Standards Forecast | Commercial | Grocery | Existing | Miscellaneous | Natural Gas | Miscellaneous | E8 |  | Codes & Standards Forecast | 0 | 0 | 0 | 0 | 0 | 0 | 0 | 0 | 0 | 0 | 0 | 0 | 0 | 0 | 0 | 0 | 0 | 0 | 0 | 0 | 0 | 0 | 0 | 0 | 0 | 0 | 0 | 0 | 0 | 0 | 0 | 0 | 0
Commercial_Grocery_Existing_Miscellaneous_Natural Gas_Miscellaneous_E9_Codes & Standards Forecast | Commercial | Grocery | Existing | Miscellaneous | Natural Gas | Miscellaneous | E9 |  | Codes & Standards Forecast | 0 | 0 | 0 | 0 | 0 | 0 | 0 | 0 | 0 | 0 | 0 | 0 | 0 | 0 | 0 | 0 | 0 | 0 | 0 | 0 | 0 | 0 | 0 | 0 | 0 | 0 | 0 | 0 | 0 | 0 | 0 | 0 | 0
Commercial_Grocery_Existing_Miscellaneous_Natural Gas_Miscellaneous_E10_Codes & Standards Forecast | Commercial | Grocery | Existing | Miscellaneous | Natural Gas | Miscellaneous | E10 |  | Codes & Standards Forecast | 0 | 0 | 0 | 0 | 0 | 0 | 0 | 0 | 0 | 0 | 0 | 0 | 0 | 0 | 0 | 0 | 0 | 0 | 0 | 0 | 0 | 0 | 0 | 0 | 0 | 0 | 0 | 0 | 0 | 0 | 0 | 0 | 0
Commercial_Grocery_New_Space Heating_Natural Gas_Furnace_E1_Codes & Standards Forecast | Commercial | Grocery | New | Space Heating | Natural Gas | Furnace | E1 |  | Codes & Standards Forecast | 0 | 0 | 0 | 0 | 0 | 0 | 0 | 0 | 0 | 0 | 0 | 0 | 0 | 0 | 0 | 0 | 0 | 0 | 0 | 0 | 0 | 0 | 0 | 0 | 0 | 0 | 0 | 0 | 0 | 0 | 0 | 0 | 0
Commercial_Grocery_New_Space Heating_Natural Gas_Furnace_E2_Codes & Standards Forecast | Commercial | Grocery | New | Space Heating | Natural Gas | Furnace | E2 |  | Codes & Standards Forecast | 0 | 0 | 0 | 0 | 0 | 0 | 0 | 0 | 0 | 0 | 0 | 0 | 0 | 0 | 0 | 0 | 0 | 0 | 0 | 0 | 0 | 0 | 0 | 0 | 0 | 0 | 0 | 0 | 0 | 0 | 0 | 0 | 0
Commercial_Grocery_New_Space Heating_Natural Gas_Furnace_E3_Codes & Standards Forecast | Commercial | Grocery | New | Space Heating | Natural Gas | Furnace | E3 |  | Codes & Standards Forecast | 0 | 0 | 0 | 0 | 0 | 0 | 0 | 0 | 0 | 0 | 0 | 0 | 0 | 0 | 0 | 0 | 0 | 0 | 0 | 0 | 0 | 0 | 0 | 0 | 0 | 0 | 0 | 0 | 0 | 0 | 0 | 0 | 0
Commercial_Grocery_New_Space Heating_Natural Gas_Furnace_E4_Codes & Standards Forecast | Commercial | Grocery | New | Space Heating | Natural Gas | Furnace | E4 |  | Codes & Standards Forecast | 0 | 0 | 0 | 0 | 0 | 0 | 0 | 0 | 0 | 0 | 0 | 0 | 0 | 0 | 0 | 0 | 0 | 0 | 0 | 0 | 0 | 0 | 0 | 0 | 0 | 0 | 0 | 0 | 0 | 0 | 0 | 0 | 0
Commercial_Grocery_New_Space Heating_Natural Gas_Furnace_E5_Codes & Standards Forecast | Commercial | Grocery | New | Space Heating | Natural Gas | Furnace | E5 |  | Codes & Standards Forecast | 0 | 0 | 0 | 0 | 0 | 0 | 0 | 0 | 0 | 0 | 0 | 0 | 0 | 0 | 0 | 0 | 0 | 0 | 0 | 0 | 0 | 0 | 0 | 0 | 0 | 0 | 0 | 0 | 0 | 0 | 0 | 0 | 0
Commercial_Grocery_New_Space Heating_Natural Gas_Furnace_E6_Codes & Standards Forecast | Commercial | Grocery | New | Space Heating | Natural Gas | Furnace | E6 |  | Codes & Standards Forecast | 0 | 0 | 0 | 0 | 0 | 0 | 0 | 0 | 0 | 0 | 0 | 0 | 0 | 0 | 0 | 0 | 0 | 0 | 0 | 0 | 0 | 0 | 0 | 0 | 0 | 0 | 0 | 0 | 0 | 0 | 0 | 0 | 0
Commercial_Grocery_New_Space Heating_Natural Gas_Furnace_E7_Codes & Standards Forecast | Commercial | Grocery | New | Space Heating | Natural Gas | Furnace | E7 |  | Codes & Standards Forecast | 0 | 0 | 0 | 0 | 0 | 0 | 0 | 0 | 0 | 0 | 0 | 0 | 0 | 0 | 0 | 0 | 0 | 0 | 0 | 0 | 0 | 0 | 0 | 0 | 0 | 0 | 0 | 0 | 0 | 0 | 0 | 0 | 0
Commercial_Grocery_New_Space Heating_Natural Gas_Furnace_E8_Codes & Standards Forecast | Commercial | Grocery | New | Space Heating | Natural Gas | Furnace | E8 |  | Codes & Standards Forecast | 0 | 0 | 0 | 0 | 0 | 0 | 0 | 0 | 0 | 0 | 0 | 0 | 0 | 0 | 0 | 0 | 0 | 0 | 0 | 0 | 0 | 0 | 0 | 0 | 0 | 0 | 0 | 0 | 0 | 0 | 0 | 0 | 0
Commercial_Grocery_New_Space Heating_Natural Gas_Furnace_E9_Codes & Standards Forecast | Commercial | Grocery | New | Space Heating | Natural Gas | Furnace | E9 |  | Codes & Standards Forecast | 0 | 0 | 0 | 0 | 0 | 0 | 0 | 0 | 0 | 0 | 0 | 0 | 0 | 0 | 0 | 0 | 0 | 0 | 0 | 0 | 0 | 0 | 0 | 0 | 0 | 0 | 0 | 0 | 0 | 0 | 0 | 0 | 0
Commercial_Grocery_New_Space Heating_Natural Gas_Furnace_E10_Codes & Standards Forecast | Commercial | Grocery | New | Space Heating | Natural Gas | Furnace | E10 |  | Codes & Standards Forecast | 0 | 0 | 0 | 0 | 0 | 0 | 0 | 0 | 0 | 0 | 0 | 0 | 0 | 0 | 0 | 0 | 0 | 0 | 0 | 0 | 0 | 0 | 0 | 0 | 0 | 0 | 0 | 0 | 0 | 0 | 0 | 0 | 0
Commercial_Grocery_New_Space Heating_Natural Gas_Boiler_E1_Codes & Standards Forecast | Commercial | Grocery | New | Space Heating | Natural Gas | Boiler | E1 |  | Codes & Standards Forecast | 0 | 0 | 0 | 0 | 0 | 0 | 0 | 0 | 0 | 0 | 0 | 0 | 0 | 0 | 0 | 0 | 0 | 0 | 0 | 0 | 0 | 0 | 0 | 0 | 0 | 0 | 0 | 0 | 0 | 0 | 0 | 0 | 0
Commercial_Grocery_New_Space Heating_Natural Gas_Boiler_E2_Codes & Standards Forecast | Commercial | Grocery | New | Space Heating | Natural Gas | Boiler | E2 |  | Codes & Standards Forecast | 0 | 0 | 0 | 0 | 0 | 0 | 0 | 0 | 0 | 0 | 0 | 0 | 0 | 0 | 0 | 0 | 0 | 0 | 0 | 0 | 0 | 0 | 0 | 0 | 0 | 0 | 0 | 0 | 0 | 0 | 0 | 0 | 0
Commercial_Grocery_New_Space Heating_Natural Gas_Boiler_E3_Codes & Standards Forecast | Commercial | Grocery | New | Space Heating | Natural Gas | Boiler | E3 |  | Codes & Standards Forecast | 0 | 0 | 0 | 0 | 0 | 0 | 0 | 0 | 0 | 0 | 0 | 0 | 0 | 0 | 0 | 0 | 0 | 0 | 0 | 0 | 0 | 0 | 0 | 0 | 0 | 0 | 0 | 0 | 0 | 0 | 0 | 0 | 0
Commercial_Grocery_New_Space Heating_Natural Gas_Boiler_E4_Codes & Standards Forecast | Commercial | Grocery | New | Space Heating | Natural Gas | Boiler | E4 |  | Codes & Standards Forecast | 0 | 0 | 0 | 0 | 0 | 0 | 0 | 0 | 0 | 0 | 0 | 0 | 0 | 0 | 0 | 0 | 0 | 0 | 0 | 0 | 0 | 0 | 0 | 0 | 0 | 0 | 0 | 0 | 0 | 0 | 0 | 0 | 0
Commercial_Grocery_New_Space Heating_Natural Gas_Boiler_E5_Codes & Standards Forecast | Commercial | Grocery | New | Space Heating | Natural Gas | Boiler | E5 |  | Codes & Standards Forecast | 0 | 0 | 0 | 0 | 0 | 0 | 0 | 0 | 0 | 0 | 0 | 0 | 0 | 0 | 0 | 0 | 0 | 0 | 0 | 0 | 0 | 0 | 0 | 0 | 0 | 0 | 0 | 0 | 0 | 0 | 0 | 0 | 0
Commercial_Grocery_New_Space Heating_Natural Gas_Boiler_E6_Codes & Standards Forecast | Commercial | Grocery | New | Space Heating | Natural Gas | Boiler | E6 |  | Codes & Standards Forecast | 0 | 0 | 0 | 0 | 0 | 0 | 0 | 0 | 0 | 0 | 0 | 0 | 0 | 0 | 0 | 0 | 0 | 0 | 0 | 0 | 0 | 0 | 0 | 0 | 0 | 0 | 0 | 0 | 0 | 0 | 0 | 0 | 0
Commercial_Grocery_New_Space Heating_Natural Gas_Boiler_E7_Codes & Standards Forecast | Commercial | Grocery | New | Space Heating | Natural Gas | Boiler | E7 |  | Codes & Standards Forecast | 0 | 0 | 0 | 0 | 0 | 0 | 0 | 0 | 0 | 0 | 0 | 0 | 0 | 0 | 0 | 0 | 0 | 0 | 0 | 0 | 0 | 0 | 0 | 0 | 0 | 0 | 0 | 0 | 0 | 0 | 0 | 0 | 0
Commercial_Grocery_New_Space Heating_Natural Gas_Boiler_E8_Codes & Standards Forecast | Commercial | Grocery | New | Space Heating | Natural Gas | Boiler | E8 |  | Codes & Standards Forecast | 0 | 0 | 0 | 0 | 0 | 0 | 0 | 0 | 0 | 0 | 0 | 0 | 0 | 0 | 0 | 0 | 0 | 0 | 0 | 0 | 0 | 0 | 0 | 0 | 0 | 0 | 0 | 0 | 0 | 0 | 0 | 0 | 0
Commercial_Grocery_New_Space Heating_Natural Gas_Boiler_E9_Codes & Standards Forecast | Commercial | Grocery | New | Space Heating | Natural Gas | Boiler | E9 |  | Codes & Standards Forecast | 0 | 0 | 0 | 0 | 0 | 0 | 0 | 0 | 0 | 0 | 0 | 0 | 0 | 0 | 0 | 0 | 0 | 0 | 0 | 0 | 0 | 0 | 0 | 0 | 0 | 0 | 0 | 0 | 0 | 0 | 0 | 0 | 0
Commercial_Grocery_New_Space Heating_Natural Gas_Boiler_E10_Codes & Standards Forecast | Commercial | Grocery | New | Space Heating | Natural Gas | Boiler | E10 |  | Codes & Standards Forecast | 0 | 0 | 0 | 0 | 0 | 0 | 0 | 0 | 0 | 0 | 0 | 0 | 0 | 0 | 0 | 0 | 0 | 0 | 0 | 0 | 0 | 0 | 0 | 0 | 0 | 0 | 0 | 0 | 0 | 0 | 0 | 0 | 0
Commercial_Grocery_New_Space Heating_Natural Gas_Unit Heater_E1_Codes & Standards Forecast | Commercial | Grocery | New | Space Heating | Natural Gas | Unit Heater | E1 |  | Codes & Standards Forecast | 0 | 0 | 0 | 0 | 0 | 0 | 0 | 0 | 0 | 0 | 0 | 0 | 0 | 0 | 0 | 0 | 0 | 0 | 0 | 0 | 0 | 0 | 0 | 0 | 0 | 0 | 0 | 0 | 0 | 0 | 0 | 0 | 0
Commercial_Grocery_New_Space Heating_Natural Gas_Unit Heater_E2_Codes & Standards Forecast | Commercial | Grocery | New | Space Heating | Natural Gas | Unit Heater | E2 |  | Codes & Standards Forecast | 0 | 0 | 0 | 0 | 0 | 0 | 0 | 0 | 0 | 0 | 0 | 0 | 0 | 0 | 0 | 0 | 0 | 0 | 0 | 0 | 0 | 0 | 0 | 0 | 0 | 0 | 0 | 0 | 0 | 0 | 0 | 0 | 0
Commercial_Grocery_New_Space Heating_Natural Gas_Unit Heater_E3_Codes & Standards Forecast | Commercial | Grocery | New | Space Heating | Natural Gas | Unit Heater | E3 |  | Codes & Standards Forecast | 0 | 0 | 0 | 0 | 0 | 0 | 0 | 0 | 0 | 0 | 0 | 0 | 0 | 0 | 0 | 0 | 0 | 0 | 0 | 0 | 0 | 0 | 0 | 0 | 0 | 0 | 0 | 0 | 0 | 0 | 0 | 0 | 0
Commercial_Grocery_New_Space Heating_Natural Gas_Unit Heater_E4_Codes & Standards Forecast | Commercial | Grocery | New | Space Heating | Natural Gas | Unit Heater | E4 |  | Codes & Standards Forecast | 0 | 0 | 0 | 0 | 0 | 0 | 0 | 0 | 0 | 0 | 0 | 0 | 0 | 0 | 0 | 0 | 0 | 0 | 0 | 0 | 0 | 0 | 0 | 0 | 0 | 0 | 0 | 0 | 0 | 0 | 0 | 0 | 0
Commercial_Grocery_New_Space Heating_Natural Gas_Unit Heater_E5_Codes & Standards Forecast | Commercial | Grocery | New | Space Heating | Natural Gas | Unit Heater | E5 |  | Codes & Standards Forecast | 0 | 0 | 0 | 0 | 0 | 0 | 0 | 0 | 0 | 0 | 0 | 0 | 0 | 0 | 0 | 0 | 0 | 0 | 0 | 0 | 0 | 0 | 0 | 0 | 0 | 0 | 0 | 0 | 0 | 0 | 0 | 0 | 0
Commercial_Grocery_New_Space Heating_Natural Gas_Unit Heater_E6_Codes & Standards Forecast | Commercial | Grocery | New | Space Heating | Natural Gas | Unit Heater | E6 |  | Codes & Standards Forecast | 0 | 0 | 0 | 0 | 0 | 0 | 0 | 0 | 0 | 0 | 0 | 0 | 0 | 0 | 0 | 0 | 0 | 0 | 0 | 0 | 0 | 0 | 0 | 0 | 0 | 0 | 0 | 0 | 0 | 0 | 0 | 0 | 0
Commercial_Grocery_New_Space Heating_Natural Gas_Unit Heater_E7_Codes & Standards Forecast | Commercial | Grocery | New | Space Heating | Natural Gas | Unit Heater | E7 |  | Codes & Standards Forecast | 0 | 0 | 0 | 0 | 0 | 0 | 0 | 0 | 0 | 0 | 0 | 0 | 0 | 0 | 0 | 0 | 0 | 0 | 0 | 0 | 0 | 0 | 0 | 0 | 0 | 0 | 0 | 0 | 0 | 0 | 0 | 0 | 0
Commercial_Grocery_New_Space Heating_Natural Gas_Unit Heater_E8_Codes & Standards Forecast | Commercial | Grocery | New | Space Heating | Natural Gas | Unit Heater | E8 |  | Codes & Standards Forecast | 0 | 0 | 0 | 0 | 0 | 0 | 0 | 0 | 0 | 0 | 0 | 0 | 0 | 0 | 0 | 0 | 0 | 0 | 0 | 0 | 0 | 0 | 0 | 0 | 0 | 0 | 0 | 0 | 0 | 0 | 0 | 0 | 0
Commercial_Grocery_New_Space Heating_Natural Gas_Unit Heater_E9_Codes & Standards Forecast | Commercial | Grocery | New | Space Heating | Natural Gas | Unit Heater | E9 |  | Codes & Standards Forecast | 0 | 0 | 0 | 0 | 0 | 0 | 0 | 0 | 0 | 0 | 0 | 0 | 0 | 0 | 0 | 0 | 0 | 0 | 0 | 0 | 0 | 0 | 0 | 0 | 0 | 0 | 0 | 0 | 0 | 0 | 0 | 0 | 0
Commercial_Grocery_New_Space Heating_Natural Gas_Unit Heater_E10_Codes & Standards Forecast | Commercial | Grocery | New | Space Heating | Natural Gas | Unit Heater | E10 |  | Codes & Standards Forecast | 0 | 0 | 0 | 0 | 0 | 0 | 0 | 0 | 0 | 0 | 0 | 0 | 0 | 0 | 0 | 0 | 0 | 0 | 0 | 0 | 0 | 0 | 0 | 0 | 0 | 0 | 0 | 0 | 0 | 0 | 0 | 0 | 0
Commercial_Grocery_New_Water Heating_Natural Gas_Water Heater_E1_Codes & Standards Forecast | Commercial | Grocery | New | Water Heating | Natural Gas | Water Heater | E1 |  | Codes & Standards Forecast | 0 | 0 | 0 | 0 | 0 | 0 | 0 | 0 | 0 | 0 | 0 | 0 | 0 | 0 | 0 | 0 | 0 | 0 | 0 | 0 | 0 | 0 | 0 | 0 | 0 | 0 | 0 | 0 | 0 | 0 | 0 | 0 | 0
Commercial_Grocery_New_Water Heating_Natural Gas_Water Heater_E2_Codes & Standards Forecast | Commercial | Grocery | New | Water Heating | Natural Gas | Water Heater | E2 |  | Codes & Standards Forecast | 0 | 0 | 0 | 0 | 0 | 0 | 0 | 0 | 0 | 0 | 0 | 0 | 0 | 0 | 0 | 0 | 0 | 0 | 0 | 0 | 0 | 0 | 0 | 0 | 0 | 0 | 0 | 0 | 0 | 0 | 0 | 0 | 0
Commercial_Grocery_New_Water Heating_Natural Gas_Water Heater_E3_Codes & Standards Forecast | Commercial | Grocery | New | Water Heating | Natural Gas | Water Heater | E3 |  | Codes & Standards Forecast | 0 | 0 | 0 | 0 | 0 | 0 | 0 | 0 | 0 | 0 | 0 | 0 | 0 | 0 | 0 | 0 | 0 | 0 | 0 | 0 | 0 | 0 | 0 | 0 | 0 | 0 | 0 | 0 | 0 | 0 | 0 | 0 | 0
Commercial_Grocery_New_Water Heating_Natural Gas_Water Heater_E4_Codes & Standards Forecast | Commercial | Grocery | New | Water Heating | Natural Gas | Water Heater | E4 |  | Codes & Standards Forecast | 0 | 0 | 0 | 0 | 0 | 0 | 0 | 0 | 0 | 0 | 0 | 0 | 0 | 0 | 0 | 0 | 0 | 0 | 0 | 0 | 0 | 0 | 0 | 0 | 0 | 0 | 0 | 0 | 0 | 0 | 0 | 0 | 0
Commercial_Grocery_New_Water Heating_Natural Gas_Water Heater_E5_Codes & Standards Forecast | Commercial | Grocery | New | Water Heating | Natural Gas | Water Heater | E5 |  | Codes & Standards Forecast | 0 | 0 | 0 | 0 | 0 | 0 | 0 | 0 | 0 | 0 | 0 | 0 | 0 | 0 | 0 | 0 | 0 | 0 | 0 | 0 | 0 | 0 | 0 | 0 | 0 | 0 | 0 | 0 | 0 | 0 | 0 | 0 | 0
Commercial_Grocery_New_Water Heating_Natural Gas_Water Heater_E6_Codes & Standards Forecast | Commercial | Grocery | New | Water Heating | Natural Gas | Water Heater | E6 |  | Codes & Standards Forecast | 0 | 0 | 0 | 0 | 0 | 0 | 0 | 0 | 0 | 0 | 0 | 0 | 0 | 0 | 0 | 0 | 0 | 0 | 0 | 0 | 0 | 0 | 0 | 0 | 0 | 0 | 0 | 0 | 0 | 0 | 0 | 0 | 0
Commercial_Grocery_New_Water Heating_Natural Gas_Water Heater_E7_Codes & Standards Forecast | Commercial | Grocery | New | Water Heating | Natural Gas | Water Heater | E7 |  | Codes & Standards Forecast | 0 | 0 | 0 | 0 | 0 | 0 | 0 | 0 | 0 | 0 | 0 | 0 | 0 | 0 | 0 | 0 | 0 | 0 | 0 | 0 | 0 | 0 | 0 | 0 | 0 | 0 | 0 | 0 | 0 | 0 | 0 | 0 | 0
Commercial_Grocery_New_Water Heating_Natural Gas_Water Heater_E8_Codes & Standards Forecast | Commercial | Grocery | New | Water Heating | Natural Gas | Water Heater | E8 |  | Codes & Standards Forecast | 0 | 0 | 0 | 0 | 0 | 0 | 0 | 0 | 0 | 0 | 0 | 0 | 0 | 0 | 0 | 0 | 0 | 0 | 0 | 0 | 0 | 0 | 0 | 0 | 0 | 0 | 0 | 0 | 0 | 0 | 0 | 0 | 0
Commercial_Grocery_New_Water Heating_Natural Gas_Water Heater_E9_Codes & Standards Forecast | Commercial | Grocery | New | Water Heating | Natural Gas | Water Heater | E9 |  | Codes & Standards Forecast | 0 | 0 | 0 | 0 | 0 | 0 | 0 | 0 | 0 | 0 | 0 | 0 | 0 | 0 | 0 | 0 | 0 | 0 | 0 | 0 | 0 | 0 | 0 | 0 | 0 | 0 | 0 | 0 | 0 | 0 | 0 | 0 | 0
Commercial_Grocery_New_Water Heating_Natural Gas_Water Heater_E10_Codes & Standards Forecast | Commercial | Grocery | New | Water Heating | Natural Gas | Water Heater | E10 |  | Codes & Standards Forecast | 0 | 0 | 0 | 0 | 0 | 0 | 0 | 0 | 0 | 0 | 0 | 0 | 0 | 0 | 0 | 0 | 0 | 0 | 0 | 0 | 0 | 0 | 0 | 0 | 0 | 0 | 0 | 0 | 0 | 0 | 0 | 0 | 0
Commercial_Grocery_New_Food Preparation_Natural Gas_Oven_E1_Codes & Standards Forecast | Commercial | Grocery | New | Food Preparation | Natural Gas | Oven | E1 |  | Codes & Standards Forecast | 0 | 1260.9234 | 6081.9017 | 3886.7611 | 4647.2006 | 4789.3653 | 4813.4327 | 4166.0105 | 4107.626 | 4203.7712 | 4482.3527 | 5428.5221 | 5811.8722 | 6256.4455 | 6703.9733 | 7063.4976 | 7641.3065 | 8990.3394 | 8092.4877 | 8224.1023 | 8425.0149 | 8697.8481 | 8798.4755 | 9120.7656 | 9500.3013 | 9939.861 | 10723.5425 | 11059.6366 | 11394.1094 | 11701.2111 | 12000.6563 | 12305.9115 | 10496.4239
Commercial_Grocery_New_Food Preparation_Natural Gas_Oven_E2_Codes & Standards Forecast | Commercial | Grocery | New | Food Preparation | Natural Gas | Oven | E2 |  | Codes & Standards Forecast | 0 | 0 | 0 | 0 | 0 | 0 | 0 | 0 | 0 | 0 | 0 | 0 | 0 | 0 | 0 | 0 | 0 | 0 | 0 | 0 | 0 | 0 | 0 | 0 | 0 | 0 | 0 | 0 | 0 | 0 | 0 | 0 | 0
Commercial_Grocery_New_Food Preparation_Natural Gas_Oven_E3_Codes & Standards Forecast | Commercial | Grocery | New | Food Preparation | Natural Gas | Oven | E3 |  | Codes & Standards Forecast | 0 | 0 | 0 | 0 | 0 | 0 | 0 | 0 | 0 | 0 | 0 | 0 | 0 | 0 | 0 | 0 | 0 | 0 | 0 | 0 | 0 | 0 | 0 | 0 | 0 | 0 | 0 | 0 | 0 | 0 | 0 | 0 | 0
Commercial_Grocery_New_Food Preparation_Natural Gas_Oven_E4_Codes & Standards Forecast | Commercial | Grocery | New | Food Preparation | Natural Gas | Oven | E4 |  | Codes & Standards Forecast | 0 | 0 | 0 | 0 | 0 | 0 | 0 | 0 | 0 | 0 | 0 | 0 | 0 | 0 | 0 | 0 | 0 | 0 | 0 | 0 | 0 | 0 | 0 | 0 | 0 | 0 | 0 | 0 | 0 | 0 | 0 | 0 | 0
Commercial_Grocery_New_Food Preparation_Natural Gas_Oven_E5_Codes & Standards Forecast | Commercial | Grocery | New | Food Preparation | Natural Gas | Oven | E5 |  | Codes & Standards Forecast | 0 | 0 | 0 | 0 | 0 | 0 | 0 | 0 | 0 | 0 | 0 | 0 | 0 | 0 | 0 | 0 | 0 | 0 | 0 | 0 | 0 | 0 | 0 | 0 | 0 | 0 | 0 | 0 | 0 | 0 | 0 | 0 | 0
Commercial_Grocery_New_Food Preparation_Natural Gas_Oven_E6_Codes & Standards Forecast | Commercial | Grocery | New | Food Preparation | Natural Gas | Oven | E6 |  | Codes & Standards Forecast | 0 | 0 | 0 | 0 | 0 | 0 | 0 | 0 | 0 | 0 | 0 | 0 | 0 | 0 | 0 | 0 | 0 | 0 | 0 | 0 | 0 | 0 | 0 | 0 | 0 | 0 | 0 | 0 | 0 | 0 | 0 | 0 | 0
Commercial_Grocery_New_Food Preparation_Natural Gas_Oven_E7_Codes & Standards Forecast | Commercial | Grocery | New | Food Preparation | Natural Gas | Oven | E7 |  | Codes & Standards Forecast | 0 | 0 | 0 | 0 | 0 | 0 | 0 | 0 | 0 | 0 | 0 | 0 | 0 | 0 | 0 | 0 | 0 | 0 | 0 | 0 | 0 | 0 | 0 | 0 | 0 | 0 | 0 | 0 | 0 | 0 | 0 | 0 | 0
Commercial_Grocery_New_Food Preparation_Natural Gas_Oven_E8_Codes & Standards Forecast | Commercial | Grocery | New | Food Preparation | Natural Gas | Oven | E8 |  | Codes & Standards Forecast | 0 | 0 | 0 | 0 | 0 | 0 | 0 | 0 | 0 | 0 | 0 | 0 | 0 | 0 | 0 | 0 | 0 | 0 | 0 | 0 | 0 | 0 | 0 | 0 | 0 | 0 | 0 | 0 | 0 | 0 | 0 | 0 | 0
Commercial_Grocery_New_Food Preparation_Natural Gas_Oven_E9_Codes & Standards Forecast | Commercial | Grocery | New | Food Preparation | Natural Gas | Oven | E9 |  | Codes & Standards Forecast | 0 | 0 | 0 | 0 | 0 | 0 | 0 | 0 | 0 | 0 | 0 | 0 | 0 | 0 | 0 | 0 | 0 | 0 | 0 | 0 | 0 | 0 | 0 | 0 | 0 | 0 | 0 | 0 | 0 | 0 | 0 | 0 | 0
Commercial_Grocery_New_Food Preparation_Natural Gas_Oven_E10_Codes & Standards Forecast | Commercial | Grocery | New | Food Preparation | Natural Gas | Oven | E10 |  | Codes & Standards Forecast | 0 | 0 | 0 | 0 | 0 | 0 | 0 | 0 | 0 | 0 | 0 | 0 | 0 | 0 | 0 | 0 | 0 | 0 | 0 | 0 | 0 | 0 | 0 | 0 | 0 | 0 | 0 | 0 | 0 | 0 | 0 | 0 | 0
Commercial_Grocery_New_Food Preparation_Natural Gas_Conveyor Oven_E1_Codes & Standards Forecast | Commercial | Grocery | New | Food Preparation | Natural Gas | Conveyor Oven | E1 |  | Codes & Standards Forecast | 0 | 630.4617 | 3040.9508 | 1943.3806 | 2323.6003 | 2394.6827 | 2406.7163 | 2083.0052 | 2053.813 | 2101.8856 | 2136.0994 | 2119.8718 | 2086.7149 | 2058.2717 | 2061.247 | 2055.0131 | 2066.9223 | 2144.7941 | 2647.5821 | 2831.8986 | 3106.3548 | 3377.4036 | 3756.4736 | 4462.1709 | 4105.9144 | 4206.6516 | 4216.3473 | 4200.5084 | 4100.9234 | 4090.0988 | 4113.7419 | 4117.2885 | 2942.9255
Commercial_Grocery_New_Food Preparation_Natural Gas_Conveyor Oven_E2_Codes & Standards Forecast | Commercial | Grocery | New | Food Preparation | Natural Gas | Conveyor Oven | E2 |  | Codes & Standards Forecast | 0 | 0 | 0 | 0 | 0 | 0 | 0 | 0 | 0 | 0 | 0 | 0 | 0 | 0 | 0 | 0 | 0 | 0 | 0 | 0 | 0 | 0 | 0 | 0 | 0 | 0 | 0 | 0 | 0 | 0 | 0 | 0 | 0
Commercial_Grocery_New_Food Preparation_Natural Gas_Conveyor Oven_E3_Codes & Standards Forecast | Commercial | Grocery | New | Food Preparation | Natural Gas | Conveyor Oven | E3 |  | Codes & Standards Forecast | 0 | 0 | 0 | 0 | 0 | 0 | 0 | 0 | 0 | 0 | 0 | 0 | 0 | 0 | 0 | 0 | 0 | 0 | 0 | 0 | 0 | 0 | 0 | 0 | 0 | 0 | 0 | 0 | 0 | 0 | 0 | 0 | 0
Commercial_Grocery_New_Food Preparation_Natural Gas_Conveyor Oven_E4_Codes & Standards Forecast | Commercial | Grocery | New | Food Preparation | Natural Gas | Conveyor Oven | E4 |  | Codes & Standards Forecast | 0 | 0 | 0 | 0 | 0 | 0 | 0 | 0 | 0 | 0 | 0 | 0 | 0 | 0 | 0 | 0 | 0 | 0 | 0 | 0 | 0 | 0 | 0 | 0 | 0 | 0 | 0 | 0 | 0 | 0 | 0 | 0 | 0
Commercial_Grocery_New_Food Preparation_Natural Gas_Conveyor Oven_E5_Codes & Standards Forecast | Commercial | Grocery | New | Food Preparation | Natural Gas | Conveyor Oven | E5 |  | Codes & Standards Forecast | 0 | 0 | 0 | 0 | 0 | 0 | 0 | 0 | 0 | 0 | 0 | 0 | 0 | 0 | 0 | 0 | 0 | 0 | 0 | 0 | 0 | 0 | 0 | 0 | 0 | 0 | 0 | 0 | 0 | 0 | 0 | 0 | 0
Commercial_Grocery_New_Food Preparation_Natural Gas_Conveyor Oven_E6_Codes & Standards Forecast | Commercial | Grocery | New | Food Preparation | Natural Gas | Conveyor Oven | E6 |  | Codes & Standards Forecast | 0 | 0 | 0 | 0 | 0 | 0 | 0 | 0 | 0 | 0 | 0 | 0 | 0 | 0 | 0 | 0 | 0 | 0 | 0 | 0 | 0 | 0 | 0 | 0 | 0 | 0 | 0 | 0 | 0 | 0 | 0 | 0 | 0
Commercial_Grocery_New_Food Preparation_Natural Gas_Conveyor Oven_E7_Codes & Standards Forecast | Commercial | Grocery | New | Food Preparation | Natural Gas | Conveyor Oven | E7 |  | Codes & Standards Forecast | 0 | 0 | 0 | 0 | 0 | 0 | 0 | 0 | 0 | 0 | 0 | 0 | 0 | 0 | 0 | 0 | 0 | 0 | 0 | 0 | 0 | 0 | 0 | 0 | 0 | 0 | 0 | 0 | 0 | 0 | 0 | 0 | 0
Commercial_Grocery_New_Food Preparation_Natural Gas_Conveyor Oven_E8_Codes & Standards Forecast | Commercial | Grocery | New | Food Preparation | Natural Gas | Conveyor Oven | E8 |  | Codes & Standards Forecast | 0 | 0 | 0 | 0 | 0 | 0 | 0 | 0 | 0 | 0 | 0 | 0 | 0 | 0 | 0 | 0 | 0 | 0 | 0 | 0 | 0 | 0 | 0 | 0 | 0 | 0 | 0 | 0 | 0 | 0 | 0 | 0 | 0
Commercial_Grocery_New_Food Preparation_Natural Gas_Conveyor Oven_E9_Codes & Standards Forecast | Commercial | Grocery | New | Food Preparation | Natural Gas | Conveyor Oven | E9 |  | Codes & Standards Forecast | 0 | 0 | 0 | 0 | 0 | 0 | 0 | 0 | 0 | 0 | 0 | 0 | 0 | 0 | 0 | 0 | 0 | 0 | 0 | 0 | 0 | 0 | 0 | 0 | 0 | 0 | 0 | 0 | 0 | 0 | 0 | 0 | 0
Commercial_Grocery_New_Food Preparation_Natural Gas_Conveyor Oven_E10_Codes & Standards Forecast | Commercial | Grocery | New | Food Preparation | Natural Gas | Conveyor Oven | E10 |  | Codes & Standards Forecast | 0 | 0 | 0 | 0 | 0 | 0 | 0 | 0 | 0 | 0 | 0 | 0 | 0 | 0 | 0 | 0 | 0 | 0 | 0 | 0 | 0 | 0 | 0 | 0 | 0 | 0 | 0 | 0 | 0 | 0 | 0 | 0 | 0
Commercial_Grocery_New_Food Preparation_Natural Gas_Double Rack Oven_E1_Codes & Standards Forecast | Commercial | Grocery | New | Food Preparation | Natural Gas | Double Rack Oven | E1 |  | Codes & Standards Forecast | 0 | 630.4617 | 3040.9508 | 1943.3806 | 2323.6003 | 2394.6827 | 2406.7163 | 2083.0052 | 2053.813 | 2101.8856 | 2136.0994 | 2119.8718 | 2212.8073 | 2767.3358 | 3017.1744 | 3284.475 | 3529.4284 | 3835.3217 | 4440.3103 | 4000.4461 | 4096.5223 | 4136.4548 | 4144.2284 | 4081.5809 | 4224.2159 | 4397.2802 | 4588.8604 | 4773.0217 | 5017.8768 | 5453.0881 | 5644.8649 | 5811.5911 | 4780.7411
Commercial_Grocery_New_Food Preparation_Natural Gas_Double Rack Oven_E2_Codes & Standards Forecast | Commercial | Grocery | New | Food Preparation | Natural Gas | Double Rack Oven | E2 |  | Codes & Standards Forecast | 0 | 0 | 0 | 0 | 0 | 0 | 0 | 0 | 0 | 0 | 0 | 0 | 0 | 0 | 0 | 0 | 0 | 0 | 0 | 0 | 0 | 0 | 0 | 0 | 0 | 0 | 0 | 0 | 0 | 0 | 0 | 0 | 0
Commercial_Grocery_New_Food Preparation_Natural Gas_Double Rack Oven_E3_Codes & Standards Forecast | Commercial | Grocery | New | Food Preparation | Natural Gas | Double Rack Oven | E3 |  | Codes & Standards Forecast | 0 | 0 | 0 | 0 | 0 | 0 | 0 | 0 | 0 | 0 | 0 | 0 | 0 | 0 | 0 | 0 | 0 | 0 | 0 | 0 | 0 | 0 | 0 | 0 | 0 | 0 | 0 | 0 | 0 | 0 | 0 | 0 | 0
Commercial_Grocery_New_Food Preparation_Natural Gas_Double Rack Oven_E4_Codes & Standards Forecast | Commercial | Grocery | New | Food Preparation | Natural Gas | Double Rack Oven | E4 |  | Codes & Standards Forecast | 0 | 0 | 0 | 0 | 0 | 0 | 0 | 0 | 0 | 0 | 0 | 0 | 0 | 0 | 0 | 0 | 0 | 0 | 0 | 0 | 0 | 0 | 0 | 0 | 0 | 0 | 0 | 0 | 0 | 0 | 0 | 0 | 0
Commercial_Grocery_New_Food Preparation_Natural Gas_Double Rack Oven_E5_Codes & Standards Forecast | Commercial | Grocery | New | Food Preparation | Natural Gas | Double Rack Oven | E5 |  | Codes & Standards Forecast | 0 | 0 | 0 | 0 | 0 | 0 | 0 | 0 | 0 | 0 | 0 | 0 | 0 | 0 | 0 | 0 | 0 | 0 | 0 | 0 | 0 | 0 | 0 | 0 | 0 | 0 | 0 | 0 | 0 | 0 | 0 | 0 | 0
Commercial_Grocery_New_Food Preparation_Natural Gas_Double Rack Oven_E6_Codes & Standards Forecast | Commercial | Grocery | New | Food Preparation | Natural Gas | Double Rack Oven | E6 |  | Codes & Standards Forecast | 0 | 0 | 0 | 0 | 0 | 0 | 0 | 0 | 0 | 0 | 0 | 0 | 0 | 0 | 0 | 0 | 0 | 0 | 0 | 0 | 0 | 0 | 0 | 0 | 0 | 0 | 0 | 0 | 0 | 0 | 0 | 0 | 0
Commercial_Grocery_New_Food Preparation_Natural Gas_Double Rack Oven_E7_Codes & Standards Forecast | Commercial | Grocery | New | Food Preparation | Natural Gas | Double Rack Oven | E7 |  | Codes & Standards Forecast | 0 | 0 | 0 | 0 | 0 | 0 | 0 | 0 | 0 | 0 | 0 | 0 | 0 | 0 | 0 | 0 | 0 | 0 | 0 | 0 | 0 | 0 | 0 | 0 | 0 | 0 | 0 | 0 | 0 | 0 | 0 | 0 | 0
Commercial_Grocery_New_Food Preparation_Natural Gas_Double Rack Oven_E8_Codes & Standards Forecast | Commercial | Grocery | New | Food Preparation | Natural Gas | Double Rack Oven | E8 |  | Codes & Standards Forecast | 0 | 0 | 0 | 0 | 0 | 0 | 0 | 0 | 0 | 0 | 0 | 0 | 0 | 0 | 0 | 0 | 0 | 0 | 0 | 0 | 0 | 0 | 0 | 0 | 0 | 0 | 0 | 0 | 0 | 0 | 0 | 0 | 0
Commercial_Grocery_New_Food Preparation_Natural Gas_Double Rack Oven_E9_Codes & Standards Forecast | Commercial | Grocery | New | Food Preparation | Natural Gas | Double Rack Oven | E9 |  | Codes & Standards Forecast | 0 | 0 | 0 | 0 | 0 | 0 | 0 | 0 | 0 | 0 | 0 | 0 | 0 | 0 | 0 | 0 | 0 | 0 | 0 | 0 | 0 | 0 | 0 | 0 | 0 | 0 | 0 | 0 | 0 | 0 | 0 | 0 | 0
Commercial_Grocery_New_Food Preparation_Natural Gas_Double Rack Oven_E10_Codes & Standards Forecast | Commercial | Grocery | New | Food Preparation | Natural Gas | Double Rack Oven | E10 |  | Codes & Standards Forecast | 0 | 0 | 0 | 0 | 0 | 0 | 0 | 0 | 0 | 0 | 0 | 0 | 0 | 0 | 0 | 0 | 0 | 0 | 0 | 0 | 0 | 0 | 0 | 0 | 0 | 0 | 0 | 0 | 0 | 0 | 0 | 0 | 0
Commercial_Grocery_New_Food Preparation_Natural Gas_Fryer_E1_Codes & Standards Forecast | Commercial | Grocery | New | Food Preparation | Natural Gas | Fryer | E1 |  | Codes & Standards Forecast | 0 | 2521.8467 | 12163.8033 | 0 | 0 | 0 | 0 | 0 | 0 | 0 | 0 | 0 | 0 | 0 | 0 | 0 | 0 | 0 | 0 | 0 | 0 | 0 | 0 | 0 | 0 | 0 | 0 | 0 | 0 | 0 | 0 | 0 | 0
Commercial_Grocery_New_Food Preparation_Natural Gas_Fryer_E2_Codes & Standards Forecast | Commercial | Grocery | New | Food Preparation | Natural Gas | Fryer | E2 |  | Codes & Standards Forecast | 0 | 0 | 0 | 7773.5223 | 9294.4013 | 9578.7306 | 9626.8653 | 8332.021 | 8215.252 | 8911.9118 | 11380.6537 | 12303.1966 | 13264.7075 | 14083.1113 | 15511.4676 | 18227.2212 | 16765.589 | 17054.1985 | 17288.2514 | 17604.4857 | 17901.5581 | 18760.7914 | 19925.2944 | 21866.8285 | 22740.9661 | 23463.1492 | 24063.3987 | 24747.2577 | 25722.1667 | 25568.1668 | 26182.4957 | 27006.0114 | 23195.7581
Commercial_Grocery_New_Food Preparation_Natural Gas_Fryer_E3_Codes & Standards Forecast | Commercial | Grocery | New | Food Preparation | Natural Gas | Fryer | E3 |  | Codes & Standards Forecast | 0 | 0 | 0 | 0 | 0 | 0 | 0 | 0 | 0 | 0 | 0 | 0 | 0 | 0 | 0 | 0 | 0 | 0 | 0 | 0 | 0 | 0 | 0 | 0 | 0 | 0 | 0 | 0 | 0 | 0 | 0 | 0 | 0
Commercial_Grocery_New_Food Preparation_Natural Gas_Fryer_E4_Codes & Standards Forecast | Commercial | Grocery | New | Food Preparation | Natural Gas | Fryer | E4 |  | Codes & Standards Forecast | 0 | 0 | 0 | 0 | 0 | 0 | 0 | 0 | 0 | 0 | 0 | 0 | 0 | 0 | 0 | 0 | 0 | 0 | 0 | 0 | 0 | 0 | 0 | 0 | 0 | 0 | 0 | 0 | 0 | 0 | 0 | 0 | 0
Commercial_Grocery_New_Food Preparation_Natural Gas_Fryer_E5_Codes & Standards Forecast | Commercial | Grocery | New | Food Preparation | Natural Gas | Fryer | E5 |  | Codes & Standards Forecast | 0 | 0 | 0 | 0 | 0 | 0 | 0 | 0 | 0 | 0 | 0 | 0 | 0 | 0 | 0 | 0 | 0 | 0 | 0 | 0 | 0 | 0 | 0 | 0 | 0 | 0 | 0 | 0 | 0 | 0 | 0 | 0 | 0
Commercial_Grocery_New_Food Preparation_Natural Gas_Fryer_E6_Codes & Standards Forecast | Commercial | Grocery | New | Food Preparation | Natural Gas | Fryer | E6 |  | Codes & Standards Forecast | 0 | 0 | 0 | 0 | 0 | 0 | 0 | 0 | 0 | 0 | 0 | 0 | 0 | 0 | 0 | 0 | 0 | 0 | 0 | 0 | 0 | 0 | 0 | 0 | 0 | 0 | 0 | 0 | 0 | 0 | 0 | 0 | 0
Commercial_Grocery_New_Food Preparation_Natural Gas_Fryer_E7_Codes & Standards Forecast | Commercial | Grocery | New | Food Preparation | Natural Gas | Fryer | E7 |  | Codes & Standards Forecast | 0 | 0 | 0 | 0 | 0 | 0 | 0 | 0 | 0 | 0 | 0 | 0 | 0 | 0 | 0 | 0 | 0 | 0 | 0 | 0 | 0 | 0 | 0 | 0 | 0 | 0 | 0 | 0 | 0 | 0 | 0 | 0 | 0
Commercial_Grocery_New_Food Preparation_Natural Gas_Fryer_E8_Codes & Standards Forecast | Commercial | Grocery | New | Food Preparation | Natural Gas | Fryer | E8 |  | Codes & Standards Forecast | 0 | 0 | 0 | 0 | 0 | 0 | 0 | 0 | 0 | 0 | 0 | 0 | 0 | 0 | 0 | 0 | 0 | 0 | 0 | 0 | 0 | 0 | 0 | 0 | 0 | 0 | 0 | 0 | 0 | 0 | 0 | 0 | 0
Commercial_Grocery_New_Food Preparation_Natural Gas_Fryer_E9_Codes & Standards Forecast | Commercial | Grocery | New | Food Preparation | Natural Gas | Fryer | E9 |  | Codes & Standards Forecast | 0 | 0 | 0 | 0 | 0 | 0 | 0 | 0 | 0 | 0 | 0 | 0 | 0 | 0 | 0 | 0 | 0 | 0 | 0 | 0 | 0 | 0 | 0 | 0 | 0 | 0 | 0 | 0 | 0 | 0 | 0 | 0 | 0
Commercial_Grocery_New_Food Preparation_Natural Gas_Fryer_E10_Codes & Standards Forecast | Commercial | Grocery | New | Food Preparation | Natural Gas | Fryer | E10 |  | Codes & Standards Forecast | 0 | 0 | 0 | 0 | 0 | 0 | 0 | 0 | 0 | 0 | 0 | 0 | 0 | 0 | 0 | 0 | 0 | 0 | 0 | 0 | 0 | 0 | 0 | 0 | 0 | 0 | 0 | 0 | 0 | 0 | 0 | 0 | 0
Commercial_Grocery_New_Food Preparation_Natural Gas_Broiler_E1_Codes & Standards Forecast | Commercial | Grocery | New | Food Preparation | Natural Gas | Broiler | E1 |  | Codes & Standards Forecast | 0 | 0 | 0 | 0 | 0 | 0 | 0 | 0 | 0 | 0 | 0 | 0 | 0 | 0 | 0 | 0 | 0 | 0 | 0 | 0 | 0 | 0 | 0 | 0 | 0 | 0 | 0 | 0 | 0 | 0 | 0 | 0 | 0
Commercial_Grocery_New_Food Preparation_Natural Gas_Broiler_E2_Codes & Standards Forecast | Commercial | Grocery | New | Food Preparation | Natural Gas | Broiler | E2 |  | Codes & Standards Forecast | 0 | 0 | 0 | 0 | 0 | 0 | 0 | 0 | 0 | 0 | 0 | 0 | 0 | 0 | 0 | 0 | 0 | 0 | 0 | 0 | 0 | 0 | 0 | 0 | 0 | 0 | 0 | 0 | 0 | 0 | 0 | 0 | 0
Commercial_Grocery_New_Food Preparation_Natural Gas_Broiler_E3_Codes & Standards Forecast | Commercial | Grocery | New | Food Preparation | Natural Gas | Broiler | E3 |  | Codes & Standards Forecast | 0 | 0 | 0 | 0 | 0 | 0 | 0 | 0 | 0 | 0 | 0 | 0 | 0 | 0 | 0 | 0 | 0 | 0 | 0 | 0 | 0 | 0 | 0 | 0 | 0 | 0 | 0 | 0 | 0 | 0 | 0 | 0 | 0
Commercial_Grocery_New_Food Preparation_Natural Gas_Broiler_E4_Codes & Standards Forecast | Commercial | Grocery | New | Food Preparation | Natural Gas | Broiler | E4 |  | Codes & Standards Forecast | 0 | 0 | 0 | 0 | 0 | 0 | 0 | 0 | 0 | 0 | 0 | 0 | 0 | 0 | 0 | 0 | 0 | 0 | 0 | 0 | 0 | 0 | 0 | 0 | 0 | 0 | 0 | 0 | 0 | 0 | 0 | 0 | 0
Commercial_Grocery_New_Food Preparation_Natural Gas_Broiler_E5_Codes & Standards Forecast | Commercial | Grocery | New | Food Preparation | Natural Gas | Broiler | E5 |  | Codes & Standards Forecast | 0 | 0 | 0 | 0 | 0 | 0 | 0 | 0 | 0 | 0 | 0 | 0 | 0 | 0 | 0 | 0 | 0 | 0 | 0 | 0 | 0 | 0 | 0 | 0 | 0 | 0 | 0 | 0 | 0 | 0 | 0 | 0 | 0
Commercial_Grocery_New_Food Preparation_Natural Gas_Broiler_E6_Codes & Standards Forecast | Commercial | Grocery | New | Food Preparation | Natural Gas | Broiler | E6 |  | Codes & Standards Forecast | 0 | 0 | 0 | 0 | 0 | 0 | 0 | 0 | 0 | 0 | 0 | 0 | 0 | 0 | 0 | 0 | 0 | 0 | 0 | 0 | 0 | 0 | 0 | 0 | 0 | 0 | 0 | 0 | 0 | 0 | 0 | 0 | 0
Commercial_Grocery_New_Food Preparation_Natural Gas_Broiler_E7_Codes & Standards Forecast | Commercial | Grocery | New | Food Preparation | Natural Gas | Broiler | E7 |  | Codes & Standards Forecast | 0 | 0 | 0 | 0 | 0 | 0 | 0 | 0 | 0 | 0 | 0 | 0 | 0 | 0 | 0 | 0 | 0 | 0 | 0 | 0 | 0 | 0 | 0 | 0 | 0 | 0 | 0 | 0 | 0 | 0 | 0 | 0 | 0
Commercial_Grocery_New_Food Preparation_Natural Gas_Broiler_E8_Codes & Standards Forecast | Commercial | Grocery | New | Food Preparation | Natural Gas | Broiler | E8 |  | Codes & Standards Forecast | 0 | 0 | 0 | 0 | 0 | 0 | 0 | 0 | 0 | 0 | 0 | 0 | 0 | 0 | 0 | 0 | 0 | 0 | 0 | 0 | 0 | 0 | 0 | 0 | 0 | 0 | 0 | 0 | 0 | 0 | 0 | 0 | 0
Commercial_Grocery_New_Food Preparation_Natural Gas_Broiler_E9_Codes & Standards Forecast | Commercial | Grocery | New | Food Preparation | Natural Gas | Broiler | E9 |  | Codes & Standards Forecast | 0 | 0 | 0 | 0 | 0 | 0 | 0 | 0 | 0 | 0 | 0 | 0 | 0 | 0 | 0 | 0 | 0 | 0 | 0 | 0 | 0 | 0 | 0 | 0 | 0 | 0 | 0 | 0 | 0 | 0 | 0 | 0 | 0
Commercial_Grocery_New_Food Preparation_Natural Gas_Broiler_E10_Codes & Standards Forecast | Commercial | Grocery | New | Food Preparation | Natural Gas | Broiler | E10 |  | Codes & Standards Forecast | 0 | 0 | 0 | 0 | 0 | 0 | 0 | 0 | 0 | 0 | 0 | 0 | 0 | 0 | 0 | 0 | 0 | 0 | 0 | 0 | 0 | 0 | 0 | 0 | 0 | 0 | 0 | 0 | 0 | 0 | 0 | 0 | 0
Commercial_Grocery_New_Food Preparation_Natural Gas_Griddle_E1_Codes & Standards Forecast | Commercial | Grocery | New | Food Preparation | Natural Gas | Griddle | E1 |  | Codes & Standards Forecast | 0 | 2521.8467 | 12163.8033 | 0 | 0 | 0 | 0 | 0 | 0 | 0 | 0 | 0 | 0 | 0 | 0 | 0 | 0 | 0 | 0 | 0 | 0 | 0 | 0 | 0 | 0 | 0 | 0 | 0 | 0 | 0 | 0 | 0 | 0
Commercial_Grocery_New_Food Preparation_Natural Gas_Griddle_E2_Codes & Standards Forecast | Commercial | Grocery | New | Food Preparation | Natural Gas | Griddle | E2 |  | Codes & Standards Forecast | 0 | 0 | 0 | 7773.5223 | 9294.4013 | 9578.7306 | 9626.8653 | 8332.021 | 8215.252 | 8407.5425 | 8544.3976 | 8479.4872 | 8851.2291 | 11069.3431 | 12068.6974 | 13137.9001 | 14117.7136 | 15341.2867 | 17761.2412 | 16001.7846 | 16386.0892 | 16545.819 | 16576.9135 | 16326.3237 | 16896.8637 | 17589.1206 | 18355.4417 | 19092.0867 | 20071.5071 | 21812.3524 | 22579.4598 | 23246.3642 | 19122.9643
Commercial_Grocery_New_Food Preparation_Natural Gas_Griddle_E3_Codes & Standards Forecast | Commercial | Grocery | New | Food Preparation | Natural Gas | Griddle | E3 |  | Codes & Standards Forecast | 0 | 0 | 0 | 0 | 0 | 0 | 0 | 0 | 0 | 0 | 0 | 0 | 0 | 0 | 0 | 0 | 0 | 0 | 0 | 0 | 0 | 0 | 0 | 0 | 0 | 0 | 0 | 0 | 0 | 0 | 0 | 0 | 0
Commercial_Grocery_New_Food Preparation_Natural Gas_Griddle_E4_Codes & Standards Forecast | Commercial | Grocery | New | Food Preparation | Natural Gas | Griddle | E4 |  | Codes & Standards Forecast | 0 | 0 | 0 | 0 | 0 | 0 | 0 | 0 | 0 | 0 | 0 | 0 | 0 | 0 | 0 | 0 | 0 | 0 | 0 | 0 | 0 | 0 | 0 | 0 | 0 | 0 | 0 | 0 | 0 | 0 | 0 | 0 | 0
Commercial_Grocery_New_Food Preparation_Natural Gas_Griddle_E5_Codes & Standards Forecast | Commercial | Grocery | New | Food Preparation | Natural Gas | Griddle | E5 |  | Codes & Standards Forecast | 0 | 0 | 0 | 0 | 0 | 0 | 0 | 0 | 0 | 0 | 0 | 0 | 0 | 0 | 0 | 0 | 0 | 0 | 0 | 0 | 0 | 0 | 0 | 0 | 0 | 0 | 0 | 0 | 0 | 0 | 0 | 0 | 0
Commercial_Grocery_New_Food Preparation_Natural Gas_Griddle_E6_Codes & Standards Forecast | Commercial | Grocery | New | Food Preparation | Natural Gas | Griddle | E6 |  | Codes & Standards Forecast | 0 | 0 | 0 | 0 | 0 | 0 | 0 | 0 | 0 | 0 | 0 | 0 | 0 | 0 | 0 | 0 | 0 | 0 | 0 | 0 | 0 | 0 | 0 | 0 | 0 | 0 | 0 | 0 | 0 | 0 | 0 | 0 | 0
Commercial_Grocery_New_Food Preparation_Natural Gas_Griddle_E7_Codes & Standards Forecast | Commercial | Grocery | New | Food Preparation | Natural Gas | Griddle | E7 |  | Codes & Standards Forecast | 0 | 0 | 0 | 0 | 0 | 0 | 0 | 0 | 0 | 0 | 0 | 0 | 0 | 0 | 0 | 0 | 0 | 0 | 0 | 0 | 0 | 0 | 0 | 0 | 0 | 0 | 0 | 0 | 0 | 0 | 0 | 0 | 0
Commercial_Grocery_New_Food Preparation_Natural Gas_Griddle_E8_Codes & Standards Forecast | Commercial | Grocery | New | Food Preparation | Natural Gas | Griddle | E8 |  | Codes & Standards Forecast | 0 | 0 | 0 | 0 | 0 | 0 | 0 | 0 | 0 | 0 | 0 | 0 | 0 | 0 | 0 | 0 | 0 | 0 | 0 | 0 | 0 | 0 | 0 | 0 | 0 | 0 | 0 | 0 | 0 | 0 | 0 | 0 | 0
Commercial_Grocery_New_Food Preparation_Natural Gas_Griddle_E9_Codes & Standards Forecast | Commercial | Grocery | New | Food Preparation | Natural Gas | Griddle | E9 |  | Codes & Standards Forecast | 0 | 0 | 0 | 0 | 0 | 0 | 0 | 0 | 0 | 0 | 0 | 0 | 0 | 0 | 0 | 0 | 0 | 0 | 0 | 0 | 0 | 0 | 0 | 0 | 0 | 0 | 0 | 0 | 0 | 0 | 0 | 0 | 0
Commercial_Grocery_New_Food Preparation_Natural Gas_Griddle_E10_Codes & Standards Forecast | Commercial | Grocery | New | Food Preparation | Natural Gas | Griddle | E10 |  | Codes & Standards Forecast | 0 | 0 | 0 | 0 | 0 | 0 | 0 | 0 | 0 | 0 | 0 | 0 | 0 | 0 | 0 | 0 | 0 | 0 | 0 | 0 | 0 | 0 | 0 | 0 | 0 | 0 | 0 | 0 | 0 | 0 | 0 | 0 | 0
Commercial_Grocery_New_Food Preparation_Natural Gas_Range_E1_Codes & Standards Forecast | Commercial | Grocery | New | Food Preparation | Natural Gas | Range | E1 |  | Codes & Standards Forecast | 0 | 2521.8467 | 12163.8033 | 7773.5223 | 9294.4013 | 9578.7306 | 9626.8653 | 8332.021 | 8215.252 | 8407.5425 | 9048.7669 | 11315.7434 | 12170.5691 | 13150.9347 | 14095.0124 | 15486.5318 | 18274.8582 | 16572.7068 | 16632.5898 | 16490.9876 | 16973.0206 | 17326.6276 | 18092.6213 | 18977.4901 | 20099.938 | 21936.6787 | 22708.6612 | 23351.6504 | 23859.1326 | 24468.1219 | 25438.0122 | 25148.0188 | 20889.4679
Commercial_Grocery_New_Food Preparation_Natural Gas_Range_E2_Codes & Standards Forecast | Commercial | Grocery | New | Food Preparation | Natural Gas | Range | E2 |  | Codes & Standards Forecast | 0 | 0 | 0 | 0 | 0 | 0 | 0 | 0 | 0 | 0 | 0 | 0 | 0 | 0 | 0 | 0 | 0 | 0 | 0 | 0 | 0 | 0 | 0 | 0 | 0 | 0 | 0 | 0 | 0 | 0 | 0 | 0 | 0
Commercial_Grocery_New_Food Preparation_Natural Gas_Range_E3_Codes & Standards Forecast | Commercial | Grocery | New | Food Preparation | Natural Gas | Range | E3 |  | Codes & Standards Forecast | 0 | 0 | 0 | 0 | 0 | 0 | 0 | 0 | 0 | 0 | 0 | 0 | 0 | 0 | 0 | 0 | 0 | 0 | 0 | 0 | 0 | 0 | 0 | 0 | 0 | 0 | 0 | 0 | 0 | 0 | 0 | 0 | 0
Commercial_Grocery_New_Food Preparation_Natural Gas_Range_E4_Codes & Standards Forecast | Commercial | Grocery | New | Food Preparation | Natural Gas | Range | E4 |  | Codes & Standards Forecast | 0 | 0 | 0 | 0 | 0 | 0 | 0 | 0 | 0 | 0 | 0 | 0 | 0 | 0 | 0 | 0 | 0 | 0 | 0 | 0 | 0 | 0 | 0 | 0 | 0 | 0 | 0 | 0 | 0 | 0 | 0 | 0 | 0
Commercial_Grocery_New_Food Preparation_Natural Gas_Range_E5_Codes & Standards Forecast | Commercial | Grocery | New | Food Preparation | Natural Gas | Range | E5 |  | Codes & Standards Forecast | 0 | 0 | 0 | 0 | 0 | 0 | 0 | 0 | 0 | 0 | 0 | 0 | 0 | 0 | 0 | 0 | 0 | 0 | 0 | 0 | 0 | 0 | 0 | 0 | 0 | 0 | 0 | 0 | 0 | 0 | 0 | 0 | 0
Commercial_Grocery_New_Food Preparation_Natural Gas_Range_E6_Codes & Standards Forecast | Commercial | Grocery | New | Food Preparation | Natural Gas | Range | E6 |  | Codes & Standards Forecast | 0 | 0 | 0 | 0 | 0 | 0 | 0 | 0 | 0 | 0 | 0 | 0 | 0 | 0 | 0 | 0 | 0 | 0 | 0 | 0 | 0 | 0 | 0 | 0 | 0 | 0 | 0 | 0 | 0 | 0 | 0 | 0 | 0
Commercial_Grocery_New_Food Preparation_Natural Gas_Range_E7_Codes & Standards Forecast | Commercial | Grocery | New | Food Preparation | Natural Gas | Range | E7 |  | Codes & Standards Forecast | 0 | 0 | 0 | 0 | 0 | 0 | 0 | 0 | 0 | 0 | 0 | 0 | 0 | 0 | 0 | 0 | 0 | 0 | 0 | 0 | 0 | 0 | 0 | 0 | 0 | 0 | 0 | 0 | 0 | 0 | 0 | 0 | 0
Commercial_Grocery_New_Food Preparation_Natural Gas_Range_E8_Codes & Standards Forecast | Commercial | Grocery | New | Food Preparation | Natural Gas | Range | E8 |  | Codes & Standards Forecast | 0 | 0 | 0 | 0 | 0 | 0 | 0 | 0 | 0 | 0 | 0 | 0 | 0 | 0 | 0 | 0 | 0 | 0 | 0 | 0 | 0 | 0 | 0 | 0 | 0 | 0 | 0 | 0 | 0 | 0 | 0 | 0 | 0
Commercial_Grocery_New_Food Preparation_Natural Gas_Range_E9_Codes & Standards Forecast | Commercial | Grocery | New | Food Preparation | Natural Gas | Range | E9 |  | Codes & Standards Forecast | 0 | 0 | 0 | 0 | 0 | 0 | 0 | 0 | 0 | 0 | 0 | 0 | 0 | 0 | 0 | 0 | 0 | 0 | 0 | 0 | 0 | 0 | 0 | 0 | 0 | 0 | 0 | 0 | 0 | 0 | 0 | 0 | 0
Commercial_Grocery_New_Food Preparation_Natural Gas_Range_E10_Codes & Standards Forecast | Commercial | Grocery | New | Food Preparation | Natural Gas | Range | E10 |  | Codes & Standards Forecast | 0 | 0 | 0 | 0 | 0 | 0 | 0 | 0 | 0 | 0 | 0 | 0 | 0 | 0 | 0 | 0 | 0 | 0 | 0 | 0 | 0 | 0 | 0 | 0 | 0 | 0 | 0 | 0 | 0 | 0 | 0 | 0 | 0
Commercial_Grocery_New_Food Preparation_Natural Gas_Steamer_E1_Codes & Standards Forecast | Commercial | Grocery | New | Food Preparation | Natural Gas | Steamer | E1 |  | Codes & Standards Forecast | 0 | 123.9217 | 597.7204 | 0 | 0 | 0 | 0 | 0 | 0 | 0 | 0 | 0 | 0 | 0 | 0 | 0 | 0 | 0 | 0 | 0 | 0 | 0 | 0 | 0 | 0 | 0 | 0 | 0 | 0 | 0 | 0 | 0 | 0
Commercial_Grocery_New_Food Preparation_Natural Gas_Steamer_E2_Codes & Standards Forecast | Commercial | Grocery | New | Food Preparation | Natural Gas | Steamer | E2 |  | Codes & Standards Forecast | 0 | 0 | 0 | 381.9852 | 456.7201 | 470.6918 | 473.0571 | 409.4294 | 403.6915 | 413.1405 | 433.6345 | 495.3284 | 522.5148 | 555.1867 | 591.3352 | 621.9848 | 645.5892 | 654.3745 | 655.8979 | 699.4057 | 863.7867 | 807.8936 | 849.5554 | 871.5669 | 891.5177 | 888.9697 | 906.0593 | 925.0031 | 951.5735 | 1005.4641 | 1038.7049 | 1072.2479 | 876.2983
Commercial_Grocery_New_Food Preparation_Natural Gas_Steamer_E3_Codes & Standards Forecast | Commercial | Grocery | New | Food Preparation | Natural Gas | Steamer | E3 |  | Codes & Standards Forecast | 0 | 0 | 0 | 0 | 0 | 0 | 0 | 0 | 0 | 0 | 0 | 0 | 0 | 0 | 0 | 0 | 0 | 0 | 0 | 0 | 0 | 0 | 0 | 0 | 0 | 0 | 0 | 0 | 0 | 0 | 0 | 0 | 0
Commercial_Grocery_New_Food Preparation_Natural Gas_Steamer_E4_Codes & Standards Forecast | Commercial | Grocery | New | Food Preparation | Natural Gas | Steamer | E4 |  | Codes & Standards Forecast | 0 | 0 | 0 | 0 | 0 | 0 | 0 | 0 | 0 | 0 | 0 | 0 | 0 | 0 | 0 | 0 | 0 | 0 | 0 | 0 | 0 | 0 | 0 | 0 | 0 | 0 | 0 | 0 | 0 | 0 | 0 | 0 | 0
Commercial_Grocery_New_Food Preparation_Natural Gas_Steamer_E5_Codes & Standards Forecast | Commercial | Grocery | New | Food Preparation | Natural Gas | Steamer | E5 |  | Codes & Standards Forecast | 0 | 0 | 0 | 0 | 0 | 0 | 0 | 0 | 0 | 0 | 0 | 0 | 0 | 0 | 0 | 0 | 0 | 0 | 0 | 0 | 0 | 0 | 0 | 0 | 0 | 0 | 0 | 0 | 0 | 0 | 0 | 0 | 0
Commercial_Grocery_New_Food Preparation_Natural Gas_Steamer_E6_Codes & Standards Forecast | Commercial | Grocery | New | Food Preparation | Natural Gas | Steamer | E6 |  | Codes & Standards Forecast | 0 | 0 | 0 | 0 | 0 | 0 | 0 | 0 | 0 | 0 | 0 | 0 | 0 | 0 | 0 | 0 | 0 | 0 | 0 | 0 | 0 | 0 | 0 | 0 | 0 | 0 | 0 | 0 | 0 | 0 | 0 | 0 | 0
Commercial_Grocery_New_Food Preparation_Natural Gas_Steamer_E7_Codes & Standards Forecast | Commercial | Grocery | New | Food Preparation | Natural Gas | Steamer | E7 |  | Codes & Standards Forecast | 0 | 0 | 0 | 0 | 0 | 0 | 0 | 0 | 0 | 0 | 0 | 0 | 0 | 0 | 0 | 0 | 0 | 0 | 0 | 0 | 0 | 0 | 0 | 0 | 0 | 0 | 0 | 0 | 0 | 0 | 0 | 0 | 0
Commercial_Grocery_New_Food Preparation_Natural Gas_Steamer_E8_Codes & Standards Forecast | Commercial | Grocery | New | Food Preparation | Natural Gas | Steamer | E8 |  | Codes & Standards Forecast | 0 | 0 | 0 | 0 | 0 | 0 | 0 | 0 | 0 | 0 | 0 | 0 | 0 | 0 | 0 | 0 | 0 | 0 | 0 | 0 | 0 | 0 | 0 | 0 | 0 | 0 | 0 | 0 | 0 | 0 | 0 | 0 | 0
Commercial_Grocery_New_Food Preparation_Natural Gas_Steamer_E9_Codes & Standards Forecast | Commercial | Grocery | New | Food Preparation | Natural Gas | Steamer | E9 |  | Codes & Standards Forecast | 0 | 0 | 0 | 0 | 0 | 0 | 0 | 0 | 0 | 0 | 0 | 0 | 0 | 0 | 0 | 0 | 0 | 0 | 0 | 0 | 0 | 0 | 0 | 0 | 0 | 0 | 0 | 0 | 0 | 0 | 0 | 0 | 0
Commercial_Grocery_New_Food Preparation_Natural Gas_Steamer_E10_Codes & Standards Forecast | Commercial | Grocery | New | Food Preparation | Natural Gas | Steamer | E10 |  | Codes & Standards Forecast | 0 | 0 | 0 | 0 | 0 | 0 | 0 | 0 | 0 | 0 | 0 | 0 | 0 | 0 | 0 | 0 | 0 | 0 | 0 | 0 | 0 | 0 | 0 | 0 | 0 | 0 | 0 | 0 | 0 | 0 | 0 | 0 | 0
Commercial_Grocery_New_Food Preparation_Natural Gas_Food Prep Other_E1_Codes & Standards Forecast | Commercial | Grocery | New | Food Preparation | Natural Gas | Food Prep Other | E1 |  | Codes & Standards Forecast | 0 | 0 | 0 | 0 | 0 | 0 | 0 | 0 | 0 | 0 | 0 | 0 | 0 | 0 | 0 | 0 | 0 | 0 | 0 | 0 | 0 | 0 | 0 | 0 | 0 | 0 | 0 | 0 | 0 | 0 | 0 | 0 | 0
Commercial_Grocery_New_Food Preparation_Natural Gas_Food Prep Other_E2_Codes & Standards Forecast | Commercial | Grocery | New | Food Preparation | Natural Gas | Food Prep Other | E2 |  | Codes & Standards Forecast | 0 | 0 | 0 | 0 | 0 | 0 | 0 | 0 | 0 | 0 | 0 | 0 | 0 | 0 | 0 | 0 | 0 | 0 | 0 | 0 | 0 | 0 | 0 | 0 | 0 | 0 | 0 | 0 | 0 | 0 | 0 | 0 | 0
Commercial_Grocery_New_Food Preparation_Natural Gas_Food Prep Other_E3_Codes & Standards Forecast | Commercial | Grocery | New | Food Preparation | Natural Gas | Food Prep Other | E3 |  | Codes & Standards Forecast | 0 | 0 | 0 | 0 | 0 | 0 | 0 | 0 | 0 | 0 | 0 | 0 | 0 | 0 | 0 | 0 | 0 | 0 | 0 | 0 | 0 | 0 | 0 | 0 | 0 | 0 | 0 | 0 | 0 | 0 | 0 | 0 | 0
Commercial_Grocery_New_Food Preparation_Natural Gas_Food Prep Other_E4_Codes & Standards Forecast | Commercial | Grocery | New | Food Preparation | Natural Gas | Food Prep Other | E4 |  | Codes & Standards Forecast | 0 | 0 | 0 | 0 | 0 | 0 | 0 | 0 | 0 | 0 | 0 | 0 | 0 | 0 | 0 | 0 | 0 | 0 | 0 | 0 | 0 | 0 | 0 | 0 | 0 | 0 | 0 | 0 | 0 | 0 | 0 | 0 | 0
Commercial_Grocery_New_Food Preparation_Natural Gas_Food Prep Other_E5_Codes & Standards Forecast | Commercial | Grocery | New | Food Preparation | Natural Gas | Food Prep Other | E5 |  | Codes & Standards Forecast | 0 | 0 | 0 | 0 | 0 | 0 | 0 | 0 | 0 | 0 | 0 | 0 | 0 | 0 | 0 | 0 | 0 | 0 | 0 | 0 | 0 | 0 | 0 | 0 | 0 | 0 | 0 | 0 | 0 | 0 | 0 | 0 | 0
Commercial_Grocery_New_Food Preparation_Natural Gas_Food Prep Other_E6_Codes & Standards Forecast | Commercial | Grocery | New | Food Preparation | Natural Gas | Food Prep Other | E6 |  | Codes & Standards Forecast | 0 | 0 | 0 | 0 | 0 | 0 | 0 | 0 | 0 | 0 | 0 | 0 | 0 | 0 | 0 | 0 | 0 | 0 | 0 | 0 | 0 | 0 | 0 | 0 | 0 | 0 | 0 | 0 | 0 | 0 | 0 | 0 | 0
Commercial_Grocery_New_Food Preparation_Natural Gas_Food Prep Other_E7_Codes & Standards Forecast | Commercial | Grocery | New | Food Preparation | Natural Gas | Food Prep Other | E7 |  | Codes & Standards Forecast | 0 | 0 | 0 | 0 | 0 | 0 | 0 | 0 | 0 | 0 | 0 | 0 | 0 | 0 | 0 | 0 | 0 | 0 | 0 | 0 | 0 | 0 | 0 | 0 | 0 | 0 | 0 | 0 | 0 | 0 | 0 | 0 | 0
Commercial_Grocery_New_Food Preparation_Natural Gas_Food Prep Other_E8_Codes & Standards Forecast | Commercial | Grocery | New | Food Preparation | Natural Gas | Food Prep Other | E8 |  | Codes & Standards Forecast | 0 | 0 | 0 | 0 | 0 | 0 | 0 | 0 | 0 | 0 | 0 | 0 | 0 | 0 | 0 | 0 | 0 | 0 | 0 | 0 | 0 | 0 | 0 | 0 | 0 | 0 | 0 | 0 | 0 | 0 | 0 | 0 | 0
Commercial_Grocery_New_Food Preparation_Natural Gas_Food Prep Other_E9_Codes & Standards Forecast | Commercial | Grocery | New | Food Preparation | Natural Gas | Food Prep Other | E9 |  | Codes & Standards Forecast | 0 | 0 | 0 | 0 | 0 | 0 | 0 | 0 | 0 | 0 | 0 | 0 | 0 | 0 | 0 | 0 | 0 | 0 | 0 | 0 | 0 | 0 | 0 | 0 | 0 | 0 | 0 | 0 | 0 | 0 | 0 | 0 | 0
Commercial_Grocery_New_Food Preparation_Natural Gas_Food Prep Other_E10_Codes & Standards Forecast | Commercial | Grocery | New | Food Preparation | Natural Gas | Food Prep Other | E10 |  | Codes & Standards Forecast | 0 | 0 | 0 | 0 | 0 | 0 | 0 | 0 | 0 | 0 | 0 | 0 | 0 | 0 | 0 | 0 | 0 | 0 | 0 | 0 | 0 | 0 | 0 | 0 | 0 | 0 | 0 | 0 | 0 | 0 | 0 | 0 | 0
Commercial_Grocery_New_Miscellaneous_Natural Gas_Pool Heater_E1_Codes & Standards Forecast | Commercial | Grocery | New | Miscellaneous | Natural Gas | Pool Heater | E1 |  | Codes & Standards Forecast | 0 | 0 | 0 | 0 | 0 | 0 | 0 | 0 | 0 | 0 | 0 | 0 | 0 | 0 | 0 | 0 | 0 | 0 | 0 | 0 | 0 | 0 | 0 | 0 | 0 | 0 | 0 | 0 | 0 | 0 | 0 | 0 | 0
Commercial_Grocery_New_Miscellaneous_Natural Gas_Pool Heater_E2_Codes & Standards Forecast | Commercial | Grocery | New | Miscellaneous | Natural Gas | Pool Heater | E2 |  | Codes & Standards Forecast | 0 | 0 | 0 | 0 | 0 | 0 | 0 | 0 | 0 | 0 | 0 | 0 | 0 | 0 | 0 | 0 | 0 | 0 | 0 | 0 | 0 | 0 | 0 | 0 | 0 | 0 | 0 | 0 | 0 | 0 | 0 | 0 | 0
Commercial_Grocery_New_Miscellaneous_Natural Gas_Pool Heater_E3_Codes & Standards Forecast | Commercial | Grocery | New | Miscellaneous | Natural Gas | Pool Heater | E3 |  | Codes & Standards Forecast | 0 | 0 | 0 | 0 | 0 | 0 | 0 | 0 | 0 | 0 | 0 | 0 | 0 | 0 | 0 | 0 | 0 | 0 | 0 | 0 | 0 | 0 | 0 | 0 | 0 | 0 | 0 | 0 | 0 | 0 | 0 | 0 | 0
Commercial_Grocery_New_Miscellaneous_Natural Gas_Pool Heater_E4_Codes & Standards Forecast | Commercial | Grocery | New | Miscellaneous | Natural Gas | Pool Heater | E4 |  | Codes & Standards Forecast | 0 | 0 | 0 | 0 | 0 | 0 | 0 | 0 | 0 | 0 | 0 | 0 | 0 | 0 | 0 | 0 | 0 | 0 | 0 | 0 | 0 | 0 | 0 | 0 | 0 | 0 | 0 | 0 | 0 | 0 | 0 | 0 | 0
Commercial_Grocery_New_Miscellaneous_Natural Gas_Pool Heater_E5_Codes & Standards Forecast | Commercial | Grocery | New | Miscellaneous | Natural Gas | Pool Heater | E5 |  | Codes & Standards Forecast | 0 | 0 | 0 | 0 | 0 | 0 | 0 | 0 | 0 | 0 | 0 | 0 | 0 | 0 | 0 | 0 | 0 | 0 | 0 | 0 | 0 | 0 | 0 | 0 | 0 | 0 | 0 | 0 | 0 | 0 | 0 | 0 | 0
Commercial_Grocery_New_Miscellaneous_Natural Gas_Pool Heater_E6_Codes & Standards Forecast | Commercial | Grocery | New | Miscellaneous | Natural Gas | Pool Heater | E6 |  | Codes & Standards Forecast | 0 | 0 | 0 | 0 | 0 | 0 | 0 | 0 | 0 | 0 | 0 | 0 | 0 | 0 | 0 | 0 | 0 | 0 | 0 | 0 | 0 | 0 | 0 | 0 | 0 | 0 | 0 | 0 | 0 | 0 | 0 | 0 | 0
Commercial_Grocery_New_Miscellaneous_Natural Gas_Pool Heater_E7_Codes & Standards Forecast | Commercial | Grocery | New | Miscellaneous | Natural Gas | Pool Heater | E7 |  | Codes & Standards Forecast | 0 | 0 | 0 | 0 | 0 | 0 | 0 | 0 | 0 | 0 | 0 | 0 | 0 | 0 | 0 | 0 | 0 | 0 | 0 | 0 | 0 | 0 | 0 | 0 | 0 | 0 | 0 | 0 | 0 | 0 | 0 | 0 | 0
Commercial_Grocery_New_Miscellaneous_Natural Gas_Pool Heater_E8_Codes & Standards Forecast | Commercial | Grocery | New | Miscellaneous | Natural Gas | Pool Heater | E8 |  | Codes & Standards Forecast | 0 | 0 | 0 | 0 | 0 | 0 | 0 | 0 | 0 | 0 | 0 | 0 | 0 | 0 | 0 | 0 | 0 | 0 | 0 | 0 | 0 | 0 | 0 | 0 | 0 | 0 | 0 | 0 | 0 | 0 | 0 | 0 | 0
Commercial_Grocery_New_Miscellaneous_Natural Gas_Pool Heater_E9_Codes & Standards Forecast | Commercial | Grocery | New | Miscellaneous | Natural Gas | Pool Heater | E9 |  | Codes & Standards Forecast | 0 | 0 | 0 | 0 | 0 | 0 | 0 | 0 | 0 | 0 | 0 | 0 | 0 | 0 | 0 | 0 | 0 | 0 | 0 | 0 | 0 | 0 | 0 | 0 | 0 | 0 | 0 | 0 | 0 | 0 | 0 | 0 | 0
Commercial_Grocery_New_Miscellaneous_Natural Gas_Pool Heater_E10_Codes & Standards Forecast | Commercial | Grocery | New | Miscellaneous | Natural Gas | Pool Heater | E10 |  | Codes & Standards Forecast | 0 | 0 | 0 | 0 | 0 | 0 | 0 | 0 | 0 | 0 | 0 | 0 | 0 | 0 | 0 | 0 | 0 | 0 | 0 | 0 | 0 | 0 | 0 | 0 | 0 | 0 | 0 | 0 | 0 | 0 | 0 | 0 | 0
Commercial_Grocery_New_Miscellaneous_Natural Gas_Miscellaneous_E1_Codes & Standards Forecast | Commercial | Grocery | New | Miscellaneous | Natural Gas | Miscellaneous | E1 |  | Codes & Standards Forecast | 0 | 17608.6842 | 84933.2232 | 54278.2782 | 67413.2755 | 81172.5496 | 87221.3328 | 84953.1544 | 91908.8722 | 100776.5461 | 107858.1174 | 118779.8193 | 143355.5786 | 136884.5023 | 146420.646 | 158041.8532 | 165313.8048 | 168854.1091 | 175151.1517 | 182317.1928 | 189967.9821 | 199583.6269 | 212614.7305 | 215807.3126 | 224678.155 | 234402.548 | 242009.9462 | 248562.1581 | 256584.515 | 264712.0343 | 273068.6558 | 281633.2082 | 258551.8902
Commercial_Grocery_New_Miscellaneous_Natural Gas_Miscellaneous_E2_Codes & Standards Forecast | Commercial | Grocery | New | Miscellaneous | Natural Gas | Miscellaneous | E2 |  | Codes & Standards Forecast | 0 | 0 | 0 | 0 | 0 | 0 | 0 | 0 | 0 | 0 | 0 | 0 | 0 | 0 | 0 | 0 | 0 | 0 | 0 | 0 | 0 | 0 | 0 | 0 | 0 | 0 | 0 | 0 | 0 | 0 | 0 | 0 | 0
Commercial_Grocery_New_Miscellaneous_Natural Gas_Miscellaneous_E3_Codes & Standards Forecast | Commercial | Grocery | New | Miscellaneous | Natural Gas | Miscellaneous | E3 |  | Codes & Standards Forecast | 0 | 0 | 0 | 0 | 0 | 0 | 0 | 0 | 0 | 0 | 0 | 0 | 0 | 0 | 0 | 0 | 0 | 0 | 0 | 0 | 0 | 0 | 0 | 0 | 0 | 0 | 0 | 0 | 0 | 0 | 0 | 0 | 0
Commercial_Grocery_New_Miscellaneous_Natural Gas_Miscellaneous_E4_Codes & Standards Forecast | Commercial | Grocery | New | Miscellaneous | Natural Gas | Miscellaneous | E4 |  | Codes & Standards Forecast | 0 | 0 | 0 | 0 | 0 | 0 | 0 | 0 | 0 | 0 | 0 | 0 | 0 | 0 | 0 | 0 | 0 | 0 | 0 | 0 | 0 | 0 | 0 | 0 | 0 | 0 | 0 | 0 | 0 | 0 | 0 | 0 | 0
Commercial_Grocery_New_Miscellaneous_Natural Gas_Miscellaneous_E5_Codes & Standards Forecast | Commercial | Grocery | New | Miscellaneous | Natural Gas | Miscellaneous | E5 |  | Codes & Standards Forecast | 0 | 0 | 0 | 0 | 0 | 0 | 0 | 0 | 0 | 0 | 0 | 0 | 0 | 0 | 0 | 0 | 0 | 0 | 0 | 0 | 0 | 0 | 0 | 0 | 0 | 0 | 0 | 0 | 0 | 0 | 0 | 0 | 0
Commercial_Grocery_New_Miscellaneous_Natural Gas_Miscellaneous_E6_Codes & Standards Forecast | Commercial | Grocery | New | Miscellaneous | Natural Gas | Miscellaneous | E6 |  | Codes & Standards Forecast | 0 | 0 | 0 | 0 | 0 | 0 | 0 | 0 | 0 | 0 | 0 | 0 | 0 | 0 | 0 | 0 | 0 | 0 | 0 | 0 | 0 | 0 | 0 | 0 | 0 | 0 | 0 | 0 | 0 | 0 | 0 | 0 | 0
Commercial_Grocery_New_Miscellaneous_Natural Gas_Miscellaneous_E7_Codes & Standards Forecast | Commercial | Grocery | New | Miscellaneous | Natural Gas | Miscellaneous | E7 |  | Codes & Standards Forecast | 0 | 0 | 0 | 0 | 0 | 0 | 0 | 0 | 0 | 0 | 0 | 0 | 0 | 0 | 0 | 0 | 0 | 0 | 0 | 0 | 0 | 0 | 0 | 0 | 0 | 0 | 0 | 0 | 0 | 0 | 0 | 0 | 0
Commercial_Grocery_New_Miscellaneous_Natural Gas_Miscellaneous_E8_Codes & Standards Forecast | Commercial | Grocery | New | Miscellaneous | Natural Gas | Miscellaneous | E8 |  | Codes & Standards Forecast | 0 | 0 | 0 | 0 | 0 | 0 | 0 | 0 | 0 | 0 | 0 | 0 | 0 | 0 | 0 | 0 | 0 | 0 | 0 | 0 | 0 | 0 | 0 | 0 | 0 | 0 | 0 | 0 | 0 | 0 | 0 | 0 | 0
Commercial_Grocery_New_Miscellaneous_Natural Gas_Miscellaneous_E9_Codes & Standards Forecast | Commercial | Grocery | New | Miscellaneous | Natural Gas | Miscellaneous | E9 |  | Codes & Standards Forecast | 0 | 0 | 0 | 0 | 0 | 0 | 0 | 0 | 0 | 0 | 0 | 0 | 0 | 0 | 0 | 0 | 0 | 0 | 0 | 0 | 0 | 0 | 0 | 0 | 0 | 0 | 0 | 0 | 0 | 0 | 0 | 0 | 0
Commercial_Grocery_New_Miscellaneous_Natural Gas_Miscellaneous_E10_Codes & Standards Forecast | Commercial | Grocery | New | Miscellaneous | Natural Gas | Miscellaneous | E10 |  | Codes & Standards Forecast | 0 | 0 | 0 | 0 | 0 | 0 | 0 | 0 | 0 | 0 | 0 | 0 | 0 | 0 | 0 | 0 | 0 | 0 | 0 | 0 | 0 | 0 | 0 | 0 | 0 | 0 | 0 | 0 | 0 | 0 | 0 | 0 | 0
Commercial_School_Existing_Space Heating_Natural Gas_Furnace_E1_Codes & Standards Forecast | Commercial | School | Existing | Space Heating | Natural Gas | Furnace | E1 |  | Codes & Standards Forecast | 0 | 20228.8032 | 21931.4791 | 23452.1838 | 48269.8784 | 0 | 0 | 0 | 0 | 0 | 0 | 0 | 0 | 0 | 0 | 0 | 0 | 0 | 0 | 0 | 0 | 0 | 0 | 0 | 0 | 0 | 0 | 0 | 0 | 0 | 0 | 0 | 0
Commercial_School_Existing_Space Heating_Natural Gas_Furnace_E2_Codes & Standards Forecast | Commercial | School | Existing | Space Heating | Natural Gas | Furnace | E2 |  | Codes & Standards Forecast | 0 | 0 | 0 | 0 | 0 | 0 | 0 | 0 | 0 | 0 | 0 | 0 | 0 | 0 | 0 | 0 | 0 | 0 | 0 | 0 | 0 | 0 | 0 | 0 | 0 | 0 | 0 | 0 | 0 | 0 | 0 | 0 | 0
Commercial_School_Existing_Space Heating_Natural Gas_Furnace_E3_Codes & Standards Forecast | Commercial | School | Existing | Space Heating | Natural Gas | Furnace | E3 |  | Codes & Standards Forecast | 0 | 0 | 0 | 0 | 0 | 26322.3909 | 27556.3299 | 28691.3973 | 29731.8305 | 30683.6297 | 31553.1052 | 32347.1149 | 33072.1137 | 33733.7975 | 34336.8126 | 34885.7558 | 35384.5648 | 35838.0778 | 36250.9991 | 34888.1963 | 33764.0973 | 32848.0615 | 33838.8661 | 33126.3942 | 32561.6009 | 32125.2995 | 31800.2757 | 31571.2945 | 31424.6533 | 31348.2958 | 31331.3638 | 31364.535 | 50827.1493
Commercial_School_Existing_Space Heating_Natural Gas_Furnace_E4_Codes & Standards Forecast | Commercial | School | Existing | Space Heating | Natural Gas | Furnace | E4 |  | Codes & Standards Forecast | 0 | 0 | 0 | 0 | 0 | 0 | 0 | 0 | 0 | 0 | 0 | 0 | 0 | 0 | 0 | 0 | 0 | 0 | 0 | 0 | 0 | 0 | 0 | 0 | 0 | 0 | 0 | 0 | 0 | 0 | 0 | 0 | 0
Commercial_School_Existing_Space Heating_Natural Gas_Furnace_E5_Codes & Standards Forecast | Commercial | School | Existing | Space Heating | Natural Gas | Furnace | E5 |  | Codes & Standards Forecast | 0 | 0 | 0 | 0 | 0 | 0 | 0 | 0 | 0 | 0 | 0 | 0 | 0 | 0 | 0 | 0 | 0 | 0 | 0 | 0 | 0 | 0 | 0 | 0 | 0 | 0 | 0 | 0 | 0 | 0 | 0 | 0 | 0
Commercial_School_Existing_Space Heating_Natural Gas_Furnace_E6_Codes & Standards Forecast | Commercial | School | Existing | Space Heating | Natural Gas | Furnace | E6 |  | Codes & Standards Forecast | 0 | 0 | 0 | 0 | 0 | 0 | 0 | 0 | 0 | 0 | 0 | 0 | 0 | 0 | 0 | 0 | 0 | 0 | 0 | 0 | 0 | 0 | 0 | 0 | 0 | 0 | 0 | 0 | 0 | 0 | 0 | 0 | 0
Commercial_School_Existing_Space Heating_Natural Gas_Furnace_E7_Codes & Standards Forecast | Commercial | School | Existing | Space Heating | Natural Gas | Furnace | E7 |  | Codes & Standards Forecast | 0 | 0 | 0 | 0 | 0 | 0 | 0 | 0 | 0 | 0 | 0 | 0 | 0 | 0 | 0 | 0 | 0 | 0 | 0 | 0 | 0 | 0 | 0 | 0 | 0 | 0 | 0 | 0 | 0 | 0 | 0 | 0 | 0
Commercial_School_Existing_Space Heating_Natural Gas_Furnace_E8_Codes & Standards Forecast | Commercial | School | Existing | Space Heating | Natural Gas | Furnace | E8 |  | Codes & Standards Forecast | 0 | 0 | 0 | 0 | 0 | 0 | 0 | 0 | 0 | 0 | 0 | 0 | 0 | 0 | 0 | 0 | 0 | 0 | 0 | 0 | 0 | 0 | 0 | 0 | 0 | 0 | 0 | 0 | 0 | 0 | 0 | 0 | 0
Commercial_School_Existing_Space Heating_Natural Gas_Furnace_E9_Codes & Standards Forecast | Commercial | School | Existing | Space Heating | Natural Gas | Furnace | E9 |  | Codes & Standards Forecast | 0 | 0 | 0 | 0 | 0 | 0 | 0 | 0 | 0 | 0 | 0 | 0 | 0 | 0 | 0 | 0 | 0 | 0 | 0 | 0 | 0 | 0 | 0 | 0 | 0 | 0 | 0 | 0 | 0 | 0 | 0 | 0 | 0
Commercial_School_Existing_Space Heating_Natural Gas_Furnace_E10_Codes & Standards Forecast | Commercial | School | Existing | Space Heating | Natural Gas | Furnace | E10 |  | Codes & Standards Forecast | 0 | 0 | 0 | 0 | 0 | 0 | 0 | 0 | 0 | 0 | 0 | 0 | 0 | 0 | 0 | 0 | 0 | 0 | 0 | 0 | 0 | 0 | 0 | 0 | 0 | 0 | 0 | 0 | 0 | 0 | 0 | 0 | 0
Commercial_School_Existing_Space Heating_Natural Gas_Boiler_E1_Codes & Standards Forecast | Commercial | School | Existing | Space Heating | Natural Gas | Boiler | E1 |  | Codes & Standards Forecast | 0 | 45698.1621 | 49544.6161 | 52979.9854 | 113619.5099 | 0 | 0 | 0 | 0 | 0 | 0 | 0 | 0 | 0 | 0 | 0 | 0 | 0 | 0 | 0 | 0 | 0 | 0 | 0 | 0 | 0 | 0 | 0 | 0 | 0 | 0 | 0 | 0
Commercial_School_Existing_Space Heating_Natural Gas_Boiler_E2_Codes & Standards Forecast | Commercial | School | Existing | Space Heating | Natural Gas | Boiler | E2 |  | Codes & Standards Forecast | 0 | 0 | 0 | 0 | 0 | 0 | 0 | 0 | 0 | 0 | 0 | 0 | 0 | 0 | 0 | 0 | 0 | 0 | 0 | 0 | 0 | 0 | 0 | 0 | 0 | 0 | 0 | 0 | 0 | 0 | 0 | 0 | 0
Commercial_School_Existing_Space Heating_Natural Gas_Boiler_E3_Codes & Standards Forecast | Commercial | School | Existing | Space Heating | Natural Gas | Boiler | E3 |  | Codes & Standards Forecast | 0 | 0 | 0 | 0 | 0 | 59463.9672 | 62251.5144 | 64815.7044 | 67166.1097 | 69316.2849 | 71280.4858 | 73074.2045 | 74712.0233 | 76206.8093 | 77569.0592 | 78809.1569 | 79935.9985 | 80960.5135 | 81893.3292 | 82742.6059 | 83513.0071 | 80295.2417 | 77623.2209 | 75429.5826 | 77874.2541 | 76131.7537 | 74733.0517 | 73633.8968 | 72794.4556 | 72179.5041 | 71757.3169 | 71500.374 | 103832.0912
Commercial_School_Existing_Space Heating_Natural Gas_Boiler_E4_Codes & Standards Forecast | Commercial | School | Existing | Space Heating | Natural Gas | Boiler | E4 |  | Codes & Standards Forecast | 0 | 0 | 0 | 0 | 0 | 0 | 0 | 0 | 0 | 0 | 0 | 0 | 0 | 0 | 0 | 0 | 0 | 0 | 0 | 0 | 0 | 0 | 0 | 0 | 0 | 0 | 0 | 0 | 0 | 0 | 0 | 0 | 0
Commercial_School_Existing_Space Heating_Natural Gas_Boiler_E5_Codes & Standards Forecast | Commercial | School | Existing | Space Heating | Natural Gas | Boiler | E5 |  | Codes & Standards Forecast | 0 | 0 | 0 | 0 | 0 | 0 | 0 | 0 | 0 | 0 | 0 | 0 | 0 | 0 | 0 | 0 | 0 | 0 | 0 | 0 | 0 | 0 | 0 | 0 | 0 | 0 | 0 | 0 | 0 | 0 | 0 | 0 | 0
Commercial_School_Existing_Space Heating_Natural Gas_Boiler_E6_Codes & Standards Forecast | Commercial | School | Existing | Space Heating | Natural Gas | Boiler | E6 |  | Codes & Standards Forecast | 0 | 0 | 0 | 0 | 0 | 0 | 0 | 0 | 0 | 0 | 0 | 0 | 0 | 0 | 0 | 0 | 0 | 0 | 0 | 0 | 0 | 0 | 0 | 0 | 0 | 0 | 0 | 0 | 0 | 0 | 0 | 0 | 0
Commercial_School_Existing_Space Heating_Natural Gas_Boiler_E7_Codes & Standards Forecast | Commercial | School | Existing | Space Heating | Natural Gas | Boiler | E7 |  | Codes & Standards Forecast | 0 | 0 | 0 | 0 | 0 | 0 | 0 | 0 | 0 | 0 | 0 | 0 | 0 | 0 | 0 | 0 | 0 | 0 | 0 | 0 | 0 | 0 | 0 | 0 | 0 | 0 | 0 | 0 | 0 | 0 | 0 | 0 | 0
Commercial_School_Existing_Space Heating_Natural Gas_Boiler_E8_Codes & Standards Forecast | Commercial | School | Existing | Space Heating | Natural Gas | Boiler | E8 |  | Codes & Standards Forecast | 0 | 0 | 0 | 0 | 0 | 0 | 0 | 0 | 0 | 0 | 0 | 0 | 0 | 0 | 0 | 0 | 0 | 0 | 0 | 0 | 0 | 0 | 0 | 0 | 0 | 0 | 0 | 0 | 0 | 0 | 0 | 0 | 0
Commercial_School_Existing_Space Heating_Natural Gas_Boiler_E9_Codes & Standards Forecast | Commercial | School | Existing | Space Heating | Natural Gas | Boiler | E9 |  | Codes & Standards Forecast | 0 | 0 | 0 | 0 | 0 | 0 | 0 | 0 | 0 | 0 | 0 | 0 | 0 | 0 | 0 | 0 | 0 | 0 | 0 | 0 | 0 | 0 | 0 | 0 | 0 | 0 | 0 | 0 | 0 | 0 | 0 | 0 | 0
Commercial_School_Existing_Space Heating_Natural Gas_Boiler_E10_Codes & Standards Forecast | Commercial | School | Existing | Space Heating | Natural Gas | Boiler | E10 |  | Codes & Standards Forecast | 0 | 0 | 0 | 0 | 0 | 0 | 0 | 0 | 0 | 0 | 0 | 0 | 0 | 0 | 0 | 0 | 0 | 0 | 0 | 0 | 0 | 0 | 0 | 0 | 0 | 0 | 0 | 0 | 0 | 0 | 0 | 0 | 0
Commercial_School_Existing_Space Heating_Natural Gas_Unit Heater_E1_Codes & Standards Forecast | Commercial | School | Existing | Space Heating | Natural Gas | Unit Heater | E1 |  | Codes & Standards Forecast | 0 | 6324.0132 | 7490.0875 | 8464.4299 | 13430.1404 | 0 | 0 | 0 | 0 | 0 | 0 | 0 | 0 | 0 | 0 | 0 | 0 | 0 | 0 | 0 | 0 | 0 | 0 | 0 | 0 | 0 | 0 | 0 | 0 | 0 | 0 | 0 | 0
Commercial_School_Existing_Space Heating_Natural Gas_Unit Heater_E2_Codes & Standards Forecast | Commercial | School | Existing | Space Heating | Natural Gas | Unit Heater | E2 |  | Codes & Standards Forecast | 0 | 0 | 0 | 0 | 0 | 10062.3192 | 10677.9883 | 11202.1111 | 11646.7481 | 12022.8827 | 12340.1674 | 11434.6565 | 10825.5986 | 10445.6491 | 10812.4034 | 10656.2908 | 10609.306 | 10642.8058 | 12502.427 | 12714.6602 | 12892.6415 | 14026.9189 | 12578.3647 | 12403.3618 | 12278.8476 | 12128.0994 | 11973.427 | 11829.4305 | 11622.3829 | 11557.6091 | 11590.8214 | 11987.7185 | 14312.4701
Commercial_School_Existing_Space Heating_Natural Gas_Unit Heater_E3_Codes & Standards Forecast | Commercial | School | Existing | Space Heating | Natural Gas | Unit Heater | E3 |  | Codes & Standards Forecast | 0 | 0 | 0 | 0 | 0 | 0 | 0 | 0 | 0 | 0 | 0 | 0 | 0 | 0 | 0 | 0 | 0 | 0 | 0 | 0 | 0 | 0 | 0 | 0 | 0 | 0 | 0 | 0 | 0 | 0 | 0 | 0 | 0
Commercial_School_Existing_Space Heating_Natural Gas_Unit Heater_E4_Codes & Standards Forecast | Commercial | School | Existing | Space Heating | Natural Gas | Unit Heater | E4 |  | Codes & Standards Forecast | 0 | 0 | 0 | 0 | 0 | 0 | 0 | 0 | 0 | 0 | 0 | 0 | 0 | 0 | 0 | 0 | 0 | 0 | 0 | 0 | 0 | 0 | 0 | 0 | 0 | 0 | 0 | 0 | 0 | 0 | 0 | 0 | 0
Commercial_School_Existing_Space Heating_Natural Gas_Unit Heater_E5_Codes & Standards Forecast | Commercial | School | Existing | Space Heating | Natural Gas | Unit Heater | E5 |  | Codes & Standards Forecast | 0 | 0 | 0 | 0 | 0 | 0 | 0 | 0 | 0 | 0 | 0 | 0 | 0 | 0 | 0 | 0 | 0 | 0 | 0 | 0 | 0 | 0 | 0 | 0 | 0 | 0 | 0 | 0 | 0 | 0 | 0 | 0 | 0
Commercial_School_Existing_Space Heating_Natural Gas_Unit Heater_E6_Codes & Standards Forecast | Commercial | School | Existing | Space Heating | Natural Gas | Unit Heater | E6 |  | Codes & Standards Forecast | 0 | 0 | 0 | 0 | 0 | 0 | 0 | 0 | 0 | 0 | 0 | 0 | 0 | 0 | 0 | 0 | 0 | 0 | 0 | 0 | 0 | 0 | 0 | 0 | 0 | 0 | 0 | 0 | 0 | 0 | 0 | 0 | 0
Commercial_School_Existing_Space Heating_Natural Gas_Unit Heater_E7_Codes & Standards Forecast | Commercial | School | Existing | Space Heating | Natural Gas | Unit Heater | E7 |  | Codes & Standards Forecast | 0 | 0 | 0 | 0 | 0 | 0 | 0 | 0 | 0 | 0 | 0 | 0 | 0 | 0 | 0 | 0 | 0 | 0 | 0 | 0 | 0 | 0 | 0 | 0 | 0 | 0 | 0 | 0 | 0 | 0 | 0 | 0 | 0
Commercial_School_Existing_Space Heating_Natural Gas_Unit Heater_E8_Codes & Standards Forecast | Commercial | School | Existing | Space Heating | Natural Gas | Unit Heater | E8 |  | Codes & Standards Forecast | 0 | 0 | 0 | 0 | 0 | 0 | 0 | 0 | 0 | 0 | 0 | 0 | 0 | 0 | 0 | 0 | 0 | 0 | 0 | 0 | 0 | 0 | 0 | 0 | 0 | 0 | 0 | 0 | 0 | 0 | 0 | 0 | 0
Commercial_School_Existing_Space Heating_Natural Gas_Unit Heater_E9_Codes & Standards Forecast | Commercial | School | Existing | Space Heating | Natural Gas | Unit Heater | E9 |  | Codes & Standards Forecast | 0 | 0 | 0 | 0 | 0 | 0 | 0 | 0 | 0 | 0 | 0 | 0 | 0 | 0 | 0 | 0 | 0 | 0 | 0 | 0 | 0 | 0 | 0 | 0 | 0 | 0 | 0 | 0 | 0 | 0 | 0 | 0 | 0
Commercial_School_Existing_Space Heating_Natural Gas_Unit Heater_E10_Codes & Standards Forecast | Commercial | School | Existing | Space Heating | Natural Gas | Unit Heater | E10 |  | Codes & Standards Forecast | 0 | 0 | 0 | 0 | 0 | 0 | 0 | 0 | 0 | 0 | 0 | 0 | 0 | 0 | 0 | 0 | 0 | 0 | 0 | 0 | 0 | 0 | 0 | 0 | 0 | 0 | 0 | 0 | 0 | 0 | 0 | 0 | 0
Commercial_School_Existing_Water Heating_Natural Gas_Water Heater_E1_Codes & Standards Forecast | Commercial | School | Existing | Water Heating | Natural Gas | Water Heater | E1 |  | Codes & Standards Forecast | 0 | 144780.082 | 187251.6188 | 220444.2319 | 331545.567 | 269189.9769 | 286050.3424 | 299406.5014 | 309937.099 | 318199.3445 | 282274.8151 | 261992.0042 | 252477.3746 | 266583.3235 | 265651.9316 | 304879.1797 | 313150.2426 | 319616.5361 | 345928.0927 | 315987.3745 | 308222.3515 | 299260.7321 | 294160.4582 | 289332.0161 | 281925.2097 | 281603.9491 | 285349.4707 | 299521.2312 | 301116.6913 | 311091.9801 | 309411.9271 | 306601.2002 | 356329.3275
Commercial_School_Existing_Water Heating_Natural Gas_Water Heater_E2_Codes & Standards Forecast | Commercial | School | Existing | Water Heating | Natural Gas | Water Heater | E2 |  | Codes & Standards Forecast | 0 | 0 | 0 | 0 | 0 | 0 | 0 | 0 | 0 | 0 | 0 | 0 | 0 | 0 | 0 | 0 | 0 | 0 | 0 | 0 | 0 | 0 | 0 | 0 | 0 | 0 | 0 | 0 | 0 | 0 | 0 | 0 | 0
Commercial_School_Existing_Water Heating_Natural Gas_Water Heater_E3_Codes & Standards Forecast | Commercial | School | Existing | Water Heating | Natural Gas | Water Heater | E3 |  | Codes & Standards Forecast | 0 | 0 | 0 | 0 | 0 | 0 | 0 | 0 | 0 | 0 | 0 | 0 | 0 | 0 | 0 | 0 | 0 | 0 | 0 | 0 | 0 | 0 | 0 | 0 | 0 | 0 | 0 | 0 | 0 | 0 | 0 | 0 | 0
Commercial_School_Existing_Water Heating_Natural Gas_Water Heater_E4_Codes & Standards Forecast | Commercial | School | Existing | Water Heating | Natural Gas | Water Heater | E4 |  | Codes & Standards Forecast | 0 | 0 | 0 | 0 | 0 | 0 | 0 | 0 | 0 | 0 | 0 | 0 | 0 | 0 | 0 | 0 | 0 | 0 | 0 | 0 | 0 | 0 | 0 | 0 | 0 | 0 | 0 | 0 | 0 | 0 | 0 | 0 | 0
Commercial_School_Existing_Water Heating_Natural Gas_Water Heater_E5_Codes & Standards Forecast | Commercial | School | Existing | Water Heating | Natural Gas | Water Heater | E5 |  | Codes & Standards Forecast | 0 | 0 | 0 | 0 | 0 | 0 | 0 | 0 | 0 | 0 | 0 | 0 | 0 | 0 | 0 | 0 | 0 | 0 | 0 | 0 | 0 | 0 | 0 | 0 | 0 | 0 | 0 | 0 | 0 | 0 | 0 | 0 | 0
Commercial_School_Existing_Water Heating_Natural Gas_Water Heater_E6_Codes & Standards Forecast | Commercial | School | Existing | Water Heating | Natural Gas | Water Heater | E6 |  | Codes & Standards Forecast | 0 | 0 | 0 | 0 | 0 | 0 | 0 | 0 | 0 | 0 | 0 | 0 | 0 | 0 | 0 | 0 | 0 | 0 | 0 | 0 | 0 | 0 | 0 | 0 | 0 | 0 | 0 | 0 | 0 | 0 | 0 | 0 | 0
Commercial_School_Existing_Water Heating_Natural Gas_Water Heater_E7_Codes & Standards Forecast | Commercial | School | Existing | Water Heating | Natural Gas | Water Heater | E7 |  | Codes & Standards Forecast | 0 | 0 | 0 | 0 | 0 | 0 | 0 | 0 | 0 | 0 | 0 | 0 | 0 | 0 | 0 | 0 | 0 | 0 | 0 | 0 | 0 | 0 | 0 | 0 | 0 | 0 | 0 | 0 | 0 | 0 | 0 | 0 | 0
Commercial_School_Existing_Water Heating_Natural Gas_Water Heater_E8_Codes & Standards Forecast | Commercial | School | Existing | Water Heating | Natural Gas | Water Heater | E8 |  | Codes & Standards Forecast | 0 | 0 | 0 | 0 | 0 | 0 | 0 | 0 | 0 | 0 | 0 | 0 | 0 | 0 | 0 | 0 | 0 | 0 | 0 | 0 | 0 | 0 | 0 | 0 | 0 | 0 | 0 | 0 | 0 | 0 | 0 | 0 | 0
Commercial_School_Existing_Water Heating_Natural Gas_Water Heater_E9_Codes & Standards Forecast | Commercial | School | Existing | Water Heating | Natural Gas | Water Heater | E9 |  | Codes & Standards Forecast | 0 | 0 | 0 | 0 | 0 | 0 | 0 | 0 | 0 | 0 | 0 | 0 | 0 | 0 | 0 | 0 | 0 | 0 | 0 | 0 | 0 | 0 | 0 | 0 | 0 | 0 | 0 | 0 | 0 | 0 | 0 | 0 | 0
Commercial_School_Existing_Water Heating_Natural Gas_Water Heater_E10_Codes & Standards Forecast | Commercial | School | Existing | Water Heating | Natural Gas | Water Heater | E10 |  | Codes & Standards Forecast | 0 | 0 | 0 | 0 | 0 | 0 | 0 | 0 | 0 | 0 | 0 | 0 | 0 | 0 | 0 | 0 | 0 | 0 | 0 | 0 | 0 | 0 | 0 | 0 | 0 | 0 | 0 | 0 | 0 | 0 | 0 | 0 | 0
Commercial_School_Existing_Food Preparation_Natural Gas_Oven_E1_Codes & Standards Forecast | Commercial | School | Existing | Food Preparation | Natural Gas | Oven | E1 |  | Codes & Standards Forecast | 0 | 19273.6675 | 20773.0315 | 21967.4254 | 31084.8583 | 23924.724 | 24629.7567 | 25210.4503 | 25684.9236 | 26069.9054 | 24813.1497 | 24022.0483 | 23574.1202 | 24684.5461 | 24440.5306 | 24354.3172 | 29560.4332 | 29216.7034 | 28922.8111 | 30581.11 | 27452.7055 | 26898.6694 | 26584.9905 | 26255.1715 | 25942.4792 | 26090.4881 | 26282.4889 | 26486.0635 | 27347.8875 | 27185.2593 | 27000.9348 | 28228.9807 | 32279.5397
Commercial_School_Existing_Food Preparation_Natural Gas_Oven_E2_Codes & Standards Forecast | Commercial | School | Existing | Food Preparation | Natural Gas | Oven | E2 |  | Codes & Standards Forecast | 0 | 0 | 0 | 0 | 0 | 0 | 0 | 0 | 0 | 0 | 0 | 0 | 0 | 0 | 0 | 0 | 0 | 0 | 0 | 0 | 0 | 0 | 0 | 0 | 0 | 0 | 0 | 0 | 0 | 0 | 0 | 0 | 0
Commercial_School_Existing_Food Preparation_Natural Gas_Oven_E3_Codes & Standards Forecast | Commercial | School | Existing | Food Preparation | Natural Gas | Oven | E3 |  | Codes & Standards Forecast | 0 | 0 | 0 | 0 | 0 | 0 | 0 | 0 | 0 | 0 | 0 | 0 | 0 | 0 | 0 | 0 | 0 | 0 | 0 | 0 | 0 | 0 | 0 | 0 | 0 | 0 | 0 | 0 | 0 | 0 | 0 | 0 | 0
Commercial_School_Existing_Food Preparation_Natural Gas_Oven_E4_Codes & Standards Forecast | Commercial | School | Existing | Food Preparation | Natural Gas | Oven | E4 |  | Codes & Standards Forecast | 0 | 0 | 0 | 0 | 0 | 0 | 0 | 0 | 0 | 0 | 0 | 0 | 0 | 0 | 0 | 0 | 0 | 0 | 0 | 0 | 0 | 0 | 0 | 0 | 0 | 0 | 0 | 0 | 0 | 0 | 0 | 0 | 0
Commercial_School_Existing_Food Preparation_Natural Gas_Oven_E5_Codes & Standards Forecast | Commercial | School | Existing | Food Preparation | Natural Gas | Oven | E5 |  | Codes & Standards Forecast | 0 | 0 | 0 | 0 | 0 | 0 | 0 | 0 | 0 | 0 | 0 | 0 | 0 | 0 | 0 | 0 | 0 | 0 | 0 | 0 | 0 | 0 | 0 | 0 | 0 | 0 | 0 | 0 | 0 | 0 | 0 | 0 | 0
Commercial_School_Existing_Food Preparation_Natural Gas_Oven_E6_Codes & Standards Forecast | Commercial | School | Existing | Food Preparation | Natural Gas | Oven | E6 |  | Codes & Standards Forecast | 0 | 0 | 0 | 0 | 0 | 0 | 0 | 0 | 0 | 0 | 0 | 0 | 0 | 0 | 0 | 0 | 0 | 0 | 0 | 0 | 0 | 0 | 0 | 0 | 0 | 0 | 0 | 0 | 0 | 0 | 0 | 0 | 0
Commercial_School_Existing_Food Preparation_Natural Gas_Oven_E7_Codes & Standards Forecast | Commercial | School | Existing | Food Preparation | Natural Gas | Oven | E7 |  | Codes & Standards Forecast | 0 | 0 | 0 | 0 | 0 | 0 | 0 | 0 | 0 | 0 | 0 | 0 | 0 | 0 | 0 | 0 | 0 | 0 | 0 | 0 | 0 | 0 | 0 | 0 | 0 | 0 | 0 | 0 | 0 | 0 | 0 | 0 | 0
Commercial_School_Existing_Food Preparation_Natural Gas_Oven_E8_Codes & Standards Forecast | Commercial | School | Existing | Food Preparation | Natural Gas | Oven | E8 |  | Codes & Standards Forecast | 0 | 0 | 0 | 0 | 0 | 0 | 0 | 0 | 0 | 0 | 0 | 0 | 0 | 0 | 0 | 0 | 0 | 0 | 0 | 0 | 0 | 0 | 0 | 0 | 0 | 0 | 0 | 0 | 0 | 0 | 0 | 0 | 0
Commercial_School_Existing_Food Preparation_Natural Gas_Oven_E9_Codes & Standards Forecast | Commercial | School | Existing | Food Preparation | Natural Gas | Oven | E9 |  | Codes & Standards Forecast | 0 | 0 | 0 | 0 | 0 | 0 | 0 | 0 | 0 | 0 | 0 | 0 | 0 | 0 | 0 | 0 | 0 | 0 | 0 | 0 | 0 | 0 | 0 | 0 | 0 | 0 | 0 | 0 | 0 | 0 | 0 | 0 | 0
Commercial_School_Existing_Food Preparation_Natural Gas_Oven_E10_Codes & Standards Forecast | Commercial | School | Existing | Food Preparation | Natural Gas | Oven | E10 |  | Codes & Standards Forecast | 0 | 0 | 0 | 0 | 0 | 0 | 0 | 0 | 0 | 0 | 0 | 0 | 0 | 0 | 0 | 0 | 0 | 0 | 0 | 0 | 0 | 0 | 0 | 0 | 0 | 0 | 0 | 0 | 0 | 0 | 0 | 0 | 0
Commercial_School_Existing_Food Preparation_Natural Gas_Conveyor Oven_E1_Codes & Standards Forecast | Commercial | School | Existing | Food Preparation | Natural Gas | Conveyor Oven | E1 |  | Codes & Standards Forecast | 0 | 4081.4825 | 5278.7939 | 6214.5239 | 10996.647 | 7588.7109 | 8064.02 | 8440.5423 | 8737.4095 | 8970.3297 | 9152.0144 | 9292.8929 | 9401.3413 | 9483.9873 | 9545.959 | 9591.4272 | 9623.6397 | 8468.1627 | 7779.4267 | 7415.5356 | 8047.5651 | 7894.3051 | 8883.3604 | 9032.3271 | 9147.2589 | 10240.8276 | 9100.3778 | 9189.6538 | 9256.9369 | 9306.6591 | 9342.3047 | 9366.7329 | 11665.1771
Commercial_School_Existing_Food Preparation_Natural Gas_Conveyor Oven_E2_Codes & Standards Forecast | Commercial | School | Existing | Food Preparation | Natural Gas | Conveyor Oven | E2 |  | Codes & Standards Forecast | 0 | 0 | 0 | 0 | 0 | 0 | 0 | 0 | 0 | 0 | 0 | 0 | 0 | 0 | 0 | 0 | 0 | 0 | 0 | 0 | 0 | 0 | 0 | 0 | 0 | 0 | 0 | 0 | 0 | 0 | 0 | 0 | 0
Commercial_School_Existing_Food Preparation_Natural Gas_Conveyor Oven_E3_Codes & Standards Forecast | Commercial | School | Existing | Food Preparation | Natural Gas | Conveyor Oven | E3 |  | Codes & Standards Forecast | 0 | 0 | 0 | 0 | 0 | 0 | 0 | 0 | 0 | 0 | 0 | 0 | 0 | 0 | 0 | 0 | 0 | 0 | 0 | 0 | 0 | 0 | 0 | 0 | 0 | 0 | 0 | 0 | 0 | 0 | 0 | 0 | 0
Commercial_School_Existing_Food Preparation_Natural Gas_Conveyor Oven_E4_Codes & Standards Forecast | Commercial | School | Existing | Food Preparation | Natural Gas | Conveyor Oven | E4 |  | Codes & Standards Forecast | 0 | 0 | 0 | 0 | 0 | 0 | 0 | 0 | 0 | 0 | 0 | 0 | 0 | 0 | 0 | 0 | 0 | 0 | 0 | 0 | 0 | 0 | 0 | 0 | 0 | 0 | 0 | 0 | 0 | 0 | 0 | 0 | 0
Commercial_School_Existing_Food Preparation_Natural Gas_Conveyor Oven_E5_Codes & Standards Forecast | Commercial | School | Existing | Food Preparation | Natural Gas | Conveyor Oven | E5 |  | Codes & Standards Forecast | 0 | 0 | 0 | 0 | 0 | 0 | 0 | 0 | 0 | 0 | 0 | 0 | 0 | 0 | 0 | 0 | 0 | 0 | 0 | 0 | 0 | 0 | 0 | 0 | 0 | 0 | 0 | 0 | 0 | 0 | 0 | 0 | 0
Commercial_School_Existing_Food Preparation_Natural Gas_Conveyor Oven_E6_Codes & Standards Forecast | Commercial | School | Existing | Food Preparation | Natural Gas | Conveyor Oven | E6 |  | Codes & Standards Forecast | 0 | 0 | 0 | 0 | 0 | 0 | 0 | 0 | 0 | 0 | 0 | 0 | 0 | 0 | 0 | 0 | 0 | 0 | 0 | 0 | 0 | 0 | 0 | 0 | 0 | 0 | 0 | 0 | 0 | 0 | 0 | 0 | 0
Commercial_School_Existing_Food Preparation_Natural Gas_Conveyor Oven_E7_Codes & Standards Forecast | Commercial | School | Existing | Food Preparation | Natural Gas | Conveyor Oven | E7 |  | Codes & Standards Forecast | 0 | 0 | 0 | 0 | 0 | 0 | 0 | 0 | 0 | 0 | 0 | 0 | 0 | 0 | 0 | 0 | 0 | 0 | 0 | 0 | 0 | 0 | 0 | 0 | 0 | 0 | 0 | 0 | 0 | 0 | 0 | 0 | 0
Commercial_School_Existing_Food Preparation_Natural Gas_Conveyor Oven_E8_Codes & Standards Forecast | Commercial | School | Existing | Food Preparation | Natural Gas | Conveyor Oven | E8 |  | Codes & Standards Forecast | 0 | 0 | 0 | 0 | 0 | 0 | 0 | 0 | 0 | 0 | 0 | 0 | 0 | 0 | 0 | 0 | 0 | 0 | 0 | 0 | 0 | 0 | 0 | 0 | 0 | 0 | 0 | 0 | 0 | 0 | 0 | 0 | 0
Commercial_School_Existing_Food Preparation_Natural Gas_Conveyor Oven_E9_Codes & Standards Forecast | Commercial | School | Existing | Food Preparation | Natural Gas | Conveyor Oven | E9 |  | Codes & Standards Forecast | 0 | 0 | 0 | 0 | 0 | 0 | 0 | 0 | 0 | 0 | 0 | 0 | 0 | 0 | 0 | 0 | 0 | 0 | 0 | 0 | 0 | 0 | 0 | 0 | 0 | 0 | 0 | 0 | 0 | 0 | 0 | 0 | 0
Commercial_School_Existing_Food Preparation_Natural Gas_Conveyor Oven_E10_Codes & Standards Forecast | Commercial | School | Existing | Food Preparation | Natural Gas | Conveyor Oven | E10 |  | Codes & Standards Forecast | 0 | 0 | 0 | 0 | 0 | 0 | 0 | 0 | 0 | 0 | 0 | 0 | 0 | 0 | 0 | 0 | 0 | 0 | 0 | 0 | 0 | 0 | 0 | 0 | 0 | 0 | 0 | 0 | 0 | 0 | 0 | 0 | 0
Commercial_School_Existing_Food Preparation_Natural Gas_Double Rack Oven_E1_Codes & Standards Forecast | Commercial | School | Existing | Food Preparation | Natural Gas | Double Rack Oven | E1 |  | Codes & Standards Forecast | 0 | 5782.1003 | 7478.2913 | 8803.9089 | 13908.8644 | 10750.6738 | 11424.0283 | 11957.4349 | 12377.9967 | 12707.9671 | 12965.3537 | 13164.9316 | 11633.4906 | 10745.0669 | 10301.3594 | 10940.6229 | 10835.4826 | 12341.51 | 12627.9396 | 12851.811 | 14041.2199 | 12956.1195 | 13097.9119 | 12875.7936 | 12495.9777 | 12083.0463 | 11860.1993 | 11647.1448 | 11332.2297 | 11299.0353 | 11428.3346 | 12038.4924 | 14412.8407
Commercial_School_Existing_Food Preparation_Natural Gas_Double Rack Oven_E2_Codes & Standards Forecast | Commercial | School | Existing | Food Preparation | Natural Gas | Double Rack Oven | E2 |  | Codes & Standards Forecast | 0 | 0 | 0 | 0 | 0 | 0 | 0 | 0 | 0 | 0 | 0 | 0 | 0 | 0 | 0 | 0 | 0 | 0 | 0 | 0 | 0 | 0 | 0 | 0 | 0 | 0 | 0 | 0 | 0 | 0 | 0 | 0 | 0
Commercial_School_Existing_Food Preparation_Natural Gas_Double Rack Oven_E3_Codes & Standards Forecast | Commercial | School | Existing | Food Preparation | Natural Gas | Double Rack Oven | E3 |  | Codes & Standards Forecast | 0 | 0 | 0 | 0 | 0 | 0 | 0 | 0 | 0 | 0 | 0 | 0 | 0 | 0 | 0 | 0 | 0 | 0 | 0 | 0 | 0 | 0 | 0 | 0 | 0 | 0 | 0 | 0 | 0 | 0 | 0 | 0 | 0
Commercial_School_Existing_Food Preparation_Natural Gas_Double Rack Oven_E4_Codes & Standards Forecast | Commercial | School | Existing | Food Preparation | Natural Gas | Double Rack Oven | E4 |  | Codes & Standards Forecast | 0 | 0 | 0 | 0 | 0 | 0 | 0 | 0 | 0 | 0 | 0 | 0 | 0 | 0 | 0 | 0 | 0 | 0 | 0 | 0 | 0 | 0 | 0 | 0 | 0 | 0 | 0 | 0 | 0 | 0 | 0 | 0 | 0
Commercial_School_Existing_Food Preparation_Natural Gas_Double Rack Oven_E5_Codes & Standards Forecast | Commercial | School | Existing | Food Preparation | Natural Gas | Double Rack Oven | E5 |  | Codes & Standards Forecast | 0 | 0 | 0 | 0 | 0 | 0 | 0 | 0 | 0 | 0 | 0 | 0 | 0 | 0 | 0 | 0 | 0 | 0 | 0 | 0 | 0 | 0 | 0 | 0 | 0 | 0 | 0 | 0 | 0 | 0 | 0 | 0 | 0
Commercial_School_Existing_Food Preparation_Natural Gas_Double Rack Oven_E6_Codes & Standards Forecast | Commercial | School | Existing | Food Preparation | Natural Gas | Double Rack Oven | E6 |  | Codes & Standards Forecast | 0 | 0 | 0 | 0 | 0 | 0 | 0 | 0 | 0 | 0 | 0 | 0 | 0 | 0 | 0 | 0 | 0 | 0 | 0 | 0 | 0 | 0 | 0 | 0 | 0 | 0 | 0 | 0 | 0 | 0 | 0 | 0 | 0
Commercial_School_Existing_Food Preparation_Natural Gas_Double Rack Oven_E7_Codes & Standards Forecast | Commercial | School | Existing | Food Preparation | Natural Gas | Double Rack Oven | E7 |  | Codes & Standards Forecast | 0 | 0 | 0 | 0 | 0 | 0 | 0 | 0 | 0 | 0 | 0 | 0 | 0 | 0 | 0 | 0 | 0 | 0 | 0 | 0 | 0 | 0 | 0 | 0 | 0 | 0 | 0 | 0 | 0 | 0 | 0 | 0 | 0
Commercial_School_Existing_Food Preparation_Natural Gas_Double Rack Oven_E8_Codes & Standards Forecast | Commercial | School | Existing | Food Preparation | Natural Gas | Double Rack Oven | E8 |  | Codes & Standards Forecast | 0 | 0 | 0 | 0 | 0 | 0 | 0 | 0 | 0 | 0 | 0 | 0 | 0 | 0 | 0 | 0 | 0 | 0 | 0 | 0 | 0 | 0 | 0 | 0 | 0 | 0 | 0 | 0 | 0 | 0 | 0 | 0 | 0
Commercial_School_Existing_Food Preparation_Natural Gas_Double Rack Oven_E9_Codes & Standards Forecast | Commercial | School | Existing | Food Preparation | Natural Gas | Double Rack Oven | E9 |  | Codes & Standards Forecast | 0 | 0 | 0 | 0 | 0 | 0 | 0 | 0 | 0 | 0 | 0 | 0 | 0 | 0 | 0 | 0 | 0 | 0 | 0 | 0 | 0 | 0 | 0 | 0 | 0 | 0 | 0 | 0 | 0 | 0 | 0 | 0 | 0
Commercial_School_Existing_Food Preparation_Natural Gas_Double Rack Oven_E10_Codes & Standards Forecast | Commercial | School | Existing | Food Preparation | Natural Gas | Double Rack Oven | E10 |  | Codes & Standards Forecast | 0 | 0 | 0 | 0 | 0 | 0 | 0 | 0 | 0 | 0 | 0 | 0 | 0 | 0 | 0 | 0 | 0 | 0 | 0 | 0 | 0 | 0 | 0 | 0 | 0 | 0 | 0 | 0 | 0 | 0 | 0 | 0 | 0
Commercial_School_Existing_Food Preparation_Natural Gas_Fryer_E1_Codes & Standards Forecast | Commercial | School | Existing | Food Preparation | Natural Gas | Fryer | E1 |  | Codes & Standards Forecast | 0 | 0 | 0 | 0 | 0 | 0 | 0 | 0 | 0 | 0 | 0 | 0 | 0 | 0 | 0 | 0 | 0 | 0 | 0 | 0 | 0 | 0 | 0 | 0 | 0 | 0 | 0 | 0 | 0 | 0 | 0 | 0 | 0
Commercial_School_Existing_Food Preparation_Natural Gas_Fryer_E2_Codes & Standards Forecast | Commercial | School | Existing | Food Preparation | Natural Gas | Fryer | E2 |  | Codes & Standards Forecast | 0 | 0 | 0 | 8070.8103 | 32970.1695 | 34128.2714 | 43297.614 | 50589.1519 | 56379.2979 | 45010.0385 | 35932.9369 | 30275.6043 | 30649.0615 | 31179.4933 | 33408.8917 | 36624.0908 | 42391.8823 | 49047.1238 | 46547.6216 | 45484.8185 | 44235.801 | 42963.5064 | 38007.7054 | 35262.877 | 35075.2571 | 37773.065 | 39474.3404 | 41056.5252 | 42325.331 | 43740.3166 | 44122.6111 | 41550.6252 | 45765.7311
Commercial_School_Existing_Food Preparation_Natural Gas_Fryer_E3_Codes & Standards Forecast | Commercial | School | Existing | Food Preparation | Natural Gas | Fryer | E3 |  | Codes & Standards Forecast | 0 | 0 | 0 | 0 | 0 | 0 | 0 | 0 | 0 | 0 | 0 | 0 | 0 | 0 | 0 | 0 | 0 | 0 | 0 | 0 | 0 | 0 | 0 | 0 | 0 | 0 | 0 | 0 | 0 | 0 | 0 | 0 | 0
Commercial_School_Existing_Food Preparation_Natural Gas_Fryer_E4_Codes & Standards Forecast | Commercial | School | Existing | Food Preparation | Natural Gas | Fryer | E4 |  | Codes & Standards Forecast | 0 | 0 | 0 | 0 | 0 | 0 | 0 | 0 | 0 | 0 | 0 | 0 | 0 | 0 | 0 | 0 | 0 | 0 | 0 | 0 | 0 | 0 | 0 | 0 | 0 | 0 | 0 | 0 | 0 | 0 | 0 | 0 | 0
Commercial_School_Existing_Food Preparation_Natural Gas_Fryer_E5_Codes & Standards Forecast | Commercial | School | Existing | Food Preparation | Natural Gas | Fryer | E5 |  | Codes & Standards Forecast | 0 | 0 | 0 | 0 | 0 | 0 | 0 | 0 | 0 | 0 | 0 | 0 | 0 | 0 | 0 | 0 | 0 | 0 | 0 | 0 | 0 | 0 | 0 | 0 | 0 | 0 | 0 | 0 | 0 | 0 | 0 | 0 | 0
Commercial_School_Existing_Food Preparation_Natural Gas_Fryer_E6_Codes & Standards Forecast | Commercial | School | Existing | Food Preparation | Natural Gas | Fryer | E6 |  | Codes & Standards Forecast | 0 | 0 | 0 | 0 | 0 | 0 | 0 | 0 | 0 | 0 | 0 | 0 | 0 | 0 | 0 | 0 | 0 | 0 | 0 | 0 | 0 | 0 | 0 | 0 | 0 | 0 | 0 | 0 | 0 | 0 | 0 | 0 | 0
Commercial_School_Existing_Food Preparation_Natural Gas_Fryer_E7_Codes & Standards Forecast | Commercial | School | Existing | Food Preparation | Natural Gas | Fryer | E7 |  | Codes & Standards Forecast | 0 | 0 | 0 | 0 | 0 | 0 | 0 | 0 | 0 | 0 | 0 | 0 | 0 | 0 | 0 | 0 | 0 | 0 | 0 | 0 | 0 | 0 | 0 | 0 | 0 | 0 | 0 | 0 | 0 | 0 | 0 | 0 | 0
Commercial_School_Existing_Food Preparation_Natural Gas_Fryer_E8_Codes & Standards Forecast | Commercial | School | Existing | Food Preparation | Natural Gas | Fryer | E8 |  | Codes & Standards Forecast | 0 | 0 | 0 | 0 | 0 | 0 | 0 | 0 | 0 | 0 | 0 | 0 | 0 | 0 | 0 | 0 | 0 | 0 | 0 | 0 | 0 | 0 | 0 | 0 | 0 | 0 | 0 | 0 | 0 | 0 | 0 | 0 | 0
Commercial_School_Existing_Food Preparation_Natural Gas_Fryer_E9_Codes & Standards Forecast | Commercial | School | Existing | Food Preparation | Natural Gas | Fryer | E9 |  | Codes & Standards Forecast | 0 | 0 | 0 | 0 | 0 | 0 | 0 | 0 | 0 | 0 | 0 | 0 | 0 | 0 | 0 | 0 | 0 | 0 | 0 | 0 | 0 | 0 | 0 | 0 | 0 | 0 | 0 | 0 | 0 | 0 | 0 | 0 | 0
Commercial_School_Existing_Food Preparation_Natural Gas_Fryer_E10_Codes & Standards Forecast | Commercial | School | Existing | Food Preparation | Natural Gas | Fryer | E10 |  | Codes & Standards Forecast | 0 | 0 | 0 | 0 | 0 | 0 | 0 | 0 | 0 | 0 | 0 | 0 | 0 | 0 | 0 | 0 | 0 | 0 | 0 | 0 | 0 | 0 | 0 | 0 | 0 | 0 | 0 | 0 | 0 | 0 | 0 | 0 | 0
Commercial_School_Existing_Food Preparation_Natural Gas_Broiler_E1_Codes & Standards Forecast | Commercial | School | Existing | Food Preparation | Natural Gas | Broiler | E1 |  | Codes & Standards Forecast | 0 | 23128.401 | 29913.1654 | 35215.6355 | 55635.4575 | 43002.6952 | 45696.1133 | 47829.7397 | 49511.9869 | 50831.8682 | 51861.4148 | 52659.7263 | 46533.9624 | 42980.2676 | 41205.4374 | 43762.4916 | 43341.9306 | 49366.04 | 50511.7585 | 51407.2439 | 56164.8795 | 51824.4781 | 52391.6474 | 51503.1746 | 49983.9109 | 48332.1851 | 47440.7973 | 46588.5793 | 45328.919 | 45196.1413 | 45713.3384 | 48153.9698 | 57651.3627
Commercial_School_Existing_Food Preparation_Natural Gas_Broiler_E2_Codes & Standards Forecast | Commercial | School | Existing | Food Preparation | Natural Gas | Broiler | E2 |  | Codes & Standards Forecast | 0 | 0 | 0 | 0 | 0 | 0 | 0 | 0 | 0 | 0 | 0 | 0 | 0 | 0 | 0 | 0 | 0 | 0 | 0 | 0 | 0 | 0 | 0 | 0 | 0 | 0 | 0 | 0 | 0 | 0 | 0 | 0 | 0
Commercial_School_Existing_Food Preparation_Natural Gas_Broiler_E3_Codes & Standards Forecast | Commercial | School | Existing | Food Preparation | Natural Gas | Broiler | E3 |  | Codes & Standards Forecast | 0 | 0 | 0 | 0 | 0 | 0 | 0 | 0 | 0 | 0 | 0 | 0 | 0 | 0 | 0 | 0 | 0 | 0 | 0 | 0 | 0 | 0 | 0 | 0 | 0 | 0 | 0 | 0 | 0 | 0 | 0 | 0 | 0
Commercial_School_Existing_Food Preparation_Natural Gas_Broiler_E4_Codes & Standards Forecast | Commercial | School | Existing | Food Preparation | Natural Gas | Broiler | E4 |  | Codes & Standards Forecast | 0 | 0 | 0 | 0 | 0 | 0 | 0 | 0 | 0 | 0 | 0 | 0 | 0 | 0 | 0 | 0 | 0 | 0 | 0 | 0 | 0 | 0 | 0 | 0 | 0 | 0 | 0 | 0 | 0 | 0 | 0 | 0 | 0
Commercial_School_Existing_Food Preparation_Natural Gas_Broiler_E5_Codes & Standards Forecast | Commercial | School | Existing | Food Preparation | Natural Gas | Broiler | E5 |  | Codes & Standards Forecast | 0 | 0 | 0 | 0 | 0 | 0 | 0 | 0 | 0 | 0 | 0 | 0 | 0 | 0 | 0 | 0 | 0 | 0 | 0 | 0 | 0 | 0 | 0 | 0 | 0 | 0 | 0 | 0 | 0 | 0 | 0 | 0 | 0
Commercial_School_Existing_Food Preparation_Natural Gas_Broiler_E6_Codes & Standards Forecast | Commercial | School | Existing | Food Preparation | Natural Gas | Broiler | E6 |  | Codes & Standards Forecast | 0 | 0 | 0 | 0 | 0 | 0 | 0 | 0 | 0 | 0 | 0 | 0 | 0 | 0 | 0 | 0 | 0 | 0 | 0 | 0 | 0 | 0 | 0 | 0 | 0 | 0 | 0 | 0 | 0 | 0 | 0 | 0 | 0
Commercial_School_Existing_Food Preparation_Natural Gas_Broiler_E7_Codes & Standards Forecast | Commercial | School | Existing | Food Preparation | Natural Gas | Broiler | E7 |  | Codes & Standards Forecast | 0 | 0 | 0 | 0 | 0 | 0 | 0 | 0 | 0 | 0 | 0 | 0 | 0 | 0 | 0 | 0 | 0 | 0 | 0 | 0 | 0 | 0 | 0 | 0 | 0 | 0 | 0 | 0 | 0 | 0 | 0 | 0 | 0
Commercial_School_Existing_Food Preparation_Natural Gas_Broiler_E8_Codes & Standards Forecast | Commercial | School | Existing | Food Preparation | Natural Gas | Broiler | E8 |  | Codes & Standards Forecast | 0 | 0 | 0 | 0 | 0 | 0 | 0 | 0 | 0 | 0 | 0 | 0 | 0 | 0 | 0 | 0 | 0 | 0 | 0 | 0 | 0 | 0 | 0 | 0 | 0 | 0 | 0 | 0 | 0 | 0 | 0 | 0 | 0
Commercial_School_Existing_Food Preparation_Natural Gas_Broiler_E9_Codes & Standards Forecast | Commercial | School | Existing | Food Preparation | Natural Gas | Broiler | E9 |  | Codes & Standards Forecast | 0 | 0 | 0 | 0 | 0 | 0 | 0 | 0 | 0 | 0 | 0 | 0 | 0 | 0 | 0 | 0 | 0 | 0 | 0 | 0 | 0 | 0 | 0 | 0 | 0 | 0 | 0 | 0 | 0 | 0 | 0 | 0 | 0
Commercial_School_Existing_Food Preparation_Natural Gas_Broiler_E10_Codes & Standards Forecast | Commercial | School | Existing | Food Preparation | Natural Gas | Broiler | E10 |  | Codes & Standards Forecast | 0 | 0 | 0 | 0 | 0 | 0 | 0 | 0 | 0 | 0 | 0 | 0 | 0 | 0 | 0 | 0 | 0 | 0 | 0 | 0 | 0 | 0 | 0 | 0 | 0 | 0 | 0 | 0 | 0 | 0 | 0 | 0 | 0
Commercial_School_Existing_Food Preparation_Natural Gas_Griddle_E1_Codes & Standards Forecast | Commercial | School | Existing | Food Preparation | Natural Gas | Griddle | E1 |  | Codes & Standards Forecast | 0 | 32651.8603 | 42230.3511 | 0 | 0 | 0 | 0 | 0 | 0 | 0 | 0 | 0 | 0 | 0 | 0 | 0 | 0 | 0 | 0 | 0 | 0 | 0 | 0 | 0 | 0 | 0 | 0 | 0 | 0 | 0 | 0 | 0 | 0
Commercial_School_Existing_Food Preparation_Natural Gas_Griddle_E2_Codes & Standards Forecast | Commercial | School | Existing | Food Preparation | Natural Gas | Griddle | E2 |  | Codes & Standards Forecast | 0 | 0 | 0 | 49716.1914 | 78544.1752 | 60709.6874 | 64512.16 | 67524.3384 | 69899.2756 | 71762.6375 | 73216.115 | 74343.1431 | 65695.0057 | 60678.0248 | 58172.3822 | 61782.3411 | 61188.6079 | 69693.2329 | 71310.7178 | 72574.9326 | 79291.5946 | 73163.9691 | 73964.6787 | 72710.3641 | 70565.5213 | 68233.673 | 66975.2432 | 65772.1119 | 63993.768 | 63806.3171 | 64536.4778 | 67982.075 | 81390.1591
Commercial_School_Existing_Food Preparation_Natural Gas_Griddle_E3_Codes & Standards Forecast | Commercial | School | Existing | Food Preparation | Natural Gas | Griddle | E3 |  | Codes & Standards Forecast | 0 | 0 | 0 | 0 | 0 | 0 | 0 | 0 | 0 | 0 | 0 | 0 | 0 | 0 | 0 | 0 | 0 | 0 | 0 | 0 | 0 | 0 | 0 | 0 | 0 | 0 | 0 | 0 | 0 | 0 | 0 | 0 | 0
Commercial_School_Existing_Food Preparation_Natural Gas_Griddle_E4_Codes & Standards Forecast | Commercial | School | Existing | Food Preparation | Natural Gas | Griddle | E4 |  | Codes & Standards Forecast | 0 | 0 | 0 | 0 | 0 | 0 | 0 | 0 | 0 | 0 | 0 | 0 | 0 | 0 | 0 | 0 | 0 | 0 | 0 | 0 | 0 | 0 | 0 | 0 | 0 | 0 | 0 | 0 | 0 | 0 | 0 | 0 | 0
Commercial_School_Existing_Food Preparation_Natural Gas_Griddle_E5_Codes & Standards Forecast | Commercial | School | Existing | Food Preparation | Natural Gas | Griddle | E5 |  | Codes & Standards Forecast | 0 | 0 | 0 | 0 | 0 | 0 | 0 | 0 | 0 | 0 | 0 | 0 | 0 | 0 | 0 | 0 | 0 | 0 | 0 | 0 | 0 | 0 | 0 | 0 | 0 | 0 | 0 | 0 | 0 | 0 | 0 | 0 | 0
Commercial_School_Existing_Food Preparation_Natural Gas_Griddle_E6_Codes & Standards Forecast | Commercial | School | Existing | Food Preparation | Natural Gas | Griddle | E6 |  | Codes & Standards Forecast | 0 | 0 | 0 | 0 | 0 | 0 | 0 | 0 | 0 | 0 | 0 | 0 | 0 | 0 | 0 | 0 | 0 | 0 | 0 | 0 | 0 | 0 | 0 | 0 | 0 | 0 | 0 | 0 | 0 | 0 | 0 | 0 | 0
Commercial_School_Existing_Food Preparation_Natural Gas_Griddle_E7_Codes & Standards Forecast | Commercial | School | Existing | Food Preparation | Natural Gas | Griddle | E7 |  | Codes & Standards Forecast | 0 | 0 | 0 | 0 | 0 | 0 | 0 | 0 | 0 | 0 | 0 | 0 | 0 | 0 | 0 | 0 | 0 | 0 | 0 | 0 | 0 | 0 | 0 | 0 | 0 | 0 | 0 | 0 | 0 | 0 | 0 | 0 | 0
Commercial_School_Existing_Food Preparation_Natural Gas_Griddle_E8_Codes & Standards Forecast | Commercial | School | Existing | Food Preparation | Natural Gas | Griddle | E8 |  | Codes & Standards Forecast | 0 | 0 | 0 | 0 | 0 | 0 | 0 | 0 | 0 | 0 | 0 | 0 | 0 | 0 | 0 | 0 | 0 | 0 | 0 | 0 | 0 | 0 | 0 | 0 | 0 | 0 | 0 | 0 | 0 | 0 | 0 | 0 | 0
Commercial_School_Existing_Food Preparation_Natural Gas_Griddle_E9_Codes & Standards Forecast | Commercial | School | Existing | Food Preparation | Natural Gas | Griddle | E9 |  | Codes & Standards Forecast | 0 | 0 | 0 | 0 | 0 | 0 | 0 | 0 | 0 | 0 | 0 | 0 | 0 | 0 | 0 | 0 | 0 | 0 | 0 | 0 | 0 | 0 | 0 | 0 | 0 | 0 | 0 | 0 | 0 | 0 | 0 | 0 | 0
Commercial_School_Existing_Food Preparation_Natural Gas_Griddle_E10_Codes & Standards Forecast | Commercial | School | Existing | Food Preparation | Natural Gas | Griddle | E10 |  | Codes & Standards Forecast | 0 | 0 | 0 | 0 | 0 | 0 | 0 | 0 | 0 | 0 | 0 | 0 | 0 | 0 | 0 | 0 | 0 | 0 | 0 | 0 | 0 | 0 | 0 | 0 | 0 | 0 | 0 | 0 | 0 | 0 | 0 | 0 | 0
Commercial_School_Existing_Food Preparation_Natural Gas_Range_E1_Codes & Standards Forecast | Commercial | School | Existing | Food Preparation | Natural Gas | Range | E1 |  | Codes & Standards Forecast | 0 | 48433.5928 | 62641.6875 | 73745.6838 | 110912.6529 | 90052.7029 | 95693.0374 | 100161.102 | 103683.9255 | 106447.9123 | 94430.0021 | 87644.7496 | 84461.8001 | 89180.6936 | 88869.113 | 101991.8889 | 104758.8254 | 106922.0084 | 115724.0702 | 105707.9372 | 103110.2873 | 100112.3375 | 98406.1319 | 96790.8627 | 94313.0478 | 94205.5758 | 95458.5732 | 100199.4828 | 100733.2155 | 104070.2704 | 103508.2386 | 102567.9601 | 119203.6177
Commercial_School_Existing_Food Preparation_Natural Gas_Range_E2_Codes & Standards Forecast | Commercial | School | Existing | Food Preparation | Natural Gas | Range | E2 |  | Codes & Standards Forecast | 0 | 0 | 0 | 0 | 0 | 0 | 0 | 0 | 0 | 0 | 0 | 0 | 0 | 0 | 0 | 0 | 0 | 0 | 0 | 0 | 0 | 0 | 0 | 0 | 0 | 0 | 0 | 0 | 0 | 0 | 0 | 0 | 0
Commercial_School_Existing_Food Preparation_Natural Gas_Range_E3_Codes & Standards Forecast | Commercial | School | Existing | Food Preparation | Natural Gas | Range | E3 |  | Codes & Standards Forecast | 0 | 0 | 0 | 0 | 0 | 0 | 0 | 0 | 0 | 0 | 0 | 0 | 0 | 0 | 0 | 0 | 0 | 0 | 0 | 0 | 0 | 0 | 0 | 0 | 0 | 0 | 0 | 0 | 0 | 0 | 0 | 0 | 0
Commercial_School_Existing_Food Preparation_Natural Gas_Range_E4_Codes & Standards Forecast | Commercial | School | Existing | Food Preparation | Natural Gas | Range | E4 |  | Codes & Standards Forecast | 0 | 0 | 0 | 0 | 0 | 0 | 0 | 0 | 0 | 0 | 0 | 0 | 0 | 0 | 0 | 0 | 0 | 0 | 0 | 0 | 0 | 0 | 0 | 0 | 0 | 0 | 0 | 0 | 0 | 0 | 0 | 0 | 0
Commercial_School_Existing_Food Preparation_Natural Gas_Range_E5_Codes & Standards Forecast | Commercial | School | Existing | Food Preparation | Natural Gas | Range | E5 |  | Codes & Standards Forecast | 0 | 0 | 0 | 0 | 0 | 0 | 0 | 0 | 0 | 0 | 0 | 0 | 0 | 0 | 0 | 0 | 0 | 0 | 0 | 0 | 0 | 0 | 0 | 0 | 0 | 0 | 0 | 0 | 0 | 0 | 0 | 0 | 0
Commercial_School_Existing_Food Preparation_Natural Gas_Range_E6_Codes & Standards Forecast | Commercial | School | Existing | Food Preparation | Natural Gas | Range | E6 |  | Codes & Standards Forecast | 0 | 0 | 0 | 0 | 0 | 0 | 0 | 0 | 0 | 0 | 0 | 0 | 0 | 0 | 0 | 0 | 0 | 0 | 0 | 0 | 0 | 0 | 0 | 0 | 0 | 0 | 0 | 0 | 0 | 0 | 0 | 0 | 0
Commercial_School_Existing_Food Preparation_Natural Gas_Range_E7_Codes & Standards Forecast | Commercial | School | Existing | Food Preparation | Natural Gas | Range | E7 |  | Codes & Standards Forecast | 0 | 0 | 0 | 0 | 0 | 0 | 0 | 0 | 0 | 0 | 0 | 0 | 0 | 0 | 0 | 0 | 0 | 0 | 0 | 0 | 0 | 0 | 0 | 0 | 0 | 0 | 0 | 0 | 0 | 0 | 0 | 0 | 0
Commercial_School_Existing_Food Preparation_Natural Gas_Range_E8_Codes & Standards Forecast | Commercial | School | Existing | Food Preparation | Natural Gas | Range | E8 |  | Codes & Standards Forecast | 0 | 0 | 0 | 0 | 0 | 0 | 0 | 0 | 0 | 0 | 0 | 0 | 0 | 0 | 0 | 0 | 0 | 0 | 0 | 0 | 0 | 0 | 0 | 0 | 0 | 0 | 0 | 0 | 0 | 0 | 0 | 0 | 0
Commercial_School_Existing_Food Preparation_Natural Gas_Range_E9_Codes & Standards Forecast | Commercial | School | Existing | Food Preparation | Natural Gas | Range | E9 |  | Codes & Standards Forecast | 0 | 0 | 0 | 0 | 0 | 0 | 0 | 0 | 0 | 0 | 0 | 0 | 0 | 0 | 0 | 0 | 0 | 0 | 0 | 0 | 0 | 0 | 0 | 0 | 0 | 0 | 0 | 0 | 0 | 0 | 0 | 0 | 0
Commercial_School_Existing_Food Preparation_Natural Gas_Range_E10_Codes & Standards Forecast | Commercial | School | Existing | Food Preparation | Natural Gas | Range | E10 |  | Codes & Standards Forecast | 0 | 0 | 0 | 0 | 0 | 0 | 0 | 0 | 0 | 0 | 0 | 0 | 0 | 0 | 0 | 0 | 0 | 0 | 0 | 0 | 0 | 0 | 0 | 0 | 0 | 0 | 0 | 0 | 0 | 0 | 0 | 0 | 0
Commercial_School_Existing_Food Preparation_Natural Gas_Steamer_E1_Codes & Standards Forecast | Commercial | School | Existing | Food Preparation | Natural Gas | Steamer | E1 |  | Codes & Standards Forecast | 0 | 16124.3755 | 18269.963 | 0 | 0 | 0 | 0 | 0 | 0 | 0 | 0 | 0 | 0 | 0 | 0 | 0 | 0 | 0 | 0 | 0 | 0 | 0 | 0 | 0 | 0 | 0 | 0 | 0 | 0 | 0 | 0 | 0 | 0
Commercial_School_Existing_Food Preparation_Natural Gas_Steamer_E2_Codes & Standards Forecast | Commercial | School | Existing | Food Preparation | Natural Gas | Steamer | E2 |  | Codes & Standards Forecast | 0 | 0 | 0 | 20124.7457 | 31931.8488 | 23366.3969 | 24686.1401 | 25853.0099 | 26881.3429 | 27785.5438 | 26394.4334 | 25399.0122 | 24727.0914 | 25413.2898 | 25090.5886 | 24949.1905 | 24951.1477 | 25065.5952 | 25267.0629 | 30051.4573 | 30092.1066 | 29980.6786 | 32873.5965 | 29385.6886 | 29200.776 | 28990.5676 | 28775.3742 | 28569.8323 | 28228.0826 | 28045.3304 | 27965.5936 | 28612.6889 | 34246.3271
Commercial_School_Existing_Food Preparation_Natural Gas_Steamer_E3_Codes & Standards Forecast | Commercial | School | Existing | Food Preparation | Natural Gas | Steamer | E3 |  | Codes & Standards Forecast | 0 | 0 | 0 | 0 | 0 | 0 | 0 | 0 | 0 | 0 | 0 | 0 | 0 | 0 | 0 | 0 | 0 | 0 | 0 | 0 | 0 | 0 | 0 | 0 | 0 | 0 | 0 | 0 | 0 | 0 | 0 | 0 | 0
Commercial_School_Existing_Food Preparation_Natural Gas_Steamer_E4_Codes & Standards Forecast | Commercial | School | Existing | Food Preparation | Natural Gas | Steamer | E4 |  | Codes & Standards Forecast | 0 | 0 | 0 | 0 | 0 | 0 | 0 | 0 | 0 | 0 | 0 | 0 | 0 | 0 | 0 | 0 | 0 | 0 | 0 | 0 | 0 | 0 | 0 | 0 | 0 | 0 | 0 | 0 | 0 | 0 | 0 | 0 | 0
Commercial_School_Existing_Food Preparation_Natural Gas_Steamer_E5_Codes & Standards Forecast | Commercial | School | Existing | Food Preparation | Natural Gas | Steamer | E5 |  | Codes & Standards Forecast | 0 | 0 | 0 | 0 | 0 | 0 | 0 | 0 | 0 | 0 | 0 | 0 | 0 | 0 | 0 | 0 | 0 | 0 | 0 | 0 | 0 | 0 | 0 | 0 | 0 | 0 | 0 | 0 | 0 | 0 | 0 | 0 | 0
Commercial_School_Existing_Food Preparation_Natural Gas_Steamer_E6_Codes & Standards Forecast | Commercial | School | Existing | Food Preparation | Natural Gas | Steamer | E6 |  | Codes & Standards Forecast | 0 | 0 | 0 | 0 | 0 | 0 | 0 | 0 | 0 | 0 | 0 | 0 | 0 | 0 | 0 | 0 | 0 | 0 | 0 | 0 | 0 | 0 | 0 | 0 | 0 | 0 | 0 | 0 | 0 | 0 | 0 | 0 | 0
Commercial_School_Existing_Food Preparation_Natural Gas_Steamer_E7_Codes & Standards Forecast | Commercial | School | Existing | Food Preparation | Natural Gas | Steamer | E7 |  | Codes & Standards Forecast | 0 | 0 | 0 | 0 | 0 | 0 | 0 | 0 | 0 | 0 | 0 | 0 | 0 | 0 | 0 | 0 | 0 | 0 | 0 | 0 | 0 | 0 | 0 | 0 | 0 | 0 | 0 | 0 | 0 | 0 | 0 | 0 | 0
Commercial_School_Existing_Food Preparation_Natural Gas_Steamer_E8_Codes & Standards Forecast | Commercial | School | Existing | Food Preparation | Natural Gas | Steamer | E8 |  | Codes & Standards Forecast | 0 | 0 | 0 | 0 | 0 | 0 | 0 | 0 | 0 | 0 | 0 | 0 | 0 | 0 | 0 | 0 | 0 | 0 | 0 | 0 | 0 | 0 | 0 | 0 | 0 | 0 | 0 | 0 | 0 | 0 | 0 | 0 | 0
Commercial_School_Existing_Food Preparation_Natural Gas_Steamer_E9_Codes & Standards Forecast | Commercial | School | Existing | Food Preparation | Natural Gas | Steamer | E9 |  | Codes & Standards Forecast | 0 | 0 | 0 | 0 | 0 | 0 | 0 | 0 | 0 | 0 | 0 | 0 | 0 | 0 | 0 | 0 | 0 | 0 | 0 | 0 | 0 | 0 | 0 | 0 | 0 | 0 | 0 | 0 | 0 | 0 | 0 | 0 | 0
Commercial_School_Existing_Food Preparation_Natural Gas_Steamer_E10_Codes & Standards Forecast | Commercial | School | Existing | Food Preparation | Natural Gas | Steamer | E10 |  | Codes & Standards Forecast | 0 | 0 | 0 | 0 | 0 | 0 | 0 | 0 | 0 | 0 | 0 | 0 | 0 | 0 | 0 | 0 | 0 | 0 | 0 | 0 | 0 | 0 | 0 | 0 | 0 | 0 | 0 | 0 | 0 | 0 | 0 | 0 | 0
Commercial_School_Existing_Food Preparation_Natural Gas_Food Prep Other_E1_Codes & Standards Forecast | Commercial | School | Existing | Food Preparation | Natural Gas | Food Prep Other | E1 |  | Codes & Standards Forecast | 0 | 2176.7907 | 2815.3567 | 3314.4128 | 4984.8383 | 4047.3125 | 4300.8107 | 4501.6226 | 4659.9517 | 4784.1758 | 4244.045 | 3939.0899 | 3796.036 | 4008.1211 | 3994.1174 | 4583.9051 | 4708.2618 | 4805.4835 | 5201.0818 | 4750.9185 | 4634.1702 | 4499.4309 | 4422.7475 | 4350.1511 | 4238.7887 | 4233.9585 | 4290.273 | 4503.3475 | 4527.3355 | 4677.3155 | 4652.0557 | 4609.796 | 5357.466
Commercial_School_Existing_Food Preparation_Natural Gas_Food Prep Other_E2_Codes & Standards Forecast | Commercial | School | Existing | Food Preparation | Natural Gas | Food Prep Other | E2 |  | Codes & Standards Forecast | 0 | 0 | 0 | 0 | 0 | 0 | 0 | 0 | 0 | 0 | 0 | 0 | 0 | 0 | 0 | 0 | 0 | 0 | 0 | 0 | 0 | 0 | 0 | 0 | 0 | 0 | 0 | 0 | 0 | 0 | 0 | 0 | 0
Commercial_School_Existing_Food Preparation_Natural Gas_Food Prep Other_E3_Codes & Standards Forecast | Commercial | School | Existing | Food Preparation | Natural Gas | Food Prep Other | E3 |  | Codes & Standards Forecast | 0 | 0 | 0 | 0 | 0 | 0 | 0 | 0 | 0 | 0 | 0 | 0 | 0 | 0 | 0 | 0 | 0 | 0 | 0 | 0 | 0 | 0 | 0 | 0 | 0 | 0 | 0 | 0 | 0 | 0 | 0 | 0 | 0
Commercial_School_Existing_Food Preparation_Natural Gas_Food Prep Other_E4_Codes & Standards Forecast | Commercial | School | Existing | Food Preparation | Natural Gas | Food Prep Other | E4 |  | Codes & Standards Forecast | 0 | 0 | 0 | 0 | 0 | 0 | 0 | 0 | 0 | 0 | 0 | 0 | 0 | 0 | 0 | 0 | 0 | 0 | 0 | 0 | 0 | 0 | 0 | 0 | 0 | 0 | 0 | 0 | 0 | 0 | 0 | 0 | 0
Commercial_School_Existing_Food Preparation_Natural Gas_Food Prep Other_E5_Codes & Standards Forecast | Commercial | School | Existing | Food Preparation | Natural Gas | Food Prep Other | E5 |  | Codes & Standards Forecast | 0 | 0 | 0 | 0 | 0 | 0 | 0 | 0 | 0 | 0 | 0 | 0 | 0 | 0 | 0 | 0 | 0 | 0 | 0 | 0 | 0 | 0 | 0 | 0 | 0 | 0 | 0 | 0 | 0 | 0 | 0 | 0 | 0
Commercial_School_Existing_Food Preparation_Natural Gas_Food Prep Other_E6_Codes & Standards Forecast | Commercial | School | Existing | Food Preparation | Natural Gas | Food Prep Other | E6 |  | Codes & Standards Forecast | 0 | 0 | 0 | 0 | 0 | 0 | 0 | 0 | 0 | 0 | 0 | 0 | 0 | 0 | 0 | 0 | 0 | 0 | 0 | 0 | 0 | 0 | 0 | 0 | 0 | 0 | 0 | 0 | 0 | 0 | 0 | 0 | 0
Commercial_School_Existing_Food Preparation_Natural Gas_Food Prep Other_E7_Codes & Standards Forecast | Commercial | School | Existing | Food Preparation | Natural Gas | Food Prep Other | E7 |  | Codes & Standards Forecast | 0 | 0 | 0 | 0 | 0 | 0 | 0 | 0 | 0 | 0 | 0 | 0 | 0 | 0 | 0 | 0 | 0 | 0 | 0 | 0 | 0 | 0 | 0 | 0 | 0 | 0 | 0 | 0 | 0 | 0 | 0 | 0 | 0
Commercial_School_Existing_Food Preparation_Natural Gas_Food Prep Other_E8_Codes & Standards Forecast | Commercial | School | Existing | Food Preparation | Natural Gas | Food Prep Other | E8 |  | Codes & Standards Forecast | 0 | 0 | 0 | 0 | 0 | 0 | 0 | 0 | 0 | 0 | 0 | 0 | 0 | 0 | 0 | 0 | 0 | 0 | 0 | 0 | 0 | 0 | 0 | 0 | 0 | 0 | 0 | 0 | 0 | 0 | 0 | 0 | 0
Commercial_School_Existing_Food Preparation_Natural Gas_Food Prep Other_E9_Codes & Standards Forecast | Commercial | School | Existing | Food Preparation | Natural Gas | Food Prep Other | E9 |  | Codes & Standards Forecast | 0 | 0 | 0 | 0 | 0 | 0 | 0 | 0 | 0 | 0 | 0 | 0 | 0 | 0 | 0 | 0 | 0 | 0 | 0 | 0 | 0 | 0 | 0 | 0 | 0 | 0 | 0 | 0 | 0 | 0 | 0 | 0 | 0
Commercial_School_Existing_Food Preparation_Natural Gas_Food Prep Other_E10_Codes & Standards Forecast | Commercial | School | Existing | Food Preparation | Natural Gas | Food Prep Other | E10 |  | Codes & Standards Forecast | 0 | 0 | 0 | 0 | 0 | 0 | 0 | 0 | 0 | 0 | 0 | 0 | 0 | 0 | 0 | 0 | 0 | 0 | 0 | 0 | 0 | 0 | 0 | 0 | 0 | 0 | 0 | 0 | 0 | 0 | 0 | 0 | 0
Commercial_School_Existing_Miscellaneous_Natural Gas_Pool Heater_E1_Codes & Standards Forecast | Commercial | School | Existing | Miscellaneous | Natural Gas | Pool Heater | E1 |  | Codes & Standards Forecast | 0 | 840.1962 | 1086.6695 | 1279.2949 | 1729.9433 | 1562.179 | 1412.0718 | 1341.6617 | 1324.587 | 1399.5498 | 1426.3926 | 1632.6072 | 1633.1199 | 1617.2373 | 1683.7583 | 1584.7343 | 1550.7808 | 1544.0975 | 1549.3321 | 1590.4137 | 1591.3706 | 1631.5454 | 1609.5582 | 1588.7992 | 1601.4848 | 1569.2376 | 1568.0745 | 1569.7357 | 1569.954 | 1581.8014 | 1574.5358 | 1578.5542 | 1733.8286
Commercial_School_Existing_Miscellaneous_Natural Gas_Pool Heater_E2_Codes & Standards Forecast | Commercial | School | Existing | Miscellaneous | Natural Gas | Pool Heater | E2 |  | Codes & Standards Forecast | 0 | 0 | 0 | 0 | 0 | 0 | 0 | 0 | 0 | 0 | 0 | 0 | 0 | 0 | 0 | 0 | 0 | 0 | 0 | 0 | 0 | 0 | 0 | 0 | 0 | 0 | 0 | 0 | 0 | 0 | 0 | 0 | 0
Commercial_School_Existing_Miscellaneous_Natural Gas_Pool Heater_E3_Codes & Standards Forecast | Commercial | School | Existing | Miscellaneous | Natural Gas | Pool Heater | E3 |  | Codes & Standards Forecast | 0 | 0 | 0 | 0 | 0 | 0 | 0 | 0 | 0 | 0 | 0 | 0 | 0 | 0 | 0 | 0 | 0 | 0 | 0 | 0 | 0 | 0 | 0 | 0 | 0 | 0 | 0 | 0 | 0 | 0 | 0 | 0 | 0
Commercial_School_Existing_Miscellaneous_Natural Gas_Pool Heater_E4_Codes & Standards Forecast | Commercial | School | Existing | Miscellaneous | Natural Gas | Pool Heater | E4 |  | Codes & Standards Forecast | 0 | 0 | 0 | 0 | 0 | 0 | 0 | 0 | 0 | 0 | 0 | 0 | 0 | 0 | 0 | 0 | 0 | 0 | 0 | 0 | 0 | 0 | 0 | 0 | 0 | 0 | 0 | 0 | 0 | 0 | 0 | 0 | 0
Commercial_School_Existing_Miscellaneous_Natural Gas_Pool Heater_E5_Codes & Standards Forecast | Commercial | School | Existing | Miscellaneous | Natural Gas | Pool Heater | E5 |  | Codes & Standards Forecast | 0 | 0 | 0 | 0 | 0 | 0 | 0 | 0 | 0 | 0 | 0 | 0 | 0 | 0 | 0 | 0 | 0 | 0 | 0 | 0 | 0 | 0 | 0 | 0 | 0 | 0 | 0 | 0 | 0 | 0 | 0 | 0 | 0
Commercial_School_Existing_Miscellaneous_Natural Gas_Pool Heater_E6_Codes & Standards Forecast | Commercial | School | Existing | Miscellaneous | Natural Gas | Pool Heater | E6 |  | Codes & Standards Forecast | 0 | 0 | 0 | 0 | 0 | 0 | 0 | 0 | 0 | 0 | 0 | 0 | 0 | 0 | 0 | 0 | 0 | 0 | 0 | 0 | 0 | 0 | 0 | 0 | 0 | 0 | 0 | 0 | 0 | 0 | 0 | 0 | 0
Commercial_School_Existing_Miscellaneous_Natural Gas_Pool Heater_E7_Codes & Standards Forecast | Commercial | School | Existing | Miscellaneous | Natural Gas | Pool Heater | E7 |  | Codes & Standards Forecast | 0 | 0 | 0 | 0 | 0 | 0 | 0 | 0 | 0 | 0 | 0 | 0 | 0 | 0 | 0 | 0 | 0 | 0 | 0 | 0 | 0 | 0 | 0 | 0 | 0 | 0 | 0 | 0 | 0 | 0 | 0 | 0 | 0
Commercial_School_Existing_Miscellaneous_Natural Gas_Pool Heater_E8_Codes & Standards Forecast | Commercial | School | Existing | Miscellaneous | Natural Gas | Pool Heater | E8 |  | Codes & Standards Forecast | 0 | 0 | 0 | 0 | 0 | 0 | 0 | 0 | 0 | 0 | 0 | 0 | 0 | 0 | 0 | 0 | 0 | 0 | 0 | 0 | 0 | 0 | 0 | 0 | 0 | 0 | 0 | 0 | 0 | 0 | 0 | 0 | 0
Commercial_School_Existing_Miscellaneous_Natural Gas_Pool Heater_E9_Codes & Standards Forecast | Commercial | School | Existing | Miscellaneous | Natural Gas | Pool Heater | E9 |  | Codes & Standards Forecast | 0 | 0 | 0 | 0 | 0 | 0 | 0 | 0 | 0 | 0 | 0 | 0 | 0 | 0 | 0 | 0 | 0 | 0 | 0 | 0 | 0 | 0 | 0 | 0 | 0 | 0 | 0 | 0 | 0 | 0 | 0 | 0 | 0
Commercial_School_Existing_Miscellaneous_Natural Gas_Pool Heater_E10_Codes & Standards Forecast | Commercial | School | Existing | Miscellaneous | Natural Gas | Pool Heater | E10 |  | Codes & Standards Forecast | 0 | 0 | 0 | 0 | 0 | 0 | 0 | 0 | 0 | 0 | 0 | 0 | 0 | 0 | 0 | 0 | 0 | 0 | 0 | 0 | 0 | 0 | 0 | 0 | 0 | 0 | 0 | 0 | 0 | 0 | 0 | 0 | 0
Commercial_School_Existing_Miscellaneous_Natural Gas_Miscellaneous_E1_Codes & Standards Forecast | Commercial | School | Existing | Miscellaneous | Natural Gas | Miscellaneous | E1 |  | Codes & Standards Forecast | 0 | 355672.0497 | 421253.8295 | 476052.3132 | 554143.0228 | 451401.9193 | 453658.8766 | 466608.8959 | 463179.7745 | 460590.2195 | 460211.9084 | 560276.7683 | 563804.6048 | 564006.5258 | 584252.7648 | 550928.5198 | 552284.6035 | 559353.0798 | 556019.7093 | 553632.0585 | 553246.5627 | 581128.2791 | 577122.0176 | 572674.5535 | 578538.1185 | 567679.6761 | 567636.7601 | 570054.2851 | 567596.7032 | 565740.7589 | 565052.9873 | 572180.8921 | 624248.6875
Commercial_School_Existing_Miscellaneous_Natural Gas_Miscellaneous_E2_Codes & Standards Forecast | Commercial | School | Existing | Miscellaneous | Natural Gas | Miscellaneous | E2 |  | Codes & Standards Forecast | 0 | 0 | 0 | 0 | 0 | 0 | 0 | 0 | 0 | 0 | 0 | 0 | 0 | 0 | 0 | 0 | 0 | 0 | 0 | 0 | 0 | 0 | 0 | 0 | 0 | 0 | 0 | 0 | 0 | 0 | 0 | 0 | 0
Commercial_School_Existing_Miscellaneous_Natural Gas_Miscellaneous_E3_Codes & Standards Forecast | Commercial | School | Existing | Miscellaneous | Natural Gas | Miscellaneous | E3 |  | Codes & Standards Forecast | 0 | 0 | 0 | 0 | 0 | 0 | 0 | 0 | 0 | 0 | 0 | 0 | 0 | 0 | 0 | 0 | 0 | 0 | 0 | 0 | 0 | 0 | 0 | 0 | 0 | 0 | 0 | 0 | 0 | 0 | 0 | 0 | 0
Commercial_School_Existing_Miscellaneous_Natural Gas_Miscellaneous_E4_Codes & Standards Forecast | Commercial | School | Existing | Miscellaneous | Natural Gas | Miscellaneous | E4 |  | Codes & Standards Forecast | 0 | 0 | 0 | 0 | 0 | 0 | 0 | 0 | 0 | 0 | 0 | 0 | 0 | 0 | 0 | 0 | 0 | 0 | 0 | 0 | 0 | 0 | 0 | 0 | 0 | 0 | 0 | 0 | 0 | 0 | 0 | 0 | 0
Commercial_School_Existing_Miscellaneous_Natural Gas_Miscellaneous_E5_Codes & Standards Forecast | Commercial | School | Existing | Miscellaneous | Natural Gas | Miscellaneous | E5 |  | Codes & Standards Forecast | 0 | 0 | 0 | 0 | 0 | 0 | 0 | 0 | 0 | 0 | 0 | 0 | 0 | 0 | 0 | 0 | 0 | 0 | 0 | 0 | 0 | 0 | 0 | 0 | 0 | 0 | 0 | 0 | 0 | 0 | 0 | 0 | 0
Commercial_School_Existing_Miscellaneous_Natural Gas_Miscellaneous_E6_Codes & Standards Forecast | Commercial | School | Existing | Miscellaneous | Natural Gas | Miscellaneous | E6 |  | Codes & Standards Forecast | 0 | 0 | 0 | 0 | 0 | 0 | 0 | 0 | 0 | 0 | 0 | 0 | 0 | 0 | 0 | 0 | 0 | 0 | 0 | 0 | 0 | 0 | 0 | 0 | 0 | 0 | 0 | 0 | 0 | 0 | 0 | 0 | 0
Commercial_School_Existing_Miscellaneous_Natural Gas_Miscellaneous_E7_Codes & Standards Forecast | Commercial | School | Existing | Miscellaneous | Natural Gas | Miscellaneous | E7 |  | Codes & Standards Forecast | 0 | 0 | 0 | 0 | 0 | 0 | 0 | 0 | 0 | 0 | 0 | 0 | 0 | 0 | 0 | 0 | 0 | 0 | 0 | 0 | 0 | 0 | 0 | 0 | 0 | 0 | 0 | 0 | 0 | 0 | 0 | 0 | 0
Commercial_School_Existing_Miscellaneous_Natural Gas_Miscellaneous_E8_Codes & Standards Forecast | Commercial | School | Existing | Miscellaneous | Natural Gas | Miscellaneous | E8 |  | Codes & Standards Forecast | 0 | 0 | 0 | 0 | 0 | 0 | 0 | 0 | 0 | 0 | 0 | 0 | 0 | 0 | 0 | 0 | 0 | 0 | 0 | 0 | 0 | 0 | 0 | 0 | 0 | 0 | 0 | 0 | 0 | 0 | 0 | 0 | 0
Commercial_School_Existing_Miscellaneous_Natural Gas_Miscellaneous_E9_Codes & Standards Forecast | Commercial | School | Existing | Miscellaneous | Natural Gas | Miscellaneous | E9 |  | Codes & Standards Forecast | 0 | 0 | 0 | 0 | 0 | 0 | 0 | 0 | 0 | 0 | 0 | 0 | 0 | 0 | 0 | 0 | 0 | 0 | 0 | 0 | 0 | 0 | 0 | 0 | 0 | 0 | 0 | 0 | 0 | 0 | 0 | 0 | 0
Commercial_School_Existing_Miscellaneous_Natural Gas_Miscellaneous_E10_Codes & Standards Forecast | Commercial | School | Existing | Miscellaneous | Natural Gas | Miscellaneous | E10 |  | Codes & Standards Forecast | 0 | 0 | 0 | 0 | 0 | 0 | 0 | 0 | 0 | 0 | 0 | 0 | 0 | 0 | 0 | 0 | 0 | 0 | 0 | 0 | 0 | 0 | 0 | 0 | 0 | 0 | 0 | 0 | 0 | 0 | 0 | 0 | 0
Commercial_School_New_Space Heating_Natural Gas_Furnace_E1_Codes & Standards Forecast | Commercial | School | New | Space Heating | Natural Gas | Furnace | E1 |  | Codes & Standards Forecast | 0 | 0 | 0 | 0 | 0 | 0 | 0 | 0 | 0 | 0 | 0 | 0 | 0 | 0 | 0 | 0 | 0 | 0 | 0 | 0 | 0 | 0 | 0 | 0 | 0 | 0 | 0 | 0 | 0 | 0 | 0 | 0 | 0
Commercial_School_New_Space Heating_Natural Gas_Furnace_E2_Codes & Standards Forecast | Commercial | School | New | Space Heating | Natural Gas | Furnace | E2 |  | Codes & Standards Forecast | 0 | 0 | 0 | 0 | 0 | 0 | 0 | 0 | 0 | 0 | 0 | 0 | 0 | 0 | 0 | 0 | 0 | 0 | 0 | 0 | 0 | 0 | 0 | 0 | 0 | 0 | 0 | 0 | 0 | 0 | 0 | 0 | 0
Commercial_School_New_Space Heating_Natural Gas_Furnace_E3_Codes & Standards Forecast | Commercial | School | New | Space Heating | Natural Gas | Furnace | E3 |  | Codes & Standards Forecast | 0 | 0 | 0 | 0 | 0 | 0 | 0 | 0 | 0 | 0 | 0 | 0 | 0 | 0 | 0 | 0 | 0 | 0 | 0 | 0 | 0 | 0 | 0 | 0 | 0 | 0 | 0 | 0 | 0 | 0 | 0 | 0 | 0
Commercial_School_New_Space Heating_Natural Gas_Furnace_E4_Codes & Standards Forecast | Commercial | School | New | Space Heating | Natural Gas | Furnace | E4 |  | Codes & Standards Forecast | 0 | 0 | 0 | 0 | 0 | 0 | 0 | 0 | 0 | 0 | 0 | 0 | 0 | 0 | 0 | 0 | 0 | 0 | 0 | 0 | 0 | 0 | 0 | 0 | 0 | 0 | 0 | 0 | 0 | 0 | 0 | 0 | 0
Commercial_School_New_Space Heating_Natural Gas_Furnace_E5_Codes & Standards Forecast | Commercial | School | New | Space Heating | Natural Gas | Furnace | E5 |  | Codes & Standards Forecast | 0 | 0 | 0 | 0 | 0 | 0 | 0 | 0 | 0 | 0 | 0 | 0 | 0 | 0 | 0 | 0 | 0 | 0 | 0 | 0 | 0 | 0 | 0 | 0 | 0 | 0 | 0 | 0 | 0 | 0 | 0 | 0 | 0
Commercial_School_New_Space Heating_Natural Gas_Furnace_E6_Codes & Standards Forecast | Commercial | School | New | Space Heating | Natural Gas | Furnace | E6 |  | Codes & Standards Forecast | 0 | 0 | 0 | 0 | 0 | 0 | 0 | 0 | 0 | 0 | 0 | 0 | 0 | 0 | 0 | 0 | 0 | 0 | 0 | 0 | 0 | 0 | 0 | 0 | 0 | 0 | 0 | 0 | 0 | 0 | 0 | 0 | 0
Commercial_School_New_Space Heating_Natural Gas_Furnace_E7_Codes & Standards Forecast | Commercial | School | New | Space Heating | Natural Gas | Furnace | E7 |  | Codes & Standards Forecast | 0 | 0 | 0 | 0 | 0 | 0 | 0 | 0 | 0 | 0 | 0 | 0 | 0 | 0 | 0 | 0 | 0 | 0 | 0 | 0 | 0 | 0 | 0 | 0 | 0 | 0 | 0 | 0 | 0 | 0 | 0 | 0 | 0
Commercial_School_New_Space Heating_Natural Gas_Furnace_E8_Codes & Standards Forecast | Commercial | School | New | Space Heating | Natural Gas | Furnace | E8 |  | Codes & Standards Forecast | 0 | 0 | 0 | 0 | 0 | 0 | 0 | 0 | 0 | 0 | 0 | 0 | 0 | 0 | 0 | 0 | 0 | 0 | 0 | 0 | 0 | 0 | 0 | 0 | 0 | 0 | 0 | 0 | 0 | 0 | 0 | 0 | 0
Commercial_School_New_Space Heating_Natural Gas_Furnace_E9_Codes & Standards Forecast | Commercial | School | New | Space Heating | Natural Gas | Furnace | E9 |  | Codes & Standards Forecast | 0 | 0 | 0 | 0 | 0 | 0 | 0 | 0 | 0 | 0 | 0 | 0 | 0 | 0 | 0 | 0 | 0 | 0 | 0 | 0 | 0 | 0 | 0 | 0 | 0 | 0 | 0 | 0 | 0 | 0 | 0 | 0 | 0
Commercial_School_New_Space Heating_Natural Gas_Furnace_E10_Codes & Standards Forecast | Commercial | School | New | Space Heating | Natural Gas | Furnace | E10 |  | Codes & Standards Forecast | 0 | 0 | 0 | 0 | 0 | 0 | 0 | 0 | 0 | 0 | 0 | 0 | 0 | 0 | 0 | 0 | 0 | 0 | 0 | 0 | 0 | 0 | 0 | 0 | 0 | 0 | 0 | 0 | 0 | 0 | 0 | 0 | 0
Commercial_School_New_Space Heating_Natural Gas_Boiler_E1_Codes & Standards Forecast | Commercial | School | New | Space Heating | Natural Gas | Boiler | E1 |  | Codes & Standards Forecast | 0 | 0 | 0 | 0 | 0 | 0 | 0 | 0 | 0 | 0 | 0 | 0 | 0 | 0 | 0 | 0 | 0 | 0 | 0 | 0 | 0 | 0 | 0 | 0 | 0 | 0 | 0 | 0 | 0 | 0 | 0 | 0 | 0
Commercial_School_New_Space Heating_Natural Gas_Boiler_E2_Codes & Standards Forecast | Commercial | School | New | Space Heating | Natural Gas | Boiler | E2 |  | Codes & Standards Forecast | 0 | 0 | 0 | 0 | 0 | 0 | 0 | 0 | 0 | 0 | 0 | 0 | 0 | 0 | 0 | 0 | 0 | 0 | 0 | 0 | 0 | 0 | 0 | 0 | 0 | 0 | 0 | 0 | 0 | 0 | 0 | 0 | 0
Commercial_School_New_Space Heating_Natural Gas_Boiler_E3_Codes & Standards Forecast | Commercial | School | New | Space Heating | Natural Gas | Boiler | E3 |  | Codes & Standards Forecast | 0 | 0 | 0 | 0 | 0 | 0 | 0 | 0 | 0 | 0 | 0 | 0 | 0 | 0 | 0 | 0 | 0 | 0 | 0 | 0 | 0 | 0 | 0 | 0 | 0 | 0 | 0 | 0 | 0 | 0 | 0 | 0 | 0
Commercial_School_New_Space Heating_Natural Gas_Boiler_E4_Codes & Standards Forecast | Commercial | School | New | Space Heating | Natural Gas | Boiler | E4 |  | Codes & Standards Forecast | 0 | 0 | 0 | 0 | 0 | 0 | 0 | 0 | 0 | 0 | 0 | 0 | 0 | 0 | 0 | 0 | 0 | 0 | 0 | 0 | 0 | 0 | 0 | 0 | 0 | 0 | 0 | 0 | 0 | 0 | 0 | 0 | 0
Commercial_School_New_Space Heating_Natural Gas_Boiler_E5_Codes & Standards Forecast | Commercial | School | New | Space Heating | Natural Gas | Boiler | E5 |  | Codes & Standards Forecast | 0 | 0 | 0 | 0 | 0 | 0 | 0 | 0 | 0 | 0 | 0 | 0 | 0 | 0 | 0 | 0 | 0 | 0 | 0 | 0 | 0 | 0 | 0 | 0 | 0 | 0 | 0 | 0 | 0 | 0 | 0 | 0 | 0
Commercial_School_New_Space Heating_Natural Gas_Boiler_E6_Codes & Standards Forecast | Commercial | School | New | Space Heating | Natural Gas | Boiler | E6 |  | Codes & Standards Forecast | 0 | 0 | 0 | 0 | 0 | 0 | 0 | 0 | 0 | 0 | 0 | 0 | 0 | 0 | 0 | 0 | 0 | 0 | 0 | 0 | 0 | 0 | 0 | 0 | 0 | 0 | 0 | 0 | 0 | 0 | 0 | 0 | 0
Commercial_School_New_Space Heating_Natural Gas_Boiler_E7_Codes & Standards Forecast | Commercial | School | New | Space Heating | Natural Gas | Boiler | E7 |  | Codes & Standards Forecast | 0 | 0 | 0 | 0 | 0 | 0 | 0 | 0 | 0 | 0 | 0 | 0 | 0 | 0 | 0 | 0 | 0 | 0 | 0 | 0 | 0 | 0 | 0 | 0 | 0 | 0 | 0 | 0 | 0 | 0 | 0 | 0 | 0
Commercial_School_New_Space Heating_Natural Gas_Boiler_E8_Codes & Standards Forecast | Commercial | School | New | Space Heating | Natural Gas | Boiler | E8 |  | Codes & Standards Forecast | 0 | 0 | 0 | 0 | 0 | 0 | 0 | 0 | 0 | 0 | 0 | 0 | 0 | 0 | 0 | 0 | 0 | 0 | 0 | 0 | 0 | 0 | 0 | 0 | 0 | 0 | 0 | 0 | 0 | 0 | 0 | 0 | 0
Commercial_School_New_Space Heating_Natural Gas_Boiler_E9_Codes & Standards Forecast | Commercial | School | New | Space Heating | Natural Gas | Boiler | E9 |  | Codes & Standards Forecast | 0 | 0 | 0 | 0 | 0 | 0 | 0 | 0 | 0 | 0 | 0 | 0 | 0 | 0 | 0 | 0 | 0 | 0 | 0 | 0 | 0 | 0 | 0 | 0 | 0 | 0 | 0 | 0 | 0 | 0 | 0 | 0 | 0
Commercial_School_New_Space Heating_Natural Gas_Boiler_E10_Codes & Standards Forecast | Commercial | School | New | Space Heating | Natural Gas | Boiler | E10 |  | Codes & Standards Forecast | 0 | 0 | 0 | 0 | 0 | 0 | 0 | 0 | 0 | 0 | 0 | 0 | 0 | 0 | 0 | 0 | 0 | 0 | 0 | 0 | 0 | 0 | 0 | 0 | 0 | 0 | 0 | 0 | 0 | 0 | 0 | 0 | 0
Commercial_School_New_Space Heating_Natural Gas_Unit Heater_E1_Codes & Standards Forecast | Commercial | School | New | Space Heating | Natural Gas | Unit Heater | E1 |  | Codes & Standards Forecast | 0 | 281.8549 | 1359.4908 | 868.8098 | 1038.7913 | 0 | 0 | 0 | 0 | 0 | 0 | 0 | 0 | 0 | 0 | 0 | 0 | 0 | 0 | 0 | 0 | 0 | 0 | 0 | 0 | 0 | 0 | 0 | 0 | 0 | 0 | 0 | 0
Commercial_School_New_Space Heating_Natural Gas_Unit Heater_E2_Codes & Standards Forecast | Commercial | School | New | Space Heating | Natural Gas | Unit Heater | E2 |  | Codes & Standards Forecast | 0 | 0 | 0 | 0 | 0 | 1070.5694 | 1075.9492 | 931.2306 | 918.1799 | 939.6713 | 954.9669 | 987.9772 | 1161.6149 | 1240.3396 | 1344.3304 | 1434.0781 | 1519.4862 | 1545.8979 | 1631.4235 | 1942.4216 | 1778.6158 | 1852.0525 | 1896.1309 | 1937.0802 | 1944.8536 | 1997.1255 | 2065.5286 | 2123.7518 | 2194.4585 | 2339.0449 | 2416.9303 | 2496.4709 | 2045.3242
Commercial_School_New_Space Heating_Natural Gas_Unit Heater_E3_Codes & Standards Forecast | Commercial | School | New | Space Heating | Natural Gas | Unit Heater | E3 |  | Codes & Standards Forecast | 0 | 0 | 0 | 0 | 0 | 0 | 0 | 0 | 0 | 0 | 0 | 0 | 0 | 0 | 0 | 0 | 0 | 0 | 0 | 0 | 0 | 0 | 0 | 0 | 0 | 0 | 0 | 0 | 0 | 0 | 0 | 0 | 0
Commercial_School_New_Space Heating_Natural Gas_Unit Heater_E4_Codes & Standards Forecast | Commercial | School | New | Space Heating | Natural Gas | Unit Heater | E4 |  | Codes & Standards Forecast | 0 | 0 | 0 | 0 | 0 | 0 | 0 | 0 | 0 | 0 | 0 | 0 | 0 | 0 | 0 | 0 | 0 | 0 | 0 | 0 | 0 | 0 | 0 | 0 | 0 | 0 | 0 | 0 | 0 | 0 | 0 | 0 | 0
Commercial_School_New_Space Heating_Natural Gas_Unit Heater_E5_Codes & Standards Forecast | Commercial | School | New | Space Heating | Natural Gas | Unit Heater | E5 |  | Codes & Standards Forecast | 0 | 0 | 0 | 0 | 0 | 0 | 0 | 0 | 0 | 0 | 0 | 0 | 0 | 0 | 0 | 0 | 0 | 0 | 0 | 0 | 0 | 0 | 0 | 0 | 0 | 0 | 0 | 0 | 0 | 0 | 0 | 0 | 0
Commercial_School_New_Space Heating_Natural Gas_Unit Heater_E6_Codes & Standards Forecast | Commercial | School | New | Space Heating | Natural Gas | Unit Heater | E6 |  | Codes & Standards Forecast | 0 | 0 | 0 | 0 | 0 | 0 | 0 | 0 | 0 | 0 | 0 | 0 | 0 | 0 | 0 | 0 | 0 | 0 | 0 | 0 | 0 | 0 | 0 | 0 | 0 | 0 | 0 | 0 | 0 | 0 | 0 | 0 | 0
Commercial_School_New_Space Heating_Natural Gas_Unit Heater_E7_Codes & Standards Forecast | Commercial | School | New | Space Heating | Natural Gas | Unit Heater | E7 |  | Codes & Standards Forecast | 0 | 0 | 0 | 0 | 0 | 0 | 0 | 0 | 0 | 0 | 0 | 0 | 0 | 0 | 0 | 0 | 0 | 0 | 0 | 0 | 0 | 0 | 0 | 0 | 0 | 0 | 0 | 0 | 0 | 0 | 0 | 0 | 0
Commercial_School_New_Space Heating_Natural Gas_Unit Heater_E8_Codes & Standards Forecast | Commercial | School | New | Space Heating | Natural Gas | Unit Heater | E8 |  | Codes & Standards Forecast | 0 | 0 | 0 | 0 | 0 | 0 | 0 | 0 | 0 | 0 | 0 | 0 | 0 | 0 | 0 | 0 | 0 | 0 | 0 | 0 | 0 | 0 | 0 | 0 | 0 | 0 | 0 | 0 | 0 | 0 | 0 | 0 | 0
Commercial_School_New_Space Heating_Natural Gas_Unit Heater_E9_Codes & Standards Forecast | Commercial | School | New | Space Heating | Natural Gas | Unit Heater | E9 |  | Codes & Standards Forecast | 0 | 0 | 0 | 0 | 0 | 0 | 0 | 0 | 0 | 0 | 0 | 0 | 0 | 0 | 0 | 0 | 0 | 0 | 0 | 0 | 0 | 0 | 0 | 0 | 0 | 0 | 0 | 0 | 0 | 0 | 0 | 0 | 0
Commercial_School_New_Space Heating_Natural Gas_Unit Heater_E10_Codes & Standards Forecast | Commercial | School | New | Space Heating | Natural Gas | Unit Heater | E10 |  | Codes & Standards Forecast | 0 | 0 | 0 | 0 | 0 | 0 | 0 | 0 | 0 | 0 | 0 | 0 | 0 | 0 | 0 | 0 | 0 | 0 | 0 | 0 | 0 | 0 | 0 | 0 | 0 | 0 | 0 | 0 | 0 | 0 | 0 | 0 | 0
Commercial_School_New_Water Heating_Natural Gas_Water Heater_E1_Codes & Standards Forecast | Commercial | School | New | Water Heating | Natural Gas | Water Heater | E1 |  | Codes & Standards Forecast | 0 | 0 | 0 | 0 | 0 | 0 | 0 | 0 | 0 | 0 | 0 | 0 | 0 | 0 | 0 | 0 | 0 | 0 | 0 | 0 | 0 | 0 | 0 | 0 | 0 | 0 | 0 | 0 | 0 | 0 | 0 | 0 | 0
Commercial_School_New_Water Heating_Natural Gas_Water Heater_E2_Codes & Standards Forecast | Commercial | School | New | Water Heating | Natural Gas | Water Heater | E2 |  | Codes & Standards Forecast | 0 | 0 | 0 | 0 | 0 | 0 | 0 | 0 | 0 | 0 | 0 | 0 | 0 | 0 | 0 | 0 | 0 | 0 | 0 | 0 | 0 | 0 | 0 | 0 | 0 | 0 | 0 | 0 | 0 | 0 | 0 | 0 | 0
Commercial_School_New_Water Heating_Natural Gas_Water Heater_E3_Codes & Standards Forecast | Commercial | School | New | Water Heating | Natural Gas | Water Heater | E3 |  | Codes & Standards Forecast | 0 | 0 | 0 | 0 | 0 | 0 | 0 | 0 | 0 | 0 | 0 | 0 | 0 | 0 | 0 | 0 | 0 | 0 | 0 | 0 | 0 | 0 | 0 | 0 | 0 | 0 | 0 | 0 | 0 | 0 | 0 | 0 | 0
Commercial_School_New_Water Heating_Natural Gas_Water Heater_E4_Codes & Standards Forecast | Commercial | School | New | Water Heating | Natural Gas | Water Heater | E4 |  | Codes & Standards Forecast | 0 | 0 | 0 | 0 | 0 | 0 | 0 | 0 | 0 | 0 | 0 | 0 | 0 | 0 | 0 | 0 | 0 | 0 | 0 | 0 | 0 | 0 | 0 | 0 | 0 | 0 | 0 | 0 | 0 | 0 | 0 | 0 | 0
Commercial_School_New_Water Heating_Natural Gas_Water Heater_E5_Codes & Standards Forecast | Commercial | School | New | Water Heating | Natural Gas | Water Heater | E5 |  | Codes & Standards Forecast | 0 | 0 | 0 | 0 | 0 | 0 | 0 | 0 | 0 | 0 | 0 | 0 | 0 | 0 | 0 | 0 | 0 | 0 | 0 | 0 | 0 | 0 | 0 | 0 | 0 | 0 | 0 | 0 | 0 | 0 | 0 | 0 | 0
Commercial_School_New_Water Heating_Natural Gas_Water Heater_E6_Codes & Standards Forecast | Commercial | School | New | Water Heating | Natural Gas | Water Heater | E6 |  | Codes & Standards Forecast | 0 | 0 | 0 | 0 | 0 | 0 | 0 | 0 | 0 | 0 | 0 | 0 | 0 | 0 | 0 | 0 | 0 | 0 | 0 | 0 | 0 | 0 | 0 | 0 | 0 | 0 | 0 | 0 | 0 | 0 | 0 | 0 | 0
Commercial_School_New_Water Heating_Natural Gas_Water Heater_E7_Codes & Standards Forecast | Commercial | School | New | Water Heating | Natural Gas | Water Heater | E7 |  | Codes & Standards Forecast | 0 | 0 | 0 | 0 | 0 | 0 | 0 | 0 | 0 | 0 | 0 | 0 | 0 | 0 | 0 | 0 | 0 | 0 | 0 | 0 | 0 | 0 | 0 | 0 | 0 | 0 | 0 | 0 | 0 | 0 | 0 | 0 | 0
Commercial_School_New_Water Heating_Natural Gas_Water Heater_E8_Codes & Standards Forecast | Commercial | School | New | Water Heating | Natural Gas | Water Heater | E8 |  | Codes & Standards Forecast | 0 | 0 | 0 | 0 | 0 | 0 | 0 | 0 | 0 | 0 | 0 | 0 | 0 | 0 | 0 | 0 | 0 | 0 | 0 | 0 | 0 | 0 | 0 | 0 | 0 | 0 | 0 | 0 | 0 | 0 | 0 | 0 | 0
Commercial_School_New_Water Heating_Natural Gas_Water Heater_E9_Codes & Standards Forecast | Commercial | School | New | Water Heating | Natural Gas | Water Heater | E9 |  | Codes & Standards Forecast | 0 | 0 | 0 | 0 | 0 | 0 | 0 | 0 | 0 | 0 | 0 | 0 | 0 | 0 | 0 | 0 | 0 | 0 | 0 | 0 | 0 | 0 | 0 | 0 | 0 | 0 | 0 | 0 | 0 | 0 | 0 | 0 | 0
Commercial_School_New_Water Heating_Natural Gas_Water Heater_E10_Codes & Standards Forecast | Commercial | School | New | Water Heating | Natural Gas | Water Heater | E10 |  | Codes & Standards Forecast | 0 | 0 | 0 | 0 | 0 | 0 | 0 | 0 | 0 | 0 | 0 | 0 | 0 | 0 | 0 | 0 | 0 | 0 | 0 | 0 | 0 | 0 | 0 | 0 | 0 | 0 | 0 | 0 | 0 | 0 | 0 | 0 | 0
Commercial_School_New_Food Preparation_Natural Gas_Oven_E1_Codes & Standards Forecast | Commercial | School | New | Food Preparation | Natural Gas | Oven | E1 |  | Codes & Standards Forecast | 0 | 1380.5484 | 6658.8978 | 4255.5021 | 5088.0852 | 5243.7372 | 5270.0878 | 4561.2441 | 4497.3206 | 4602.5872 | 4907.598 | 5943.5315 | 6363.2503 | 6850.0008 | 7339.9859 | 7733.6187 | 8366.2449 | 9843.2619 | 8860.2302 | 9004.3311 | 9224.3045 | 9523.0217 | 9633.1957 | 9986.0618 | 10401.6044 | 10882.8656 | 11740.8957 | 12108.8754 | 12475.08 | 12811.3168 | 13139.1706 | 13473.3857 | 11492.2301
Commercial_School_New_Food Preparation_Natural Gas_Oven_E2_Codes & Standards Forecast | Commercial | School | New | Food Preparation | Natural Gas | Oven | E2 |  | Codes & Standards Forecast | 0 | 0 | 0 | 0 | 0 | 0 | 0 | 0 | 0 | 0 | 0 | 0 | 0 | 0 | 0 | 0 | 0 | 0 | 0 | 0 | 0 | 0 | 0 | 0 | 0 | 0 | 0 | 0 | 0 | 0 | 0 | 0 | 0
Commercial_School_New_Food Preparation_Natural Gas_Oven_E3_Codes & Standards Forecast | Commercial | School | New | Food Preparation | Natural Gas | Oven | E3 |  | Codes & Standards Forecast | 0 | 0 | 0 | 0 | 0 | 0 | 0 | 0 | 0 | 0 | 0 | 0 | 0 | 0 | 0 | 0 | 0 | 0 | 0 | 0 | 0 | 0 | 0 | 0 | 0 | 0 | 0 | 0 | 0 | 0 | 0 | 0 | 0
Commercial_School_New_Food Preparation_Natural Gas_Oven_E4_Codes & Standards Forecast | Commercial | School | New | Food Preparation | Natural Gas | Oven | E4 |  | Codes & Standards Forecast | 0 | 0 | 0 | 0 | 0 | 0 | 0 | 0 | 0 | 0 | 0 | 0 | 0 | 0 | 0 | 0 | 0 | 0 | 0 | 0 | 0 | 0 | 0 | 0 | 0 | 0 | 0 | 0 | 0 | 0 | 0 | 0 | 0
Commercial_School_New_Food Preparation_Natural Gas_Oven_E5_Codes & Standards Forecast | Commercial | School | New | Food Preparation | Natural Gas | Oven | E5 |  | Codes & Standards Forecast | 0 | 0 | 0 | 0 | 0 | 0 | 0 | 0 | 0 | 0 | 0 | 0 | 0 | 0 | 0 | 0 | 0 | 0 | 0 | 0 | 0 | 0 | 0 | 0 | 0 | 0 | 0 | 0 | 0 | 0 | 0 | 0 | 0
Commercial_School_New_Food Preparation_Natural Gas_Oven_E6_Codes & Standards Forecast | Commercial | School | New | Food Preparation | Natural Gas | Oven | E6 |  | Codes & Standards Forecast | 0 | 0 | 0 | 0 | 0 | 0 | 0 | 0 | 0 | 0 | 0 | 0 | 0 | 0 | 0 | 0 | 0 | 0 | 0 | 0 | 0 | 0 | 0 | 0 | 0 | 0 | 0 | 0 | 0 | 0 | 0 | 0 | 0
Commercial_School_New_Food Preparation_Natural Gas_Oven_E7_Codes & Standards Forecast | Commercial | School | New | Food Preparation | Natural Gas | Oven | E7 |  | Codes & Standards Forecast | 0 | 0 | 0 | 0 | 0 | 0 | 0 | 0 | 0 | 0 | 0 | 0 | 0 | 0 | 0 | 0 | 0 | 0 | 0 | 0 | 0 | 0 | 0 | 0 | 0 | 0 | 0 | 0 | 0 | 0 | 0 | 0 | 0
Commercial_School_New_Food Preparation_Natural Gas_Oven_E8_Codes & Standards Forecast | Commercial | School | New | Food Preparation | Natural Gas | Oven | E8 |  | Codes & Standards Forecast | 0 | 0 | 0 | 0 | 0 | 0 | 0 | 0 | 0 | 0 | 0 | 0 | 0 | 0 | 0 | 0 | 0 | 0 | 0 | 0 | 0 | 0 | 0 | 0 | 0 | 0 | 0 | 0 | 0 | 0 | 0 | 0 | 0
Commercial_School_New_Food Preparation_Natural Gas_Oven_E9_Codes & Standards Forecast | Commercial | School | New | Food Preparation | Natural Gas | Oven | E9 |  | Codes & Standards Forecast | 0 | 0 | 0 | 0 | 0 | 0 | 0 | 0 | 0 | 0 | 0 | 0 | 0 | 0 | 0 | 0 | 0 | 0 | 0 | 0 | 0 | 0 | 0 | 0 | 0 | 0 | 0 | 0 | 0 | 0 | 0 | 0 | 0
Commercial_School_New_Food Preparation_Natural Gas_Oven_E10_Codes & Standards Forecast | Commercial | School | New | Food Preparation | Natural Gas | Oven | E10 |  | Codes & Standards Forecast | 0 | 0 | 0 | 0 | 0 | 0 | 0 | 0 | 0 | 0 | 0 | 0 | 0 | 0 | 0 | 0 | 0 | 0 | 0 | 0 | 0 | 0 | 0 | 0 | 0 | 0 | 0 | 0 | 0 | 0 | 0 | 0 | 0
Commercial_School_New_Food Preparation_Natural Gas_Conveyor Oven_E1_Codes & Standards Forecast | Commercial | School | New | Food Preparation | Natural Gas | Conveyor Oven | E1 |  | Codes & Standards Forecast | 0 | 690.2742 | 3329.4489 | 2127.751 | 2544.0426 | 2621.8686 | 2635.0439 | 2280.622 | 2248.6603 | 2301.2936 | 2338.7533 | 2320.9862 | 2284.6837 | 2253.542 | 2256.7996 | 2249.9742 | 2263.0133 | 2348.2729 | 2898.7609 | 3100.5636 | 3401.0578 | 3697.8213 | 4112.854 | 4885.5015 | 4495.4467 | 4605.7408 | 4616.3564 | 4599.0148 | 4489.9821 | 4478.1306 | 4504.0168 | 4507.8998 | 3222.1238
Commercial_School_New_Food Preparation_Natural Gas_Conveyor Oven_E2_Codes & Standards Forecast | Commercial | School | New | Food Preparation | Natural Gas | Conveyor Oven | E2 |  | Codes & Standards Forecast | 0 | 0 | 0 | 0 | 0 | 0 | 0 | 0 | 0 | 0 | 0 | 0 | 0 | 0 | 0 | 0 | 0 | 0 | 0 | 0 | 0 | 0 | 0 | 0 | 0 | 0 | 0 | 0 | 0 | 0 | 0 | 0 | 0
Commercial_School_New_Food Preparation_Natural Gas_Conveyor Oven_E3_Codes & Standards Forecast | Commercial | School | New | Food Preparation | Natural Gas | Conveyor Oven | E3 |  | Codes & Standards Forecast | 0 | 0 | 0 | 0 | 0 | 0 | 0 | 0 | 0 | 0 | 0 | 0 | 0 | 0 | 0 | 0 | 0 | 0 | 0 | 0 | 0 | 0 | 0 | 0 | 0 | 0 | 0 | 0 | 0 | 0 | 0 | 0 | 0
Commercial_School_New_Food Preparation_Natural Gas_Conveyor Oven_E4_Codes & Standards Forecast | Commercial | School | New | Food Preparation | Natural Gas | Conveyor Oven | E4 |  | Codes & Standards Forecast | 0 | 0 | 0 | 0 | 0 | 0 | 0 | 0 | 0 | 0 | 0 | 0 | 0 | 0 | 0 | 0 | 0 | 0 | 0 | 0 | 0 | 0 | 0 | 0 | 0 | 0 | 0 | 0 | 0 | 0 | 0 | 0 | 0
Commercial_School_New_Food Preparation_Natural Gas_Conveyor Oven_E5_Codes & Standards Forecast | Commercial | School | New | Food Preparation | Natural Gas | Conveyor Oven | E5 |  | Codes & Standards Forecast | 0 | 0 | 0 | 0 | 0 | 0 | 0 | 0 | 0 | 0 | 0 | 0 | 0 | 0 | 0 | 0 | 0 | 0 | 0 | 0 | 0 | 0 | 0 | 0 | 0 | 0 | 0 | 0 | 0 | 0 | 0 | 0 | 0
Commercial_School_New_Food Preparation_Natural Gas_Conveyor Oven_E6_Codes & Standards Forecast | Commercial | School | New | Food Preparation | Natural Gas | Conveyor Oven | E6 |  | Codes & Standards Forecast | 0 | 0 | 0 | 0 | 0 | 0 | 0 | 0 | 0 | 0 | 0 | 0 | 0 | 0 | 0 | 0 | 0 | 0 | 0 | 0 | 0 | 0 | 0 | 0 | 0 | 0 | 0 | 0 | 0 | 0 | 0 | 0 | 0
Commercial_School_New_Food Preparation_Natural Gas_Conveyor Oven_E7_Codes & Standards Forecast | Commercial | School | New | Food Preparation | Natural Gas | Conveyor Oven | E7 |  | Codes & Standards Forecast | 0 | 0 | 0 | 0 | 0 | 0 | 0 | 0 | 0 | 0 | 0 | 0 | 0 | 0 | 0 | 0 | 0 | 0 | 0 | 0 | 0 | 0 | 0 | 0 | 0 | 0 | 0 | 0 | 0 | 0 | 0 | 0 | 0
Commercial_School_New_Food Preparation_Natural Gas_Conveyor Oven_E8_Codes & Standards Forecast | Commercial | School | New | Food Preparation | Natural Gas | Conveyor Oven | E8 |  | Codes & Standards Forecast | 0 | 0 | 0 | 0 | 0 | 0 | 0 | 0 | 0 | 0 | 0 | 0 | 0 | 0 | 0 | 0 | 0 | 0 | 0 | 0 | 0 | 0 | 0 | 0 | 0 | 0 | 0 | 0 | 0 | 0 | 0 | 0 | 0
Commercial_School_New_Food Preparation_Natural Gas_Conveyor Oven_E9_Codes & Standards Forecast | Commercial | School | New | Food Preparation | Natural Gas | Conveyor Oven | E9 |  | Codes & Standards Forecast | 0 | 0 | 0 | 0 | 0 | 0 | 0 | 0 | 0 | 0 | 0 | 0 | 0 | 0 | 0 | 0 | 0 | 0 | 0 | 0 | 0 | 0 | 0 | 0 | 0 | 0 | 0 | 0 | 0 | 0 | 0 | 0 | 0
Commercial_School_New_Food Preparation_Natural Gas_Conveyor Oven_E10_Codes & Standards Forecast | Commercial | School | New | Food Preparation | Natural Gas | Conveyor Oven | E10 |  | Codes & Standards Forecast | 0 | 0 | 0 | 0 | 0 | 0 | 0 | 0 | 0 | 0 | 0 | 0 | 0 | 0 | 0 | 0 | 0 | 0 | 0 | 0 | 0 | 0 | 0 | 0 | 0 | 0 | 0 | 0 | 0 | 0 | 0 | 0 | 0
Commercial_School_New_Food Preparation_Natural Gas_Double Rack Oven_E1_Codes & Standards Forecast | Commercial | School | New | Food Preparation | Natural Gas | Double Rack Oven | E1 |  | Codes & Standards Forecast | 0 | 690.2742 | 3329.4489 | 2127.751 | 2544.0426 | 2621.8686 | 2635.0439 | 2280.622 | 2248.6603 | 2301.2936 | 2338.7533 | 2320.9862 | 2422.7385 | 3029.8757 | 3303.4167 | 3596.0765 | 3864.2688 | 4199.1825 | 4861.567 | 4379.9725 | 4485.1635 | 4528.8844 | 4537.3955 | 4468.8046 | 4624.9715 | 4814.4545 | 5024.2102 | 5225.843 | 5493.9278 | 5970.428 | 6180.3989 | 6362.9425 | 5234.2948
Commercial_School_New_Food Preparation_Natural Gas_Double Rack Oven_E2_Codes & Standards Forecast | Commercial | School | New | Food Preparation | Natural Gas | Double Rack Oven | E2 |  | Codes & Standards Forecast | 0 | 0 | 0 | 0 | 0 | 0 | 0 | 0 | 0 | 0 | 0 | 0 | 0 | 0 | 0 | 0 | 0 | 0 | 0 | 0 | 0 | 0 | 0 | 0 | 0 | 0 | 0 | 0 | 0 | 0 | 0 | 0 | 0
Commercial_School_New_Food Preparation_Natural Gas_Double Rack Oven_E3_Codes & Standards Forecast | Commercial | School | New | Food Preparation | Natural Gas | Double Rack Oven | E3 |  | Codes & Standards Forecast | 0 | 0 | 0 | 0 | 0 | 0 | 0 | 0 | 0 | 0 | 0 | 0 | 0 | 0 | 0 | 0 | 0 | 0 | 0 | 0 | 0 | 0 | 0 | 0 | 0 | 0 | 0 | 0 | 0 | 0 | 0 | 0 | 0
Commercial_School_New_Food Preparation_Natural Gas_Double Rack Oven_E4_Codes & Standards Forecast | Commercial | School | New | Food Preparation | Natural Gas | Double Rack Oven | E4 |  | Codes & Standards Forecast | 0 | 0 | 0 | 0 | 0 | 0 | 0 | 0 | 0 | 0 | 0 | 0 | 0 | 0 | 0 | 0 | 0 | 0 | 0 | 0 | 0 | 0 | 0 | 0 | 0 | 0 | 0 | 0 | 0 | 0 | 0 | 0 | 0
Commercial_School_New_Food Preparation_Natural Gas_Double Rack Oven_E5_Codes & Standards Forecast | Commercial | School | New | Food Preparation | Natural Gas | Double Rack Oven | E5 |  | Codes & Standards Forecast | 0 | 0 | 0 | 0 | 0 | 0 | 0 | 0 | 0 | 0 | 0 | 0 | 0 | 0 | 0 | 0 | 0 | 0 | 0 | 0 | 0 | 0 | 0 | 0 | 0 | 0 | 0 | 0 | 0 | 0 | 0 | 0 | 0
Commercial_School_New_Food Preparation_Natural Gas_Double Rack Oven_E6_Codes & Standards Forecast | Commercial | School | New | Food Preparation | Natural Gas | Double Rack Oven | E6 |  | Codes & Standards Forecast | 0 | 0 | 0 | 0 | 0 | 0 | 0 | 0 | 0 | 0 | 0 | 0 | 0 | 0 | 0 | 0 | 0 | 0 | 0 | 0 | 0 | 0 | 0 | 0 | 0 | 0 | 0 | 0 | 0 | 0 | 0 | 0 | 0
Commercial_School_New_Food Preparation_Natural Gas_Double Rack Oven_E7_Codes & Standards Forecast | Commercial | School | New | Food Preparation | Natural Gas | Double Rack Oven | E7 |  | Codes & Standards Forecast | 0 | 0 | 0 | 0 | 0 | 0 | 0 | 0 | 0 | 0 | 0 | 0 | 0 | 0 | 0 | 0 | 0 | 0 | 0 | 0 | 0 | 0 | 0 | 0 | 0 | 0 | 0 | 0 | 0 | 0 | 0 | 0 | 0
Commercial_School_New_Food Preparation_Natural Gas_Double Rack Oven_E8_Codes & Standards Forecast | Commercial | School | New | Food Preparation | Natural Gas | Double Rack Oven | E8 |  | Codes & Standards Forecast | 0 | 0 | 0 | 0 | 0 | 0 | 0 | 0 | 0 | 0 | 0 | 0 | 0 | 0 | 0 | 0 | 0 | 0 | 0 | 0 | 0 | 0 | 0 | 0 | 0 | 0 | 0 | 0 | 0 | 0 | 0 | 0 | 0
Commercial_School_New_Food Preparation_Natural Gas_Double Rack Oven_E9_Codes & Standards Forecast | Commercial | School | New | Food Preparation | Natural Gas | Double Rack Oven | E9 |  | Codes & Standards Forecast | 0 | 0 | 0 | 0 | 0 | 0 | 0 | 0 | 0 | 0 | 0 | 0 | 0 | 0 | 0 | 0 | 0 | 0 | 0 | 0 | 0 | 0 | 0 | 0 | 0 | 0 | 0 | 0 | 0 | 0 | 0 | 0 | 0
Commercial_School_New_Food Preparation_Natural Gas_Double Rack Oven_E10_Codes & Standards Forecast | Commercial | School | New | Food Preparation | Natural Gas | Double Rack Oven | E10 |  | Codes & Standards Forecast | 0 | 0 | 0 | 0 | 0 | 0 | 0 | 0 | 0 | 0 | 0 | 0 | 0 | 0 | 0 | 0 | 0 | 0 | 0 | 0 | 0 | 0 | 0 | 0 | 0 | 0 | 0 | 0 | 0 | 0 | 0 | 0 | 0
Commercial_School_New_Food Preparation_Natural Gas_Fryer_E1_Codes & Standards Forecast | Commercial | School | New | Food Preparation | Natural Gas | Fryer | E1 |  | Codes & Standards Forecast | 0 | 1786.5921 | 8617.3971 | 0 | 0 | 0 | 0 | 0 | 0 | 0 | 0 | 0 | 0 | 0 | 0 | 0 | 0 | 0 | 0 | 0 | 0 | 0 | 0 | 0 | 0 | 0 | 0 | 0 | 0 | 0 | 0 | 0 | 0
Commercial_School_New_Food Preparation_Natural Gas_Fryer_E2_Codes & Standards Forecast | Commercial | School | New | Food Preparation | Natural Gas | Fryer | E2 |  | Codes & Standards Forecast | 0 | 0 | 0 | 5507.1203 | 6584.5809 | 6786.0129 | 6820.1137 | 5902.7865 | 5820.0619 | 6313.6078 | 8062.578 | 8716.1497 | 9397.3282 | 9977.1231 | 10989.0363 | 12913.0009 | 11877.5135 | 12081.9778 | 12247.7916 | 12471.8265 | 12682.2862 | 13291.0065 | 14115.994 | 15491.4659 | 16110.7451 | 16622.3729 | 17047.6172 | 17532.0943 | 18222.7647 | 18113.664 | 18548.8829 | 19132.2992 | 16432.9407
Commercial_School_New_Food Preparation_Natural Gas_Fryer_E3_Codes & Standards Forecast | Commercial | School | New | Food Preparation | Natural Gas | Fryer | E3 |  | Codes & Standards Forecast | 0 | 0 | 0 | 0 | 0 | 0 | 0 | 0 | 0 | 0 | 0 | 0 | 0 | 0 | 0 | 0 | 0 | 0 | 0 | 0 | 0 | 0 | 0 | 0 | 0 | 0 | 0 | 0 | 0 | 0 | 0 | 0 | 0
Commercial_School_New_Food Preparation_Natural Gas_Fryer_E4_Codes & Standards Forecast | Commercial | School | New | Food Preparation | Natural Gas | Fryer | E4 |  | Codes & Standards Forecast | 0 | 0 | 0 | 0 | 0 | 0 | 0 | 0 | 0 | 0 | 0 | 0 | 0 | 0 | 0 | 0 | 0 | 0 | 0 | 0 | 0 | 0 | 0 | 0 | 0 | 0 | 0 | 0 | 0 | 0 | 0 | 0 | 0
Commercial_School_New_Food Preparation_Natural Gas_Fryer_E5_Codes & Standards Forecast | Commercial | School | New | Food Preparation | Natural Gas | Fryer | E5 |  | Codes & Standards Forecast | 0 | 0 | 0 | 0 | 0 | 0 | 0 | 0 | 0 | 0 | 0 | 0 | 0 | 0 | 0 | 0 | 0 | 0 | 0 | 0 | 0 | 0 | 0 | 0 | 0 | 0 | 0 | 0 | 0 | 0 | 0 | 0 | 0
Commercial_School_New_Food Preparation_Natural Gas_Fryer_E6_Codes & Standards Forecast | Commercial | School | New | Food Preparation | Natural Gas | Fryer | E6 |  | Codes & Standards Forecast | 0 | 0 | 0 | 0 | 0 | 0 | 0 | 0 | 0 | 0 | 0 | 0 | 0 | 0 | 0 | 0 | 0 | 0 | 0 | 0 | 0 | 0 | 0 | 0 | 0 | 0 | 0 | 0 | 0 | 0 | 0 | 0 | 0
Commercial_School_New_Food Preparation_Natural Gas_Fryer_E7_Codes & Standards Forecast | Commercial | School | New | Food Preparation | Natural Gas | Fryer | E7 |  | Codes & Standards Forecast | 0 | 0 | 0 | 0 | 0 | 0 | 0 | 0 | 0 | 0 | 0 | 0 | 0 | 0 | 0 | 0 | 0 | 0 | 0 | 0 | 0 | 0 | 0 | 0 | 0 | 0 | 0 | 0 | 0 | 0 | 0 | 0 | 0
Commercial_School_New_Food Preparation_Natural Gas_Fryer_E8_Codes & Standards Forecast | Commercial | School | New | Food Preparation | Natural Gas | Fryer | E8 |  | Codes & Standards Forecast | 0 | 0 | 0 | 0 | 0 | 0 | 0 | 0 | 0 | 0 | 0 | 0 | 0 | 0 | 0 | 0 | 0 | 0 | 0 | 0 | 0 | 0 | 0 | 0 | 0 | 0 | 0 | 0 | 0 | 0 | 0 | 0 | 0
Commercial_School_New_Food Preparation_Natural Gas_Fryer_E9_Codes & Standards Forecast | Commercial | School | New | Food Preparation | Natural Gas | Fryer | E9 |  | Codes & Standards Forecast | 0 | 0 | 0 | 0 | 0 | 0 | 0 | 0 | 0 | 0 | 0 | 0 | 0 | 0 | 0 | 0 | 0 | 0 | 0 | 0 | 0 | 0 | 0 | 0 | 0 | 0 | 0 | 0 | 0 | 0 | 0 | 0 | 0
Commercial_School_New_Food Preparation_Natural Gas_Fryer_E10_Codes & Standards Forecast | Commercial | School | New | Food Preparation | Natural Gas | Fryer | E10 |  | Codes & Standards Forecast | 0 | 0 | 0 | 0 | 0 | 0 | 0 | 0 | 0 | 0 | 0 | 0 | 0 | 0 | 0 | 0 | 0 | 0 | 0 | 0 | 0 | 0 | 0 | 0 | 0 | 0 | 0 | 0 | 0 | 0 | 0 | 0 | 0
Commercial_School_New_Food Preparation_Natural Gas_Broiler_E1_Codes & Standards Forecast | Commercial | School | New | Food Preparation | Natural Gas | Broiler | E1 |  | Codes & Standards Forecast | 0 | 2761.0969 | 13317.7955 | 8511.0041 | 10176.1704 | 10487.4744 | 10540.1757 | 9122.4882 | 8994.6411 | 9205.1744 | 9355.0132 | 9283.9447 | 9690.9541 | 12119.5028 | 13213.6669 | 14384.3058 | 15457.0753 | 16796.7299 | 19446.2679 | 17519.8899 | 17940.6539 | 18115.5375 | 18149.5819 | 17875.2184 | 18499.8861 | 19257.8181 | 20096.8408 | 20903.3721 | 21975.7111 | 23881.7122 | 24721.5957 | 25451.7701 | 20937.1791
Commercial_School_New_Food Preparation_Natural Gas_Broiler_E2_Codes & Standards Forecast | Commercial | School | New | Food Preparation | Natural Gas | Broiler | E2 |  | Codes & Standards Forecast | 0 | 0 | 0 | 0 | 0 | 0 | 0 | 0 | 0 | 0 | 0 | 0 | 0 | 0 | 0 | 0 | 0 | 0 | 0 | 0 | 0 | 0 | 0 | 0 | 0 | 0 | 0 | 0 | 0 | 0 | 0 | 0 | 0
Commercial_School_New_Food Preparation_Natural Gas_Broiler_E3_Codes & Standards Forecast | Commercial | School | New | Food Preparation | Natural Gas | Broiler | E3 |  | Codes & Standards Forecast | 0 | 0 | 0 | 0 | 0 | 0 | 0 | 0 | 0 | 0 | 0 | 0 | 0 | 0 | 0 | 0 | 0 | 0 | 0 | 0 | 0 | 0 | 0 | 0 | 0 | 0 | 0 | 0 | 0 | 0 | 0 | 0 | 0
Commercial_School_New_Food Preparation_Natural Gas_Broiler_E4_Codes & Standards Forecast | Commercial | School | New | Food Preparation | Natural Gas | Broiler | E4 |  | Codes & Standards Forecast | 0 | 0 | 0 | 0 | 0 | 0 | 0 | 0 | 0 | 0 | 0 | 0 | 0 | 0 | 0 | 0 | 0 | 0 | 0 | 0 | 0 | 0 | 0 | 0 | 0 | 0 | 0 | 0 | 0 | 0 | 0 | 0 | 0
Commercial_School_New_Food Preparation_Natural Gas_Broiler_E5_Codes & Standards Forecast | Commercial | School | New | Food Preparation | Natural Gas | Broiler | E5 |  | Codes & Standards Forecast | 0 | 0 | 0 | 0 | 0 | 0 | 0 | 0 | 0 | 0 | 0 | 0 | 0 | 0 | 0 | 0 | 0 | 0 | 0 | 0 | 0 | 0 | 0 | 0 | 0 | 0 | 0 | 0 | 0 | 0 | 0 | 0 | 0
Commercial_School_New_Food Preparation_Natural Gas_Broiler_E6_Codes & Standards Forecast | Commercial | School | New | Food Preparation | Natural Gas | Broiler | E6 |  | Codes & Standards Forecast | 0 | 0 | 0 | 0 | 0 | 0 | 0 | 0 | 0 | 0 | 0 | 0 | 0 | 0 | 0 | 0 | 0 | 0 | 0 | 0 | 0 | 0 | 0 | 0 | 0 | 0 | 0 | 0 | 0 | 0 | 0 | 0 | 0
Commercial_School_New_Food Preparation_Natural Gas_Broiler_E7_Codes & Standards Forecast | Commercial | School | New | Food Preparation | Natural Gas | Broiler | E7 |  | Codes & Standards Forecast | 0 | 0 | 0 | 0 | 0 | 0 | 0 | 0 | 0 | 0 | 0 | 0 | 0 | 0 | 0 | 0 | 0 | 0 | 0 | 0 | 0 | 0 | 0 | 0 | 0 | 0 | 0 | 0 | 0 | 0 | 0 | 0 | 0
Commercial_School_New_Food Preparation_Natural Gas_Broiler_E8_Codes & Standards Forecast | Commercial | School | New | Food Preparation | Natural Gas | Broiler | E8 |  | Codes & Standards Forecast | 0 | 0 | 0 | 0 | 0 | 0 | 0 | 0 | 0 | 0 | 0 | 0 | 0 | 0 | 0 | 0 | 0 | 0 | 0 | 0 | 0 | 0 | 0 | 0 | 0 | 0 | 0 | 0 | 0 | 0 | 0 | 0 | 0
Commercial_School_New_Food Preparation_Natural Gas_Broiler_E9_Codes & Standards Forecast | Commercial | School | New | Food Preparation | Natural Gas | Broiler | E9 |  | Codes & Standards Forecast | 0 | 0 | 0 | 0 | 0 | 0 | 0 | 0 | 0 | 0 | 0 | 0 | 0 | 0 | 0 | 0 | 0 | 0 | 0 | 0 | 0 | 0 | 0 | 0 | 0 | 0 | 0 | 0 | 0 | 0 | 0 | 0 | 0
Commercial_School_New_Food Preparation_Natural Gas_Broiler_E10_Codes & Standards Forecast | Commercial | School | New | Food Preparation | Natural Gas | Broiler | E10 |  | Codes & Standards Forecast | 0 | 0 | 0 | 0 | 0 | 0 | 0 | 0 | 0 | 0 | 0 | 0 | 0 | 0 | 0 | 0 | 0 | 0 | 0 | 0 | 0 | 0 | 0 | 0 | 0 | 0 | 0 | 0 | 0 | 0 | 0 | 0 | 0
Commercial_School_New_Food Preparation_Natural Gas_Griddle_E1_Codes & Standards Forecast | Commercial | School | New | Food Preparation | Natural Gas | Griddle | E1 |  | Codes & Standards Forecast | 0 | 3898.0191 | 18801.5937 | 0 | 0 | 0 | 0 | 0 | 0 | 0 | 0 | 0 | 0 | 0 | 0 | 0 | 0 | 0 | 0 | 0 | 0 | 0 | 0 | 0 | 0 | 0 | 0 | 0 | 0 | 0 | 0 | 0 | 0
Commercial_School_New_Food Preparation_Natural Gas_Griddle_E2_Codes & Standards Forecast | Commercial | School | New | Food Preparation | Natural Gas | Griddle | E2 |  | Codes & Standards Forecast | 0 | 0 | 0 | 12015.5352 | 14366.3583 | 14805.8462 | 14880.248 | 12878.8068 | 12698.3169 | 12995.5404 | 13207.0774 | 13106.7455 | 13681.3469 | 17109.8863 | 18654.5885 | 20307.2553 | 21821.7534 | 23713.0305 | 27453.5547 | 24733.9622 | 25327.9819 | 25574.8764 | 25622.9391 | 25235.6025 | 26117.4863 | 27187.508 | 28372.0106 | 29510.643 | 31024.5333 | 33715.3584 | 34901.0763 | 35931.9107 | 29558.3704
Commercial_School_New_Food Preparation_Natural Gas_Griddle_E3_Codes & Standards Forecast | Commercial | School | New | Food Preparation | Natural Gas | Griddle | E3 |  | Codes & Standards Forecast | 0 | 0 | 0 | 0 | 0 | 0 | 0 | 0 | 0 | 0 | 0 | 0 | 0 | 0 | 0 | 0 | 0 | 0 | 0 | 0 | 0 | 0 | 0 | 0 | 0 | 0 | 0 | 0 | 0 | 0 | 0 | 0 | 0
Commercial_School_New_Food Preparation_Natural Gas_Griddle_E4_Codes & Standards Forecast | Commercial | School | New | Food Preparation | Natural Gas | Griddle | E4 |  | Codes & Standards Forecast | 0 | 0 | 0 | 0 | 0 | 0 | 0 | 0 | 0 | 0 | 0 | 0 | 0 | 0 | 0 | 0 | 0 | 0 | 0 | 0 | 0 | 0 | 0 | 0 | 0 | 0 | 0 | 0 | 0 | 0 | 0 | 0 | 0
Commercial_School_New_Food Preparation_Natural Gas_Griddle_E5_Codes & Standards Forecast | Commercial | School | New | Food Preparation | Natural Gas | Griddle | E5 |  | Codes & Standards Forecast | 0 | 0 | 0 | 0 | 0 | 0 | 0 | 0 | 0 | 0 | 0 | 0 | 0 | 0 | 0 | 0 | 0 | 0 | 0 | 0 | 0 | 0 | 0 | 0 | 0 | 0 | 0 | 0 | 0 | 0 | 0 | 0 | 0
Commercial_School_New_Food Preparation_Natural Gas_Griddle_E6_Codes & Standards Forecast | Commercial | School | New | Food Preparation | Natural Gas | Griddle | E6 |  | Codes & Standards Forecast | 0 | 0 | 0 | 0 | 0 | 0 | 0 | 0 | 0 | 0 | 0 | 0 | 0 | 0 | 0 | 0 | 0 | 0 | 0 | 0 | 0 | 0 | 0 | 0 | 0 | 0 | 0 | 0 | 0 | 0 | 0 | 0 | 0
Commercial_School_New_Food Preparation_Natural Gas_Griddle_E7_Codes & Standards Forecast | Commercial | School | New | Food Preparation | Natural Gas | Griddle | E7 |  | Codes & Standards Forecast | 0 | 0 | 0 | 0 | 0 | 0 | 0 | 0 | 0 | 0 | 0 | 0 | 0 | 0 | 0 | 0 | 0 | 0 | 0 | 0 | 0 | 0 | 0 | 0 | 0 | 0 | 0 | 0 | 0 | 0 | 0 | 0 | 0
Commercial_School_New_Food Preparation_Natural Gas_Griddle_E8_Codes & Standards Forecast | Commercial | School | New | Food Preparation | Natural Gas | Griddle | E8 |  | Codes & Standards Forecast | 0 | 0 | 0 | 0 | 0 | 0 | 0 | 0 | 0 | 0 | 0 | 0 | 0 | 0 | 0 | 0 | 0 | 0 | 0 | 0 | 0 | 0 | 0 | 0 | 0 | 0 | 0 | 0 | 0 | 0 | 0 | 0 | 0
Commercial_School_New_Food Preparation_Natural Gas_Griddle_E9_Codes & Standards Forecast | Commercial | School | New | Food Preparation | Natural Gas | Griddle | E9 |  | Codes & Standards Forecast | 0 | 0 | 0 | 0 | 0 | 0 | 0 | 0 | 0 | 0 | 0 | 0 | 0 | 0 | 0 | 0 | 0 | 0 | 0 | 0 | 0 | 0 | 0 | 0 | 0 | 0 | 0 | 0 | 0 | 0 | 0 | 0 | 0
Commercial_School_New_Food Preparation_Natural Gas_Griddle_E10_Codes & Standards Forecast | Commercial | School | New | Food Preparation | Natural Gas | Griddle | E10 |  | Codes & Standards Forecast | 0 | 0 | 0 | 0 | 0 | 0 | 0 | 0 | 0 | 0 | 0 | 0 | 0 | 0 | 0 | 0 | 0 | 0 | 0 | 0 | 0 | 0 | 0 | 0 | 0 | 0 | 0 | 0 | 0 | 0 | 0 | 0 | 0
Commercial_School_New_Food Preparation_Natural Gas_Range_E1_Codes & Standards Forecast | Commercial | School | New | Food Preparation | Natural Gas | Range | E1 |  | Codes & Standards Forecast | 0 | 4818.3847 | 23240.8589 | 14852.5366 | 17758.4151 | 18301.671 | 18393.6399 | 15919.6362 | 15696.5306 | 16063.9319 | 17289.0921 | 21620.507 | 23253.7859 | 25126.9286 | 26930.7375 | 29589.4541 | 34916.9901 | 31664.7622 | 31779.1781 | 31508.6248 | 32429.6248 | 33105.2464 | 34568.7979 | 36259.4789 | 38404.0921 | 41913.474 | 43388.4679 | 44616.9998 | 45586.6244 | 46750.1943 | 48603.3222 | 48049.2442 | 39912.613
Commercial_School_New_Food Preparation_Natural Gas_Range_E2_Codes & Standards Forecast | Commercial | School | New | Food Preparation | Natural Gas | Range | E2 |  | Codes & Standards Forecast | 0 | 0 | 0 | 0 | 0 | 0 | 0 | 0 | 0 | 0 | 0 | 0 | 0 | 0 | 0 | 0 | 0 | 0 | 0 | 0 | 0 | 0 | 0 | 0 | 0 | 0 | 0 | 0 | 0 | 0 | 0 | 0 | 0
Commercial_School_New_Food Preparation_Natural Gas_Range_E3_Codes & Standards Forecast | Commercial | School | New | Food Preparation | Natural Gas | Range | E3 |  | Codes & Standards Forecast | 0 | 0 | 0 | 0 | 0 | 0 | 0 | 0 | 0 | 0 | 0 | 0 | 0 | 0 | 0 | 0 | 0 | 0 | 0 | 0 | 0 | 0 | 0 | 0 | 0 | 0 | 0 | 0 | 0 | 0 | 0 | 0 | 0
Commercial_School_New_Food Preparation_Natural Gas_Range_E4_Codes & Standards Forecast | Commercial | School | New | Food Preparation | Natural Gas | Range | E4 |  | Codes & Standards Forecast | 0 | 0 | 0 | 0 | 0 | 0 | 0 | 0 | 0 | 0 | 0 | 0 | 0 | 0 | 0 | 0 | 0 | 0 | 0 | 0 | 0 | 0 | 0 | 0 | 0 | 0 | 0 | 0 | 0 | 0 | 0 | 0 | 0
Commercial_School_New_Food Preparation_Natural Gas_Range_E5_Codes & Standards Forecast | Commercial | School | New | Food Preparation | Natural Gas | Range | E5 |  | Codes & Standards Forecast | 0 | 0 | 0 | 0 | 0 | 0 | 0 | 0 | 0 | 0 | 0 | 0 | 0 | 0 | 0 | 0 | 0 | 0 | 0 | 0 | 0 | 0 | 0 | 0 | 0 | 0 | 0 | 0 | 0 | 0 | 0 | 0 | 0
Commercial_School_New_Food Preparation_Natural Gas_Range_E6_Codes & Standards Forecast | Commercial | School | New | Food Preparation | Natural Gas | Range | E6 |  | Codes & Standards Forecast | 0 | 0 | 0 | 0 | 0 | 0 | 0 | 0 | 0 | 0 | 0 | 0 | 0 | 0 | 0 | 0 | 0 | 0 | 0 | 0 | 0 | 0 | 0 | 0 | 0 | 0 | 0 | 0 | 0 | 0 | 0 | 0 | 0
Commercial_School_New_Food Preparation_Natural Gas_Range_E7_Codes & Standards Forecast | Commercial | School | New | Food Preparation | Natural Gas | Range | E7 |  | Codes & Standards Forecast | 0 | 0 | 0 | 0 | 0 | 0 | 0 | 0 | 0 | 0 | 0 | 0 | 0 | 0 | 0 | 0 | 0 | 0 | 0 | 0 | 0 | 0 | 0 | 0 | 0 | 0 | 0 | 0 | 0 | 0 | 0 | 0 | 0
Commercial_School_New_Food Preparation_Natural Gas_Range_E8_Codes & Standards Forecast | Commercial | School | New | Food Preparation | Natural Gas | Range | E8 |  | Codes & Standards Forecast | 0 | 0 | 0 | 0 | 0 | 0 | 0 | 0 | 0 | 0 | 0 | 0 | 0 | 0 | 0 | 0 | 0 | 0 | 0 | 0 | 0 | 0 | 0 | 0 | 0 | 0 | 0 | 0 | 0 | 0 | 0 | 0 | 0
Commercial_School_New_Food Preparation_Natural Gas_Range_E9_Codes & Standards Forecast | Commercial | School | New | Food Preparation | Natural Gas | Range | E9 |  | Codes & Standards Forecast | 0 | 0 | 0 | 0 | 0 | 0 | 0 | 0 | 0 | 0 | 0 | 0 | 0 | 0 | 0 | 0 | 0 | 0 | 0 | 0 | 0 | 0 | 0 | 0 | 0 | 0 | 0 | 0 | 0 | 0 | 0 | 0 | 0
Commercial_School_New_Food Preparation_Natural Gas_Range_E10_Codes & Standards Forecast | Commercial | School | New | Food Preparation | Natural Gas | Range | E10 |  | Codes & Standards Forecast | 0 | 0 | 0 | 0 | 0 | 0 | 0 | 0 | 0 | 0 | 0 | 0 | 0 | 0 | 0 | 0 | 0 | 0 | 0 | 0 | 0 | 0 | 0 | 0 | 0 | 0 | 0 | 0 | 0 | 0 | 0 | 0 | 0
Commercial_School_New_Food Preparation_Natural Gas_Steamer_E1_Codes & Standards Forecast | Commercial | School | New | Food Preparation | Natural Gas | Steamer | E1 |  | Codes & Standards Forecast | 0 | 1732.4529 | 8356.2639 | 0 | 0 | 0 | 0 | 0 | 0 | 0 | 0 | 0 | 0 | 0 | 0 | 0 | 0 | 0 | 0 | 0 | 0 | 0 | 0 | 0 | 0 | 0 | 0 | 0 | 0 | 0 | 0 | 0 | 0
Commercial_School_New_Food Preparation_Natural Gas_Steamer_E2_Codes & Standards Forecast | Commercial | School | New | Food Preparation | Natural Gas | Steamer | E2 |  | Codes & Standards Forecast | 0 | 0 | 0 | 5340.2379 | 6385.0481 | 6580.3761 | 6613.4436 | 5723.9141 | 5643.6964 | 5775.7957 | 6062.3069 | 6924.8004 | 7304.8724 | 7761.6335 | 8266.9972 | 8695.4859 | 9025.4806 | 9148.301 | 9169.5975 | 9777.8472 | 12075.9298 | 11294.5317 | 11876.9732 | 12184.699 | 12463.6147 | 12427.9935 | 12666.9106 | 12931.7481 | 13303.209 | 14056.6108 | 14521.3244 | 14990.2629 | 12250.8447
Commercial_School_New_Food Preparation_Natural Gas_Steamer_E3_Codes & Standards Forecast | Commercial | School | New | Food Preparation | Natural Gas | Steamer | E3 |  | Codes & Standards Forecast | 0 | 0 | 0 | 0 | 0 | 0 | 0 | 0 | 0 | 0 | 0 | 0 | 0 | 0 | 0 | 0 | 0 | 0 | 0 | 0 | 0 | 0 | 0 | 0 | 0 | 0 | 0 | 0 | 0 | 0 | 0 | 0 | 0
Commercial_School_New_Food Preparation_Natural Gas_Steamer_E4_Codes & Standards Forecast | Commercial | School | New | Food Preparation | Natural Gas | Steamer | E4 |  | Codes & Standards Forecast | 0 | 0 | 0 | 0 | 0 | 0 | 0 | 0 | 0 | 0 | 0 | 0 | 0 | 0 | 0 | 0 | 0 | 0 | 0 | 0 | 0 | 0 | 0 | 0 | 0 | 0 | 0 | 0 | 0 | 0 | 0 | 0 | 0
Commercial_School_New_Food Preparation_Natural Gas_Steamer_E5_Codes & Standards Forecast | Commercial | School | New | Food Preparation | Natural Gas | Steamer | E5 |  | Codes & Standards Forecast | 0 | 0 | 0 | 0 | 0 | 0 | 0 | 0 | 0 | 0 | 0 | 0 | 0 | 0 | 0 | 0 | 0 | 0 | 0 | 0 | 0 | 0 | 0 | 0 | 0 | 0 | 0 | 0 | 0 | 0 | 0 | 0 | 0
Commercial_School_New_Food Preparation_Natural Gas_Steamer_E6_Codes & Standards Forecast | Commercial | School | New | Food Preparation | Natural Gas | Steamer | E6 |  | Codes & Standards Forecast | 0 | 0 | 0 | 0 | 0 | 0 | 0 | 0 | 0 | 0 | 0 | 0 | 0 | 0 | 0 | 0 | 0 | 0 | 0 | 0 | 0 | 0 | 0 | 0 | 0 | 0 | 0 | 0 | 0 | 0 | 0 | 0 | 0
Commercial_School_New_Food Preparation_Natural Gas_Steamer_E7_Codes & Standards Forecast | Commercial | School | New | Food Preparation | Natural Gas | Steamer | E7 |  | Codes & Standards Forecast | 0 | 0 | 0 | 0 | 0 | 0 | 0 | 0 | 0 | 0 | 0 | 0 | 0 | 0 | 0 | 0 | 0 | 0 | 0 | 0 | 0 | 0 | 0 | 0 | 0 | 0 | 0 | 0 | 0 | 0 | 0 | 0 | 0
Commercial_School_New_Food Preparation_Natural Gas_Steamer_E8_Codes & Standards Forecast | Commercial | School | New | Food Preparation | Natural Gas | Steamer | E8 |  | Codes & Standards Forecast | 0 | 0 | 0 | 0 | 0 | 0 | 0 | 0 | 0 | 0 | 0 | 0 | 0 | 0 | 0 | 0 | 0 | 0 | 0 | 0 | 0 | 0 | 0 | 0 | 0 | 0 | 0 | 0 | 0 | 0 | 0 | 0 | 0
Commercial_School_New_Food Preparation_Natural Gas_Steamer_E9_Codes & Standards Forecast | Commercial | School | New | Food Preparation | Natural Gas | Steamer | E9 |  | Codes & Standards Forecast | 0 | 0 | 0 | 0 | 0 | 0 | 0 | 0 | 0 | 0 | 0 | 0 | 0 | 0 | 0 | 0 | 0 | 0 | 0 | 0 | 0 | 0 | 0 | 0 | 0 | 0 | 0 | 0 | 0 | 0 | 0 | 0 | 0
Commercial_School_New_Food Preparation_Natural Gas_Steamer_E10_Codes & Standards Forecast | Commercial | School | New | Food Preparation | Natural Gas | Steamer | E10 |  | Codes & Standards Forecast | 0 | 0 | 0 | 0 | 0 | 0 | 0 | 0 | 0 | 0 | 0 | 0 | 0 | 0 | 0 | 0 | 0 | 0 | 0 | 0 | 0 | 0 | 0 | 0 | 0 | 0 | 0 | 0 | 0 | 0 | 0 | 0 | 0
Commercial_School_New_Food Preparation_Natural Gas_Food Prep Other_E1_Codes & Standards Forecast | Commercial | School | New | Food Preparation | Natural Gas | Food Prep Other | E1 |  | Codes & Standards Forecast | 0 | 216.5566 | 1044.533 | 667.5297 | 798.131 | 822.547 | 826.6804 | 715.4893 | 705.4621 | 721.9745 | 777.0378 | 971.7082 | 1045.114 | 1129.3002 | 1210.3702 | 1329.8631 | 1569.3029 | 1423.1354 | 1428.2777 | 1416.118 | 1457.5112 | 1487.8762 | 1553.6538 | 1629.6395 | 1726.0266 | 1883.7516 | 1950.0435 | 2005.2584 | 2048.8371 | 2101.1323 | 2184.419 | 2159.5166 | 1793.8253
Commercial_School_New_Food Preparation_Natural Gas_Food Prep Other_E2_Codes & Standards Forecast | Commercial | School | New | Food Preparation | Natural Gas | Food Prep Other | E2 |  | Codes & Standards Forecast | 0 | 0 | 0 | 0 | 0 | 0 | 0 | 0 | 0 | 0 | 0 | 0 | 0 | 0 | 0 | 0 | 0 | 0 | 0 | 0 | 0 | 0 | 0 | 0 | 0 | 0 | 0 | 0 | 0 | 0 | 0 | 0 | 0
Commercial_School_New_Food Preparation_Natural Gas_Food Prep Other_E3_Codes & Standards Forecast | Commercial | School | New | Food Preparation | Natural Gas | Food Prep Other | E3 |  | Codes & Standards Forecast | 0 | 0 | 0 | 0 | 0 | 0 | 0 | 0 | 0 | 0 | 0 | 0 | 0 | 0 | 0 | 0 | 0 | 0 | 0 | 0 | 0 | 0 | 0 | 0 | 0 | 0 | 0 | 0 | 0 | 0 | 0 | 0 | 0
Commercial_School_New_Food Preparation_Natural Gas_Food Prep Other_E4_Codes & Standards Forecast | Commercial | School | New | Food Preparation | Natural Gas | Food Prep Other | E4 |  | Codes & Standards Forecast | 0 | 0 | 0 | 0 | 0 | 0 | 0 | 0 | 0 | 0 | 0 | 0 | 0 | 0 | 0 | 0 | 0 | 0 | 0 | 0 | 0 | 0 | 0 | 0 | 0 | 0 | 0 | 0 | 0 | 0 | 0 | 0 | 0
Commercial_School_New_Food Preparation_Natural Gas_Food Prep Other_E5_Codes & Standards Forecast | Commercial | School | New | Food Preparation | Natural Gas | Food Prep Other | E5 |  | Codes & Standards Forecast | 0 | 0 | 0 | 0 | 0 | 0 | 0 | 0 | 0 | 0 | 0 | 0 | 0 | 0 | 0 | 0 | 0 | 0 | 0 | 0 | 0 | 0 | 0 | 0 | 0 | 0 | 0 | 0 | 0 | 0 | 0 | 0 | 0
Commercial_School_New_Food Preparation_Natural Gas_Food Prep Other_E6_Codes & Standards Forecast | Commercial | School | New | Food Preparation | Natural Gas | Food Prep Other | E6 |  | Codes & Standards Forecast | 0 | 0 | 0 | 0 | 0 | 0 | 0 | 0 | 0 | 0 | 0 | 0 | 0 | 0 | 0 | 0 | 0 | 0 | 0 | 0 | 0 | 0 | 0 | 0 | 0 | 0 | 0 | 0 | 0 | 0 | 0 | 0 | 0
Commercial_School_New_Food Preparation_Natural Gas_Food Prep Other_E7_Codes & Standards Forecast | Commercial | School | New | Food Preparation | Natural Gas | Food Prep Other | E7 |  | Codes & Standards Forecast | 0 | 0 | 0 | 0 | 0 | 0 | 0 | 0 | 0 | 0 | 0 | 0 | 0 | 0 | 0 | 0 | 0 | 0 | 0 | 0 | 0 | 0 | 0 | 0 | 0 | 0 | 0 | 0 | 0 | 0 | 0 | 0 | 0
Commercial_School_New_Food Preparation_Natural Gas_Food Prep Other_E8_Codes & Standards Forecast | Commercial | School | New | Food Preparation | Natural Gas | Food Prep Other | E8 |  | Codes & Standards Forecast | 0 | 0 | 0 | 0 | 0 | 0 | 0 | 0 | 0 | 0 | 0 | 0 | 0 | 0 | 0 | 0 | 0 | 0 | 0 | 0 | 0 | 0 | 0 | 0 | 0 | 0 | 0 | 0 | 0 | 0 | 0 | 0 | 0
Commercial_School_New_Food Preparation_Natural Gas_Food Prep Other_E9_Codes & Standards Forecast | Commercial | School | New | Food Preparation | Natural Gas | Food Prep Other | E9 |  | Codes & Standards Forecast | 0 | 0 | 0 | 0 | 0 | 0 | 0 | 0 | 0 | 0 | 0 | 0 | 0 | 0 | 0 | 0 | 0 | 0 | 0 | 0 | 0 | 0 | 0 | 0 | 0 | 0 | 0 | 0 | 0 | 0 | 0 | 0 | 0
Commercial_School_New_Food Preparation_Natural Gas_Food Prep Other_E10_Codes & Standards Forecast | Commercial | School | New | Food Preparation | Natural Gas | Food Prep Other | E10 |  | Codes & Standards Forecast | 0 | 0 | 0 | 0 | 0 | 0 | 0 | 0 | 0 | 0 | 0 | 0 | 0 | 0 | 0 | 0 | 0 | 0 | 0 | 0 | 0 | 0 | 0 | 0 | 0 | 0 | 0 | 0 | 0 | 0 | 0 | 0 | 0
Commercial_School_New_Miscellaneous_Natural Gas_Pool Heater_E1_Codes & Standards Forecast | Commercial | School | New | Miscellaneous | Natural Gas | Pool Heater | E1 |  | Codes & Standards Forecast | 0 | 0 | 0 | 0 | 0 | 0 | 0 | 0 | 0 | 0 | 0 | 0 | 0 | 0 | 0 | 0 | 0 | 0 | 0 | 0 | 0 | 0 | 0 | 0 | 0 | 0 | 0 | 0 | 0 | 0 | 0 | 0 | 0
Commercial_School_New_Miscellaneous_Natural Gas_Pool Heater_E2_Codes & Standards Forecast | Commercial | School | New | Miscellaneous | Natural Gas | Pool Heater | E2 |  | Codes & Standards Forecast | 0 | 0 | 0 | 0 | 0 | 0 | 0 | 0 | 0 | 0 | 0 | 0 | 0 | 0 | 0 | 0 | 0 | 0 | 0 | 0 | 0 | 0 | 0 | 0 | 0 | 0 | 0 | 0 | 0 | 0 | 0 | 0 | 0
Commercial_School_New_Miscellaneous_Natural Gas_Pool Heater_E3_Codes & Standards Forecast | Commercial | School | New | Miscellaneous | Natural Gas | Pool Heater | E3 |  | Codes & Standards Forecast | 0 | 0 | 0 | 0 | 0 | 0 | 0 | 0 | 0 | 0 | 0 | 0 | 0 | 0 | 0 | 0 | 0 | 0 | 0 | 0 | 0 | 0 | 0 | 0 | 0 | 0 | 0 | 0 | 0 | 0 | 0 | 0 | 0
Commercial_School_New_Miscellaneous_Natural Gas_Pool Heater_E4_Codes & Standards Forecast | Commercial | School | New | Miscellaneous | Natural Gas | Pool Heater | E4 |  | Codes & Standards Forecast | 0 | 0 | 0 | 0 | 0 | 0 | 0 | 0 | 0 | 0 | 0 | 0 | 0 | 0 | 0 | 0 | 0 | 0 | 0 | 0 | 0 | 0 | 0 | 0 | 0 | 0 | 0 | 0 | 0 | 0 | 0 | 0 | 0
Commercial_School_New_Miscellaneous_Natural Gas_Pool Heater_E5_Codes & Standards Forecast | Commercial | School | New | Miscellaneous | Natural Gas | Pool Heater | E5 |  | Codes & Standards Forecast | 0 | 0 | 0 | 0 | 0 | 0 | 0 | 0 | 0 | 0 | 0 | 0 | 0 | 0 | 0 | 0 | 0 | 0 | 0 | 0 | 0 | 0 | 0 | 0 | 0 | 0 | 0 | 0 | 0 | 0 | 0 | 0 | 0
Commercial_School_New_Miscellaneous_Natural Gas_Pool Heater_E6_Codes & Standards Forecast | Commercial | School | New | Miscellaneous | Natural Gas | Pool Heater | E6 |  | Codes & Standards Forecast | 0 | 0 | 0 | 0 | 0 | 0 | 0 | 0 | 0 | 0 | 0 | 0 | 0 | 0 | 0 | 0 | 0 | 0 | 0 | 0 | 0 | 0 | 0 | 0 | 0 | 0 | 0 | 0 | 0 | 0 | 0 | 0 | 0
Commercial_School_New_Miscellaneous_Natural Gas_Pool Heater_E7_Codes & Standards Forecast | Commercial | School | New | Miscellaneous | Natural Gas | Pool Heater | E7 |  | Codes & Standards Forecast | 0 | 0 | 0 | 0 | 0 | 0 | 0 | 0 | 0 | 0 | 0 | 0 | 0 | 0 | 0 | 0 | 0 | 0 | 0 | 0 | 0 | 0 | 0 | 0 | 0 | 0 | 0 | 0 | 0 | 0 | 0 | 0 | 0
Commercial_School_New_Miscellaneous_Natural Gas_Pool Heater_E8_Codes & Standards Forecast | Commercial | School | New | Miscellaneous | Natural Gas | Pool Heater | E8 |  | Codes & Standards Forecast | 0 | 0 | 0 | 0 | 0 | 0 | 0 | 0 | 0 | 0 | 0 | 0 | 0 | 0 | 0 | 0 | 0 | 0 | 0 | 0 | 0 | 0 | 0 | 0 | 0 | 0 | 0 | 0 | 0 | 0 | 0 | 0 | 0
Commercial_School_New_Miscellaneous_Natural Gas_Pool Heater_E9_Codes & Standards Forecast | Commercial | School | New | Miscellaneous | Natural Gas | Pool Heater | E9 |  | Codes & Standards Forecast | 0 | 0 | 0 | 0 | 0 | 0 | 0 | 0 | 0 | 0 | 0 | 0 | 0 | 0 | 0 | 0 | 0 | 0 | 0 | 0 | 0 | 0 | 0 | 0 | 0 | 0 | 0 | 0 | 0 | 0 | 0 | 0 | 0
Commercial_School_New_Miscellaneous_Natural Gas_Pool Heater_E10_Codes & Standards Forecast | Commercial | School | New | Miscellaneous | Natural Gas | Pool Heater | E10 |  | Codes & Standards Forecast | 0 | 0 | 0 | 0 | 0 | 0 | 0 | 0 | 0 | 0 | 0 | 0 | 0 | 0 | 0 | 0 | 0 | 0 | 0 | 0 | 0 | 0 | 0 | 0 | 0 | 0 | 0 | 0 | 0 | 0 | 0 | 0 | 0
Commercial_School_New_Miscellaneous_Natural Gas_Miscellaneous_E1_Codes & Standards Forecast | Commercial | School | New | Miscellaneous | Natural Gas | Miscellaneous | E1 |  | Codes & Standards Forecast | 0 | 33024.884 | 159291.2799 | 101798.2843 | 126432.8202 | 152238.18 | 163582.6032 | 159328.6606 | 172374.0291 | 189005.2492 | 202286.6544 | 222770.1803 | 268861.7333 | 256725.3045 | 274610.2318 | 296405.6718 | 310044.1332 | 316683.933 | 328493.9636 | 341933.7912 | 356282.7582 | 374316.7891 | 398756.4735 | 404744.1242 | 421381.2869 | 439619.2737 | 453886.8612 | 466175.459 | 481221.2968 | 496464.3655 | 512137.1126 | 528199.8319 | 484911.0863
Commercial_School_New_Miscellaneous_Natural Gas_Miscellaneous_E2_Codes & Standards Forecast | Commercial | School | New | Miscellaneous | Natural Gas | Miscellaneous | E2 |  | Codes & Standards Forecast | 0 | 0 | 0 | 0 | 0 | 0 | 0 | 0 | 0 | 0 | 0 | 0 | 0 | 0 | 0 | 0 | 0 | 0 | 0 | 0 | 0 | 0 | 0 | 0 | 0 | 0 | 0 | 0 | 0 | 0 | 0 | 0 | 0
Commercial_School_New_Miscellaneous_Natural Gas_Miscellaneous_E3_Codes & Standards Forecast | Commercial | School | New | Miscellaneous | Natural Gas | Miscellaneous | E3 |  | Codes & Standards Forecast | 0 | 0 | 0 | 0 | 0 | 0 | 0 | 0 | 0 | 0 | 0 | 0 | 0 | 0 | 0 | 0 | 0 | 0 | 0 | 0 | 0 | 0 | 0 | 0 | 0 | 0 | 0 | 0 | 0 | 0 | 0 | 0 | 0
Commercial_School_New_Miscellaneous_Natural Gas_Miscellaneous_E4_Codes & Standards Forecast | Commercial | School | New | Miscellaneous | Natural Gas | Miscellaneous | E4 |  | Codes & Standards Forecast | 0 | 0 | 0 | 0 | 0 | 0 | 0 | 0 | 0 | 0 | 0 | 0 | 0 | 0 | 0 | 0 | 0 | 0 | 0 | 0 | 0 | 0 | 0 | 0 | 0 | 0 | 0 | 0 | 0 | 0 | 0 | 0 | 0
Commercial_School_New_Miscellaneous_Natural Gas_Miscellaneous_E5_Codes & Standards Forecast | Commercial | School | New | Miscellaneous | Natural Gas | Miscellaneous | E5 |  | Codes & Standards Forecast | 0 | 0 | 0 | 0 | 0 | 0 | 0 | 0 | 0 | 0 | 0 | 0 | 0 | 0 | 0 | 0 | 0 | 0 | 0 | 0 | 0 | 0 | 0 | 0 | 0 | 0 | 0 | 0 | 0 | 0 | 0 | 0 | 0
Commercial_School_New_Miscellaneous_Natural Gas_Miscellaneous_E6_Codes & Standards Forecast | Commercial | School | New | Miscellaneous | Natural Gas | Miscellaneous | E6 |  | Codes & Standards Forecast | 0 | 0 | 0 | 0 | 0 | 0 | 0 | 0 | 0 | 0 | 0 | 0 | 0 | 0 | 0 | 0 | 0 | 0 | 0 | 0 | 0 | 0 | 0 | 0 | 0 | 0 | 0 | 0 | 0 | 0 | 0 | 0 | 0
Commercial_School_New_Miscellaneous_Natural Gas_Miscellaneous_E7_Codes & Standards Forecast | Commercial | School | New | Miscellaneous | Natural Gas | Miscellaneous | E7 |  | Codes & Standards Forecast | 0 | 0 | 0 | 0 | 0 | 0 | 0 | 0 | 0 | 0 | 0 | 0 | 0 | 0 | 0 | 0 | 0 | 0 | 0 | 0 | 0 | 0 | 0 | 0 | 0 | 0 | 0 | 0 | 0 | 0 | 0 | 0 | 0
Commercial_School_New_Miscellaneous_Natural Gas_Miscellaneous_E8_Codes & Standards Forecast | Commercial | School | New | Miscellaneous | Natural Gas | Miscellaneous | E8 |  | Codes & Standards Forecast | 0 | 0 | 0 | 0 | 0 | 0 | 0 | 0 | 0 | 0 | 0 | 0 | 0 | 0 | 0 | 0 | 0 | 0 | 0 | 0 | 0 | 0 | 0 | 0 | 0 | 0 | 0 | 0 | 0 | 0 | 0 | 0 | 0
Commercial_School_New_Miscellaneous_Natural Gas_Miscellaneous_E9_Codes & Standards Forecast | Commercial | School | New | Miscellaneous | Natural Gas | Miscellaneous | E9 |  | Codes & Standards Forecast | 0 | 0 | 0 | 0 | 0 | 0 | 0 | 0 | 0 | 0 | 0 | 0 | 0 | 0 | 0 | 0 | 0 | 0 | 0 | 0 | 0 | 0 | 0 | 0 | 0 | 0 | 0 | 0 | 0 | 0 | 0 | 0 | 0
Commercial_School_New_Miscellaneous_Natural Gas_Miscellaneous_E10_Codes & Standards Forecast | Commercial | School | New | Miscellaneous | Natural Gas | Miscellaneous | E10 |  | Codes & Standards Forecast | 0 | 0 | 0 | 0 | 0 | 0 | 0 | 0 | 0 | 0 | 0 | 0 | 0 | 0 | 0 | 0 | 0 | 0 | 0 | 0 | 0 | 0 | 0 | 0 | 0 | 0 | 0 | 0 | 0 | 0 | 0 | 0 | 0
Commercial_College_Existing_Space Heating_Natural Gas_Furnace_E1_Codes & Standards Forecast | Commercial | College | Existing | Space Heating | Natural Gas | Furnace | E1 |  | Codes & Standards Forecast | 0 | 1084.3255 | 1175.5941 | 1257.1085 | 2587.4125 | 0 | 0 | 0 | 0 | 0 | 0 | 0 | 0 | 0 | 0 | 0 | 0 | 0 | 0 | 0 | 0 | 0 | 0 | 0 | 0 | 0 | 0 | 0 | 0 | 0 | 0 | 0 | 0
Commercial_College_Existing_Space Heating_Natural Gas_Furnace_E2_Codes & Standards Forecast | Commercial | College | Existing | Space Heating | Natural Gas | Furnace | E2 |  | Codes & Standards Forecast | 0 | 0 | 0 | 0 | 0 | 0 | 0 | 0 | 0 | 0 | 0 | 0 | 0 | 0 | 0 | 0 | 0 | 0 | 0 | 0 | 0 | 0 | 0 | 0 | 0 | 0 | 0 | 0 | 0 | 0 | 0 | 0 | 0
Commercial_College_Existing_Space Heating_Natural Gas_Furnace_E3_Codes & Standards Forecast | Commercial | College | Existing | Space Heating | Natural Gas | Furnace | E3 |  | Codes & Standards Forecast | 0 | 0 | 0 | 0 | 0 | 1410.9603 | 1477.1032 | 1537.9463 | 1593.7167 | 1644.736 | 1691.3426 | 1733.9039 | 1772.766 | 1808.2343 | 1840.5578 | 1869.9828 | 1896.7205 | 1921.0302 | 1943.164 | 1870.1136 | 1809.8585 | 1760.7562 | 1813.8663 | 1775.6757 | 1745.401 | 1722.0139 | 1704.5917 | 1692.3176 | 1684.4571 | 1680.3642 | 1679.4566 | 1681.2346 | 2724.49
Commercial_College_Existing_Space Heating_Natural Gas_Furnace_E4_Codes & Standards Forecast | Commercial | College | Existing | Space Heating | Natural Gas | Furnace | E4 |  | Codes & Standards Forecast | 0 | 0 | 0 | 0 | 0 | 0 | 0 | 0 | 0 | 0 | 0 | 0 | 0 | 0 | 0 | 0 | 0 | 0 | 0 | 0 | 0 | 0 | 0 | 0 | 0 | 0 | 0 | 0 | 0 | 0 | 0 | 0 | 0
Commercial_College_Existing_Space Heating_Natural Gas_Furnace_E5_Codes & Standards Forecast | Commercial | College | Existing | Space Heating | Natural Gas | Furnace | E5 |  | Codes & Standards Forecast | 0 | 0 | 0 | 0 | 0 | 0 | 0 | 0 | 0 | 0 | 0 | 0 | 0 | 0 | 0 | 0 | 0 | 0 | 0 | 0 | 0 | 0 | 0 | 0 | 0 | 0 | 0 | 0 | 0 | 0 | 0 | 0 | 0
Commercial_College_Existing_Space Heating_Natural Gas_Furnace_E6_Codes & Standards Forecast | Commercial | College | Existing | Space Heating | Natural Gas | Furnace | E6 |  | Codes & Standards Forecast | 0 | 0 | 0 | 0 | 0 | 0 | 0 | 0 | 0 | 0 | 0 | 0 | 0 | 0 | 0 | 0 | 0 | 0 | 0 | 0 | 0 | 0 | 0 | 0 | 0 | 0 | 0 | 0 | 0 | 0 | 0 | 0 | 0
Commercial_College_Existing_Space Heating_Natural Gas_Furnace_E7_Codes & Standards Forecast | Commercial | College | Existing | Space Heating | Natural Gas | Furnace | E7 |  | Codes & Standards Forecast | 0 | 0 | 0 | 0 | 0 | 0 | 0 | 0 | 0 | 0 | 0 | 0 | 0 | 0 | 0 | 0 | 0 | 0 | 0 | 0 | 0 | 0 | 0 | 0 | 0 | 0 | 0 | 0 | 0 | 0 | 0 | 0 | 0
Commercial_College_Existing_Space Heating_Natural Gas_Furnace_E8_Codes & Standards Forecast | Commercial | College | Existing | Space Heating | Natural Gas | Furnace | E8 |  | Codes & Standards Forecast | 0 | 0 | 0 | 0 | 0 | 0 | 0 | 0 | 0 | 0 | 0 | 0 | 0 | 0 | 0 | 0 | 0 | 0 | 0 | 0 | 0 | 0 | 0 | 0 | 0 | 0 | 0 | 0 | 0 | 0 | 0 | 0 | 0
Commercial_College_Existing_Space Heating_Natural Gas_Furnace_E9_Codes & Standards Forecast | Commercial | College | Existing | Space Heating | Natural Gas | Furnace | E9 |  | Codes & Standards Forecast | 0 | 0 | 0 | 0 | 0 | 0 | 0 | 0 | 0 | 0 | 0 | 0 | 0 | 0 | 0 | 0 | 0 | 0 | 0 | 0 | 0 | 0 | 0 | 0 | 0 | 0 | 0 | 0 | 0 | 0 | 0 | 0 | 0
Commercial_College_Existing_Space Heating_Natural Gas_Furnace_E10_Codes & Standards Forecast | Commercial | College | Existing | Space Heating | Natural Gas | Furnace | E10 |  | Codes & Standards Forecast | 0 | 0 | 0 | 0 | 0 | 0 | 0 | 0 | 0 | 0 | 0 | 0 | 0 | 0 | 0 | 0 | 0 | 0 | 0 | 0 | 0 | 0 | 0 | 0 | 0 | 0 | 0 | 0 | 0 | 0 | 0 | 0 | 0
Commercial_College_Existing_Space Heating_Natural Gas_Boiler_E1_Codes & Standards Forecast | Commercial | College | Existing | Space Heating | Natural Gas | Boiler | E1 |  | Codes & Standards Forecast | 0 | 8508.7603 | 9224.95 | 9864.5979 | 21155.3621 | 0 | 0 | 0 | 0 | 0 | 0 | 0 | 0 | 0 | 0 | 0 | 0 | 0 | 0 | 0 | 0 | 0 | 0 | 0 | 0 | 0 | 0 | 0 | 0 | 0 | 0 | 0 | 0
Commercial_College_Existing_Space Heating_Natural Gas_Boiler_E2_Codes & Standards Forecast | Commercial | College | Existing | Space Heating | Natural Gas | Boiler | E2 |  | Codes & Standards Forecast | 0 | 0 | 0 | 0 | 0 | 0 | 0 | 0 | 0 | 0 | 0 | 0 | 0 | 0 | 0 | 0 | 0 | 0 | 0 | 0 | 0 | 0 | 0 | 0 | 0 | 0 | 0 | 0 | 0 | 0 | 0 | 0 | 0
Commercial_College_Existing_Space Heating_Natural Gas_Boiler_E3_Codes & Standards Forecast | Commercial | College | Existing | Space Heating | Natural Gas | Boiler | E3 |  | Codes & Standards Forecast | 0 | 0 | 0 | 0 | 0 | 11071.8816 | 11590.9084 | 12068.3473 | 12505.9805 | 12906.3319 | 13272.0559 | 13606.037 | 13910.9904 | 14189.3118 | 14442.9556 | 14673.8554 | 14883.6674 | 15074.4268 | 15248.1122 | 15406.2431 | 15549.6878 | 14950.5566 | 14453.0402 | 14044.5962 | 14499.7813 | 14175.3368 | 13914.9058 | 13710.2488 | 13553.9492 | 13439.4485 | 13360.8394 | 13312.998 | 19332.9957
Commercial_College_Existing_Space Heating_Natural Gas_Boiler_E4_Codes & Standards Forecast | Commercial | College | Existing | Space Heating | Natural Gas | Boiler | E4 |  | Codes & Standards Forecast | 0 | 0 | 0 | 0 | 0 | 0 | 0 | 0 | 0 | 0 | 0 | 0 | 0 | 0 | 0 | 0 | 0 | 0 | 0 | 0 | 0 | 0 | 0 | 0 | 0 | 0 | 0 | 0 | 0 | 0 | 0 | 0 | 0
Commercial_College_Existing_Space Heating_Natural Gas_Boiler_E5_Codes & Standards Forecast | Commercial | College | Existing | Space Heating | Natural Gas | Boiler | E5 |  | Codes & Standards Forecast | 0 | 0 | 0 | 0 | 0 | 0 | 0 | 0 | 0 | 0 | 0 | 0 | 0 | 0 | 0 | 0 | 0 | 0 | 0 | 0 | 0 | 0 | 0 | 0 | 0 | 0 | 0 | 0 | 0 | 0 | 0 | 0 | 0
Commercial_College_Existing_Space Heating_Natural Gas_Boiler_E6_Codes & Standards Forecast | Commercial | College | Existing | Space Heating | Natural Gas | Boiler | E6 |  | Codes & Standards Forecast | 0 | 0 | 0 | 0 | 0 | 0 | 0 | 0 | 0 | 0 | 0 | 0 | 0 | 0 | 0 | 0 | 0 | 0 | 0 | 0 | 0 | 0 | 0 | 0 | 0 | 0 | 0 | 0 | 0 | 0 | 0 | 0 | 0
Commercial_College_Existing_Space Heating_Natural Gas_Boiler_E7_Codes & Standards Forecast | Commercial | College | Existing | Space Heating | Natural Gas | Boiler | E7 |  | Codes & Standards Forecast | 0 | 0 | 0 | 0 | 0 | 0 | 0 | 0 | 0 | 0 | 0 | 0 | 0 | 0 | 0 | 0 | 0 | 0 | 0 | 0 | 0 | 0 | 0 | 0 | 0 | 0 | 0 | 0 | 0 | 0 | 0 | 0 | 0
Commercial_College_Existing_Space Heating_Natural Gas_Boiler_E8_Codes & Standards Forecast | Commercial | College | Existing | Space Heating | Natural Gas | Boiler | E8 |  | Codes & Standards Forecast | 0 | 0 | 0 | 0 | 0 | 0 | 0 | 0 | 0 | 0 | 0 | 0 | 0 | 0 | 0 | 0 | 0 | 0 | 0 | 0 | 0 | 0 | 0 | 0 | 0 | 0 | 0 | 0 | 0 | 0 | 0 | 0 | 0
Commercial_College_Existing_Space Heating_Natural Gas_Boiler_E9_Codes & Standards Forecast | Commercial | College | Existing | Space Heating | Natural Gas | Boiler | E9 |  | Codes & Standards Forecast | 0 | 0 | 0 | 0 | 0 | 0 | 0 | 0 | 0 | 0 | 0 | 0 | 0 | 0 | 0 | 0 | 0 | 0 | 0 | 0 | 0 | 0 | 0 | 0 | 0 | 0 | 0 | 0 | 0 | 0 | 0 | 0 | 0
Commercial_College_Existing_Space Heating_Natural Gas_Boiler_E10_Codes & Standards Forecast | Commercial | College | Existing | Space Heating | Natural Gas | Boiler | E10 |  | Codes & Standards Forecast | 0 | 0 | 0 | 0 | 0 | 0 | 0 | 0 | 0 | 0 | 0 | 0 | 0 | 0 | 0 | 0 | 0 | 0 | 0 | 0 | 0 | 0 | 0 | 0 | 0 | 0 | 0 | 0 | 0 | 0 | 0 | 0 | 0
Commercial_College_Existing_Space Heating_Natural Gas_Unit Heater_E1_Codes & Standards Forecast | Commercial | College | Existing | Space Heating | Natural Gas | Unit Heater | E1 |  | Codes & Standards Forecast | 0 | 0 | 0 | 0 | 0 | 0 | 0 | 0 | 0 | 0 | 0 | 0 | 0 | 0 | 0 | 0 | 0 | 0 | 0 | 0 | 0 | 0 | 0 | 0 | 0 | 0 | 0 | 0 | 0 | 0 | 0 | 0 | 0
Commercial_College_Existing_Space Heating_Natural Gas_Unit Heater_E2_Codes & Standards Forecast | Commercial | College | Existing | Space Heating | Natural Gas | Unit Heater | E2 |  | Codes & Standards Forecast | 0 | 0 | 0 | 0 | 0 | 0 | 0 | 0 | 0 | 0 | 0 | 0 | 0 | 0 | 0 | 0 | 0 | 0 | 0 | 0 | 0 | 0 | 0 | 0 | 0 | 0 | 0 | 0 | 0 | 0 | 0 | 0 | 0
Commercial_College_Existing_Space Heating_Natural Gas_Unit Heater_E3_Codes & Standards Forecast | Commercial | College | Existing | Space Heating | Natural Gas | Unit Heater | E3 |  | Codes & Standards Forecast | 0 | 0 | 0 | 0 | 0 | 0 | 0 | 0 | 0 | 0 | 0 | 0 | 0 | 0 | 0 | 0 | 0 | 0 | 0 | 0 | 0 | 0 | 0 | 0 | 0 | 0 | 0 | 0 | 0 | 0 | 0 | 0 | 0
Commercial_College_Existing_Space Heating_Natural Gas_Unit Heater_E4_Codes & Standards Forecast | Commercial | College | Existing | Space Heating | Natural Gas | Unit Heater | E4 |  | Codes & Standards Forecast | 0 | 0 | 0 | 0 | 0 | 0 | 0 | 0 | 0 | 0 | 0 | 0 | 0 | 0 | 0 | 0 | 0 | 0 | 0 | 0 | 0 | 0 | 0 | 0 | 0 | 0 | 0 | 0 | 0 | 0 | 0 | 0 | 0
Commercial_College_Existing_Space Heating_Natural Gas_Unit Heater_E5_Codes & Standards Forecast | Commercial | College | Existing | Space Heating | Natural Gas | Unit Heater | E5 |  | Codes & Standards Forecast | 0 | 0 | 0 | 0 | 0 | 0 | 0 | 0 | 0 | 0 | 0 | 0 | 0 | 0 | 0 | 0 | 0 | 0 | 0 | 0 | 0 | 0 | 0 | 0 | 0 | 0 | 0 | 0 | 0 | 0 | 0 | 0 | 0
Commercial_College_Existing_Space Heating_Natural Gas_Unit Heater_E6_Codes & Standards Forecast | Commercial | College | Existing | Space Heating | Natural Gas | Unit Heater | E6 |  | Codes & Standards Forecast | 0 | 0 | 0 | 0 | 0 | 0 | 0 | 0 | 0 | 0 | 0 | 0 | 0 | 0 | 0 | 0 | 0 | 0 | 0 | 0 | 0 | 0 | 0 | 0 | 0 | 0 | 0 | 0 | 0 | 0 | 0 | 0 | 0
Commercial_College_Existing_Space Heating_Natural Gas_Unit Heater_E7_Codes & Standards Forecast | Commercial | College | Existing | Space Heating | Natural Gas | Unit Heater | E7 |  | Codes & Standards Forecast | 0 | 0 | 0 | 0 | 0 | 0 | 0 | 0 | 0 | 0 | 0 | 0 | 0 | 0 | 0 | 0 | 0 | 0 | 0 | 0 | 0 | 0 | 0 | 0 | 0 | 0 | 0 | 0 | 0 | 0 | 0 | 0 | 0
Commercial_College_Existing_Space Heating_Natural Gas_Unit Heater_E8_Codes & Standards Forecast | Commercial | College | Existing | Space Heating | Natural Gas | Unit Heater | E8 |  | Codes & Standards Forecast | 0 | 0 | 0 | 0 | 0 | 0 | 0 | 0 | 0 | 0 | 0 | 0 | 0 | 0 | 0 | 0 | 0 | 0 | 0 | 0 | 0 | 0 | 0 | 0 | 0 | 0 | 0 | 0 | 0 | 0 | 0 | 0 | 0
Commercial_College_Existing_Space Heating_Natural Gas_Unit Heater_E9_Codes & Standards Forecast | Commercial | College | Existing | Space Heating | Natural Gas | Unit Heater | E9 |  | Codes & Standards Forecast | 0 | 0 | 0 | 0 | 0 | 0 | 0 | 0 | 0 | 0 | 0 | 0 | 0 | 0 | 0 | 0 | 0 | 0 | 0 | 0 | 0 | 0 | 0 | 0 | 0 | 0 | 0 | 0 | 0 | 0 | 0 | 0 | 0
Commercial_College_Existing_Space Heating_Natural Gas_Unit Heater_E10_Codes & Standards Forecast | Commercial | College | Existing | Space Heating | Natural Gas | Unit Heater | E10 |  | Codes & Standards Forecast | 0 | 0 | 0 | 0 | 0 | 0 | 0 | 0 | 0 | 0 | 0 | 0 | 0 | 0 | 0 | 0 | 0 | 0 | 0 | 0 | 0 | 0 | 0 | 0 | 0 | 0 | 0 | 0 | 0 | 0 | 0 | 0 | 0
Commercial_College_Existing_Water Heating_Natural Gas_Water Heater_E1_Codes & Standards Forecast | Commercial | College | Existing | Water Heating | Natural Gas | Water Heater | E1 |  | Codes & Standards Forecast | 0 | 20366.6129 | 26341.2009 | 31010.4972 | 46639.428 | 37867.6954 | 40239.4895 | 42118.3372 | 43599.7053 | 44761.9782 | 39708.3757 | 36855.1368 | 35516.6876 | 37501.0103 | 37369.9889 | 42888.1939 | 44051.7071 | 44961.3384 | 48662.6575 | 44450.8142 | 43358.4871 | 42097.8314 | 41380.3618 | 40701.1316 | 39659.1957 | 39614.0031 | 40140.8959 | 42134.4765 | 42358.9143 | 43762.1656 | 43525.8279 | 43130.4352 | 50125.8279
Commercial_College_Existing_Water Heating_Natural Gas_Water Heater_E2_Codes & Standards Forecast | Commercial | College | Existing | Water Heating | Natural Gas | Water Heater | E2 |  | Codes & Standards Forecast | 0 | 0 | 0 | 0 | 0 | 0 | 0 | 0 | 0 | 0 | 0 | 0 | 0 | 0 | 0 | 0 | 0 | 0 | 0 | 0 | 0 | 0 | 0 | 0 | 0 | 0 | 0 | 0 | 0 | 0 | 0 | 0 | 0
Commercial_College_Existing_Water Heating_Natural Gas_Water Heater_E3_Codes & Standards Forecast | Commercial | College | Existing | Water Heating | Natural Gas | Water Heater | E3 |  | Codes & Standards Forecast | 0 | 0 | 0 | 0 | 0 | 0 | 0 | 0 | 0 | 0 | 0 | 0 | 0 | 0 | 0 | 0 | 0 | 0 | 0 | 0 | 0 | 0 | 0 | 0 | 0 | 0 | 0 | 0 | 0 | 0 | 0 | 0 | 0
Commercial_College_Existing_Water Heating_Natural Gas_Water Heater_E4_Codes & Standards Forecast | Commercial | College | Existing | Water Heating | Natural Gas | Water Heater | E4 |  | Codes & Standards Forecast | 0 | 0 | 0 | 0 | 0 | 0 | 0 | 0 | 0 | 0 | 0 | 0 | 0 | 0 | 0 | 0 | 0 | 0 | 0 | 0 | 0 | 0 | 0 | 0 | 0 | 0 | 0 | 0 | 0 | 0 | 0 | 0 | 0
Commercial_College_Existing_Water Heating_Natural Gas_Water Heater_E5_Codes & Standards Forecast | Commercial | College | Existing | Water Heating | Natural Gas | Water Heater | E5 |  | Codes & Standards Forecast | 0 | 0 | 0 | 0 | 0 | 0 | 0 | 0 | 0 | 0 | 0 | 0 | 0 | 0 | 0 | 0 | 0 | 0 | 0 | 0 | 0 | 0 | 0 | 0 | 0 | 0 | 0 | 0 | 0 | 0 | 0 | 0 | 0
Commercial_College_Existing_Water Heating_Natural Gas_Water Heater_E6_Codes & Standards Forecast | Commercial | College | Existing | Water Heating | Natural Gas | Water Heater | E6 |  | Codes & Standards Forecast | 0 | 0 | 0 | 0 | 0 | 0 | 0 | 0 | 0 | 0 | 0 | 0 | 0 | 0 | 0 | 0 | 0 | 0 | 0 | 0 | 0 | 0 | 0 | 0 | 0 | 0 | 0 | 0 | 0 | 0 | 0 | 0 | 0
Commercial_College_Existing_Water Heating_Natural Gas_Water Heater_E7_Codes & Standards Forecast | Commercial | College | Existing | Water Heating | Natural Gas | Water Heater | E7 |  | Codes & Standards Forecast | 0 | 0 | 0 | 0 | 0 | 0 | 0 | 0 | 0 | 0 | 0 | 0 | 0 | 0 | 0 | 0 | 0 | 0 | 0 | 0 | 0 | 0 | 0 | 0 | 0 | 0 | 0 | 0 | 0 | 0 | 0 | 0 | 0
Commercial_College_Existing_Water Heating_Natural Gas_Water Heater_E8_Codes & Standards Forecast | Commercial | College | Existing | Water Heating | Natural Gas | Water Heater | E8 |  | Codes & Standards Forecast | 0 | 0 | 0 | 0 | 0 | 0 | 0 | 0 | 0 | 0 | 0 | 0 | 0 | 0 | 0 | 0 | 0 | 0 | 0 | 0 | 0 | 0 | 0 | 0 | 0 | 0 | 0 | 0 | 0 | 0 | 0 | 0 | 0
Commercial_College_Existing_Water Heating_Natural Gas_Water Heater_E9_Codes & Standards Forecast | Commercial | College | Existing | Water Heating | Natural Gas | Water Heater | E9 |  | Codes & Standards Forecast | 0 | 0 | 0 | 0 | 0 | 0 | 0 | 0 | 0 | 0 | 0 | 0 | 0 | 0 | 0 | 0 | 0 | 0 | 0 | 0 | 0 | 0 | 0 | 0 | 0 | 0 | 0 | 0 | 0 | 0 | 0 | 0 | 0
Commercial_College_Existing_Water Heating_Natural Gas_Water Heater_E10_Codes & Standards Forecast | Commercial | College | Existing | Water Heating | Natural Gas | Water Heater | E10 |  | Codes & Standards Forecast | 0 | 0 | 0 | 0 | 0 | 0 | 0 | 0 | 0 | 0 | 0 | 0 | 0 | 0 | 0 | 0 | 0 | 0 | 0 | 0 | 0 | 0 | 0 | 0 | 0 | 0 | 0 | 0 | 0 | 0 | 0 | 0 | 0
Commercial_College_Existing_Food Preparation_Natural Gas_Oven_E1_Codes & Standards Forecast | Commercial | College | Existing | Food Preparation | Natural Gas | Oven | E1 |  | Codes & Standards Forecast | 0 | 2711.2799 | 2922.1996 | 3090.2182 | 4372.7926 | 3365.5568 | 3464.7357 | 3546.4235 | 3613.1689 | 3667.3254 | 3490.5341 | 3379.2477 | 3316.2364 | 3472.4431 | 3438.1168 | 3425.9889 | 4158.3476 | 4109.9941 | 4068.6515 | 4301.929 | 3861.8477 | 3783.9099 | 3739.7838 | 3693.3873 | 3649.4 | 3670.2208 | 3697.2301 | 3725.8675 | 3847.1027 | 3824.2253 | 3798.2959 | 3971.0485 | 4540.8517
Commercial_College_Existing_Food Preparation_Natural Gas_Oven_E2_Codes & Standards Forecast | Commercial | College | Existing | Food Preparation | Natural Gas | Oven | E2 |  | Codes & Standards Forecast | 0 | 0 | 0 | 0 | 0 | 0 | 0 | 0 | 0 | 0 | 0 | 0 | 0 | 0 | 0 | 0 | 0 | 0 | 0 | 0 | 0 | 0 | 0 | 0 | 0 | 0 | 0 | 0 | 0 | 0 | 0 | 0 | 0
Commercial_College_Existing_Food Preparation_Natural Gas_Oven_E3_Codes & Standards Forecast | Commercial | College | Existing | Food Preparation | Natural Gas | Oven | E3 |  | Codes & Standards Forecast | 0 | 0 | 0 | 0 | 0 | 0 | 0 | 0 | 0 | 0 | 0 | 0 | 0 | 0 | 0 | 0 | 0 | 0 | 0 | 0 | 0 | 0 | 0 | 0 | 0 | 0 | 0 | 0 | 0 | 0 | 0 | 0 | 0
Commercial_College_Existing_Food Preparation_Natural Gas_Oven_E4_Codes & Standards Forecast | Commercial | College | Existing | Food Preparation | Natural Gas | Oven | E4 |  | Codes & Standards Forecast | 0 | 0 | 0 | 0 | 0 | 0 | 0 | 0 | 0 | 0 | 0 | 0 | 0 | 0 | 0 | 0 | 0 | 0 | 0 | 0 | 0 | 0 | 0 | 0 | 0 | 0 | 0 | 0 | 0 | 0 | 0 | 0 | 0
Commercial_College_Existing_Food Preparation_Natural Gas_Oven_E5_Codes & Standards Forecast | Commercial | College | Existing | Food Preparation | Natural Gas | Oven | E5 |  | Codes & Standards Forecast | 0 | 0 | 0 | 0 | 0 | 0 | 0 | 0 | 0 | 0 | 0 | 0 | 0 | 0 | 0 | 0 | 0 | 0 | 0 | 0 | 0 | 0 | 0 | 0 | 0 | 0 | 0 | 0 | 0 | 0 | 0 | 0 | 0
Commercial_College_Existing_Food Preparation_Natural Gas_Oven_E6_Codes & Standards Forecast | Commercial | College | Existing | Food Preparation | Natural Gas | Oven | E6 |  | Codes & Standards Forecast | 0 | 0 | 0 | 0 | 0 | 0 | 0 | 0 | 0 | 0 | 0 | 0 | 0 | 0 | 0 | 0 | 0 | 0 | 0 | 0 | 0 | 0 | 0 | 0 | 0 | 0 | 0 | 0 | 0 | 0 | 0 | 0 | 0
Commercial_College_Existing_Food Preparation_Natural Gas_Oven_E7_Codes & Standards Forecast | Commercial | College | Existing | Food Preparation | Natural Gas | Oven | E7 |  | Codes & Standards Forecast | 0 | 0 | 0 | 0 | 0 | 0 | 0 | 0 | 0 | 0 | 0 | 0 | 0 | 0 | 0 | 0 | 0 | 0 | 0 | 0 | 0 | 0 | 0 | 0 | 0 | 0 | 0 | 0 | 0 | 0 | 0 | 0 | 0
Commercial_College_Existing_Food Preparation_Natural Gas_Oven_E8_Codes & Standards Forecast | Commercial | College | Existing | Food Preparation | Natural Gas | Oven | E8 |  | Codes & Standards Forecast | 0 | 0 | 0 | 0 | 0 | 0 | 0 | 0 | 0 | 0 | 0 | 0 | 0 | 0 | 0 | 0 | 0 | 0 | 0 | 0 | 0 | 0 | 0 | 0 | 0 | 0 | 0 | 0 | 0 | 0 | 0 | 0 | 0
Commercial_College_Existing_Food Preparation_Natural Gas_Oven_E9_Codes & Standards Forecast | Commercial | College | Existing | Food Preparation | Natural Gas | Oven | E9 |  | Codes & Standards Forecast | 0 | 0 | 0 | 0 | 0 | 0 | 0 | 0 | 0 | 0 | 0 | 0 | 0 | 0 | 0 | 0 | 0 | 0 | 0 | 0 | 0 | 0 | 0 | 0 | 0 | 0 | 0 | 0 | 0 | 0 | 0 | 0 | 0
Commercial_College_Existing_Food Preparation_Natural Gas_Oven_E10_Codes & Standards Forecast | Commercial | College | Existing | Food Preparation | Natural Gas | Oven | E10 |  | Codes & Standards Forecast | 0 | 0 | 0 | 0 | 0 | 0 | 0 | 0 | 0 | 0 | 0 | 0 | 0 | 0 | 0 | 0 | 0 | 0 | 0 | 0 | 0 | 0 | 0 | 0 | 0 | 0 | 0 | 0 | 0 | 0 | 0 | 0 | 0
Commercial_College_Existing_Food Preparation_Natural Gas_Conveyor Oven_E1_Codes & Standards Forecast | Commercial | College | Existing | Food Preparation | Natural Gas | Conveyor Oven | E1 |  | Codes & Standards Forecast | 0 | 574.1534 | 742.5825 | 874.2142 | 1546.9286 | 1067.5249 | 1134.3879 | 1187.3543 | 1229.1155 | 1261.881 | 1287.4391 | 1307.2568 | 1322.5126 | 1334.1386 | 1342.8563 | 1349.2525 | 1353.7839 | 1191.2398 | 1094.3534 | 1043.1638 | 1132.0731 | 1110.5136 | 1249.6468 | 1270.6023 | 1286.7701 | 1440.6054 | 1280.1752 | 1292.7339 | 1302.1988 | 1309.1934 | 1314.2077 | 1317.6441 | 1640.9726
Commercial_College_Existing_Food Preparation_Natural Gas_Conveyor Oven_E2_Codes & Standards Forecast | Commercial | College | Existing | Food Preparation | Natural Gas | Conveyor Oven | E2 |  | Codes & Standards Forecast | 0 | 0 | 0 | 0 | 0 | 0 | 0 | 0 | 0 | 0 | 0 | 0 | 0 | 0 | 0 | 0 | 0 | 0 | 0 | 0 | 0 | 0 | 0 | 0 | 0 | 0 | 0 | 0 | 0 | 0 | 0 | 0 | 0
Commercial_College_Existing_Food Preparation_Natural Gas_Conveyor Oven_E3_Codes & Standards Forecast | Commercial | College | Existing | Food Preparation | Natural Gas | Conveyor Oven | E3 |  | Codes & Standards Forecast | 0 | 0 | 0 | 0 | 0 | 0 | 0 | 0 | 0 | 0 | 0 | 0 | 0 | 0 | 0 | 0 | 0 | 0 | 0 | 0 | 0 | 0 | 0 | 0 | 0 | 0 | 0 | 0 | 0 | 0 | 0 | 0 | 0
Commercial_College_Existing_Food Preparation_Natural Gas_Conveyor Oven_E4_Codes & Standards Forecast | Commercial | College | Existing | Food Preparation | Natural Gas | Conveyor Oven | E4 |  | Codes & Standards Forecast | 0 | 0 | 0 | 0 | 0 | 0 | 0 | 0 | 0 | 0 | 0 | 0 | 0 | 0 | 0 | 0 | 0 | 0 | 0 | 0 | 0 | 0 | 0 | 0 | 0 | 0 | 0 | 0 | 0 | 0 | 0 | 0 | 0
Commercial_College_Existing_Food Preparation_Natural Gas_Conveyor Oven_E5_Codes & Standards Forecast | Commercial | College | Existing | Food Preparation | Natural Gas | Conveyor Oven | E5 |  | Codes & Standards Forecast | 0 | 0 | 0 | 0 | 0 | 0 | 0 | 0 | 0 | 0 | 0 | 0 | 0 | 0 | 0 | 0 | 0 | 0 | 0 | 0 | 0 | 0 | 0 | 0 | 0 | 0 | 0 | 0 | 0 | 0 | 0 | 0 | 0
Commercial_College_Existing_Food Preparation_Natural Gas_Conveyor Oven_E6_Codes & Standards Forecast | Commercial | College | Existing | Food Preparation | Natural Gas | Conveyor Oven | E6 |  | Codes & Standards Forecast | 0 | 0 | 0 | 0 | 0 | 0 | 0 | 0 | 0 | 0 | 0 | 0 | 0 | 0 | 0 | 0 | 0 | 0 | 0 | 0 | 0 | 0 | 0 | 0 | 0 | 0 | 0 | 0 | 0 | 0 | 0 | 0 | 0
Commercial_College_Existing_Food Preparation_Natural Gas_Conveyor Oven_E7_Codes & Standards Forecast | Commercial | College | Existing | Food Preparation | Natural Gas | Conveyor Oven | E7 |  | Codes & Standards Forecast | 0 | 0 | 0 | 0 | 0 | 0 | 0 | 0 | 0 | 0 | 0 | 0 | 0 | 0 | 0 | 0 | 0 | 0 | 0 | 0 | 0 | 0 | 0 | 0 | 0 | 0 | 0 | 0 | 0 | 0 | 0 | 0 | 0
Commercial_College_Existing_Food Preparation_Natural Gas_Conveyor Oven_E8_Codes & Standards Forecast | Commercial | College | Existing | Food Preparation | Natural Gas | Conveyor Oven | E8 |  | Codes & Standards Forecast | 0 | 0 | 0 | 0 | 0 | 0 | 0 | 0 | 0 | 0 | 0 | 0 | 0 | 0 | 0 | 0 | 0 | 0 | 0 | 0 | 0 | 0 | 0 | 0 | 0 | 0 | 0 | 0 | 0 | 0 | 0 | 0 | 0
Commercial_College_Existing_Food Preparation_Natural Gas_Conveyor Oven_E9_Codes & Standards Forecast | Commercial | College | Existing | Food Preparation | Natural Gas | Conveyor Oven | E9 |  | Codes & Standards Forecast | 0 | 0 | 0 | 0 | 0 | 0 | 0 | 0 | 0 | 0 | 0 | 0 | 0 | 0 | 0 | 0 | 0 | 0 | 0 | 0 | 0 | 0 | 0 | 0 | 0 | 0 | 0 | 0 | 0 | 0 | 0 | 0 | 0
Commercial_College_Existing_Food Preparation_Natural Gas_Conveyor Oven_E10_Codes & Standards Forecast | Commercial | College | Existing | Food Preparation | Natural Gas | Conveyor Oven | E10 |  | Codes & Standards Forecast | 0 | 0 | 0 | 0 | 0 | 0 | 0 | 0 | 0 | 0 | 0 | 0 | 0 | 0 | 0 | 0 | 0 | 0 | 0 | 0 | 0 | 0 | 0 | 0 | 0 | 0 | 0 | 0 | 0 | 0 | 0 | 0 | 0
Commercial_College_Existing_Food Preparation_Natural Gas_Double Rack Oven_E1_Codes & Standards Forecast | Commercial | College | Existing | Food Preparation | Natural Gas | Double Rack Oven | E1 |  | Codes & Standards Forecast | 0 | 813.384 | 1051.9918 | 1238.4701 | 1956.5983 | 1512.3269 | 1607.0495 | 1682.0853 | 1741.2469 | 1787.6647 | 1823.872 | 1851.9472 | 1636.5152 | 1511.5382 | 1449.1206 | 1539.0476 | 1524.2572 | 1736.1142 | 1776.407 | 1807.8996 | 1975.2171 | 1822.573 | 1842.5193 | 1811.2734 | 1757.8436 | 1699.7554 | 1668.4069 | 1638.4359 | 1594.136 | 1589.4664 | 1607.6553 | 1693.4879 | 2027.494
Commercial_College_Existing_Food Preparation_Natural Gas_Double Rack Oven_E2_Codes & Standards Forecast | Commercial | College | Existing | Food Preparation | Natural Gas | Double Rack Oven | E2 |  | Codes & Standards Forecast | 0 | 0 | 0 | 0 | 0 | 0 | 0 | 0 | 0 | 0 | 0 | 0 | 0 | 0 | 0 | 0 | 0 | 0 | 0 | 0 | 0 | 0 | 0 | 0 | 0 | 0 | 0 | 0 | 0 | 0 | 0 | 0 | 0
Commercial_College_Existing_Food Preparation_Natural Gas_Double Rack Oven_E3_Codes & Standards Forecast | Commercial | College | Existing | Food Preparation | Natural Gas | Double Rack Oven | E3 |  | Codes & Standards Forecast | 0 | 0 | 0 | 0 | 0 | 0 | 0 | 0 | 0 | 0 | 0 | 0 | 0 | 0 | 0 | 0 | 0 | 0 | 0 | 0 | 0 | 0 | 0 | 0 | 0 | 0 | 0 | 0 | 0 | 0 | 0 | 0 | 0
Commercial_College_Existing_Food Preparation_Natural Gas_Double Rack Oven_E4_Codes & Standards Forecast | Commercial | College | Existing | Food Preparation | Natural Gas | Double Rack Oven | E4 |  | Codes & Standards Forecast | 0 | 0 | 0 | 0 | 0 | 0 | 0 | 0 | 0 | 0 | 0 | 0 | 0 | 0 | 0 | 0 | 0 | 0 | 0 | 0 | 0 | 0 | 0 | 0 | 0 | 0 | 0 | 0 | 0 | 0 | 0 | 0 | 0
Commercial_College_Existing_Food Preparation_Natural Gas_Double Rack Oven_E5_Codes & Standards Forecast | Commercial | College | Existing | Food Preparation | Natural Gas | Double Rack Oven | E5 |  | Codes & Standards Forecast | 0 | 0 | 0 | 0 | 0 | 0 | 0 | 0 | 0 | 0 | 0 | 0 | 0 | 0 | 0 | 0 | 0 | 0 | 0 | 0 | 0 | 0 | 0 | 0 | 0 | 0 | 0 | 0 | 0 | 0 | 0 | 0 | 0
Commercial_College_Existing_Food Preparation_Natural Gas_Double Rack Oven_E6_Codes & Standards Forecast | Commercial | College | Existing | Food Preparation | Natural Gas | Double Rack Oven | E6 |  | Codes & Standards Forecast | 0 | 0 | 0 | 0 | 0 | 0 | 0 | 0 | 0 | 0 | 0 | 0 | 0 | 0 | 0 | 0 | 0 | 0 | 0 | 0 | 0 | 0 | 0 | 0 | 0 | 0 | 0 | 0 | 0 | 0 | 0 | 0 | 0
Commercial_College_Existing_Food Preparation_Natural Gas_Double Rack Oven_E7_Codes & Standards Forecast | Commercial | College | Existing | Food Preparation | Natural Gas | Double Rack Oven | E7 |  | Codes & Standards Forecast | 0 | 0 | 0 | 0 | 0 | 0 | 0 | 0 | 0 | 0 | 0 | 0 | 0 | 0 | 0 | 0 | 0 | 0 | 0 | 0 | 0 | 0 | 0 | 0 | 0 | 0 | 0 | 0 | 0 | 0 | 0 | 0 | 0
Commercial_College_Existing_Food Preparation_Natural Gas_Double Rack Oven_E8_Codes & Standards Forecast | Commercial | College | Existing | Food Preparation | Natural Gas | Double Rack Oven | E8 |  | Codes & Standards Forecast | 0 | 0 | 0 | 0 | 0 | 0 | 0 | 0 | 0 | 0 | 0 | 0 | 0 | 0 | 0 | 0 | 0 | 0 | 0 | 0 | 0 | 0 | 0 | 0 | 0 | 0 | 0 | 0 | 0 | 0 | 0 | 0 | 0
Commercial_College_Existing_Food Preparation_Natural Gas_Double Rack Oven_E9_Codes & Standards Forecast | Commercial | College | Existing | Food Preparation | Natural Gas | Double Rack Oven | E9 |  | Codes & Standards Forecast | 0 | 0 | 0 | 0 | 0 | 0 | 0 | 0 | 0 | 0 | 0 | 0 | 0 | 0 | 0 | 0 | 0 | 0 | 0 | 0 | 0 | 0 | 0 | 0 | 0 | 0 | 0 | 0 | 0 | 0 | 0 | 0 | 0
Commercial_College_Existing_Food Preparation_Natural Gas_Double Rack Oven_E10_Codes & Standards Forecast | Commercial | College | Existing | Food Preparation | Natural Gas | Double Rack Oven | E10 |  | Codes & Standards Forecast | 0 | 0 | 0 | 0 | 0 | 0 | 0 | 0 | 0 | 0 | 0 | 0 | 0 | 0 | 0 | 0 | 0 | 0 | 0 | 0 | 0 | 0 | 0 | 0 | 0 | 0 | 0 | 0 | 0 | 0 | 0 | 0 | 0
Commercial_College_Existing_Food Preparation_Natural Gas_Fryer_E1_Codes & Standards Forecast | Commercial | College | Existing | Food Preparation | Natural Gas | Fryer | E1 |  | Codes & Standards Forecast | 0 | 0 | 0 | 0 | 0 | 0 | 0 | 0 | 0 | 0 | 0 | 0 | 0 | 0 | 0 | 0 | 0 | 0 | 0 | 0 | 0 | 0 | 0 | 0 | 0 | 0 | 0 | 0 | 0 | 0 | 0 | 0 | 0
Commercial_College_Existing_Food Preparation_Natural Gas_Fryer_E2_Codes & Standards Forecast | Commercial | College | Existing | Food Preparation | Natural Gas | Fryer | E2 |  | Codes & Standards Forecast | 0 | 0 | 0 | 1135.3431 | 4638.0046 | 4800.9179 | 6090.7946 | 7116.5153 | 7931.0311 | 6331.6861 | 5054.7852 | 4258.9526 | 4311.4879 | 4386.1052 | 4699.7208 | 5152.0117 | 5963.3828 | 6899.594 | 6547.9821 | 6398.4747 | 6222.772 | 6043.7948 | 5346.6486 | 4960.526 | 4934.133 | 5313.6411 | 5552.9642 | 5775.5345 | 5954.0209 | 6153.0708 | 6206.8492 | 5845.0409 | 6437.9914
Commercial_College_Existing_Food Preparation_Natural Gas_Fryer_E3_Codes & Standards Forecast | Commercial | College | Existing | Food Preparation | Natural Gas | Fryer | E3 |  | Codes & Standards Forecast | 0 | 0 | 0 | 0 | 0 | 0 | 0 | 0 | 0 | 0 | 0 | 0 | 0 | 0 | 0 | 0 | 0 | 0 | 0 | 0 | 0 | 0 | 0 | 0 | 0 | 0 | 0 | 0 | 0 | 0 | 0 | 0 | 0
Commercial_College_Existing_Food Preparation_Natural Gas_Fryer_E4_Codes & Standards Forecast | Commercial | College | Existing | Food Preparation | Natural Gas | Fryer | E4 |  | Codes & Standards Forecast | 0 | 0 | 0 | 0 | 0 | 0 | 0 | 0 | 0 | 0 | 0 | 0 | 0 | 0 | 0 | 0 | 0 | 0 | 0 | 0 | 0 | 0 | 0 | 0 | 0 | 0 | 0 | 0 | 0 | 0 | 0 | 0 | 0
Commercial_College_Existing_Food Preparation_Natural Gas_Fryer_E5_Codes & Standards Forecast | Commercial | College | Existing | Food Preparation | Natural Gas | Fryer | E5 |  | Codes & Standards Forecast | 0 | 0 | 0 | 0 | 0 | 0 | 0 | 0 | 0 | 0 | 0 | 0 | 0 | 0 | 0 | 0 | 0 | 0 | 0 | 0 | 0 | 0 | 0 | 0 | 0 | 0 | 0 | 0 | 0 | 0 | 0 | 0 | 0
Commercial_College_Existing_Food Preparation_Natural Gas_Fryer_E6_Codes & Standards Forecast | Commercial | College | Existing | Food Preparation | Natural Gas | Fryer | E6 |  | Codes & Standards Forecast | 0 | 0 | 0 | 0 | 0 | 0 | 0 | 0 | 0 | 0 | 0 | 0 | 0 | 0 | 0 | 0 | 0 | 0 | 0 | 0 | 0 | 0 | 0 | 0 | 0 | 0 | 0 | 0 | 0 | 0 | 0 | 0 | 0
Commercial_College_Existing_Food Preparation_Natural Gas_Fryer_E7_Codes & Standards Forecast | Commercial | College | Existing | Food Preparation | Natural Gas | Fryer | E7 |  | Codes & Standards Forecast | 0 | 0 | 0 | 0 | 0 | 0 | 0 | 0 | 0 | 0 | 0 | 0 | 0 | 0 | 0 | 0 | 0 | 0 | 0 | 0 | 0 | 0 | 0 | 0 | 0 | 0 | 0 | 0 | 0 | 0 | 0 | 0 | 0
Commercial_College_Existing_Food Preparation_Natural Gas_Fryer_E8_Codes & Standards Forecast | Commercial | College | Existing | Food Preparation | Natural Gas | Fryer | E8 |  | Codes & Standards Forecast | 0 | 0 | 0 | 0 | 0 | 0 | 0 | 0 | 0 | 0 | 0 | 0 | 0 | 0 | 0 | 0 | 0 | 0 | 0 | 0 | 0 | 0 | 0 | 0 | 0 | 0 | 0 | 0 | 0 | 0 | 0 | 0 | 0
Commercial_College_Existing_Food Preparation_Natural Gas_Fryer_E9_Codes & Standards Forecast | Commercial | College | Existing | Food Preparation | Natural Gas | Fryer | E9 |  | Codes & Standards Forecast | 0 | 0 | 0 | 0 | 0 | 0 | 0 | 0 | 0 | 0 | 0 | 0 | 0 | 0 | 0 | 0 | 0 | 0 | 0 | 0 | 0 | 0 | 0 | 0 | 0 | 0 | 0 | 0 | 0 | 0 | 0 | 0 | 0
Commercial_College_Existing_Food Preparation_Natural Gas_Fryer_E10_Codes & Standards Forecast | Commercial | College | Existing | Food Preparation | Natural Gas | Fryer | E10 |  | Codes & Standards Forecast | 0 | 0 | 0 | 0 | 0 | 0 | 0 | 0 | 0 | 0 | 0 | 0 | 0 | 0 | 0 | 0 | 0 | 0 | 0 | 0 | 0 | 0 | 0 | 0 | 0 | 0 | 0 | 0 | 0 | 0 | 0 | 0 | 0
Commercial_College_Existing_Food Preparation_Natural Gas_Broiler_E1_Codes & Standards Forecast | Commercial | College | Existing | Food Preparation | Natural Gas | Broiler | E1 |  | Codes & Standards Forecast | 0 | 3253.5359 | 4207.9674 | 4953.8804 | 7826.393 | 6049.3076 | 6428.1981 | 6728.3412 | 6964.9876 | 7150.6589 | 7295.488 | 7407.7887 | 6546.0607 | 6046.1526 | 5796.4824 | 6156.1902 | 6097.0287 | 6944.4568 | 7105.6282 | 7231.5986 | 7900.8683 | 7290.2921 | 7370.0773 | 7245.0934 | 7031.3744 | 6799.0216 | 6673.6276 | 6553.7438 | 6376.5439 | 6357.8657 | 6430.6212 | 6773.9515 | 8109.976
Commercial_College_Existing_Food Preparation_Natural Gas_Broiler_E2_Codes & Standards Forecast | Commercial | College | Existing | Food Preparation | Natural Gas | Broiler | E2 |  | Codes & Standards Forecast | 0 | 0 | 0 | 0 | 0 | 0 | 0 | 0 | 0 | 0 | 0 | 0 | 0 | 0 | 0 | 0 | 0 | 0 | 0 | 0 | 0 | 0 | 0 | 0 | 0 | 0 | 0 | 0 | 0 | 0 | 0 | 0 | 0
Commercial_College_Existing_Food Preparation_Natural Gas_Broiler_E3_Codes & Standards Forecast | Commercial | College | Existing | Food Preparation | Natural Gas | Broiler | E3 |  | Codes & Standards Forecast | 0 | 0 | 0 | 0 | 0 | 0 | 0 | 0 | 0 | 0 | 0 | 0 | 0 | 0 | 0 | 0 | 0 | 0 | 0 | 0 | 0 | 0 | 0 | 0 | 0 | 0 | 0 | 0 | 0 | 0 | 0 | 0 | 0
Commercial_College_Existing_Food Preparation_Natural Gas_Broiler_E4_Codes & Standards Forecast | Commercial | College | Existing | Food Preparation | Natural Gas | Broiler | E4 |  | Codes & Standards Forecast | 0 | 0 | 0 | 0 | 0 | 0 | 0 | 0 | 0 | 0 | 0 | 0 | 0 | 0 | 0 | 0 | 0 | 0 | 0 | 0 | 0 | 0 | 0 | 0 | 0 | 0 | 0 | 0 | 0 | 0 | 0 | 0 | 0
Commercial_College_Existing_Food Preparation_Natural Gas_Broiler_E5_Codes & Standards Forecast | Commercial | College | Existing | Food Preparation | Natural Gas | Broiler | E5 |  | Codes & Standards Forecast | 0 | 0 | 0 | 0 | 0 | 0 | 0 | 0 | 0 | 0 | 0 | 0 | 0 | 0 | 0 | 0 | 0 | 0 | 0 | 0 | 0 | 0 | 0 | 0 | 0 | 0 | 0 | 0 | 0 | 0 | 0 | 0 | 0
Commercial_College_Existing_Food Preparation_Natural Gas_Broiler_E6_Codes & Standards Forecast | Commercial | College | Existing | Food Preparation | Natural Gas | Broiler | E6 |  | Codes & Standards Forecast | 0 | 0 | 0 | 0 | 0 | 0 | 0 | 0 | 0 | 0 | 0 | 0 | 0 | 0 | 0 | 0 | 0 | 0 | 0 | 0 | 0 | 0 | 0 | 0 | 0 | 0 | 0 | 0 | 0 | 0 | 0 | 0 | 0
Commercial_College_Existing_Food Preparation_Natural Gas_Broiler_E7_Codes & Standards Forecast | Commercial | College | Existing | Food Preparation | Natural Gas | Broiler | E7 |  | Codes & Standards Forecast | 0 | 0 | 0 | 0 | 0 | 0 | 0 | 0 | 0 | 0 | 0 | 0 | 0 | 0 | 0 | 0 | 0 | 0 | 0 | 0 | 0 | 0 | 0 | 0 | 0 | 0 | 0 | 0 | 0 | 0 | 0 | 0 | 0
Commercial_College_Existing_Food Preparation_Natural Gas_Broiler_E8_Codes & Standards Forecast | Commercial | College | Existing | Food Preparation | Natural Gas | Broiler | E8 |  | Codes & Standards Forecast | 0 | 0 | 0 | 0 | 0 | 0 | 0 | 0 | 0 | 0 | 0 | 0 | 0 | 0 | 0 | 0 | 0 | 0 | 0 | 0 | 0 | 0 | 0 | 0 | 0 | 0 | 0 | 0 | 0 | 0 | 0 | 0 | 0
Commercial_College_Existing_Food Preparation_Natural Gas_Broiler_E9_Codes & Standards Forecast | Commercial | College | Existing | Food Preparation | Natural Gas | Broiler | E9 |  | Codes & Standards Forecast | 0 | 0 | 0 | 0 | 0 | 0 | 0 | 0 | 0 | 0 | 0 | 0 | 0 | 0 | 0 | 0 | 0 | 0 | 0 | 0 | 0 | 0 | 0 | 0 | 0 | 0 | 0 | 0 | 0 | 0 | 0 | 0 | 0
Commercial_College_Existing_Food Preparation_Natural Gas_Broiler_E10_Codes & Standards Forecast | Commercial | College | Existing | Food Preparation | Natural Gas | Broiler | E10 |  | Codes & Standards Forecast | 0 | 0 | 0 | 0 | 0 | 0 | 0 | 0 | 0 | 0 | 0 | 0 | 0 | 0 | 0 | 0 | 0 | 0 | 0 | 0 | 0 | 0 | 0 | 0 | 0 | 0 | 0 | 0 | 0 | 0 | 0 | 0 | 0
Commercial_College_Existing_Food Preparation_Natural Gas_Griddle_E1_Codes & Standards Forecast | Commercial | College | Existing | Food Preparation | Natural Gas | Griddle | E1 |  | Codes & Standards Forecast | 0 | 4593.2271 | 5940.6598 | 0 | 0 | 0 | 0 | 0 | 0 | 0 | 0 | 0 | 0 | 0 | 0 | 0 | 0 | 0 | 0 | 0 | 0 | 0 | 0 | 0 | 0 | 0 | 0 | 0 | 0 | 0 | 0 | 0 | 0
Commercial_College_Existing_Food Preparation_Natural Gas_Griddle_E2_Codes & Standards Forecast | Commercial | College | Existing | Food Preparation | Natural Gas | Griddle | E2 |  | Codes & Standards Forecast | 0 | 0 | 0 | 6993.7136 | 11049.0255 | 8540.1989 | 9075.1032 | 9498.8347 | 9832.9236 | 10095.0479 | 10299.5125 | 10458.0547 | 9241.4974 | 8535.7449 | 8183.2692 | 8691.0921 | 8607.57 | 9803.939 | 10031.4751 | 10209.3156 | 11154.167 | 10292.177 | 10404.8151 | 10228.3672 | 9926.6462 | 9598.6187 | 9421.5919 | 9252.3441 | 9002.1796 | 8975.8104 | 9078.5241 | 9563.2257 | 11449.3778
Commercial_College_Existing_Food Preparation_Natural Gas_Griddle_E3_Codes & Standards Forecast | Commercial | College | Existing | Food Preparation | Natural Gas | Griddle | E3 |  | Codes & Standards Forecast | 0 | 0 | 0 | 0 | 0 | 0 | 0 | 0 | 0 | 0 | 0 | 0 | 0 | 0 | 0 | 0 | 0 | 0 | 0 | 0 | 0 | 0 | 0 | 0 | 0 | 0 | 0 | 0 | 0 | 0 | 0 | 0 | 0
Commercial_College_Existing_Food Preparation_Natural Gas_Griddle_E4_Codes & Standards Forecast | Commercial | College | Existing | Food Preparation | Natural Gas | Griddle | E4 |  | Codes & Standards Forecast | 0 | 0 | 0 | 0 | 0 | 0 | 0 | 0 | 0 | 0 | 0 | 0 | 0 | 0 | 0 | 0 | 0 | 0 | 0 | 0 | 0 | 0 | 0 | 0 | 0 | 0 | 0 | 0 | 0 | 0 | 0 | 0 | 0
Commercial_College_Existing_Food Preparation_Natural Gas_Griddle_E5_Codes & Standards Forecast | Commercial | College | Existing | Food Preparation | Natural Gas | Griddle | E5 |  | Codes & Standards Forecast | 0 | 0 | 0 | 0 | 0 | 0 | 0 | 0 | 0 | 0 | 0 | 0 | 0 | 0 | 0 | 0 | 0 | 0 | 0 | 0 | 0 | 0 | 0 | 0 | 0 | 0 | 0 | 0 | 0 | 0 | 0 | 0 | 0
Commercial_College_Existing_Food Preparation_Natural Gas_Griddle_E6_Codes & Standards Forecast | Commercial | College | Existing | Food Preparation | Natural Gas | Griddle | E6 |  | Codes & Standards Forecast | 0 | 0 | 0 | 0 | 0 | 0 | 0 | 0 | 0 | 0 | 0 | 0 | 0 | 0 | 0 | 0 | 0 | 0 | 0 | 0 | 0 | 0 | 0 | 0 | 0 | 0 | 0 | 0 | 0 | 0 | 0 | 0 | 0
Commercial_College_Existing_Food Preparation_Natural Gas_Griddle_E7_Codes & Standards Forecast | Commercial | College | Existing | Food Preparation | Natural Gas | Griddle | E7 |  | Codes & Standards Forecast | 0 | 0 | 0 | 0 | 0 | 0 | 0 | 0 | 0 | 0 | 0 | 0 | 0 | 0 | 0 | 0 | 0 | 0 | 0 | 0 | 0 | 0 | 0 | 0 | 0 | 0 | 0 | 0 | 0 | 0 | 0 | 0 | 0
Commercial_College_Existing_Food Preparation_Natural Gas_Griddle_E8_Codes & Standards Forecast | Commercial | College | Existing | Food Preparation | Natural Gas | Griddle | E8 |  | Codes & Standards Forecast | 0 | 0 | 0 | 0 | 0 | 0 | 0 | 0 | 0 | 0 | 0 | 0 | 0 | 0 | 0 | 0 | 0 | 0 | 0 | 0 | 0 | 0 | 0 | 0 | 0 | 0 | 0 | 0 | 0 | 0 | 0 | 0 | 0
Commercial_College_Existing_Food Preparation_Natural Gas_Griddle_E9_Codes & Standards Forecast | Commercial | College | Existing | Food Preparation | Natural Gas | Griddle | E9 |  | Codes & Standards Forecast | 0 | 0 | 0 | 0 | 0 | 0 | 0 | 0 | 0 | 0 | 0 | 0 | 0 | 0 | 0 | 0 | 0 | 0 | 0 | 0 | 0 | 0 | 0 | 0 | 0 | 0 | 0 | 0 | 0 | 0 | 0 | 0 | 0
Commercial_College_Existing_Food Preparation_Natural Gas_Griddle_E10_Codes & Standards Forecast | Commercial | College | Existing | Food Preparation | Natural Gas | Griddle | E10 |  | Codes & Standards Forecast | 0 | 0 | 0 | 0 | 0 | 0 | 0 | 0 | 0 | 0 | 0 | 0 | 0 | 0 | 0 | 0 | 0 | 0 | 0 | 0 | 0 | 0 | 0 | 0 | 0 | 0 | 0 | 0 | 0 | 0 | 0 | 0 | 0
Commercial_College_Existing_Food Preparation_Natural Gas_Range_E1_Codes & Standards Forecast | Commercial | College | Existing | Food Preparation | Natural Gas | Range | E1 |  | Codes & Standards Forecast | 0 | 6813.2869 | 8811.9787 | 10374.0085 | 15602.3883 | 12667.9617 | 13461.4031 | 14089.9381 | 14585.5034 | 14974.321 | 13283.7285 | 12329.2283 | 11881.474 | 12545.2938 | 12501.4629 | 14347.4799 | 14736.7125 | 15041.0134 | 16279.2237 | 14870.2267 | 14504.8081 | 14083.0782 | 13843.0616 | 13615.8372 | 13267.2762 | 13252.1578 | 13428.4204 | 14095.3372 | 14170.4189 | 14639.8516 | 14560.789 | 14428.5174 | 16768.7012
Commercial_College_Existing_Food Preparation_Natural Gas_Range_E2_Codes & Standards Forecast | Commercial | College | Existing | Food Preparation | Natural Gas | Range | E2 |  | Codes & Standards Forecast | 0 | 0 | 0 | 0 | 0 | 0 | 0 | 0 | 0 | 0 | 0 | 0 | 0 | 0 | 0 | 0 | 0 | 0 | 0 | 0 | 0 | 0 | 0 | 0 | 0 | 0 | 0 | 0 | 0 | 0 | 0 | 0 | 0
Commercial_College_Existing_Food Preparation_Natural Gas_Range_E3_Codes & Standards Forecast | Commercial | College | Existing | Food Preparation | Natural Gas | Range | E3 |  | Codes & Standards Forecast | 0 | 0 | 0 | 0 | 0 | 0 | 0 | 0 | 0 | 0 | 0 | 0 | 0 | 0 | 0 | 0 | 0 | 0 | 0 | 0 | 0 | 0 | 0 | 0 | 0 | 0 | 0 | 0 | 0 | 0 | 0 | 0 | 0
Commercial_College_Existing_Food Preparation_Natural Gas_Range_E4_Codes & Standards Forecast | Commercial | College | Existing | Food Preparation | Natural Gas | Range | E4 |  | Codes & Standards Forecast | 0 | 0 | 0 | 0 | 0 | 0 | 0 | 0 | 0 | 0 | 0 | 0 | 0 | 0 | 0 | 0 | 0 | 0 | 0 | 0 | 0 | 0 | 0 | 0 | 0 | 0 | 0 | 0 | 0 | 0 | 0 | 0 | 0
Commercial_College_Existing_Food Preparation_Natural Gas_Range_E5_Codes & Standards Forecast | Commercial | College | Existing | Food Preparation | Natural Gas | Range | E5 |  | Codes & Standards Forecast | 0 | 0 | 0 | 0 | 0 | 0 | 0 | 0 | 0 | 0 | 0 | 0 | 0 | 0 | 0 | 0 | 0 | 0 | 0 | 0 | 0 | 0 | 0 | 0 | 0 | 0 | 0 | 0 | 0 | 0 | 0 | 0 | 0
Commercial_College_Existing_Food Preparation_Natural Gas_Range_E6_Codes & Standards Forecast | Commercial | College | Existing | Food Preparation | Natural Gas | Range | E6 |  | Codes & Standards Forecast | 0 | 0 | 0 | 0 | 0 | 0 | 0 | 0 | 0 | 0 | 0 | 0 | 0 | 0 | 0 | 0 | 0 | 0 | 0 | 0 | 0 | 0 | 0 | 0 | 0 | 0 | 0 | 0 | 0 | 0 | 0 | 0 | 0
Commercial_College_Existing_Food Preparation_Natural Gas_Range_E7_Codes & Standards Forecast | Commercial | College | Existing | Food Preparation | Natural Gas | Range | E7 |  | Codes & Standards Forecast | 0 | 0 | 0 | 0 | 0 | 0 | 0 | 0 | 0 | 0 | 0 | 0 | 0 | 0 | 0 | 0 | 0 | 0 | 0 | 0 | 0 | 0 | 0 | 0 | 0 | 0 | 0 | 0 | 0 | 0 | 0 | 0 | 0
Commercial_College_Existing_Food Preparation_Natural Gas_Range_E8_Codes & Standards Forecast | Commercial | College | Existing | Food Preparation | Natural Gas | Range | E8 |  | Codes & Standards Forecast | 0 | 0 | 0 | 0 | 0 | 0 | 0 | 0 | 0 | 0 | 0 | 0 | 0 | 0 | 0 | 0 | 0 | 0 | 0 | 0 | 0 | 0 | 0 | 0 | 0 | 0 | 0 | 0 | 0 | 0 | 0 | 0 | 0
Commercial_College_Existing_Food Preparation_Natural Gas_Range_E9_Codes & Standards Forecast | Commercial | College | Existing | Food Preparation | Natural Gas | Range | E9 |  | Codes & Standards Forecast | 0 | 0 | 0 | 0 | 0 | 0 | 0 | 0 | 0 | 0 | 0 | 0 | 0 | 0 | 0 | 0 | 0 | 0 | 0 | 0 | 0 | 0 | 0 | 0 | 0 | 0 | 0 | 0 | 0 | 0 | 0 | 0 | 0
Commercial_College_Existing_Food Preparation_Natural Gas_Range_E10_Codes & Standards Forecast | Commercial | College | Existing | Food Preparation | Natural Gas | Range | E10 |  | Codes & Standards Forecast | 0 | 0 | 0 | 0 | 0 | 0 | 0 | 0 | 0 | 0 | 0 | 0 | 0 | 0 | 0 | 0 | 0 | 0 | 0 | 0 | 0 | 0 | 0 | 0 | 0 | 0 | 0 | 0 | 0 | 0 | 0 | 0 | 0
Commercial_College_Existing_Food Preparation_Natural Gas_Steamer_E1_Codes & Standards Forecast | Commercial | College | Existing | Food Preparation | Natural Gas | Steamer | E1 |  | Codes & Standards Forecast | 0 | 2268.2603 | 2570.086 | 0 | 0 | 0 | 0 | 0 | 0 | 0 | 0 | 0 | 0 | 0 | 0 | 0 | 0 | 0 | 0 | 0 | 0 | 0 | 0 | 0 | 0 | 0 | 0 | 0 | 0 | 0 | 0 | 0 | 0
Commercial_College_Existing_Food Preparation_Natural Gas_Steamer_E2_Codes & Standards Forecast | Commercial | College | Existing | Food Preparation | Natural Gas | Steamer | E2 |  | Codes & Standards Forecast | 0 | 0 | 0 | 2831.0034 | 4491.9411 | 3287.0154 | 3472.6673 | 3636.8141 | 3781.4725 | 3908.669 | 3712.9776 | 3572.949 | 3478.428 | 3574.9575 | 3529.5622 | 3509.6713 | 3509.9467 | 3526.0463 | 3554.3873 | 4227.4213 | 4233.1395 | 4217.4646 | 4624.4194 | 4133.7657 | 4107.7536 | 4078.183 | 4047.9111 | 4018.997 | 3970.9221 | 3945.2139 | 3933.9971 | 4025.0257 | 4817.5252
Commercial_College_Existing_Food Preparation_Natural Gas_Steamer_E3_Codes & Standards Forecast | Commercial | College | Existing | Food Preparation | Natural Gas | Steamer | E3 |  | Codes & Standards Forecast | 0 | 0 | 0 | 0 | 0 | 0 | 0 | 0 | 0 | 0 | 0 | 0 | 0 | 0 | 0 | 0 | 0 | 0 | 0 | 0 | 0 | 0 | 0 | 0 | 0 | 0 | 0 | 0 | 0 | 0 | 0 | 0 | 0
Commercial_College_Existing_Food Preparation_Natural Gas_Steamer_E4_Codes & Standards Forecast | Commercial | College | Existing | Food Preparation | Natural Gas | Steamer | E4 |  | Codes & Standards Forecast | 0 | 0 | 0 | 0 | 0 | 0 | 0 | 0 | 0 | 0 | 0 | 0 | 0 | 0 | 0 | 0 | 0 | 0 | 0 | 0 | 0 | 0 | 0 | 0 | 0 | 0 | 0 | 0 | 0 | 0 | 0 | 0 | 0
Commercial_College_Existing_Food Preparation_Natural Gas_Steamer_E5_Codes & Standards Forecast | Commercial | College | Existing | Food Preparation | Natural Gas | Steamer | E5 |  | Codes & Standards Forecast | 0 | 0 | 0 | 0 | 0 | 0 | 0 | 0 | 0 | 0 | 0 | 0 | 0 | 0 | 0 | 0 | 0 | 0 | 0 | 0 | 0 | 0 | 0 | 0 | 0 | 0 | 0 | 0 | 0 | 0 | 0 | 0 | 0
Commercial_College_Existing_Food Preparation_Natural Gas_Steamer_E6_Codes & Standards Forecast | Commercial | College | Existing | Food Preparation | Natural Gas | Steamer | E6 |  | Codes & Standards Forecast | 0 | 0 | 0 | 0 | 0 | 0 | 0 | 0 | 0 | 0 | 0 | 0 | 0 | 0 | 0 | 0 | 0 | 0 | 0 | 0 | 0 | 0 | 0 | 0 | 0 | 0 | 0 | 0 | 0 | 0 | 0 | 0 | 0
Commercial_College_Existing_Food Preparation_Natural Gas_Steamer_E7_Codes & Standards Forecast | Commercial | College | Existing | Food Preparation | Natural Gas | Steamer | E7 |  | Codes & Standards Forecast | 0 | 0 | 0 | 0 | 0 | 0 | 0 | 0 | 0 | 0 | 0 | 0 | 0 | 0 | 0 | 0 | 0 | 0 | 0 | 0 | 0 | 0 | 0 | 0 | 0 | 0 | 0 | 0 | 0 | 0 | 0 | 0 | 0
Commercial_College_Existing_Food Preparation_Natural Gas_Steamer_E8_Codes & Standards Forecast | Commercial | College | Existing | Food Preparation | Natural Gas | Steamer | E8 |  | Codes & Standards Forecast | 0 | 0 | 0 | 0 | 0 | 0 | 0 | 0 | 0 | 0 | 0 | 0 | 0 | 0 | 0 | 0 | 0 | 0 | 0 | 0 | 0 | 0 | 0 | 0 | 0 | 0 | 0 | 0 | 0 | 0 | 0 | 0 | 0
Commercial_College_Existing_Food Preparation_Natural Gas_Steamer_E9_Codes & Standards Forecast | Commercial | College | Existing | Food Preparation | Natural Gas | Steamer | E9 |  | Codes & Standards Forecast | 0 | 0 | 0 | 0 | 0 | 0 | 0 | 0 | 0 | 0 | 0 | 0 | 0 | 0 | 0 | 0 | 0 | 0 | 0 | 0 | 0 | 0 | 0 | 0 | 0 | 0 | 0 | 0 | 0 | 0 | 0 | 0 | 0
Commercial_College_Existing_Food Preparation_Natural Gas_Steamer_E10_Codes & Standards Forecast | Commercial | College | Existing | Food Preparation | Natural Gas | Steamer | E10 |  | Codes & Standards Forecast | 0 | 0 | 0 | 0 | 0 | 0 | 0 | 0 | 0 | 0 | 0 | 0 | 0 | 0 | 0 | 0 | 0 | 0 | 0 | 0 | 0 | 0 | 0 | 0 | 0 | 0 | 0 | 0 | 0 | 0 | 0 | 0 | 0
Commercial_College_Existing_Food Preparation_Natural Gas_Food Prep Other_E1_Codes & Standards Forecast | Commercial | College | Existing | Food Preparation | Natural Gas | Food Prep Other | E1 |  | Codes & Standards Forecast | 0 | 306.2151 | 396.044 | 466.2476 | 701.2309 | 569.3466 | 605.0069 | 633.2556 | 655.5282 | 673.0032 | 597.0215 | 554.1226 | 533.9988 | 563.8334 | 561.8635 | 644.8306 | 662.3242 | 676.0006 | 731.6505 | 668.3248 | 651.9015 | 632.9473 | 622.1601 | 611.9477 | 596.2821 | 595.6026 | 603.5245 | 633.4983 | 636.8728 | 657.9709 | 654.4175 | 648.4727 | 753.6495
Commercial_College_Existing_Food Preparation_Natural Gas_Food Prep Other_E2_Codes & Standards Forecast | Commercial | College | Existing | Food Preparation | Natural Gas | Food Prep Other | E2 |  | Codes & Standards Forecast | 0 | 0 | 0 | 0 | 0 | 0 | 0 | 0 | 0 | 0 | 0 | 0 | 0 | 0 | 0 | 0 | 0 | 0 | 0 | 0 | 0 | 0 | 0 | 0 | 0 | 0 | 0 | 0 | 0 | 0 | 0 | 0 | 0
Commercial_College_Existing_Food Preparation_Natural Gas_Food Prep Other_E3_Codes & Standards Forecast | Commercial | College | Existing | Food Preparation | Natural Gas | Food Prep Other | E3 |  | Codes & Standards Forecast | 0 | 0 | 0 | 0 | 0 | 0 | 0 | 0 | 0 | 0 | 0 | 0 | 0 | 0 | 0 | 0 | 0 | 0 | 0 | 0 | 0 | 0 | 0 | 0 | 0 | 0 | 0 | 0 | 0 | 0 | 0 | 0 | 0
Commercial_College_Existing_Food Preparation_Natural Gas_Food Prep Other_E4_Codes & Standards Forecast | Commercial | College | Existing | Food Preparation | Natural Gas | Food Prep Other | E4 |  | Codes & Standards Forecast | 0 | 0 | 0 | 0 | 0 | 0 | 0 | 0 | 0 | 0 | 0 | 0 | 0 | 0 | 0 | 0 | 0 | 0 | 0 | 0 | 0 | 0 | 0 | 0 | 0 | 0 | 0 | 0 | 0 | 0 | 0 | 0 | 0
Commercial_College_Existing_Food Preparation_Natural Gas_Food Prep Other_E5_Codes & Standards Forecast | Commercial | College | Existing | Food Preparation | Natural Gas | Food Prep Other | E5 |  | Codes & Standards Forecast | 0 | 0 | 0 | 0 | 0 | 0 | 0 | 0 | 0 | 0 | 0 | 0 | 0 | 0 | 0 | 0 | 0 | 0 | 0 | 0 | 0 | 0 | 0 | 0 | 0 | 0 | 0 | 0 | 0 | 0 | 0 | 0 | 0
Commercial_College_Existing_Food Preparation_Natural Gas_Food Prep Other_E6_Codes & Standards Forecast | Commercial | College | Existing | Food Preparation | Natural Gas | Food Prep Other | E6 |  | Codes & Standards Forecast | 0 | 0 | 0 | 0 | 0 | 0 | 0 | 0 | 0 | 0 | 0 | 0 | 0 | 0 | 0 | 0 | 0 | 0 | 0 | 0 | 0 | 0 | 0 | 0 | 0 | 0 | 0 | 0 | 0 | 0 | 0 | 0 | 0
Commercial_College_Existing_Food Preparation_Natural Gas_Food Prep Other_E7_Codes & Standards Forecast | Commercial | College | Existing | Food Preparation | Natural Gas | Food Prep Other | E7 |  | Codes & Standards Forecast | 0 | 0 | 0 | 0 | 0 | 0 | 0 | 0 | 0 | 0 | 0 | 0 | 0 | 0 | 0 | 0 | 0 | 0 | 0 | 0 | 0 | 0 | 0 | 0 | 0 | 0 | 0 | 0 | 0 | 0 | 0 | 0 | 0
Commercial_College_Existing_Food Preparation_Natural Gas_Food Prep Other_E8_Codes & Standards Forecast | Commercial | College | Existing | Food Preparation | Natural Gas | Food Prep Other | E8 |  | Codes & Standards Forecast | 0 | 0 | 0 | 0 | 0 | 0 | 0 | 0 | 0 | 0 | 0 | 0 | 0 | 0 | 0 | 0 | 0 | 0 | 0 | 0 | 0 | 0 | 0 | 0 | 0 | 0 | 0 | 0 | 0 | 0 | 0 | 0 | 0
Commercial_College_Existing_Food Preparation_Natural Gas_Food Prep Other_E9_Codes & Standards Forecast | Commercial | College | Existing | Food Preparation | Natural Gas | Food Prep Other | E9 |  | Codes & Standards Forecast | 0 | 0 | 0 | 0 | 0 | 0 | 0 | 0 | 0 | 0 | 0 | 0 | 0 | 0 | 0 | 0 | 0 | 0 | 0 | 0 | 0 | 0 | 0 | 0 | 0 | 0 | 0 | 0 | 0 | 0 | 0 | 0 | 0
Commercial_College_Existing_Food Preparation_Natural Gas_Food Prep Other_E10_Codes & Standards Forecast | Commercial | College | Existing | Food Preparation | Natural Gas | Food Prep Other | E10 |  | Codes & Standards Forecast | 0 | 0 | 0 | 0 | 0 | 0 | 0 | 0 | 0 | 0 | 0 | 0 | 0 | 0 | 0 | 0 | 0 | 0 | 0 | 0 | 0 | 0 | 0 | 0 | 0 | 0 | 0 | 0 | 0 | 0 | 0 | 0 | 0
Commercial_College_Existing_Miscellaneous_Natural Gas_Pool Heater_E1_Codes & Standards Forecast | Commercial | College | Existing | Miscellaneous | Natural Gas | Pool Heater | E1 |  | Codes & Standards Forecast | 0 | 472.7709 | 611.4592 | 719.8477 | 973.4236 | 879.0241 | 794.5601 | 754.941 | 745.3332 | 787.5141 | 802.6183 | 918.6534 | 918.9419 | 910.0049 | 947.4357 | 891.7157 | 872.6104 | 868.8498 | 871.7953 | 894.9115 | 895.4499 | 918.0559 | 905.6839 | 894.003 | 901.1411 | 882.9959 | 882.3414 | 883.2762 | 883.399 | 890.0654 | 885.9771 | 888.2383 | 975.6098
Commercial_College_Existing_Miscellaneous_Natural Gas_Pool Heater_E2_Codes & Standards Forecast | Commercial | College | Existing | Miscellaneous | Natural Gas | Pool Heater | E2 |  | Codes & Standards Forecast | 0 | 0 | 0 | 0 | 0 | 0 | 0 | 0 | 0 | 0 | 0 | 0 | 0 | 0 | 0 | 0 | 0 | 0 | 0 | 0 | 0 | 0 | 0 | 0 | 0 | 0 | 0 | 0 | 0 | 0 | 0 | 0 | 0
Commercial_College_Existing_Miscellaneous_Natural Gas_Pool Heater_E3_Codes & Standards Forecast | Commercial | College | Existing | Miscellaneous | Natural Gas | Pool Heater | E3 |  | Codes & Standards Forecast | 0 | 0 | 0 | 0 | 0 | 0 | 0 | 0 | 0 | 0 | 0 | 0 | 0 | 0 | 0 | 0 | 0 | 0 | 0 | 0 | 0 | 0 | 0 | 0 | 0 | 0 | 0 | 0 | 0 | 0 | 0 | 0 | 0
Commercial_College_Existing_Miscellaneous_Natural Gas_Pool Heater_E4_Codes & Standards Forecast | Commercial | College | Existing | Miscellaneous | Natural Gas | Pool Heater | E4 |  | Codes & Standards Forecast | 0 | 0 | 0 | 0 | 0 | 0 | 0 | 0 | 0 | 0 | 0 | 0 | 0 | 0 | 0 | 0 | 0 | 0 | 0 | 0 | 0 | 0 | 0 | 0 | 0 | 0 | 0 | 0 | 0 | 0 | 0 | 0 | 0
Commercial_College_Existing_Miscellaneous_Natural Gas_Pool Heater_E5_Codes & Standards Forecast | Commercial | College | Existing | Miscellaneous | Natural Gas | Pool Heater | E5 |  | Codes & Standards Forecast | 0 | 0 | 0 | 0 | 0 | 0 | 0 | 0 | 0 | 0 | 0 | 0 | 0 | 0 | 0 | 0 | 0 | 0 | 0 | 0 | 0 | 0 | 0 | 0 | 0 | 0 | 0 | 0 | 0 | 0 | 0 | 0 | 0
Commercial_College_Existing_Miscellaneous_Natural Gas_Pool Heater_E6_Codes & Standards Forecast | Commercial | College | Existing | Miscellaneous | Natural Gas | Pool Heater | E6 |  | Codes & Standards Forecast | 0 | 0 | 0 | 0 | 0 | 0 | 0 | 0 | 0 | 0 | 0 | 0 | 0 | 0 | 0 | 0 | 0 | 0 | 0 | 0 | 0 | 0 | 0 | 0 | 0 | 0 | 0 | 0 | 0 | 0 | 0 | 0 | 0
Commercial_College_Existing_Miscellaneous_Natural Gas_Pool Heater_E7_Codes & Standards Forecast | Commercial | College | Existing | Miscellaneous | Natural Gas | Pool Heater | E7 |  | Codes & Standards Forecast | 0 | 0 | 0 | 0 | 0 | 0 | 0 | 0 | 0 | 0 | 0 | 0 | 0 | 0 | 0 | 0 | 0 | 0 | 0 | 0 | 0 | 0 | 0 | 0 | 0 | 0 | 0 | 0 | 0 | 0 | 0 | 0 | 0
Commercial_College_Existing_Miscellaneous_Natural Gas_Pool Heater_E8_Codes & Standards Forecast | Commercial | College | Existing | Miscellaneous | Natural Gas | Pool Heater | E8 |  | Codes & Standards Forecast | 0 | 0 | 0 | 0 | 0 | 0 | 0 | 0 | 0 | 0 | 0 | 0 | 0 | 0 | 0 | 0 | 0 | 0 | 0 | 0 | 0 | 0 | 0 | 0 | 0 | 0 | 0 | 0 | 0 | 0 | 0 | 0 | 0
Commercial_College_Existing_Miscellaneous_Natural Gas_Pool Heater_E9_Codes & Standards Forecast | Commercial | College | Existing | Miscellaneous | Natural Gas | Pool Heater | E9 |  | Codes & Standards Forecast | 0 | 0 | 0 | 0 | 0 | 0 | 0 | 0 | 0 | 0 | 0 | 0 | 0 | 0 | 0 | 0 | 0 | 0 | 0 | 0 | 0 | 0 | 0 | 0 | 0 | 0 | 0 | 0 | 0 | 0 | 0 | 0 | 0
Commercial_College_Existing_Miscellaneous_Natural Gas_Pool Heater_E10_Codes & Standards Forecast | Commercial | College | Existing | Miscellaneous | Natural Gas | Pool Heater | E10 |  | Codes & Standards Forecast | 0 | 0 | 0 | 0 | 0 | 0 | 0 | 0 | 0 | 0 | 0 | 0 | 0 | 0 | 0 | 0 | 0 | 0 | 0 | 0 | 0 | 0 | 0 | 0 | 0 | 0 | 0 | 0 | 0 | 0 | 0 | 0 | 0
Commercial_College_Existing_Miscellaneous_Natural Gas_Miscellaneous_E1_Codes & Standards Forecast | Commercial | College | Existing | Miscellaneous | Natural Gas | Miscellaneous | E1 |  | Codes & Standards Forecast | 0 | 50033.3668 | 59258.9364 | 66967.59 | 77952.8252 | 63499.9512 | 63817.4436 | 65639.1585 | 65156.7745 | 64792.4947 | 64739.2766 | 78815.6761 | 79311.9465 | 79340.3513 | 82188.4455 | 77500.6322 | 77691.3962 | 78685.7383 | 78216.8239 | 77880.9464 | 77826.7177 | 81748.9155 | 81185.3437 | 80559.7067 | 81384.5505 | 79857.0635 | 79851.0264 | 80191.1063 | 79845.3915 | 79584.3107 | 79487.5599 | 80490.2619 | 87814.7821
Commercial_College_Existing_Miscellaneous_Natural Gas_Miscellaneous_E2_Codes & Standards Forecast | Commercial | College | Existing | Miscellaneous | Natural Gas | Miscellaneous | E2 |  | Codes & Standards Forecast | 0 | 0 | 0 | 0 | 0 | 0 | 0 | 0 | 0 | 0 | 0 | 0 | 0 | 0 | 0 | 0 | 0 | 0 | 0 | 0 | 0 | 0 | 0 | 0 | 0 | 0 | 0 | 0 | 0 | 0 | 0 | 0 | 0
Commercial_College_Existing_Miscellaneous_Natural Gas_Miscellaneous_E3_Codes & Standards Forecast | Commercial | College | Existing | Miscellaneous | Natural Gas | Miscellaneous | E3 |  | Codes & Standards Forecast | 0 | 0 | 0 | 0 | 0 | 0 | 0 | 0 | 0 | 0 | 0 | 0 | 0 | 0 | 0 | 0 | 0 | 0 | 0 | 0 | 0 | 0 | 0 | 0 | 0 | 0 | 0 | 0 | 0 | 0 | 0 | 0 | 0
Commercial_College_Existing_Miscellaneous_Natural Gas_Miscellaneous_E4_Codes & Standards Forecast | Commercial | College | Existing | Miscellaneous | Natural Gas | Miscellaneous | E4 |  | Codes & Standards Forecast | 0 | 0 | 0 | 0 | 0 | 0 | 0 | 0 | 0 | 0 | 0 | 0 | 0 | 0 | 0 | 0 | 0 | 0 | 0 | 0 | 0 | 0 | 0 | 0 | 0 | 0 | 0 | 0 | 0 | 0 | 0 | 0 | 0
Commercial_College_Existing_Miscellaneous_Natural Gas_Miscellaneous_E5_Codes & Standards Forecast | Commercial | College | Existing | Miscellaneous | Natural Gas | Miscellaneous | E5 |  | Codes & Standards Forecast | 0 | 0 | 0 | 0 | 0 | 0 | 0 | 0 | 0 | 0 | 0 | 0 | 0 | 0 | 0 | 0 | 0 | 0 | 0 | 0 | 0 | 0 | 0 | 0 | 0 | 0 | 0 | 0 | 0 | 0 | 0 | 0 | 0
Commercial_College_Existing_Miscellaneous_Natural Gas_Miscellaneous_E6_Codes & Standards Forecast | Commercial | College | Existing | Miscellaneous | Natural Gas | Miscellaneous | E6 |  | Codes & Standards Forecast | 0 | 0 | 0 | 0 | 0 | 0 | 0 | 0 | 0 | 0 | 0 | 0 | 0 | 0 | 0 | 0 | 0 | 0 | 0 | 0 | 0 | 0 | 0 | 0 | 0 | 0 | 0 | 0 | 0 | 0 | 0 | 0 | 0
Commercial_College_Existing_Miscellaneous_Natural Gas_Miscellaneous_E7_Codes & Standards Forecast | Commercial | College | Existing | Miscellaneous | Natural Gas | Miscellaneous | E7 |  | Codes & Standards Forecast | 0 | 0 | 0 | 0 | 0 | 0 | 0 | 0 | 0 | 0 | 0 | 0 | 0 | 0 | 0 | 0 | 0 | 0 | 0 | 0 | 0 | 0 | 0 | 0 | 0 | 0 | 0 | 0 | 0 | 0 | 0 | 0 | 0
Commercial_College_Existing_Miscellaneous_Natural Gas_Miscellaneous_E8_Codes & Standards Forecast | Commercial | College | Existing | Miscellaneous | Natural Gas | Miscellaneous | E8 |  | Codes & Standards Forecast | 0 | 0 | 0 | 0 | 0 | 0 | 0 | 0 | 0 | 0 | 0 | 0 | 0 | 0 | 0 | 0 | 0 | 0 | 0 | 0 | 0 | 0 | 0 | 0 | 0 | 0 | 0 | 0 | 0 | 0 | 0 | 0 | 0
Commercial_College_Existing_Miscellaneous_Natural Gas_Miscellaneous_E9_Codes & Standards Forecast | Commercial | College | Existing | Miscellaneous | Natural Gas | Miscellaneous | E9 |  | Codes & Standards Forecast | 0 | 0 | 0 | 0 | 0 | 0 | 0 | 0 | 0 | 0 | 0 | 0 | 0 | 0 | 0 | 0 | 0 | 0 | 0 | 0 | 0 | 0 | 0 | 0 | 0 | 0 | 0 | 0 | 0 | 0 | 0 | 0 | 0
Commercial_College_Existing_Miscellaneous_Natural Gas_Miscellaneous_E10_Codes & Standards Forecast | Commercial | College | Existing | Miscellaneous | Natural Gas | Miscellaneous | E10 |  | Codes & Standards Forecast | 0 | 0 | 0 | 0 | 0 | 0 | 0 | 0 | 0 | 0 | 0 | 0 | 0 | 0 | 0 | 0 | 0 | 0 | 0 | 0 | 0 | 0 | 0 | 0 | 0 | 0 | 0 | 0 | 0 | 0 | 0 | 0 | 0
Commercial_College_New_Space Heating_Natural Gas_Furnace_E1_Codes & Standards Forecast | Commercial | College | New | Space Heating | Natural Gas | Furnace | E1 |  | Codes & Standards Forecast | 0 | 0 | 0 | 0 | 0 | 0 | 0 | 0 | 0 | 0 | 0 | 0 | 0 | 0 | 0 | 0 | 0 | 0 | 0 | 0 | 0 | 0 | 0 | 0 | 0 | 0 | 0 | 0 | 0 | 0 | 0 | 0 | 0
Commercial_College_New_Space Heating_Natural Gas_Furnace_E2_Codes & Standards Forecast | Commercial | College | New | Space Heating | Natural Gas | Furnace | E2 |  | Codes & Standards Forecast | 0 | 0 | 0 | 0 | 0 | 0 | 0 | 0 | 0 | 0 | 0 | 0 | 0 | 0 | 0 | 0 | 0 | 0 | 0 | 0 | 0 | 0 | 0 | 0 | 0 | 0 | 0 | 0 | 0 | 0 | 0 | 0 | 0
Commercial_College_New_Space Heating_Natural Gas_Furnace_E3_Codes & Standards Forecast | Commercial | College | New | Space Heating | Natural Gas | Furnace | E3 |  | Codes & Standards Forecast | 0 | 0 | 0 | 0 | 0 | 0 | 0 | 0 | 0 | 0 | 0 | 0 | 0 | 0 | 0 | 0 | 0 | 0 | 0 | 0 | 0 | 0 | 0 | 0 | 0 | 0 | 0 | 0 | 0 | 0 | 0 | 0 | 0
Commercial_College_New_Space Heating_Natural Gas_Furnace_E4_Codes & Standards Forecast | Commercial | College | New | Space Heating | Natural Gas | Furnace | E4 |  | Codes & Standards Forecast | 0 | 0 | 0 | 0 | 0 | 0 | 0 | 0 | 0 | 0 | 0 | 0 | 0 | 0 | 0 | 0 | 0 | 0 | 0 | 0 | 0 | 0 | 0 | 0 | 0 | 0 | 0 | 0 | 0 | 0 | 0 | 0 | 0
Commercial_College_New_Space Heating_Natural Gas_Furnace_E5_Codes & Standards Forecast | Commercial | College | New | Space Heating | Natural Gas | Furnace | E5 |  | Codes & Standards Forecast | 0 | 0 | 0 | 0 | 0 | 0 | 0 | 0 | 0 | 0 | 0 | 0 | 0 | 0 | 0 | 0 | 0 | 0 | 0 | 0 | 0 | 0 | 0 | 0 | 0 | 0 | 0 | 0 | 0 | 0 | 0 | 0 | 0
Commercial_College_New_Space Heating_Natural Gas_Furnace_E6_Codes & Standards Forecast | Commercial | College | New | Space Heating | Natural Gas | Furnace | E6 |  | Codes & Standards Forecast | 0 | 0 | 0 | 0 | 0 | 0 | 0 | 0 | 0 | 0 | 0 | 0 | 0 | 0 | 0 | 0 | 0 | 0 | 0 | 0 | 0 | 0 | 0 | 0 | 0 | 0 | 0 | 0 | 0 | 0 | 0 | 0 | 0
Commercial_College_New_Space Heating_Natural Gas_Furnace_E7_Codes & Standards Forecast | Commercial | College | New | Space Heating | Natural Gas | Furnace | E7 |  | Codes & Standards Forecast | 0 | 0 | 0 | 0 | 0 | 0 | 0 | 0 | 0 | 0 | 0 | 0 | 0 | 0 | 0 | 0 | 0 | 0 | 0 | 0 | 0 | 0 | 0 | 0 | 0 | 0 | 0 | 0 | 0 | 0 | 0 | 0 | 0
Commercial_College_New_Space Heating_Natural Gas_Furnace_E8_Codes & Standards Forecast | Commercial | College | New | Space Heating | Natural Gas | Furnace | E8 |  | Codes & Standards Forecast | 0 | 0 | 0 | 0 | 0 | 0 | 0 | 0 | 0 | 0 | 0 | 0 | 0 | 0 | 0 | 0 | 0 | 0 | 0 | 0 | 0 | 0 | 0 | 0 | 0 | 0 | 0 | 0 | 0 | 0 | 0 | 0 | 0
Commercial_College_New_Space Heating_Natural Gas_Furnace_E9_Codes & Standards Forecast | Commercial | College | New | Space Heating | Natural Gas | Furnace | E9 |  | Codes & Standards Forecast | 0 | 0 | 0 | 0 | 0 | 0 | 0 | 0 | 0 | 0 | 0 | 0 | 0 | 0 | 0 | 0 | 0 | 0 | 0 | 0 | 0 | 0 | 0 | 0 | 0 | 0 | 0 | 0 | 0 | 0 | 0 | 0 | 0
Commercial_College_New_Space Heating_Natural Gas_Furnace_E10_Codes & Standards Forecast | Commercial | College | New | Space Heating | Natural Gas | Furnace | E10 |  | Codes & Standards Forecast | 0 | 0 | 0 | 0 | 0 | 0 | 0 | 0 | 0 | 0 | 0 | 0 | 0 | 0 | 0 | 0 | 0 | 0 | 0 | 0 | 0 | 0 | 0 | 0 | 0 | 0 | 0 | 0 | 0 | 0 | 0 | 0 | 0
Commercial_College_New_Space Heating_Natural Gas_Boiler_E1_Codes & Standards Forecast | Commercial | College | New | Space Heating | Natural Gas | Boiler | E1 |  | Codes & Standards Forecast | 0 | 0 | 0 | 0 | 0 | 0 | 0 | 0 | 0 | 0 | 0 | 0 | 0 | 0 | 0 | 0 | 0 | 0 | 0 | 0 | 0 | 0 | 0 | 0 | 0 | 0 | 0 | 0 | 0 | 0 | 0 | 0 | 0
Commercial_College_New_Space Heating_Natural Gas_Boiler_E2_Codes & Standards Forecast | Commercial | College | New | Space Heating | Natural Gas | Boiler | E2 |  | Codes & Standards Forecast | 0 | 0 | 0 | 0 | 0 | 0 | 0 | 0 | 0 | 0 | 0 | 0 | 0 | 0 | 0 | 0 | 0 | 0 | 0 | 0 | 0 | 0 | 0 | 0 | 0 | 0 | 0 | 0 | 0 | 0 | 0 | 0 | 0
Commercial_College_New_Space Heating_Natural Gas_Boiler_E3_Codes & Standards Forecast | Commercial | College | New | Space Heating | Natural Gas | Boiler | E3 |  | Codes & Standards Forecast | 0 | 0 | 0 | 0 | 0 | 0 | 0 | 0 | 0 | 0 | 0 | 0 | 0 | 0 | 0 | 0 | 0 | 0 | 0 | 0 | 0 | 0 | 0 | 0 | 0 | 0 | 0 | 0 | 0 | 0 | 0 | 0 | 0
Commercial_College_New_Space Heating_Natural Gas_Boiler_E4_Codes & Standards Forecast | Commercial | College | New | Space Heating | Natural Gas | Boiler | E4 |  | Codes & Standards Forecast | 0 | 0 | 0 | 0 | 0 | 0 | 0 | 0 | 0 | 0 | 0 | 0 | 0 | 0 | 0 | 0 | 0 | 0 | 0 | 0 | 0 | 0 | 0 | 0 | 0 | 0 | 0 | 0 | 0 | 0 | 0 | 0 | 0
Commercial_College_New_Space Heating_Natural Gas_Boiler_E5_Codes & Standards Forecast | Commercial | College | New | Space Heating | Natural Gas | Boiler | E5 |  | Codes & Standards Forecast | 0 | 0 | 0 | 0 | 0 | 0 | 0 | 0 | 0 | 0 | 0 | 0 | 0 | 0 | 0 | 0 | 0 | 0 | 0 | 0 | 0 | 0 | 0 | 0 | 0 | 0 | 0 | 0 | 0 | 0 | 0 | 0 | 0
Commercial_College_New_Space Heating_Natural Gas_Boiler_E6_Codes & Standards Forecast | Commercial | College | New | Space Heating | Natural Gas | Boiler | E6 |  | Codes & Standards Forecast | 0 | 0 | 0 | 0 | 0 | 0 | 0 | 0 | 0 | 0 | 0 | 0 | 0 | 0 | 0 | 0 | 0 | 0 | 0 | 0 | 0 | 0 | 0 | 0 | 0 | 0 | 0 | 0 | 0 | 0 | 0 | 0 | 0
Commercial_College_New_Space Heating_Natural Gas_Boiler_E7_Codes & Standards Forecast | Commercial | College | New | Space Heating | Natural Gas | Boiler | E7 |  | Codes & Standards Forecast | 0 | 0 | 0 | 0 | 0 | 0 | 0 | 0 | 0 | 0 | 0 | 0 | 0 | 0 | 0 | 0 | 0 | 0 | 0 | 0 | 0 | 0 | 0 | 0 | 0 | 0 | 0 | 0 | 0 | 0 | 0 | 0 | 0
Commercial_College_New_Space Heating_Natural Gas_Boiler_E8_Codes & Standards Forecast | Commercial | College | New | Space Heating | Natural Gas | Boiler | E8 |  | Codes & Standards Forecast | 0 | 0 | 0 | 0 | 0 | 0 | 0 | 0 | 0 | 0 | 0 | 0 | 0 | 0 | 0 | 0 | 0 | 0 | 0 | 0 | 0 | 0 | 0 | 0 | 0 | 0 | 0 | 0 | 0 | 0 | 0 | 0 | 0
Commercial_College_New_Space Heating_Natural Gas_Boiler_E9_Codes & Standards Forecast | Commercial | College | New | Space Heating | Natural Gas | Boiler | E9 |  | Codes & Standards Forecast | 0 | 0 | 0 | 0 | 0 | 0 | 0 | 0 | 0 | 0 | 0 | 0 | 0 | 0 | 0 | 0 | 0 | 0 | 0 | 0 | 0 | 0 | 0 | 0 | 0 | 0 | 0 | 0 | 0 | 0 | 0 | 0 | 0
Commercial_College_New_Space Heating_Natural Gas_Boiler_E10_Codes & Standards Forecast | Commercial | College | New | Space Heating | Natural Gas | Boiler | E10 |  | Codes & Standards Forecast | 0 | 0 | 0 | 0 | 0 | 0 | 0 | 0 | 0 | 0 | 0 | 0 | 0 | 0 | 0 | 0 | 0 | 0 | 0 | 0 | 0 | 0 | 0 | 0 | 0 | 0 | 0 | 0 | 0 | 0 | 0 | 0 | 0
Commercial_College_New_Space Heating_Natural Gas_Unit Heater_E1_Codes & Standards Forecast | Commercial | College | New | Space Heating | Natural Gas | Unit Heater | E1 |  | Codes & Standards Forecast | 0 | 0 | 0 | 0 | 0 | 0 | 0 | 0 | 0 | 0 | 0 | 0 | 0 | 0 | 0 | 0 | 0 | 0 | 0 | 0 | 0 | 0 | 0 | 0 | 0 | 0 | 0 | 0 | 0 | 0 | 0 | 0 | 0
Commercial_College_New_Space Heating_Natural Gas_Unit Heater_E2_Codes & Standards Forecast | Commercial | College | New | Space Heating | Natural Gas | Unit Heater | E2 |  | Codes & Standards Forecast | 0 | 0 | 0 | 0 | 0 | 0 | 0 | 0 | 0 | 0 | 0 | 0 | 0 | 0 | 0 | 0 | 0 | 0 | 0 | 0 | 0 | 0 | 0 | 0 | 0 | 0 | 0 | 0 | 0 | 0 | 0 | 0 | 0
Commercial_College_New_Space Heating_Natural Gas_Unit Heater_E3_Codes & Standards Forecast | Commercial | College | New | Space Heating | Natural Gas | Unit Heater | E3 |  | Codes & Standards Forecast | 0 | 0 | 0 | 0 | 0 | 0 | 0 | 0 | 0 | 0 | 0 | 0 | 0 | 0 | 0 | 0 | 0 | 0 | 0 | 0 | 0 | 0 | 0 | 0 | 0 | 0 | 0 | 0 | 0 | 0 | 0 | 0 | 0
Commercial_College_New_Space Heating_Natural Gas_Unit Heater_E4_Codes & Standards Forecast | Commercial | College | New | Space Heating | Natural Gas | Unit Heater | E4 |  | Codes & Standards Forecast | 0 | 0 | 0 | 0 | 0 | 0 | 0 | 0 | 0 | 0 | 0 | 0 | 0 | 0 | 0 | 0 | 0 | 0 | 0 | 0 | 0 | 0 | 0 | 0 | 0 | 0 | 0 | 0 | 0 | 0 | 0 | 0 | 0
Commercial_College_New_Space Heating_Natural Gas_Unit Heater_E5_Codes & Standards Forecast | Commercial | College | New | Space Heating | Natural Gas | Unit Heater | E5 |  | Codes & Standards Forecast | 0 | 0 | 0 | 0 | 0 | 0 | 0 | 0 | 0 | 0 | 0 | 0 | 0 | 0 | 0 | 0 | 0 | 0 | 0 | 0 | 0 | 0 | 0 | 0 | 0 | 0 | 0 | 0 | 0 | 0 | 0 | 0 | 0
Commercial_College_New_Space Heating_Natural Gas_Unit Heater_E6_Codes & Standards Forecast | Commercial | College | New | Space Heating | Natural Gas | Unit Heater | E6 |  | Codes & Standards Forecast | 0 | 0 | 0 | 0 | 0 | 0 | 0 | 0 | 0 | 0 | 0 | 0 | 0 | 0 | 0 | 0 | 0 | 0 | 0 | 0 | 0 | 0 | 0 | 0 | 0 | 0 | 0 | 0 | 0 | 0 | 0 | 0 | 0
Commercial_College_New_Space Heating_Natural Gas_Unit Heater_E7_Codes & Standards Forecast | Commercial | College | New | Space Heating | Natural Gas | Unit Heater | E7 |  | Codes & Standards Forecast | 0 | 0 | 0 | 0 | 0 | 0 | 0 | 0 | 0 | 0 | 0 | 0 | 0 | 0 | 0 | 0 | 0 | 0 | 0 | 0 | 0 | 0 | 0 | 0 | 0 | 0 | 0 | 0 | 0 | 0 | 0 | 0 | 0
Commercial_College_New_Space Heating_Natural Gas_Unit Heater_E8_Codes & Standards Forecast | Commercial | College | New | Space Heating | Natural Gas | Unit Heater | E8 |  | Codes & Standards Forecast | 0 | 0 | 0 | 0 | 0 | 0 | 0 | 0 | 0 | 0 | 0 | 0 | 0 | 0 | 0 | 0 | 0 | 0 | 0 | 0 | 0 | 0 | 0 | 0 | 0 | 0 | 0 | 0 | 0 | 0 | 0 | 0 | 0
Commercial_College_New_Space Heating_Natural Gas_Unit Heater_E9_Codes & Standards Forecast | Commercial | College | New | Space Heating | Natural Gas | Unit Heater | E9 |  | Codes & Standards Forecast | 0 | 0 | 0 | 0 | 0 | 0 | 0 | 0 | 0 | 0 | 0 | 0 | 0 | 0 | 0 | 0 | 0 | 0 | 0 | 0 | 0 | 0 | 0 | 0 | 0 | 0 | 0 | 0 | 0 | 0 | 0 | 0 | 0
Commercial_College_New_Space Heating_Natural Gas_Unit Heater_E10_Codes & Standards Forecast | Commercial | College | New | Space Heating | Natural Gas | Unit Heater | E10 |  | Codes & Standards Forecast | 0 | 0 | 0 | 0 | 0 | 0 | 0 | 0 | 0 | 0 | 0 | 0 | 0 | 0 | 0 | 0 | 0 | 0 | 0 | 0 | 0 | 0 | 0 | 0 | 0 | 0 | 0 | 0 | 0 | 0 | 0 | 0 | 0
Commercial_College_New_Water Heating_Natural Gas_Water Heater_E1_Codes & Standards Forecast | Commercial | College | New | Water Heating | Natural Gas | Water Heater | E1 |  | Codes & Standards Forecast | 0 | 0 | 0 | 0 | 0 | 0 | 0 | 0 | 0 | 0 | 0 | 0 | 0 | 0 | 0 | 0 | 0 | 0 | 0 | 0 | 0 | 0 | 0 | 0 | 0 | 0 | 0 | 0 | 0 | 0 | 0 | 0 | 0
Commercial_College_New_Water Heating_Natural Gas_Water Heater_E2_Codes & Standards Forecast | Commercial | College | New | Water Heating | Natural Gas | Water Heater | E2 |  | Codes & Standards Forecast | 0 | 0 | 0 | 0 | 0 | 0 | 0 | 0 | 0 | 0 | 0 | 0 | 0 | 0 | 0 | 0 | 0 | 0 | 0 | 0 | 0 | 0 | 0 | 0 | 0 | 0 | 0 | 0 | 0 | 0 | 0 | 0 | 0
Commercial_College_New_Water Heating_Natural Gas_Water Heater_E3_Codes & Standards Forecast | Commercial | College | New | Water Heating | Natural Gas | Water Heater | E3 |  | Codes & Standards Forecast | 0 | 0 | 0 | 0 | 0 | 0 | 0 | 0 | 0 | 0 | 0 | 0 | 0 | 0 | 0 | 0 | 0 | 0 | 0 | 0 | 0 | 0 | 0 | 0 | 0 | 0 | 0 | 0 | 0 | 0 | 0 | 0 | 0
Commercial_College_New_Water Heating_Natural Gas_Water Heater_E4_Codes & Standards Forecast | Commercial | College | New | Water Heating | Natural Gas | Water Heater | E4 |  | Codes & Standards Forecast | 0 | 0 | 0 | 0 | 0 | 0 | 0 | 0 | 0 | 0 | 0 | 0 | 0 | 0 | 0 | 0 | 0 | 0 | 0 | 0 | 0 | 0 | 0 | 0 | 0 | 0 | 0 | 0 | 0 | 0 | 0 | 0 | 0
Commercial_College_New_Water Heating_Natural Gas_Water Heater_E5_Codes & Standards Forecast | Commercial | College | New | Water Heating | Natural Gas | Water Heater | E5 |  | Codes & Standards Forecast | 0 | 0 | 0 | 0 | 0 | 0 | 0 | 0 | 0 | 0 | 0 | 0 | 0 | 0 | 0 | 0 | 0 | 0 | 0 | 0 | 0 | 0 | 0 | 0 | 0 | 0 | 0 | 0 | 0 | 0 | 0 | 0 | 0
Commercial_College_New_Water Heating_Natural Gas_Water Heater_E6_Codes & Standards Forecast | Commercial | College | New | Water Heating | Natural Gas | Water Heater | E6 |  | Codes & Standards Forecast | 0 | 0 | 0 | 0 | 0 | 0 | 0 | 0 | 0 | 0 | 0 | 0 | 0 | 0 | 0 | 0 | 0 | 0 | 0 | 0 | 0 | 0 | 0 | 0 | 0 | 0 | 0 | 0 | 0 | 0 | 0 | 0 | 0
Commercial_College_New_Water Heating_Natural Gas_Water Heater_E7_Codes & Standards Forecast | Commercial | College | New | Water Heating | Natural Gas | Water Heater | E7 |  | Codes & Standards Forecast | 0 | 0 | 0 | 0 | 0 | 0 | 0 | 0 | 0 | 0 | 0 | 0 | 0 | 0 | 0 | 0 | 0 | 0 | 0 | 0 | 0 | 0 | 0 | 0 | 0 | 0 | 0 | 0 | 0 | 0 | 0 | 0 | 0
Commercial_College_New_Water Heating_Natural Gas_Water Heater_E8_Codes & Standards Forecast | Commercial | College | New | Water Heating | Natural Gas | Water Heater | E8 |  | Codes & Standards Forecast | 0 | 0 | 0 | 0 | 0 | 0 | 0 | 0 | 0 | 0 | 0 | 0 | 0 | 0 | 0 | 0 | 0 | 0 | 0 | 0 | 0 | 0 | 0 | 0 | 0 | 0 | 0 | 0 | 0 | 0 | 0 | 0 | 0
Commercial_College_New_Water Heating_Natural Gas_Water Heater_E9_Codes & Standards Forecast | Commercial | College | New | Water Heating | Natural Gas | Water Heater | E9 |  | Codes & Standards Forecast | 0 | 0 | 0 | 0 | 0 | 0 | 0 | 0 | 0 | 0 | 0 | 0 | 0 | 0 | 0 | 0 | 0 | 0 | 0 | 0 | 0 | 0 | 0 | 0 | 0 | 0 | 0 | 0 | 0 | 0 | 0 | 0 | 0
Commercial_College_New_Water Heating_Natural Gas_Water Heater_E10_Codes & Standards Forecast | Commercial | College | New | Water Heating | Natural Gas | Water Heater | E10 |  | Codes & Standards Forecast | 0 | 0 | 0 | 0 | 0 | 0 | 0 | 0 | 0 | 0 | 0 | 0 | 0 | 0 | 0 | 0 | 0 | 0 | 0 | 0 | 0 | 0 | 0 | 0 | 0 | 0 | 0 | 0 | 0 | 0 | 0 | 0 | 0
Commercial_College_New_Food Preparation_Natural Gas_Oven_E1_Codes & Standards Forecast | Commercial | College | New | Food Preparation | Natural Gas | Oven | E1 |  | Codes & Standards Forecast | 0 | 194.2055 | 936.7255 | 598.6332 | 715.755 | 737.651 | 741.3578 | 641.6428 | 632.6505 | 647.4586 | 690.3653 | 836.0929 | 895.1359 | 963.6085 | 1032.536 | 1087.9094 | 1176.9027 | 1384.6788 | 1246.393 | 1266.6641 | 1297.6083 | 1339.6297 | 1355.1282 | 1404.7668 | 1463.2223 | 1530.9227 | 1651.6241 | 1703.3888 | 1754.9039 | 1802.2032 | 1848.3233 | 1895.3383 | 1616.6437
Commercial_College_New_Food Preparation_Natural Gas_Oven_E2_Codes & Standards Forecast | Commercial | College | New | Food Preparation | Natural Gas | Oven | E2 |  | Codes & Standards Forecast | 0 | 0 | 0 | 0 | 0 | 0 | 0 | 0 | 0 | 0 | 0 | 0 | 0 | 0 | 0 | 0 | 0 | 0 | 0 | 0 | 0 | 0 | 0 | 0 | 0 | 0 | 0 | 0 | 0 | 0 | 0 | 0 | 0
Commercial_College_New_Food Preparation_Natural Gas_Oven_E3_Codes & Standards Forecast | Commercial | College | New | Food Preparation | Natural Gas | Oven | E3 |  | Codes & Standards Forecast | 0 | 0 | 0 | 0 | 0 | 0 | 0 | 0 | 0 | 0 | 0 | 0 | 0 | 0 | 0 | 0 | 0 | 0 | 0 | 0 | 0 | 0 | 0 | 0 | 0 | 0 | 0 | 0 | 0 | 0 | 0 | 0 | 0
Commercial_College_New_Food Preparation_Natural Gas_Oven_E4_Codes & Standards Forecast | Commercial | College | New | Food Preparation | Natural Gas | Oven | E4 |  | Codes & Standards Forecast | 0 | 0 | 0 | 0 | 0 | 0 | 0 | 0 | 0 | 0 | 0 | 0 | 0 | 0 | 0 | 0 | 0 | 0 | 0 | 0 | 0 | 0 | 0 | 0 | 0 | 0 | 0 | 0 | 0 | 0 | 0 | 0 | 0
Commercial_College_New_Food Preparation_Natural Gas_Oven_E5_Codes & Standards Forecast | Commercial | College | New | Food Preparation | Natural Gas | Oven | E5 |  | Codes & Standards Forecast | 0 | 0 | 0 | 0 | 0 | 0 | 0 | 0 | 0 | 0 | 0 | 0 | 0 | 0 | 0 | 0 | 0 | 0 | 0 | 0 | 0 | 0 | 0 | 0 | 0 | 0 | 0 | 0 | 0 | 0 | 0 | 0 | 0
Commercial_College_New_Food Preparation_Natural Gas_Oven_E6_Codes & Standards Forecast | Commercial | College | New | Food Preparation | Natural Gas | Oven | E6 |  | Codes & Standards Forecast | 0 | 0 | 0 | 0 | 0 | 0 | 0 | 0 | 0 | 0 | 0 | 0 | 0 | 0 | 0 | 0 | 0 | 0 | 0 | 0 | 0 | 0 | 0 | 0 | 0 | 0 | 0 | 0 | 0 | 0 | 0 | 0 | 0
Commercial_College_New_Food Preparation_Natural Gas_Oven_E7_Codes & Standards Forecast | Commercial | College | New | Food Preparation | Natural Gas | Oven | E7 |  | Codes & Standards Forecast | 0 | 0 | 0 | 0 | 0 | 0 | 0 | 0 | 0 | 0 | 0 | 0 | 0 | 0 | 0 | 0 | 0 | 0 | 0 | 0 | 0 | 0 | 0 | 0 | 0 | 0 | 0 | 0 | 0 | 0 | 0 | 0 | 0
Commercial_College_New_Food Preparation_Natural Gas_Oven_E8_Codes & Standards Forecast | Commercial | College | New | Food Preparation | Natural Gas | Oven | E8 |  | Codes & Standards Forecast | 0 | 0 | 0 | 0 | 0 | 0 | 0 | 0 | 0 | 0 | 0 | 0 | 0 | 0 | 0 | 0 | 0 | 0 | 0 | 0 | 0 | 0 | 0 | 0 | 0 | 0 | 0 | 0 | 0 | 0 | 0 | 0 | 0
Commercial_College_New_Food Preparation_Natural Gas_Oven_E9_Codes & Standards Forecast | Commercial | College | New | Food Preparation | Natural Gas | Oven | E9 |  | Codes & Standards Forecast | 0 | 0 | 0 | 0 | 0 | 0 | 0 | 0 | 0 | 0 | 0 | 0 | 0 | 0 | 0 | 0 | 0 | 0 | 0 | 0 | 0 | 0 | 0 | 0 | 0 | 0 | 0 | 0 | 0 | 0 | 0 | 0 | 0
Commercial_College_New_Food Preparation_Natural Gas_Oven_E10_Codes & Standards Forecast | Commercial | College | New | Food Preparation | Natural Gas | Oven | E10 |  | Codes & Standards Forecast | 0 | 0 | 0 | 0 | 0 | 0 | 0 | 0 | 0 | 0 | 0 | 0 | 0 | 0 | 0 | 0 | 0 | 0 | 0 | 0 | 0 | 0 | 0 | 0 | 0 | 0 | 0 | 0 | 0 | 0 | 0 | 0 | 0
Commercial_College_New_Food Preparation_Natural Gas_Conveyor Oven_E1_Codes & Standards Forecast | Commercial | College | New | Food Preparation | Natural Gas | Conveyor Oven | E1 |  | Codes & Standards Forecast | 0 | 97.1028 | 468.3627 | 299.3166 | 357.8775 | 368.8255 | 370.6789 | 320.8214 | 316.3252 | 323.7293 | 328.9989 | 326.4995 | 321.3927 | 317.012 | 317.4702 | 316.5101 | 318.3443 | 330.338 | 407.7767 | 436.1648 | 478.4362 | 520.1827 | 578.5665 | 687.257 | 632.3869 | 647.9022 | 649.3956 | 646.9561 | 631.6182 | 629.951 | 633.5924 | 634.1387 | 453.265
Commercial_College_New_Food Preparation_Natural Gas_Conveyor Oven_E2_Codes & Standards Forecast | Commercial | College | New | Food Preparation | Natural Gas | Conveyor Oven | E2 |  | Codes & Standards Forecast | 0 | 0 | 0 | 0 | 0 | 0 | 0 | 0 | 0 | 0 | 0 | 0 | 0 | 0 | 0 | 0 | 0 | 0 | 0 | 0 | 0 | 0 | 0 | 0 | 0 | 0 | 0 | 0 | 0 | 0 | 0 | 0 | 0
Commercial_College_New_Food Preparation_Natural Gas_Conveyor Oven_E3_Codes & Standards Forecast | Commercial | College | New | Food Preparation | Natural Gas | Conveyor Oven | E3 |  | Codes & Standards Forecast | 0 | 0 | 0 | 0 | 0 | 0 | 0 | 0 | 0 | 0 | 0 | 0 | 0 | 0 | 0 | 0 | 0 | 0 | 0 | 0 | 0 | 0 | 0 | 0 | 0 | 0 | 0 | 0 | 0 | 0 | 0 | 0 | 0
Commercial_College_New_Food Preparation_Natural Gas_Conveyor Oven_E4_Codes & Standards Forecast | Commercial | College | New | Food Preparation | Natural Gas | Conveyor Oven | E4 |  | Codes & Standards Forecast | 0 | 0 | 0 | 0 | 0 | 0 | 0 | 0 | 0 | 0 | 0 | 0 | 0 | 0 | 0 | 0 | 0 | 0 | 0 | 0 | 0 | 0 | 0 | 0 | 0 | 0 | 0 | 0 | 0 | 0 | 0 | 0 | 0
Commercial_College_New_Food Preparation_Natural Gas_Conveyor Oven_E5_Codes & Standards Forecast | Commercial | College | New | Food Preparation | Natural Gas | Conveyor Oven | E5 |  | Codes & Standards Forecast | 0 | 0 | 0 | 0 | 0 | 0 | 0 | 0 | 0 | 0 | 0 | 0 | 0 | 0 | 0 | 0 | 0 | 0 | 0 | 0 | 0 | 0 | 0 | 0 | 0 | 0 | 0 | 0 | 0 | 0 | 0 | 0 | 0
Commercial_College_New_Food Preparation_Natural Gas_Conveyor Oven_E6_Codes & Standards Forecast | Commercial | College | New | Food Preparation | Natural Gas | Conveyor Oven | E6 |  | Codes & Standards Forecast | 0 | 0 | 0 | 0 | 0 | 0 | 0 | 0 | 0 | 0 | 0 | 0 | 0 | 0 | 0 | 0 | 0 | 0 | 0 | 0 | 0 | 0 | 0 | 0 | 0 | 0 | 0 | 0 | 0 | 0 | 0 | 0 | 0
Commercial_College_New_Food Preparation_Natural Gas_Conveyor Oven_E7_Codes & Standards Forecast | Commercial | College | New | Food Preparation | Natural Gas | Conveyor Oven | E7 |  | Codes & Standards Forecast | 0 | 0 | 0 | 0 | 0 | 0 | 0 | 0 | 0 | 0 | 0 | 0 | 0 | 0 | 0 | 0 | 0 | 0 | 0 | 0 | 0 | 0 | 0 | 0 | 0 | 0 | 0 | 0 | 0 | 0 | 0 | 0 | 0
Commercial_College_New_Food Preparation_Natural Gas_Conveyor Oven_E8_Codes & Standards Forecast | Commercial | College | New | Food Preparation | Natural Gas | Conveyor Oven | E8 |  | Codes & Standards Forecast | 0 | 0 | 0 | 0 | 0 | 0 | 0 | 0 | 0 | 0 | 0 | 0 | 0 | 0 | 0 | 0 | 0 | 0 | 0 | 0 | 0 | 0 | 0 | 0 | 0 | 0 | 0 | 0 | 0 | 0 | 0 | 0 | 0
Commercial_College_New_Food Preparation_Natural Gas_Conveyor Oven_E9_Codes & Standards Forecast | Commercial | College | New | Food Preparation | Natural Gas | Conveyor Oven | E9 |  | Codes & Standards Forecast | 0 | 0 | 0 | 0 | 0 | 0 | 0 | 0 | 0 | 0 | 0 | 0 | 0 | 0 | 0 | 0 | 0 | 0 | 0 | 0 | 0 | 0 | 0 | 0 | 0 | 0 | 0 | 0 | 0 | 0 | 0 | 0 | 0
Commercial_College_New_Food Preparation_Natural Gas_Conveyor Oven_E10_Codes & Standards Forecast | Commercial | College | New | Food Preparation | Natural Gas | Conveyor Oven | E10 |  | Codes & Standards Forecast | 0 | 0 | 0 | 0 | 0 | 0 | 0 | 0 | 0 | 0 | 0 | 0 | 0 | 0 | 0 | 0 | 0 | 0 | 0 | 0 | 0 | 0 | 0 | 0 | 0 | 0 | 0 | 0 | 0 | 0 | 0 | 0 | 0
Commercial_College_New_Food Preparation_Natural Gas_Double Rack Oven_E1_Codes & Standards Forecast | Commercial | College | New | Food Preparation | Natural Gas | Double Rack Oven | E1 |  | Codes & Standards Forecast | 0 | 97.1028 | 468.3627 | 299.3166 | 357.8775 | 368.8255 | 370.6789 | 320.8214 | 316.3252 | 323.7293 | 328.9989 | 326.4995 | 340.8133 | 426.221 | 464.7007 | 505.87 | 543.5973 | 590.7106 | 683.89 | 616.1428 | 630.9403 | 637.0906 | 638.2879 | 628.6391 | 650.6075 | 677.2626 | 706.7695 | 735.1337 | 772.8459 | 839.8766 | 869.4137 | 895.0926 | 736.3227
Commercial_College_New_Food Preparation_Natural Gas_Double Rack Oven_E2_Codes & Standards Forecast | Commercial | College | New | Food Preparation | Natural Gas | Double Rack Oven | E2 |  | Codes & Standards Forecast | 0 | 0 | 0 | 0 | 0 | 0 | 0 | 0 | 0 | 0 | 0 | 0 | 0 | 0 | 0 | 0 | 0 | 0 | 0 | 0 | 0 | 0 | 0 | 0 | 0 | 0 | 0 | 0 | 0 | 0 | 0 | 0 | 0
Commercial_College_New_Food Preparation_Natural Gas_Double Rack Oven_E3_Codes & Standards Forecast | Commercial | College | New | Food Preparation | Natural Gas | Double Rack Oven | E3 |  | Codes & Standards Forecast | 0 | 0 | 0 | 0 | 0 | 0 | 0 | 0 | 0 | 0 | 0 | 0 | 0 | 0 | 0 | 0 | 0 | 0 | 0 | 0 | 0 | 0 | 0 | 0 | 0 | 0 | 0 | 0 | 0 | 0 | 0 | 0 | 0
Commercial_College_New_Food Preparation_Natural Gas_Double Rack Oven_E4_Codes & Standards Forecast | Commercial | College | New | Food Preparation | Natural Gas | Double Rack Oven | E4 |  | Codes & Standards Forecast | 0 | 0 | 0 | 0 | 0 | 0 | 0 | 0 | 0 | 0 | 0 | 0 | 0 | 0 | 0 | 0 | 0 | 0 | 0 | 0 | 0 | 0 | 0 | 0 | 0 | 0 | 0 | 0 | 0 | 0 | 0 | 0 | 0
Commercial_College_New_Food Preparation_Natural Gas_Double Rack Oven_E5_Codes & Standards Forecast | Commercial | College | New | Food Preparation | Natural Gas | Double Rack Oven | E5 |  | Codes & Standards Forecast | 0 | 0 | 0 | 0 | 0 | 0 | 0 | 0 | 0 | 0 | 0 | 0 | 0 | 0 | 0 | 0 | 0 | 0 | 0 | 0 | 0 | 0 | 0 | 0 | 0 | 0 | 0 | 0 | 0 | 0 | 0 | 0 | 0
Commercial_College_New_Food Preparation_Natural Gas_Double Rack Oven_E6_Codes & Standards Forecast | Commercial | College | New | Food Preparation | Natural Gas | Double Rack Oven | E6 |  | Codes & Standards Forecast | 0 | 0 | 0 | 0 | 0 | 0 | 0 | 0 | 0 | 0 | 0 | 0 | 0 | 0 | 0 | 0 | 0 | 0 | 0 | 0 | 0 | 0 | 0 | 0 | 0 | 0 | 0 | 0 | 0 | 0 | 0 | 0 | 0
Commercial_College_New_Food Preparation_Natural Gas_Double Rack Oven_E7_Codes & Standards Forecast | Commercial | College | New | Food Preparation | Natural Gas | Double Rack Oven | E7 |  | Codes & Standards Forecast | 0 | 0 | 0 | 0 | 0 | 0 | 0 | 0 | 0 | 0 | 0 | 0 | 0 | 0 | 0 | 0 | 0 | 0 | 0 | 0 | 0 | 0 | 0 | 0 | 0 | 0 | 0 | 0 | 0 | 0 | 0 | 0 | 0
Commercial_College_New_Food Preparation_Natural Gas_Double Rack Oven_E8_Codes & Standards Forecast | Commercial | College | New | Food Preparation | Natural Gas | Double Rack Oven | E8 |  | Codes & Standards Forecast | 0 | 0 | 0 | 0 | 0 | 0 | 0 | 0 | 0 | 0 | 0 | 0 | 0 | 0 | 0 | 0 | 0 | 0 | 0 | 0 | 0 | 0 | 0 | 0 | 0 | 0 | 0 | 0 | 0 | 0 | 0 | 0 | 0
Commercial_College_New_Food Preparation_Natural Gas_Double Rack Oven_E9_Codes & Standards Forecast | Commercial | College | New | Food Preparation | Natural Gas | Double Rack Oven | E9 |  | Codes & Standards Forecast | 0 | 0 | 0 | 0 | 0 | 0 | 0 | 0 | 0 | 0 | 0 | 0 | 0 | 0 | 0 | 0 | 0 | 0 | 0 | 0 | 0 | 0 | 0 | 0 | 0 | 0 | 0 | 0 | 0 | 0 | 0 | 0 | 0
Commercial_College_New_Food Preparation_Natural Gas_Double Rack Oven_E10_Codes & Standards Forecast | Commercial | College | New | Food Preparation | Natural Gas | Double Rack Oven | E10 |  | Codes & Standards Forecast | 0 | 0 | 0 | 0 | 0 | 0 | 0 | 0 | 0 | 0 | 0 | 0 | 0 | 0 | 0 | 0 | 0 | 0 | 0 | 0 | 0 | 0 | 0 | 0 | 0 | 0 | 0 | 0 | 0 | 0 | 0 | 0 | 0
Commercial_College_New_Food Preparation_Natural Gas_Fryer_E1_Codes & Standards Forecast | Commercial | College | New | Food Preparation | Natural Gas | Fryer | E1 |  | Codes & Standards Forecast | 0 | 251.3248 | 1212.233 | 0 | 0 | 0 | 0 | 0 | 0 | 0 | 0 | 0 | 0 | 0 | 0 | 0 | 0 | 0 | 0 | 0 | 0 | 0 | 0 | 0 | 0 | 0 | 0 | 0 | 0 | 0 | 0 | 0 | 0
Commercial_College_New_Food Preparation_Natural Gas_Fryer_E2_Codes & Standards Forecast | Commercial | College | New | Food Preparation | Natural Gas | Fryer | E2 |  | Codes & Standards Forecast | 0 | 0 | 0 | 774.7018 | 926.2711 | 954.6071 | 959.4042 | 830.3612 | 818.7241 | 888.1526 | 1134.185 | 1226.1248 | 1321.948 | 1403.5094 | 1545.858 | 1816.5074 | 1670.8425 | 1699.6051 | 1722.9306 | 1754.4462 | 1784.0521 | 1869.6825 | 1985.7358 | 2179.2272 | 2266.3429 | 2338.315 | 2398.1353 | 2466.288 | 2563.4465 | 2548.099 | 2609.3224 | 2691.3932 | 2311.667
Commercial_College_New_Food Preparation_Natural Gas_Fryer_E3_Codes & Standards Forecast | Commercial | College | New | Food Preparation | Natural Gas | Fryer | E3 |  | Codes & Standards Forecast | 0 | 0 | 0 | 0 | 0 | 0 | 0 | 0 | 0 | 0 | 0 | 0 | 0 | 0 | 0 | 0 | 0 | 0 | 0 | 0 | 0 | 0 | 0 | 0 | 0 | 0 | 0 | 0 | 0 | 0 | 0 | 0 | 0
Commercial_College_New_Food Preparation_Natural Gas_Fryer_E4_Codes & Standards Forecast | Commercial | College | New | Food Preparation | Natural Gas | Fryer | E4 |  | Codes & Standards Forecast | 0 | 0 | 0 | 0 | 0 | 0 | 0 | 0 | 0 | 0 | 0 | 0 | 0 | 0 | 0 | 0 | 0 | 0 | 0 | 0 | 0 | 0 | 0 | 0 | 0 | 0 | 0 | 0 | 0 | 0 | 0 | 0 | 0
Commercial_College_New_Food Preparation_Natural Gas_Fryer_E5_Codes & Standards Forecast | Commercial | College | New | Food Preparation | Natural Gas | Fryer | E5 |  | Codes & Standards Forecast | 0 | 0 | 0 | 0 | 0 | 0 | 0 | 0 | 0 | 0 | 0 | 0 | 0 | 0 | 0 | 0 | 0 | 0 | 0 | 0 | 0 | 0 | 0 | 0 | 0 | 0 | 0 | 0 | 0 | 0 | 0 | 0 | 0
Commercial_College_New_Food Preparation_Natural Gas_Fryer_E6_Codes & Standards Forecast | Commercial | College | New | Food Preparation | Natural Gas | Fryer | E6 |  | Codes & Standards Forecast | 0 | 0 | 0 | 0 | 0 | 0 | 0 | 0 | 0 | 0 | 0 | 0 | 0 | 0 | 0 | 0 | 0 | 0 | 0 | 0 | 0 | 0 | 0 | 0 | 0 | 0 | 0 | 0 | 0 | 0 | 0 | 0 | 0
Commercial_College_New_Food Preparation_Natural Gas_Fryer_E7_Codes & Standards Forecast | Commercial | College | New | Food Preparation | Natural Gas | Fryer | E7 |  | Codes & Standards Forecast | 0 | 0 | 0 | 0 | 0 | 0 | 0 | 0 | 0 | 0 | 0 | 0 | 0 | 0 | 0 | 0 | 0 | 0 | 0 | 0 | 0 | 0 | 0 | 0 | 0 | 0 | 0 | 0 | 0 | 0 | 0 | 0 | 0
Commercial_College_New_Food Preparation_Natural Gas_Fryer_E8_Codes & Standards Forecast | Commercial | College | New | Food Preparation | Natural Gas | Fryer | E8 |  | Codes & Standards Forecast | 0 | 0 | 0 | 0 | 0 | 0 | 0 | 0 | 0 | 0 | 0 | 0 | 0 | 0 | 0 | 0 | 0 | 0 | 0 | 0 | 0 | 0 | 0 | 0 | 0 | 0 | 0 | 0 | 0 | 0 | 0 | 0 | 0
Commercial_College_New_Food Preparation_Natural Gas_Fryer_E9_Codes & Standards Forecast | Commercial | College | New | Food Preparation | Natural Gas | Fryer | E9 |  | Codes & Standards Forecast | 0 | 0 | 0 | 0 | 0 | 0 | 0 | 0 | 0 | 0 | 0 | 0 | 0 | 0 | 0 | 0 | 0 | 0 | 0 | 0 | 0 | 0 | 0 | 0 | 0 | 0 | 0 | 0 | 0 | 0 | 0 | 0 | 0
Commercial_College_New_Food Preparation_Natural Gas_Fryer_E10_Codes & Standards Forecast | Commercial | College | New | Food Preparation | Natural Gas | Fryer | E10 |  | Codes & Standards Forecast | 0 | 0 | 0 | 0 | 0 | 0 | 0 | 0 | 0 | 0 | 0 | 0 | 0 | 0 | 0 | 0 | 0 | 0 | 0 | 0 | 0 | 0 | 0 | 0 | 0 | 0 | 0 | 0 | 0 | 0 | 0 | 0 | 0
Commercial_College_New_Food Preparation_Natural Gas_Broiler_E1_Codes & Standards Forecast | Commercial | College | New | Food Preparation | Natural Gas | Broiler | E1 |  | Codes & Standards Forecast | 0 | 388.4111 | 1873.451 | 1197.2664 | 1431.5099 | 1475.3019 | 1482.7155 | 1283.2855 | 1265.3009 | 1294.9172 | 1315.9955 | 1305.9981 | 1363.2532 | 1704.8838 | 1858.8029 | 2023.4799 | 2174.3894 | 2362.8423 | 2735.5601 | 2464.5712 | 2523.7612 | 2548.3625 | 2553.1517 | 2514.5562 | 2602.4299 | 2709.0503 | 2827.078 | 2940.5349 | 3091.3838 | 3359.5062 | 3477.655 | 3580.3706 | 2945.2906
Commercial_College_New_Food Preparation_Natural Gas_Broiler_E2_Codes & Standards Forecast | Commercial | College | New | Food Preparation | Natural Gas | Broiler | E2 |  | Codes & Standards Forecast | 0 | 0 | 0 | 0 | 0 | 0 | 0 | 0 | 0 | 0 | 0 | 0 | 0 | 0 | 0 | 0 | 0 | 0 | 0 | 0 | 0 | 0 | 0 | 0 | 0 | 0 | 0 | 0 | 0 | 0 | 0 | 0 | 0
Commercial_College_New_Food Preparation_Natural Gas_Broiler_E3_Codes & Standards Forecast | Commercial | College | New | Food Preparation | Natural Gas | Broiler | E3 |  | Codes & Standards Forecast | 0 | 0 | 0 | 0 | 0 | 0 | 0 | 0 | 0 | 0 | 0 | 0 | 0 | 0 | 0 | 0 | 0 | 0 | 0 | 0 | 0 | 0 | 0 | 0 | 0 | 0 | 0 | 0 | 0 | 0 | 0 | 0 | 0
Commercial_College_New_Food Preparation_Natural Gas_Broiler_E4_Codes & Standards Forecast | Commercial | College | New | Food Preparation | Natural Gas | Broiler | E4 |  | Codes & Standards Forecast | 0 | 0 | 0 | 0 | 0 | 0 | 0 | 0 | 0 | 0 | 0 | 0 | 0 | 0 | 0 | 0 | 0 | 0 | 0 | 0 | 0 | 0 | 0 | 0 | 0 | 0 | 0 | 0 | 0 | 0 | 0 | 0 | 0
Commercial_College_New_Food Preparation_Natural Gas_Broiler_E5_Codes & Standards Forecast | Commercial | College | New | Food Preparation | Natural Gas | Broiler | E5 |  | Codes & Standards Forecast | 0 | 0 | 0 | 0 | 0 | 0 | 0 | 0 | 0 | 0 | 0 | 0 | 0 | 0 | 0 | 0 | 0 | 0 | 0 | 0 | 0 | 0 | 0 | 0 | 0 | 0 | 0 | 0 | 0 | 0 | 0 | 0 | 0
Commercial_College_New_Food Preparation_Natural Gas_Broiler_E6_Codes & Standards Forecast | Commercial | College | New | Food Preparation | Natural Gas | Broiler | E6 |  | Codes & Standards Forecast | 0 | 0 | 0 | 0 | 0 | 0 | 0 | 0 | 0 | 0 | 0 | 0 | 0 | 0 | 0 | 0 | 0 | 0 | 0 | 0 | 0 | 0 | 0 | 0 | 0 | 0 | 0 | 0 | 0 | 0 | 0 | 0 | 0
Commercial_College_New_Food Preparation_Natural Gas_Broiler_E7_Codes & Standards Forecast | Commercial | College | New | Food Preparation | Natural Gas | Broiler | E7 |  | Codes & Standards Forecast | 0 | 0 | 0 | 0 | 0 | 0 | 0 | 0 | 0 | 0 | 0 | 0 | 0 | 0 | 0 | 0 | 0 | 0 | 0 | 0 | 0 | 0 | 0 | 0 | 0 | 0 | 0 | 0 | 0 | 0 | 0 | 0 | 0
Commercial_College_New_Food Preparation_Natural Gas_Broiler_E8_Codes & Standards Forecast | Commercial | College | New | Food Preparation | Natural Gas | Broiler | E8 |  | Codes & Standards Forecast | 0 | 0 | 0 | 0 | 0 | 0 | 0 | 0 | 0 | 0 | 0 | 0 | 0 | 0 | 0 | 0 | 0 | 0 | 0 | 0 | 0 | 0 | 0 | 0 | 0 | 0 | 0 | 0 | 0 | 0 | 0 | 0 | 0
Commercial_College_New_Food Preparation_Natural Gas_Broiler_E9_Codes & Standards Forecast | Commercial | College | New | Food Preparation | Natural Gas | Broiler | E9 |  | Codes & Standards Forecast | 0 | 0 | 0 | 0 | 0 | 0 | 0 | 0 | 0 | 0 | 0 | 0 | 0 | 0 | 0 | 0 | 0 | 0 | 0 | 0 | 0 | 0 | 0 | 0 | 0 | 0 | 0 | 0 | 0 | 0 | 0 | 0 | 0
Commercial_College_New_Food Preparation_Natural Gas_Broiler_E10_Codes & Standards Forecast | Commercial | College | New | Food Preparation | Natural Gas | Broiler | E10 |  | Codes & Standards Forecast | 0 | 0 | 0 | 0 | 0 | 0 | 0 | 0 | 0 | 0 | 0 | 0 | 0 | 0 | 0 | 0 | 0 | 0 | 0 | 0 | 0 | 0 | 0 | 0 | 0 | 0 | 0 | 0 | 0 | 0 | 0 | 0 | 0
Commercial_College_New_Food Preparation_Natural Gas_Griddle_E1_Codes & Standards Forecast | Commercial | College | New | Food Preparation | Natural Gas | Griddle | E1 |  | Codes & Standards Forecast | 0 | 548.3451 | 2644.872 | 0 | 0 | 0 | 0 | 0 | 0 | 0 | 0 | 0 | 0 | 0 | 0 | 0 | 0 | 0 | 0 | 0 | 0 | 0 | 0 | 0 | 0 | 0 | 0 | 0 | 0 | 0 | 0 | 0 | 0
Commercial_College_New_Food Preparation_Natural Gas_Griddle_E2_Codes & Standards Forecast | Commercial | College | New | Food Preparation | Natural Gas | Griddle | E2 |  | Codes & Standards Forecast | 0 | 0 | 0 | 1690.2584 | 2020.9552 | 2082.7792 | 2093.2455 | 1811.6972 | 1786.3072 | 1828.1185 | 1857.876 | 1843.762 | 1924.5927 | 2406.8948 | 2624.1923 | 2856.6775 | 3069.7261 | 3335.7773 | 3861.9672 | 3479.3946 | 3562.957 | 3597.6883 | 3604.4494 | 3549.9617 | 3674.0187 | 3824.5416 | 3991.1689 | 4151.3434 | 4364.3065 | 4742.8323 | 4909.6305 | 5054.6408 | 4158.0574
Commercial_College_New_Food Preparation_Natural Gas_Griddle_E3_Codes & Standards Forecast | Commercial | College | New | Food Preparation | Natural Gas | Griddle | E3 |  | Codes & Standards Forecast | 0 | 0 | 0 | 0 | 0 | 0 | 0 | 0 | 0 | 0 | 0 | 0 | 0 | 0 | 0 | 0 | 0 | 0 | 0 | 0 | 0 | 0 | 0 | 0 | 0 | 0 | 0 | 0 | 0 | 0 | 0 | 0 | 0
Commercial_College_New_Food Preparation_Natural Gas_Griddle_E4_Codes & Standards Forecast | Commercial | College | New | Food Preparation | Natural Gas | Griddle | E4 |  | Codes & Standards Forecast | 0 | 0 | 0 | 0 | 0 | 0 | 0 | 0 | 0 | 0 | 0 | 0 | 0 | 0 | 0 | 0 | 0 | 0 | 0 | 0 | 0 | 0 | 0 | 0 | 0 | 0 | 0 | 0 | 0 | 0 | 0 | 0 | 0
Commercial_College_New_Food Preparation_Natural Gas_Griddle_E5_Codes & Standards Forecast | Commercial | College | New | Food Preparation | Natural Gas | Griddle | E5 |  | Codes & Standards Forecast | 0 | 0 | 0 | 0 | 0 | 0 | 0 | 0 | 0 | 0 | 0 | 0 | 0 | 0 | 0 | 0 | 0 | 0 | 0 | 0 | 0 | 0 | 0 | 0 | 0 | 0 | 0 | 0 | 0 | 0 | 0 | 0 | 0
Commercial_College_New_Food Preparation_Natural Gas_Griddle_E6_Codes & Standards Forecast | Commercial | College | New | Food Preparation | Natural Gas | Griddle | E6 |  | Codes & Standards Forecast | 0 | 0 | 0 | 0 | 0 | 0 | 0 | 0 | 0 | 0 | 0 | 0 | 0 | 0 | 0 | 0 | 0 | 0 | 0 | 0 | 0 | 0 | 0 | 0 | 0 | 0 | 0 | 0 | 0 | 0 | 0 | 0 | 0
Commercial_College_New_Food Preparation_Natural Gas_Griddle_E7_Codes & Standards Forecast | Commercial | College | New | Food Preparation | Natural Gas | Griddle | E7 |  | Codes & Standards Forecast | 0 | 0 | 0 | 0 | 0 | 0 | 0 | 0 | 0 | 0 | 0 | 0 | 0 | 0 | 0 | 0 | 0 | 0 | 0 | 0 | 0 | 0 | 0 | 0 | 0 | 0 | 0 | 0 | 0 | 0 | 0 | 0 | 0
Commercial_College_New_Food Preparation_Natural Gas_Griddle_E8_Codes & Standards Forecast | Commercial | College | New | Food Preparation | Natural Gas | Griddle | E8 |  | Codes & Standards Forecast | 0 | 0 | 0 | 0 | 0 | 0 | 0 | 0 | 0 | 0 | 0 | 0 | 0 | 0 | 0 | 0 | 0 | 0 | 0 | 0 | 0 | 0 | 0 | 0 | 0 | 0 | 0 | 0 | 0 | 0 | 0 | 0 | 0
Commercial_College_New_Food Preparation_Natural Gas_Griddle_E9_Codes & Standards Forecast | Commercial | College | New | Food Preparation | Natural Gas | Griddle | E9 |  | Codes & Standards Forecast | 0 | 0 | 0 | 0 | 0 | 0 | 0 | 0 | 0 | 0 | 0 | 0 | 0 | 0 | 0 | 0 | 0 | 0 | 0 | 0 | 0 | 0 | 0 | 0 | 0 | 0 | 0 | 0 | 0 | 0 | 0 | 0 | 0
Commercial_College_New_Food Preparation_Natural Gas_Griddle_E10_Codes & Standards Forecast | Commercial | College | New | Food Preparation | Natural Gas | Griddle | E10 |  | Codes & Standards Forecast | 0 | 0 | 0 | 0 | 0 | 0 | 0 | 0 | 0 | 0 | 0 | 0 | 0 | 0 | 0 | 0 | 0 | 0 | 0 | 0 | 0 | 0 | 0 | 0 | 0 | 0 | 0 | 0 | 0 | 0 | 0 | 0 | 0
Commercial_College_New_Food Preparation_Natural Gas_Range_E1_Codes & Standards Forecast | Commercial | College | New | Food Preparation | Natural Gas | Range | E1 |  | Codes & Standards Forecast | 0 | 677.8154 | 3269.3556 | 2089.3472 | 2498.1252 | 2574.5465 | 2587.484 | 2239.4591 | 2208.0742 | 2259.7575 | 2432.1042 | 3041.4163 | 3271.1741 | 3534.6743 | 3788.421 | 4162.43 | 4911.8692 | 4454.3693 | 4470.4645 | 4432.405 | 4561.9646 | 4657.0062 | 4862.888 | 5100.7208 | 5402.4094 | 5896.0838 | 6103.5753 | 6276.3962 | 6412.796 | 6576.4786 | 6837.1632 | 6759.2195 | 5614.6172
Commercial_College_New_Food Preparation_Natural Gas_Range_E2_Codes & Standards Forecast | Commercial | College | New | Food Preparation | Natural Gas | Range | E2 |  | Codes & Standards Forecast | 0 | 0 | 0 | 0 | 0 | 0 | 0 | 0 | 0 | 0 | 0 | 0 | 0 | 0 | 0 | 0 | 0 | 0 | 0 | 0 | 0 | 0 | 0 | 0 | 0 | 0 | 0 | 0 | 0 | 0 | 0 | 0 | 0
Commercial_College_New_Food Preparation_Natural Gas_Range_E3_Codes & Standards Forecast | Commercial | College | New | Food Preparation | Natural Gas | Range | E3 |  | Codes & Standards Forecast | 0 | 0 | 0 | 0 | 0 | 0 | 0 | 0 | 0 | 0 | 0 | 0 | 0 | 0 | 0 | 0 | 0 | 0 | 0 | 0 | 0 | 0 | 0 | 0 | 0 | 0 | 0 | 0 | 0 | 0 | 0 | 0 | 0
Commercial_College_New_Food Preparation_Natural Gas_Range_E4_Codes & Standards Forecast | Commercial | College | New | Food Preparation | Natural Gas | Range | E4 |  | Codes & Standards Forecast | 0 | 0 | 0 | 0 | 0 | 0 | 0 | 0 | 0 | 0 | 0 | 0 | 0 | 0 | 0 | 0 | 0 | 0 | 0 | 0 | 0 | 0 | 0 | 0 | 0 | 0 | 0 | 0 | 0 | 0 | 0 | 0 | 0
Commercial_College_New_Food Preparation_Natural Gas_Range_E5_Codes & Standards Forecast | Commercial | College | New | Food Preparation | Natural Gas | Range | E5 |  | Codes & Standards Forecast | 0 | 0 | 0 | 0 | 0 | 0 | 0 | 0 | 0 | 0 | 0 | 0 | 0 | 0 | 0 | 0 | 0 | 0 | 0 | 0 | 0 | 0 | 0 | 0 | 0 | 0 | 0 | 0 | 0 | 0 | 0 | 0 | 0
Commercial_College_New_Food Preparation_Natural Gas_Range_E6_Codes & Standards Forecast | Commercial | College | New | Food Preparation | Natural Gas | Range | E6 |  | Codes & Standards Forecast | 0 | 0 | 0 | 0 | 0 | 0 | 0 | 0 | 0 | 0 | 0 | 0 | 0 | 0 | 0 | 0 | 0 | 0 | 0 | 0 | 0 | 0 | 0 | 0 | 0 | 0 | 0 | 0 | 0 | 0 | 0 | 0 | 0
Commercial_College_New_Food Preparation_Natural Gas_Range_E7_Codes & Standards Forecast | Commercial | College | New | Food Preparation | Natural Gas | Range | E7 |  | Codes & Standards Forecast | 0 | 0 | 0 | 0 | 0 | 0 | 0 | 0 | 0 | 0 | 0 | 0 | 0 | 0 | 0 | 0 | 0 | 0 | 0 | 0 | 0 | 0 | 0 | 0 | 0 | 0 | 0 | 0 | 0 | 0 | 0 | 0 | 0
Commercial_College_New_Food Preparation_Natural Gas_Range_E8_Codes & Standards Forecast | Commercial | College | New | Food Preparation | Natural Gas | Range | E8 |  | Codes & Standards Forecast | 0 | 0 | 0 | 0 | 0 | 0 | 0 | 0 | 0 | 0 | 0 | 0 | 0 | 0 | 0 | 0 | 0 | 0 | 0 | 0 | 0 | 0 | 0 | 0 | 0 | 0 | 0 | 0 | 0 | 0 | 0 | 0 | 0
Commercial_College_New_Food Preparation_Natural Gas_Range_E9_Codes & Standards Forecast | Commercial | College | New | Food Preparation | Natural Gas | Range | E9 |  | Codes & Standards Forecast | 0 | 0 | 0 | 0 | 0 | 0 | 0 | 0 | 0 | 0 | 0 | 0 | 0 | 0 | 0 | 0 | 0 | 0 | 0 | 0 | 0 | 0 | 0 | 0 | 0 | 0 | 0 | 0 | 0 | 0 | 0 | 0 | 0
Commercial_College_New_Food Preparation_Natural Gas_Range_E10_Codes & Standards Forecast | Commercial | College | New | Food Preparation | Natural Gas | Range | E10 |  | Codes & Standards Forecast | 0 | 0 | 0 | 0 | 0 | 0 | 0 | 0 | 0 | 0 | 0 | 0 | 0 | 0 | 0 | 0 | 0 | 0 | 0 | 0 | 0 | 0 | 0 | 0 | 0 | 0 | 0 | 0 | 0 | 0 | 0 | 0 | 0
Commercial_College_New_Food Preparation_Natural Gas_Steamer_E1_Codes & Standards Forecast | Commercial | College | New | Food Preparation | Natural Gas | Steamer | E1 |  | Codes & Standards Forecast | 0 | 243.7089 | 1175.4987 | 0 | 0 | 0 | 0 | 0 | 0 | 0 | 0 | 0 | 0 | 0 | 0 | 0 | 0 | 0 | 0 | 0 | 0 | 0 | 0 | 0 | 0 | 0 | 0 | 0 | 0 | 0 | 0 | 0 | 0
Commercial_College_New_Food Preparation_Natural Gas_Steamer_E2_Codes & Standards Forecast | Commercial | College | New | Food Preparation | Natural Gas | Steamer | E2 |  | Codes & Standards Forecast | 0 | 0 | 0 | 751.226 | 898.2023 | 925.6796 | 930.3313 | 805.1988 | 793.9143 | 812.4971 | 852.8014 | 974.1307 | 1027.5965 | 1091.8504 | 1162.9413 | 1223.2179 | 1269.6392 | 1286.9167 | 1289.9125 | 1375.4767 | 1698.7543 | 1588.8329 | 1670.7665 | 1714.0552 | 1753.291 | 1748.2801 | 1781.8892 | 1819.1446 | 1871.399 | 1977.3822 | 2042.7547 | 2108.7216 | 1723.3601
Commercial_College_New_Food Preparation_Natural Gas_Steamer_E3_Codes & Standards Forecast | Commercial | College | New | Food Preparation | Natural Gas | Steamer | E3 |  | Codes & Standards Forecast | 0 | 0 | 0 | 0 | 0 | 0 | 0 | 0 | 0 | 0 | 0 | 0 | 0 | 0 | 0 | 0 | 0 | 0 | 0 | 0 | 0 | 0 | 0 | 0 | 0 | 0 | 0 | 0 | 0 | 0 | 0 | 0 | 0
Commercial_College_New_Food Preparation_Natural Gas_Steamer_E4_Codes & Standards Forecast | Commercial | College | New | Food Preparation | Natural Gas | Steamer | E4 |  | Codes & Standards Forecast | 0 | 0 | 0 | 0 | 0 | 0 | 0 | 0 | 0 | 0 | 0 | 0 | 0 | 0 | 0 | 0 | 0 | 0 | 0 | 0 | 0 | 0 | 0 | 0 | 0 | 0 | 0 | 0 | 0 | 0 | 0 | 0 | 0
Commercial_College_New_Food Preparation_Natural Gas_Steamer_E5_Codes & Standards Forecast | Commercial | College | New | Food Preparation | Natural Gas | Steamer | E5 |  | Codes & Standards Forecast | 0 | 0 | 0 | 0 | 0 | 0 | 0 | 0 | 0 | 0 | 0 | 0 | 0 | 0 | 0 | 0 | 0 | 0 | 0 | 0 | 0 | 0 | 0 | 0 | 0 | 0 | 0 | 0 | 0 | 0 | 0 | 0 | 0
Commercial_College_New_Food Preparation_Natural Gas_Steamer_E6_Codes & Standards Forecast | Commercial | College | New | Food Preparation | Natural Gas | Steamer | E6 |  | Codes & Standards Forecast | 0 | 0 | 0 | 0 | 0 | 0 | 0 | 0 | 0 | 0 | 0 | 0 | 0 | 0 | 0 | 0 | 0 | 0 | 0 | 0 | 0 | 0 | 0 | 0 | 0 | 0 | 0 | 0 | 0 | 0 | 0 | 0 | 0
Commercial_College_New_Food Preparation_Natural Gas_Steamer_E7_Codes & Standards Forecast | Commercial | College | New | Food Preparation | Natural Gas | Steamer | E7 |  | Codes & Standards Forecast | 0 | 0 | 0 | 0 | 0 | 0 | 0 | 0 | 0 | 0 | 0 | 0 | 0 | 0 | 0 | 0 | 0 | 0 | 0 | 0 | 0 | 0 | 0 | 0 | 0 | 0 | 0 | 0 | 0 | 0 | 0 | 0 | 0
Commercial_College_New_Food Preparation_Natural Gas_Steamer_E8_Codes & Standards Forecast | Commercial | College | New | Food Preparation | Natural Gas | Steamer | E8 |  | Codes & Standards Forecast | 0 | 0 | 0 | 0 | 0 | 0 | 0 | 0 | 0 | 0 | 0 | 0 | 0 | 0 | 0 | 0 | 0 | 0 | 0 | 0 | 0 | 0 | 0 | 0 | 0 | 0 | 0 | 0 | 0 | 0 | 0 | 0 | 0
Commercial_College_New_Food Preparation_Natural Gas_Steamer_E9_Codes & Standards Forecast | Commercial | College | New | Food Preparation | Natural Gas | Steamer | E9 |  | Codes & Standards Forecast | 0 | 0 | 0 | 0 | 0 | 0 | 0 | 0 | 0 | 0 | 0 | 0 | 0 | 0 | 0 | 0 | 0 | 0 | 0 | 0 | 0 | 0 | 0 | 0 | 0 | 0 | 0 | 0 | 0 | 0 | 0 | 0 | 0
Commercial_College_New_Food Preparation_Natural Gas_Steamer_E10_Codes & Standards Forecast | Commercial | College | New | Food Preparation | Natural Gas | Steamer | E10 |  | Codes & Standards Forecast | 0 | 0 | 0 | 0 | 0 | 0 | 0 | 0 | 0 | 0 | 0 | 0 | 0 | 0 | 0 | 0 | 0 | 0 | 0 | 0 | 0 | 0 | 0 | 0 | 0 | 0 | 0 | 0 | 0 | 0 | 0 | 0 | 0
Commercial_College_New_Food Preparation_Natural Gas_Food Prep Other_E1_Codes & Standards Forecast | Commercial | College | New | Food Preparation | Natural Gas | Food Prep Other | E1 |  | Codes & Standards Forecast | 0 | 30.4636 | 146.9373 | 93.9032 | 112.2753 | 115.71 | 116.2914 | 100.6498 | 99.2393 | 101.5621 | 109.3081 | 136.6929 | 147.0191 | 158.8618 | 170.2661 | 187.0755 | 220.7582 | 200.1964 | 200.9198 | 199.2092 | 205.0321 | 209.3036 | 218.5568 | 229.2459 | 242.8049 | 264.9925 | 274.318 | 282.0852 | 288.2156 | 295.5721 | 307.2882 | 303.7851 | 252.3423
Commercial_College_New_Food Preparation_Natural Gas_Food Prep Other_E2_Codes & Standards Forecast | Commercial | College | New | Food Preparation | Natural Gas | Food Prep Other | E2 |  | Codes & Standards Forecast | 0 | 0 | 0 | 0 | 0 | 0 | 0 | 0 | 0 | 0 | 0 | 0 | 0 | 0 | 0 | 0 | 0 | 0 | 0 | 0 | 0 | 0 | 0 | 0 | 0 | 0 | 0 | 0 | 0 | 0 | 0 | 0 | 0
Commercial_College_New_Food Preparation_Natural Gas_Food Prep Other_E3_Codes & Standards Forecast | Commercial | College | New | Food Preparation | Natural Gas | Food Prep Other | E3 |  | Codes & Standards Forecast | 0 | 0 | 0 | 0 | 0 | 0 | 0 | 0 | 0 | 0 | 0 | 0 | 0 | 0 | 0 | 0 | 0 | 0 | 0 | 0 | 0 | 0 | 0 | 0 | 0 | 0 | 0 | 0 | 0 | 0 | 0 | 0 | 0
Commercial_College_New_Food Preparation_Natural Gas_Food Prep Other_E4_Codes & Standards Forecast | Commercial | College | New | Food Preparation | Natural Gas | Food Prep Other | E4 |  | Codes & Standards Forecast | 0 | 0 | 0 | 0 | 0 | 0 | 0 | 0 | 0 | 0 | 0 | 0 | 0 | 0 | 0 | 0 | 0 | 0 | 0 | 0 | 0 | 0 | 0 | 0 | 0 | 0 | 0 | 0 | 0 | 0 | 0 | 0 | 0
Commercial_College_New_Food Preparation_Natural Gas_Food Prep Other_E5_Codes & Standards Forecast | Commercial | College | New | Food Preparation | Natural Gas | Food Prep Other | E5 |  | Codes & Standards Forecast | 0 | 0 | 0 | 0 | 0 | 0 | 0 | 0 | 0 | 0 | 0 | 0 | 0 | 0 | 0 | 0 | 0 | 0 | 0 | 0 | 0 | 0 | 0 | 0 | 0 | 0 | 0 | 0 | 0 | 0 | 0 | 0 | 0
Commercial_College_New_Food Preparation_Natural Gas_Food Prep Other_E6_Codes & Standards Forecast | Commercial | College | New | Food Preparation | Natural Gas | Food Prep Other | E6 |  | Codes & Standards Forecast | 0 | 0 | 0 | 0 | 0 | 0 | 0 | 0 | 0 | 0 | 0 | 0 | 0 | 0 | 0 | 0 | 0 | 0 | 0 | 0 | 0 | 0 | 0 | 0 | 0 | 0 | 0 | 0 | 0 | 0 | 0 | 0 | 0
Commercial_College_New_Food Preparation_Natural Gas_Food Prep Other_E7_Codes & Standards Forecast | Commercial | College | New | Food Preparation | Natural Gas | Food Prep Other | E7 |  | Codes & Standards Forecast | 0 | 0 | 0 | 0 | 0 | 0 | 0 | 0 | 0 | 0 | 0 | 0 | 0 | 0 | 0 | 0 | 0 | 0 | 0 | 0 | 0 | 0 | 0 | 0 | 0 | 0 | 0 | 0 | 0 | 0 | 0 | 0 | 0
Commercial_College_New_Food Preparation_Natural Gas_Food Prep Other_E8_Codes & Standards Forecast | Commercial | College | New | Food Preparation | Natural Gas | Food Prep Other | E8 |  | Codes & Standards Forecast | 0 | 0 | 0 | 0 | 0 | 0 | 0 | 0 | 0 | 0 | 0 | 0 | 0 | 0 | 0 | 0 | 0 | 0 | 0 | 0 | 0 | 0 | 0 | 0 | 0 | 0 | 0 | 0 | 0 | 0 | 0 | 0 | 0
Commercial_College_New_Food Preparation_Natural Gas_Food Prep Other_E9_Codes & Standards Forecast | Commercial | College | New | Food Preparation | Natural Gas | Food Prep Other | E9 |  | Codes & Standards Forecast | 0 | 0 | 0 | 0 | 0 | 0 | 0 | 0 | 0 | 0 | 0 | 0 | 0 | 0 | 0 | 0 | 0 | 0 | 0 | 0 | 0 | 0 | 0 | 0 | 0 | 0 | 0 | 0 | 0 | 0 | 0 | 0 | 0
Commercial_College_New_Food Preparation_Natural Gas_Food Prep Other_E10_Codes & Standards Forecast | Commercial | College | New | Food Preparation | Natural Gas | Food Prep Other | E10 |  | Codes & Standards Forecast | 0 | 0 | 0 | 0 | 0 | 0 | 0 | 0 | 0 | 0 | 0 | 0 | 0 | 0 | 0 | 0 | 0 | 0 | 0 | 0 | 0 | 0 | 0 | 0 | 0 | 0 | 0 | 0 | 0 | 0 | 0 | 0 | 0
Commercial_College_New_Miscellaneous_Natural Gas_Pool Heater_E1_Codes & Standards Forecast | Commercial | College | New | Miscellaneous | Natural Gas | Pool Heater | E1 |  | Codes & Standards Forecast | 0 | 0 | 0 | 0 | 0 | 0 | 0 | 0 | 0 | 0 | 0 | 0 | 0 | 0 | 0 | 0 | 0 | 0 | 0 | 0 | 0 | 0 | 0 | 0 | 0 | 0 | 0 | 0 | 0 | 0 | 0 | 0 | 0
Commercial_College_New_Miscellaneous_Natural Gas_Pool Heater_E2_Codes & Standards Forecast | Commercial | College | New | Miscellaneous | Natural Gas | Pool Heater | E2 |  | Codes & Standards Forecast | 0 | 0 | 0 | 0 | 0 | 0 | 0 | 0 | 0 | 0 | 0 | 0 | 0 | 0 | 0 | 0 | 0 | 0 | 0 | 0 | 0 | 0 | 0 | 0 | 0 | 0 | 0 | 0 | 0 | 0 | 0 | 0 | 0
Commercial_College_New_Miscellaneous_Natural Gas_Pool Heater_E3_Codes & Standards Forecast | Commercial | College | New | Miscellaneous | Natural Gas | Pool Heater | E3 |  | Codes & Standards Forecast | 0 | 0 | 0 | 0 | 0 | 0 | 0 | 0 | 0 | 0 | 0 | 0 | 0 | 0 | 0 | 0 | 0 | 0 | 0 | 0 | 0 | 0 | 0 | 0 | 0 | 0 | 0 | 0 | 0 | 0 | 0 | 0 | 0
Commercial_College_New_Miscellaneous_Natural Gas_Pool Heater_E4_Codes & Standards Forecast | Commercial | College | New | Miscellaneous | Natural Gas | Pool Heater | E4 |  | Codes & Standards Forecast | 0 | 0 | 0 | 0 | 0 | 0 | 0 | 0 | 0 | 0 | 0 | 0 | 0 | 0 | 0 | 0 | 0 | 0 | 0 | 0 | 0 | 0 | 0 | 0 | 0 | 0 | 0 | 0 | 0 | 0 | 0 | 0 | 0
Commercial_College_New_Miscellaneous_Natural Gas_Pool Heater_E5_Codes & Standards Forecast | Commercial | College | New | Miscellaneous | Natural Gas | Pool Heater | E5 |  | Codes & Standards Forecast | 0 | 0 | 0 | 0 | 0 | 0 | 0 | 0 | 0 | 0 | 0 | 0 | 0 | 0 | 0 | 0 | 0 | 0 | 0 | 0 | 0 | 0 | 0 | 0 | 0 | 0 | 0 | 0 | 0 | 0 | 0 | 0 | 0
Commercial_College_New_Miscellaneous_Natural Gas_Pool Heater_E6_Codes & Standards Forecast | Commercial | College | New | Miscellaneous | Natural Gas | Pool Heater | E6 |  | Codes & Standards Forecast | 0 | 0 | 0 | 0 | 0 | 0 | 0 | 0 | 0 | 0 | 0 | 0 | 0 | 0 | 0 | 0 | 0 | 0 | 0 | 0 | 0 | 0 | 0 | 0 | 0 | 0 | 0 | 0 | 0 | 0 | 0 | 0 | 0
Commercial_College_New_Miscellaneous_Natural Gas_Pool Heater_E7_Codes & Standards Forecast | Commercial | College | New | Miscellaneous | Natural Gas | Pool Heater | E7 |  | Codes & Standards Forecast | 0 | 0 | 0 | 0 | 0 | 0 | 0 | 0 | 0 | 0 | 0 | 0 | 0 | 0 | 0 | 0 | 0 | 0 | 0 | 0 | 0 | 0 | 0 | 0 | 0 | 0 | 0 | 0 | 0 | 0 | 0 | 0 | 0
Commercial_College_New_Miscellaneous_Natural Gas_Pool Heater_E8_Codes & Standards Forecast | Commercial | College | New | Miscellaneous | Natural Gas | Pool Heater | E8 |  | Codes & Standards Forecast | 0 | 0 | 0 | 0 | 0 | 0 | 0 | 0 | 0 | 0 | 0 | 0 | 0 | 0 | 0 | 0 | 0 | 0 | 0 | 0 | 0 | 0 | 0 | 0 | 0 | 0 | 0 | 0 | 0 | 0 | 0 | 0 | 0
Commercial_College_New_Miscellaneous_Natural Gas_Pool Heater_E9_Codes & Standards Forecast | Commercial | College | New | Miscellaneous | Natural Gas | Pool Heater | E9 |  | Codes & Standards Forecast | 0 | 0 | 0 | 0 | 0 | 0 | 0 | 0 | 0 | 0 | 0 | 0 | 0 | 0 | 0 | 0 | 0 | 0 | 0 | 0 | 0 | 0 | 0 | 0 | 0 | 0 | 0 | 0 | 0 | 0 | 0 | 0 | 0
Commercial_College_New_Miscellaneous_Natural Gas_Pool Heater_E10_Codes & Standards Forecast | Commercial | College | New | Miscellaneous | Natural Gas | Pool Heater | E10 |  | Codes & Standards Forecast | 0 | 0 | 0 | 0 | 0 | 0 | 0 | 0 | 0 | 0 | 0 | 0 | 0 | 0 | 0 | 0 | 0 | 0 | 0 | 0 | 0 | 0 | 0 | 0 | 0 | 0 | 0 | 0 | 0 | 0 | 0 | 0 | 0
Commercial_College_New_Miscellaneous_Natural Gas_Miscellaneous_E1_Codes & Standards Forecast | Commercial | College | New | Miscellaneous | Natural Gas | Miscellaneous | E1 |  | Codes & Standards Forecast | 0 | 4645.7014 | 22407.9431 | 14320.245 | 17785.653 | 21415.7641 | 23011.6153 | 22413.2015 | 24248.3294 | 26587.8889 | 28456.2208 | 31337.6948 | 37821.5205 | 36114.2556 | 38630.1776 | 41696.2022 | 43614.7621 | 44548.801 | 46210.1506 | 48100.7681 | 50119.2768 | 52656.1736 | 56094.1713 | 56936.4707 | 59276.8662 | 61842.454 | 63849.5148 | 65578.1857 | 67694.7252 | 69839.0096 | 72043.7381 | 74303.3251 | 68213.778
Commercial_College_New_Miscellaneous_Natural Gas_Miscellaneous_E2_Codes & Standards Forecast | Commercial | College | New | Miscellaneous | Natural Gas | Miscellaneous | E2 |  | Codes & Standards Forecast | 0 | 0 | 0 | 0 | 0 | 0 | 0 | 0 | 0 | 0 | 0 | 0 | 0 | 0 | 0 | 0 | 0 | 0 | 0 | 0 | 0 | 0 | 0 | 0 | 0 | 0 | 0 | 0 | 0 | 0 | 0 | 0 | 0
Commercial_College_New_Miscellaneous_Natural Gas_Miscellaneous_E3_Codes & Standards Forecast | Commercial | College | New | Miscellaneous | Natural Gas | Miscellaneous | E3 |  | Codes & Standards Forecast | 0 | 0 | 0 | 0 | 0 | 0 | 0 | 0 | 0 | 0 | 0 | 0 | 0 | 0 | 0 | 0 | 0 | 0 | 0 | 0 | 0 | 0 | 0 | 0 | 0 | 0 | 0 | 0 | 0 | 0 | 0 | 0 | 0
Commercial_College_New_Miscellaneous_Natural Gas_Miscellaneous_E4_Codes & Standards Forecast | Commercial | College | New | Miscellaneous | Natural Gas | Miscellaneous | E4 |  | Codes & Standards Forecast | 0 | 0 | 0 | 0 | 0 | 0 | 0 | 0 | 0 | 0 | 0 | 0 | 0 | 0 | 0 | 0 | 0 | 0 | 0 | 0 | 0 | 0 | 0 | 0 | 0 | 0 | 0 | 0 | 0 | 0 | 0 | 0 | 0
Commercial_College_New_Miscellaneous_Natural Gas_Miscellaneous_E5_Codes & Standards Forecast | Commercial | College | New | Miscellaneous | Natural Gas | Miscellaneous | E5 |  | Codes & Standards Forecast | 0 | 0 | 0 | 0 | 0 | 0 | 0 | 0 | 0 | 0 | 0 | 0 | 0 | 0 | 0 | 0 | 0 | 0 | 0 | 0 | 0 | 0 | 0 | 0 | 0 | 0 | 0 | 0 | 0 | 0 | 0 | 0 | 0
Commercial_College_New_Miscellaneous_Natural Gas_Miscellaneous_E6_Codes & Standards Forecast | Commercial | College | New | Miscellaneous | Natural Gas | Miscellaneous | E6 |  | Codes & Standards Forecast | 0 | 0 | 0 | 0 | 0 | 0 | 0 | 0 | 0 | 0 | 0 | 0 | 0 | 0 | 0 | 0 | 0 | 0 | 0 | 0 | 0 | 0 | 0 | 0 | 0 | 0 | 0 | 0 | 0 | 0 | 0 | 0 | 0
Commercial_College_New_Miscellaneous_Natural Gas_Miscellaneous_E7_Codes & Standards Forecast | Commercial | College | New | Miscellaneous | Natural Gas | Miscellaneous | E7 |  | Codes & Standards Forecast | 0 | 0 | 0 | 0 | 0 | 0 | 0 | 0 | 0 | 0 | 0 | 0 | 0 | 0 | 0 | 0 | 0 | 0 | 0 | 0 | 0 | 0 | 0 | 0 | 0 | 0 | 0 | 0 | 0 | 0 | 0 | 0 | 0
Commercial_College_New_Miscellaneous_Natural Gas_Miscellaneous_E8_Codes & Standards Forecast | Commercial | College | New | Miscellaneous | Natural Gas | Miscellaneous | E8 |  | Codes & Standards Forecast | 0 | 0 | 0 | 0 | 0 | 0 | 0 | 0 | 0 | 0 | 0 | 0 | 0 | 0 | 0 | 0 | 0 | 0 | 0 | 0 | 0 | 0 | 0 | 0 | 0 | 0 | 0 | 0 | 0 | 0 | 0 | 0 | 0
Commercial_College_New_Miscellaneous_Natural Gas_Miscellaneous_E9_Codes & Standards Forecast | Commercial | College | New | Miscellaneous | Natural Gas | Miscellaneous | E9 |  | Codes & Standards Forecast | 0 | 0 | 0 | 0 | 0 | 0 | 0 | 0 | 0 | 0 | 0 | 0 | 0 | 0 | 0 | 0 | 0 | 0 | 0 | 0 | 0 | 0 | 0 | 0 | 0 | 0 | 0 | 0 | 0 | 0 | 0 | 0 | 0
Commercial_College_New_Miscellaneous_Natural Gas_Miscellaneous_E10_Codes & Standards Forecast | Commercial | College | New | Miscellaneous | Natural Gas | Miscellaneous | E10 |  | Codes & Standards Forecast | 0 | 0 | 0 | 0 | 0 | 0 | 0 | 0 | 0 | 0 | 0 | 0 | 0 | 0 | 0 | 0 | 0 | 0 | 0 | 0 | 0 | 0 | 0 | 0 | 0 | 0 | 0 | 0 | 0 | 0 | 0 | 0 | 0
Commercial_Hospital_Existing_Space Heating_Natural Gas_Furnace_E1_Codes & Standards Forecast | Commercial | Hospital | Existing | Space Heating | Natural Gas | Furnace | E1 |  | Codes & Standards Forecast | 0 | 7527.1986 | 8160.7695 | 8726.6283 | 17961.3673 | 0 | 0 | 0 | 0 | 0 | 0 | 0 | 0 | 0 | 0 | 0 | 0 | 0 | 0 | 0 | 0 | 0 | 0 | 0 | 0 | 0 | 0 | 0 | 0 | 0 | 0 | 0 | 0
Commercial_Hospital_Existing_Space Heating_Natural Gas_Furnace_E2_Codes & Standards Forecast | Commercial | Hospital | Existing | Space Heating | Natural Gas | Furnace | E2 |  | Codes & Standards Forecast | 0 | 0 | 0 | 0 | 0 | 0 | 0 | 0 | 0 | 0 | 0 | 0 | 0 | 0 | 0 | 0 | 0 | 0 | 0 | 0 | 0 | 0 | 0 | 0 | 0 | 0 | 0 | 0 | 0 | 0 | 0 | 0 | 0
Commercial_Hospital_Existing_Space Heating_Natural Gas_Furnace_E3_Codes & Standards Forecast | Commercial | Hospital | Existing | Space Heating | Natural Gas | Furnace | E3 |  | Codes & Standards Forecast | 0 | 0 | 0 | 0 | 0 | 9794.641 | 10253.7934 | 10676.1554 | 11063.3038 | 11417.4711 | 11741.0056 | 12036.4589 | 12306.2332 | 12552.4477 | 12776.8315 | 12981.0949 | 13166.7032 | 13335.4568 | 13489.1061 | 12982.003 | 12563.7224 | 12222.8627 | 12591.5441 | 12326.4312 | 12116.2698 | 11953.9208 | 11832.9785 | 11747.7738 | 11693.2082 | 11664.7954 | 11658.4949 | 11670.838 | 18912.9355
Commercial_Hospital_Existing_Space Heating_Natural Gas_Furnace_E4_Codes & Standards Forecast | Commercial | Hospital | Existing | Space Heating | Natural Gas | Furnace | E4 |  | Codes & Standards Forecast | 0 | 0 | 0 | 0 | 0 | 0 | 0 | 0 | 0 | 0 | 0 | 0 | 0 | 0 | 0 | 0 | 0 | 0 | 0 | 0 | 0 | 0 | 0 | 0 | 0 | 0 | 0 | 0 | 0 | 0 | 0 | 0 | 0
Commercial_Hospital_Existing_Space Heating_Natural Gas_Furnace_E5_Codes & Standards Forecast | Commercial | Hospital | Existing | Space Heating | Natural Gas | Furnace | E5 |  | Codes & Standards Forecast | 0 | 0 | 0 | 0 | 0 | 0 | 0 | 0 | 0 | 0 | 0 | 0 | 0 | 0 | 0 | 0 | 0 | 0 | 0 | 0 | 0 | 0 | 0 | 0 | 0 | 0 | 0 | 0 | 0 | 0 | 0 | 0 | 0
Commercial_Hospital_Existing_Space Heating_Natural Gas_Furnace_E6_Codes & Standards Forecast | Commercial | Hospital | Existing | Space Heating | Natural Gas | Furnace | E6 |  | Codes & Standards Forecast | 0 | 0 | 0 | 0 | 0 | 0 | 0 | 0 | 0 | 0 | 0 | 0 | 0 | 0 | 0 | 0 | 0 | 0 | 0 | 0 | 0 | 0 | 0 | 0 | 0 | 0 | 0 | 0 | 0 | 0 | 0 | 0 | 0
Commercial_Hospital_Existing_Space Heating_Natural Gas_Furnace_E7_Codes & Standards Forecast | Commercial | Hospital | Existing | Space Heating | Natural Gas | Furnace | E7 |  | Codes & Standards Forecast | 0 | 0 | 0 | 0 | 0 | 0 | 0 | 0 | 0 | 0 | 0 | 0 | 0 | 0 | 0 | 0 | 0 | 0 | 0 | 0 | 0 | 0 | 0 | 0 | 0 | 0 | 0 | 0 | 0 | 0 | 0 | 0 | 0
Commercial_Hospital_Existing_Space Heating_Natural Gas_Furnace_E8_Codes & Standards Forecast | Commercial | Hospital | Existing | Space Heating | Natural Gas | Furnace | E8 |  | Codes & Standards Forecast | 0 | 0 | 0 | 0 | 0 | 0 | 0 | 0 | 0 | 0 | 0 | 0 | 0 | 0 | 0 | 0 | 0 | 0 | 0 | 0 | 0 | 0 | 0 | 0 | 0 | 0 | 0 | 0 | 0 | 0 | 0 | 0 | 0
Commercial_Hospital_Existing_Space Heating_Natural Gas_Furnace_E9_Codes & Standards Forecast | Commercial | Hospital | Existing | Space Heating | Natural Gas | Furnace | E9 |  | Codes & Standards Forecast | 0 | 0 | 0 | 0 | 0 | 0 | 0 | 0 | 0 | 0 | 0 | 0 | 0 | 0 | 0 | 0 | 0 | 0 | 0 | 0 | 0 | 0 | 0 | 0 | 0 | 0 | 0 | 0 | 0 | 0 | 0 | 0 | 0
Commercial_Hospital_Existing_Space Heating_Natural Gas_Furnace_E10_Codes & Standards Forecast | Commercial | Hospital | Existing | Space Heating | Natural Gas | Furnace | E10 |  | Codes & Standards Forecast | 0 | 0 | 0 | 0 | 0 | 0 | 0 | 0 | 0 | 0 | 0 | 0 | 0 | 0 | 0 | 0 | 0 | 0 | 0 | 0 | 0 | 0 | 0 | 0 | 0 | 0 | 0 | 0 | 0 | 0 | 0 | 0 | 0
Commercial_Hospital_Existing_Space Heating_Natural Gas_Boiler_E1_Codes & Standards Forecast | Commercial | Hospital | Existing | Space Heating | Natural Gas | Boiler | E1 |  | Codes & Standards Forecast | 0 | 39029.1988 | 42314.3203 | 45248.3488 | 97038.4415 | 0 | 0 | 0 | 0 | 0 | 0 | 0 | 0 | 0 | 0 | 0 | 0 | 0 | 0 | 0 | 0 | 0 | 0 | 0 | 0 | 0 | 0 | 0 | 0 | 0 | 0 | 0 | 0
Commercial_Hospital_Existing_Space Heating_Natural Gas_Boiler_E2_Codes & Standards Forecast | Commercial | Hospital | Existing | Space Heating | Natural Gas | Boiler | E2 |  | Codes & Standards Forecast | 0 | 0 | 0 | 0 | 0 | 0 | 0 | 0 | 0 | 0 | 0 | 0 | 0 | 0 | 0 | 0 | 0 | 0 | 0 | 0 | 0 | 0 | 0 | 0 | 0 | 0 | 0 | 0 | 0 | 0 | 0 | 0 | 0
Commercial_Hospital_Existing_Space Heating_Natural Gas_Boiler_E3_Codes & Standards Forecast | Commercial | Hospital | Existing | Space Heating | Natural Gas | Boiler | E3 |  | Codes & Standards Forecast | 0 | 0 | 0 | 0 | 0 | 50786.0904 | 53166.8368 | 55356.8216 | 57364.2204 | 59200.6097 | 60878.1648 | 62410.1171 | 63808.9208 | 65085.5651 | 66249.015 | 67308.139 | 68270.5349 | 69145.5372 | 69942.2224 | 70667.5599 | 71325.5326 | 68577.3519 | 66295.2726 | 64421.763 | 66509.6712 | 65021.4627 | 63826.8804 | 62888.1307 | 62171.1934 | 61645.9849 | 61285.4096 | 61065.9636 | 88679.3502
Commercial_Hospital_Existing_Space Heating_Natural Gas_Boiler_E4_Codes & Standards Forecast | Commercial | Hospital | Existing | Space Heating | Natural Gas | Boiler | E4 |  | Codes & Standards Forecast | 0 | 0 | 0 | 0 | 0 | 0 | 0 | 0 | 0 | 0 | 0 | 0 | 0 | 0 | 0 | 0 | 0 | 0 | 0 | 0 | 0 | 0 | 0 | 0 | 0 | 0 | 0 | 0 | 0 | 0 | 0 | 0 | 0
Commercial_Hospital_Existing_Space Heating_Natural Gas_Boiler_E5_Codes & Standards Forecast | Commercial | Hospital | Existing | Space Heating | Natural Gas | Boiler | E5 |  | Codes & Standards Forecast | 0 | 0 | 0 | 0 | 0 | 0 | 0 | 0 | 0 | 0 | 0 | 0 | 0 | 0 | 0 | 0 | 0 | 0 | 0 | 0 | 0 | 0 | 0 | 0 | 0 | 0 | 0 | 0 | 0 | 0 | 0 | 0 | 0
Commercial_Hospital_Existing_Space Heating_Natural Gas_Boiler_E6_Codes & Standards Forecast | Commercial | Hospital | Existing | Space Heating | Natural Gas | Boiler | E6 |  | Codes & Standards Forecast | 0 | 0 | 0 | 0 | 0 | 0 | 0 | 0 | 0 | 0 | 0 | 0 | 0 | 0 | 0 | 0 | 0 | 0 | 0 | 0 | 0 | 0 | 0 | 0 | 0 | 0 | 0 | 0 | 0 | 0 | 0 | 0 | 0
Commercial_Hospital_Existing_Space Heating_Natural Gas_Boiler_E7_Codes & Standards Forecast | Commercial | Hospital | Existing | Space Heating | Natural Gas | Boiler | E7 |  | Codes & Standards Forecast | 0 | 0 | 0 | 0 | 0 | 0 | 0 | 0 | 0 | 0 | 0 | 0 | 0 | 0 | 0 | 0 | 0 | 0 | 0 | 0 | 0 | 0 | 0 | 0 | 0 | 0 | 0 | 0 | 0 | 0 | 0 | 0 | 0
Commercial_Hospital_Existing_Space Heating_Natural Gas_Boiler_E8_Codes & Standards Forecast | Commercial | Hospital | Existing | Space Heating | Natural Gas | Boiler | E8 |  | Codes & Standards Forecast | 0 | 0 | 0 | 0 | 0 | 0 | 0 | 0 | 0 | 0 | 0 | 0 | 0 | 0 | 0 | 0 | 0 | 0 | 0 | 0 | 0 | 0 | 0 | 0 | 0 | 0 | 0 | 0 | 0 | 0 | 0 | 0 | 0
Commercial_Hospital_Existing_Space Heating_Natural Gas_Boiler_E9_Codes & Standards Forecast | Commercial | Hospital | Existing | Space Heating | Natural Gas | Boiler | E9 |  | Codes & Standards Forecast | 0 | 0 | 0 | 0 | 0 | 0 | 0 | 0 | 0 | 0 | 0 | 0 | 0 | 0 | 0 | 0 | 0 | 0 | 0 | 0 | 0 | 0 | 0 | 0 | 0 | 0 | 0 | 0 | 0 | 0 | 0 | 0 | 0
Commercial_Hospital_Existing_Space Heating_Natural Gas_Boiler_E10_Codes & Standards Forecast | Commercial | Hospital | Existing | Space Heating | Natural Gas | Boiler | E10 |  | Codes & Standards Forecast | 0 | 0 | 0 | 0 | 0 | 0 | 0 | 0 | 0 | 0 | 0 | 0 | 0 | 0 | 0 | 0 | 0 | 0 | 0 | 0 | 0 | 0 | 0 | 0 | 0 | 0 | 0 | 0 | 0 | 0 | 0 | 0 | 0
Commercial_Hospital_Existing_Space Heating_Natural Gas_Unit Heater_E1_Codes & Standards Forecast | Commercial | Hospital | Existing | Space Heating | Natural Gas | Unit Heater | E1 |  | Codes & Standards Forecast | 0 | 0 | 0 | 0 | 0 | 0 | 0 | 0 | 0 | 0 | 0 | 0 | 0 | 0 | 0 | 0 | 0 | 0 | 0 | 0 | 0 | 0 | 0 | 0 | 0 | 0 | 0 | 0 | 0 | 0 | 0 | 0 | 0
Commercial_Hospital_Existing_Space Heating_Natural Gas_Unit Heater_E2_Codes & Standards Forecast | Commercial | Hospital | Existing | Space Heating | Natural Gas | Unit Heater | E2 |  | Codes & Standards Forecast | 0 | 0 | 0 | 0 | 0 | 0 | 0 | 0 | 0 | 0 | 0 | 0 | 0 | 0 | 0 | 0 | 0 | 0 | 0 | 0 | 0 | 0 | 0 | 0 | 0 | 0 | 0 | 0 | 0 | 0 | 0 | 0 | 0
Commercial_Hospital_Existing_Space Heating_Natural Gas_Unit Heater_E3_Codes & Standards Forecast | Commercial | Hospital | Existing | Space Heating | Natural Gas | Unit Heater | E3 |  | Codes & Standards Forecast | 0 | 0 | 0 | 0 | 0 | 0 | 0 | 0 | 0 | 0 | 0 | 0 | 0 | 0 | 0 | 0 | 0 | 0 | 0 | 0 | 0 | 0 | 0 | 0 | 0 | 0 | 0 | 0 | 0 | 0 | 0 | 0 | 0
Commercial_Hospital_Existing_Space Heating_Natural Gas_Unit Heater_E4_Codes & Standards Forecast | Commercial | Hospital | Existing | Space Heating | Natural Gas | Unit Heater | E4 |  | Codes & Standards Forecast | 0 | 0 | 0 | 0 | 0 | 0 | 0 | 0 | 0 | 0 | 0 | 0 | 0 | 0 | 0 | 0 | 0 | 0 | 0 | 0 | 0 | 0 | 0 | 0 | 0 | 0 | 0 | 0 | 0 | 0 | 0 | 0 | 0
Commercial_Hospital_Existing_Space Heating_Natural Gas_Unit Heater_E5_Codes & Standards Forecast | Commercial | Hospital | Existing | Space Heating | Natural Gas | Unit Heater | E5 |  | Codes & Standards Forecast | 0 | 0 | 0 | 0 | 0 | 0 | 0 | 0 | 0 | 0 | 0 | 0 | 0 | 0 | 0 | 0 | 0 | 0 | 0 | 0 | 0 | 0 | 0 | 0 | 0 | 0 | 0 | 0 | 0 | 0 | 0 | 0 | 0
Commercial_Hospital_Existing_Space Heating_Natural Gas_Unit Heater_E6_Codes & Standards Forecast | Commercial | Hospital | Existing | Space Heating | Natural Gas | Unit Heater | E6 |  | Codes & Standards Forecast | 0 | 0 | 0 | 0 | 0 | 0 | 0 | 0 | 0 | 0 | 0 | 0 | 0 | 0 | 0 | 0 | 0 | 0 | 0 | 0 | 0 | 0 | 0 | 0 | 0 | 0 | 0 | 0 | 0 | 0 | 0 | 0 | 0
Commercial_Hospital_Existing_Space Heating_Natural Gas_Unit Heater_E7_Codes & Standards Forecast | Commercial | Hospital | Existing | Space Heating | Natural Gas | Unit Heater | E7 |  | Codes & Standards Forecast | 0 | 0 | 0 | 0 | 0 | 0 | 0 | 0 | 0 | 0 | 0 | 0 | 0 | 0 | 0 | 0 | 0 | 0 | 0 | 0 | 0 | 0 | 0 | 0 | 0 | 0 | 0 | 0 | 0 | 0 | 0 | 0 | 0
Commercial_Hospital_Existing_Space Heating_Natural Gas_Unit Heater_E8_Codes & Standards Forecast | Commercial | Hospital | Existing | Space Heating | Natural Gas | Unit Heater | E8 |  | Codes & Standards Forecast | 0 | 0 | 0 | 0 | 0 | 0 | 0 | 0 | 0 | 0 | 0 | 0 | 0 | 0 | 0 | 0 | 0 | 0 | 0 | 0 | 0 | 0 | 0 | 0 | 0 | 0 | 0 | 0 | 0 | 0 | 0 | 0 | 0
Commercial_Hospital_Existing_Space Heating_Natural Gas_Unit Heater_E9_Codes & Standards Forecast | Commercial | Hospital | Existing | Space Heating | Natural Gas | Unit Heater | E9 |  | Codes & Standards Forecast | 0 | 0 | 0 | 0 | 0 | 0 | 0 | 0 | 0 | 0 | 0 | 0 | 0 | 0 | 0 | 0 | 0 | 0 | 0 | 0 | 0 | 0 | 0 | 0 | 0 | 0 | 0 | 0 | 0 | 0 | 0 | 0 | 0
Commercial_Hospital_Existing_Space Heating_Natural Gas_Unit Heater_E10_Codes & Standards Forecast | Commercial | Hospital | Existing | Space Heating | Natural Gas | Unit Heater | E10 |  | Codes & Standards Forecast | 0 | 0 | 0 | 0 | 0 | 0 | 0 | 0 | 0 | 0 | 0 | 0 | 0 | 0 | 0 | 0 | 0 | 0 | 0 | 0 | 0 | 0 | 0 | 0 | 0 | 0 | 0 | 0 | 0 | 0 | 0 | 0 | 0
Commercial_Hospital_Existing_Water Heating_Natural Gas_Water Heater_E1_Codes & Standards Forecast | Commercial | Hospital | Existing | Water Heating | Natural Gas | Water Heater | E1 |  | Codes & Standards Forecast | 0 | 87903.9537 | 113690.7606 | 133843.8222 | 201299.5557 | 163440.046 | 173676.9016 | 181786.1606 | 188179.8658 | 193196.3297 | 171384.5713 | 159069.7608 | 153292.9056 | 161857.4034 | 161291.9041 | 185108.9247 | 190130.7421 | 194056.7847 | 210031.9783 | 191853.321 | 187138.7482 | 181697.6561 | 178600.9991 | 175669.3863 | 171172.3066 | 170977.2516 | 173251.3639 | 181855.8194 | 182824.511 | 188881.0577 | 187861.0051 | 186154.4581 | 216347.1403
Commercial_Hospital_Existing_Water Heating_Natural Gas_Water Heater_E2_Codes & Standards Forecast | Commercial | Hospital | Existing | Water Heating | Natural Gas | Water Heater | E2 |  | Codes & Standards Forecast | 0 | 0 | 0 | 0 | 0 | 0 | 0 | 0 | 0 | 0 | 0 | 0 | 0 | 0 | 0 | 0 | 0 | 0 | 0 | 0 | 0 | 0 | 0 | 0 | 0 | 0 | 0 | 0 | 0 | 0 | 0 | 0 | 0
Commercial_Hospital_Existing_Water Heating_Natural Gas_Water Heater_E3_Codes & Standards Forecast | Commercial | Hospital | Existing | Water Heating | Natural Gas | Water Heater | E3 |  | Codes & Standards Forecast | 0 | 0 | 0 | 0 | 0 | 0 | 0 | 0 | 0 | 0 | 0 | 0 | 0 | 0 | 0 | 0 | 0 | 0 | 0 | 0 | 0 | 0 | 0 | 0 | 0 | 0 | 0 | 0 | 0 | 0 | 0 | 0 | 0
Commercial_Hospital_Existing_Water Heating_Natural Gas_Water Heater_E4_Codes & Standards Forecast | Commercial | Hospital | Existing | Water Heating | Natural Gas | Water Heater | E4 |  | Codes & Standards Forecast | 0 | 0 | 0 | 0 | 0 | 0 | 0 | 0 | 0 | 0 | 0 | 0 | 0 | 0 | 0 | 0 | 0 | 0 | 0 | 0 | 0 | 0 | 0 | 0 | 0 | 0 | 0 | 0 | 0 | 0 | 0 | 0 | 0
Commercial_Hospital_Existing_Water Heating_Natural Gas_Water Heater_E5_Codes & Standards Forecast | Commercial | Hospital | Existing | Water Heating | Natural Gas | Water Heater | E5 |  | Codes & Standards Forecast | 0 | 0 | 0 | 0 | 0 | 0 | 0 | 0 | 0 | 0 | 0 | 0 | 0 | 0 | 0 | 0 | 0 | 0 | 0 | 0 | 0 | 0 | 0 | 0 | 0 | 0 | 0 | 0 | 0 | 0 | 0 | 0 | 0
Commercial_Hospital_Existing_Water Heating_Natural Gas_Water Heater_E6_Codes & Standards Forecast | Commercial | Hospital | Existing | Water Heating | Natural Gas | Water Heater | E6 |  | Codes & Standards Forecast | 0 | 0 | 0 | 0 | 0 | 0 | 0 | 0 | 0 | 0 | 0 | 0 | 0 | 0 | 0 | 0 | 0 | 0 | 0 | 0 | 0 | 0 | 0 | 0 | 0 | 0 | 0 | 0 | 0 | 0 | 0 | 0 | 0
Commercial_Hospital_Existing_Water Heating_Natural Gas_Water Heater_E7_Codes & Standards Forecast | Commercial | Hospital | Existing | Water Heating | Natural Gas | Water Heater | E7 |  | Codes & Standards Forecast | 0 | 0 | 0 | 0 | 0 | 0 | 0 | 0 | 0 | 0 | 0 | 0 | 0 | 0 | 0 | 0 | 0 | 0 | 0 | 0 | 0 | 0 | 0 | 0 | 0 | 0 | 0 | 0 | 0 | 0 | 0 | 0 | 0
Commercial_Hospital_Existing_Water Heating_Natural Gas_Water Heater_E8_Codes & Standards Forecast | Commercial | Hospital | Existing | Water Heating | Natural Gas | Water Heater | E8 |  | Codes & Standards Forecast | 0 | 0 | 0 | 0 | 0 | 0 | 0 | 0 | 0 | 0 | 0 | 0 | 0 | 0 | 0 | 0 | 0 | 0 | 0 | 0 | 0 | 0 | 0 | 0 | 0 | 0 | 0 | 0 | 0 | 0 | 0 | 0 | 0
Commercial_Hospital_Existing_Water Heating_Natural Gas_Water Heater_E9_Codes & Standards Forecast | Commercial | Hospital | Existing | Water Heating | Natural Gas | Water Heater | E9 |  | Codes & Standards Forecast | 0 | 0 | 0 | 0 | 0 | 0 | 0 | 0 | 0 | 0 | 0 | 0 | 0 | 0 | 0 | 0 | 0 | 0 | 0 | 0 | 0 | 0 | 0 | 0 | 0 | 0 | 0 | 0 | 0 | 0 | 0 | 0 | 0
Commercial_Hospital_Existing_Water Heating_Natural Gas_Water Heater_E10_Codes & Standards Forecast | Commercial | Hospital | Existing | Water Heating | Natural Gas | Water Heater | E10 |  | Codes & Standards Forecast | 0 | 0 | 0 | 0 | 0 | 0 | 0 | 0 | 0 | 0 | 0 | 0 | 0 | 0 | 0 | 0 | 0 | 0 | 0 | 0 | 0 | 0 | 0 | 0 | 0 | 0 | 0 | 0 | 0 | 0 | 0 | 0 | 0
Commercial_Hospital_Existing_Food Preparation_Natural Gas_Oven_E1_Codes & Standards Forecast | Commercial | Hospital | Existing | Food Preparation | Natural Gas | Oven | E1 |  | Codes & Standards Forecast | 0 | 2979.6588 | 3211.4565 | 3396.1067 | 4805.6381 | 3698.7 | 3807.6962 | 3897.4699 | 3970.8222 | 4030.3394 | 3836.0483 | 3713.746 | 3644.4975 | 3816.1665 | 3778.4423 | 3765.114 | 4569.9659 | 4516.8262 | 4471.3912 | 4727.7599 | 4244.1167 | 4158.4642 | 4109.9702 | 4058.9811 | 4010.6397 | 4033.5215 | 4063.2043 | 4094.6764 | 4227.9121 | 4202.7702 | 4174.2741 | 4364.1268 | 4990.3327
Commercial_Hospital_Existing_Food Preparation_Natural Gas_Oven_E2_Codes & Standards Forecast | Commercial | Hospital | Existing | Food Preparation | Natural Gas | Oven | E2 |  | Codes & Standards Forecast | 0 | 0 | 0 | 0 | 0 | 0 | 0 | 0 | 0 | 0 | 0 | 0 | 0 | 0 | 0 | 0 | 0 | 0 | 0 | 0 | 0 | 0 | 0 | 0 | 0 | 0 | 0 | 0 | 0 | 0 | 0 | 0 | 0
Commercial_Hospital_Existing_Food Preparation_Natural Gas_Oven_E3_Codes & Standards Forecast | Commercial | Hospital | Existing | Food Preparation | Natural Gas | Oven | E3 |  | Codes & Standards Forecast | 0 | 0 | 0 | 0 | 0 | 0 | 0 | 0 | 0 | 0 | 0 | 0 | 0 | 0 | 0 | 0 | 0 | 0 | 0 | 0 | 0 | 0 | 0 | 0 | 0 | 0 | 0 | 0 | 0 | 0 | 0 | 0 | 0
Commercial_Hospital_Existing_Food Preparation_Natural Gas_Oven_E4_Codes & Standards Forecast | Commercial | Hospital | Existing | Food Preparation | Natural Gas | Oven | E4 |  | Codes & Standards Forecast | 0 | 0 | 0 | 0 | 0 | 0 | 0 | 0 | 0 | 0 | 0 | 0 | 0 | 0 | 0 | 0 | 0 | 0 | 0 | 0 | 0 | 0 | 0 | 0 | 0 | 0 | 0 | 0 | 0 | 0 | 0 | 0 | 0
Commercial_Hospital_Existing_Food Preparation_Natural Gas_Oven_E5_Codes & Standards Forecast | Commercial | Hospital | Existing | Food Preparation | Natural Gas | Oven | E5 |  | Codes & Standards Forecast | 0 | 0 | 0 | 0 | 0 | 0 | 0 | 0 | 0 | 0 | 0 | 0 | 0 | 0 | 0 | 0 | 0 | 0 | 0 | 0 | 0 | 0 | 0 | 0 | 0 | 0 | 0 | 0 | 0 | 0 | 0 | 0 | 0
Commercial_Hospital_Existing_Food Preparation_Natural Gas_Oven_E6_Codes & Standards Forecast | Commercial | Hospital | Existing | Food Preparation | Natural Gas | Oven | E6 |  | Codes & Standards Forecast | 0 | 0 | 0 | 0 | 0 | 0 | 0 | 0 | 0 | 0 | 0 | 0 | 0 | 0 | 0 | 0 | 0 | 0 | 0 | 0 | 0 | 0 | 0 | 0 | 0 | 0 | 0 | 0 | 0 | 0 | 0 | 0 | 0
Commercial_Hospital_Existing_Food Preparation_Natural Gas_Oven_E7_Codes & Standards Forecast | Commercial | Hospital | Existing | Food Preparation | Natural Gas | Oven | E7 |  | Codes & Standards Forecast | 0 | 0 | 0 | 0 | 0 | 0 | 0 | 0 | 0 | 0 | 0 | 0 | 0 | 0 | 0 | 0 | 0 | 0 | 0 | 0 | 0 | 0 | 0 | 0 | 0 | 0 | 0 | 0 | 0 | 0 | 0 | 0 | 0
Commercial_Hospital_Existing_Food Preparation_Natural Gas_Oven_E8_Codes & Standards Forecast | Commercial | Hospital | Existing | Food Preparation | Natural Gas | Oven | E8 |  | Codes & Standards Forecast | 0 | 0 | 0 | 0 | 0 | 0 | 0 | 0 | 0 | 0 | 0 | 0 | 0 | 0 | 0 | 0 | 0 | 0 | 0 | 0 | 0 | 0 | 0 | 0 | 0 | 0 | 0 | 0 | 0 | 0 | 0 | 0 | 0
Commercial_Hospital_Existing_Food Preparation_Natural Gas_Oven_E9_Codes & Standards Forecast | Commercial | Hospital | Existing | Food Preparation | Natural Gas | Oven | E9 |  | Codes & Standards Forecast | 0 | 0 | 0 | 0 | 0 | 0 | 0 | 0 | 0 | 0 | 0 | 0 | 0 | 0 | 0 | 0 | 0 | 0 | 0 | 0 | 0 | 0 | 0 | 0 | 0 | 0 | 0 | 0 | 0 | 0 | 0 | 0 | 0
Commercial_Hospital_Existing_Food Preparation_Natural Gas_Oven_E10_Codes & Standards Forecast | Commercial | Hospital | Existing | Food Preparation | Natural Gas | Oven | E10 |  | Codes & Standards Forecast | 0 | 0 | 0 | 0 | 0 | 0 | 0 | 0 | 0 | 0 | 0 | 0 | 0 | 0 | 0 | 0 | 0 | 0 | 0 | 0 | 0 | 0 | 0 | 0 | 0 | 0 | 0 | 0 | 0 | 0 | 0 | 0 | 0
Commercial_Hospital_Existing_Food Preparation_Natural Gas_Conveyor Oven_E1_Codes & Standards Forecast | Commercial | Hospital | Existing | Food Preparation | Natural Gas | Conveyor Oven | E1 |  | Codes & Standards Forecast | 0 | 630.9866 | 816.0878 | 960.7492 | 1700.053 | 1173.1949 | 1246.6765 | 1304.8858 | 1350.7807 | 1386.7896 | 1414.8776 | 1436.657 | 1453.4229 | 1466.1997 | 1475.7804 | 1482.8096 | 1487.7896 | 1309.1559 | 1202.6791 | 1146.4225 | 1244.1326 | 1220.439 | 1373.3444 | 1396.3742 | 1414.1424 | 1583.2053 | 1406.8947 | 1420.6965 | 1431.0983 | 1438.7852 | 1444.2959 | 1448.0725 | 1803.406
Commercial_Hospital_Existing_Food Preparation_Natural Gas_Conveyor Oven_E2_Codes & Standards Forecast | Commercial | Hospital | Existing | Food Preparation | Natural Gas | Conveyor Oven | E2 |  | Codes & Standards Forecast | 0 | 0 | 0 | 0 | 0 | 0 | 0 | 0 | 0 | 0 | 0 | 0 | 0 | 0 | 0 | 0 | 0 | 0 | 0 | 0 | 0 | 0 | 0 | 0 | 0 | 0 | 0 | 0 | 0 | 0 | 0 | 0 | 0
Commercial_Hospital_Existing_Food Preparation_Natural Gas_Conveyor Oven_E3_Codes & Standards Forecast | Commercial | Hospital | Existing | Food Preparation | Natural Gas | Conveyor Oven | E3 |  | Codes & Standards Forecast | 0 | 0 | 0 | 0 | 0 | 0 | 0 | 0 | 0 | 0 | 0 | 0 | 0 | 0 | 0 | 0 | 0 | 0 | 0 | 0 | 0 | 0 | 0 | 0 | 0 | 0 | 0 | 0 | 0 | 0 | 0 | 0 | 0
Commercial_Hospital_Existing_Food Preparation_Natural Gas_Conveyor Oven_E4_Codes & Standards Forecast | Commercial | Hospital | Existing | Food Preparation | Natural Gas | Conveyor Oven | E4 |  | Codes & Standards Forecast | 0 | 0 | 0 | 0 | 0 | 0 | 0 | 0 | 0 | 0 | 0 | 0 | 0 | 0 | 0 | 0 | 0 | 0 | 0 | 0 | 0 | 0 | 0 | 0 | 0 | 0 | 0 | 0 | 0 | 0 | 0 | 0 | 0
Commercial_Hospital_Existing_Food Preparation_Natural Gas_Conveyor Oven_E5_Codes & Standards Forecast | Commercial | Hospital | Existing | Food Preparation | Natural Gas | Conveyor Oven | E5 |  | Codes & Standards Forecast | 0 | 0 | 0 | 0 | 0 | 0 | 0 | 0 | 0 | 0 | 0 | 0 | 0 | 0 | 0 | 0 | 0 | 0 | 0 | 0 | 0 | 0 | 0 | 0 | 0 | 0 | 0 | 0 | 0 | 0 | 0 | 0 | 0
Commercial_Hospital_Existing_Food Preparation_Natural Gas_Conveyor Oven_E6_Codes & Standards Forecast | Commercial | Hospital | Existing | Food Preparation | Natural Gas | Conveyor Oven | E6 |  | Codes & Standards Forecast | 0 | 0 | 0 | 0 | 0 | 0 | 0 | 0 | 0 | 0 | 0 | 0 | 0 | 0 | 0 | 0 | 0 | 0 | 0 | 0 | 0 | 0 | 0 | 0 | 0 | 0 | 0 | 0 | 0 | 0 | 0 | 0 | 0
Commercial_Hospital_Existing_Food Preparation_Natural Gas_Conveyor Oven_E7_Codes & Standards Forecast | Commercial | Hospital | Existing | Food Preparation | Natural Gas | Conveyor Oven | E7 |  | Codes & Standards Forecast | 0 | 0 | 0 | 0 | 0 | 0 | 0 | 0 | 0 | 0 | 0 | 0 | 0 | 0 | 0 | 0 | 0 | 0 | 0 | 0 | 0 | 0 | 0 | 0 | 0 | 0 | 0 | 0 | 0 | 0 | 0 | 0 | 0
Commercial_Hospital_Existing_Food Preparation_Natural Gas_Conveyor Oven_E8_Codes & Standards Forecast | Commercial | Hospital | Existing | Food Preparation | Natural Gas | Conveyor Oven | E8 |  | Codes & Standards Forecast | 0 | 0 | 0 | 0 | 0 | 0 | 0 | 0 | 0 | 0 | 0 | 0 | 0 | 0 | 0 | 0 | 0 | 0 | 0 | 0 | 0 | 0 | 0 | 0 | 0 | 0 | 0 | 0 | 0 | 0 | 0 | 0 | 0
Commercial_Hospital_Existing_Food Preparation_Natural Gas_Conveyor Oven_E9_Codes & Standards Forecast | Commercial | Hospital | Existing | Food Preparation | Natural Gas | Conveyor Oven | E9 |  | Codes & Standards Forecast | 0 | 0 | 0 | 0 | 0 | 0 | 0 | 0 | 0 | 0 | 0 | 0 | 0 | 0 | 0 | 0 | 0 | 0 | 0 | 0 | 0 | 0 | 0 | 0 | 0 | 0 | 0 | 0 | 0 | 0 | 0 | 0 | 0
Commercial_Hospital_Existing_Food Preparation_Natural Gas_Conveyor Oven_E10_Codes & Standards Forecast | Commercial | Hospital | Existing | Food Preparation | Natural Gas | Conveyor Oven | E10 |  | Codes & Standards Forecast | 0 | 0 | 0 | 0 | 0 | 0 | 0 | 0 | 0 | 0 | 0 | 0 | 0 | 0 | 0 | 0 | 0 | 0 | 0 | 0 | 0 | 0 | 0 | 0 | 0 | 0 | 0 | 0 | 0 | 0 | 0 | 0 | 0
Commercial_Hospital_Existing_Food Preparation_Natural Gas_Double Rack Oven_E1_Codes & Standards Forecast | Commercial | Hospital | Existing | Food Preparation | Natural Gas | Double Rack Oven | E1 |  | Codes & Standards Forecast | 0 | 893.8976 | 1156.1243 | 1361.0614 | 2150.2742 | 1662.0261 | 1766.125 | 1848.5883 | 1913.606 | 1964.6186 | 2004.4099 | 2035.2641 | 1798.5073 | 1661.1593 | 1592.5633 | 1691.3918 | 1675.1374 | 1907.9653 | 1952.2465 | 1986.8565 | 2170.736 | 2002.9823 | 2024.903 | 1990.5641 | 1931.8456 | 1868.0075 | 1833.5559 | 1800.6182 | 1751.9332 | 1746.8014 | 1766.7907 | 1861.1196 | 2228.1876
Commercial_Hospital_Existing_Food Preparation_Natural Gas_Double Rack Oven_E2_Codes & Standards Forecast | Commercial | Hospital | Existing | Food Preparation | Natural Gas | Double Rack Oven | E2 |  | Codes & Standards Forecast | 0 | 0 | 0 | 0 | 0 | 0 | 0 | 0 | 0 | 0 | 0 | 0 | 0 | 0 | 0 | 0 | 0 | 0 | 0 | 0 | 0 | 0 | 0 | 0 | 0 | 0 | 0 | 0 | 0 | 0 | 0 | 0 | 0
Commercial_Hospital_Existing_Food Preparation_Natural Gas_Double Rack Oven_E3_Codes & Standards Forecast | Commercial | Hospital | Existing | Food Preparation | Natural Gas | Double Rack Oven | E3 |  | Codes & Standards Forecast | 0 | 0 | 0 | 0 | 0 | 0 | 0 | 0 | 0 | 0 | 0 | 0 | 0 | 0 | 0 | 0 | 0 | 0 | 0 | 0 | 0 | 0 | 0 | 0 | 0 | 0 | 0 | 0 | 0 | 0 | 0 | 0 | 0
Commercial_Hospital_Existing_Food Preparation_Natural Gas_Double Rack Oven_E4_Codes & Standards Forecast | Commercial | Hospital | Existing | Food Preparation | Natural Gas | Double Rack Oven | E4 |  | Codes & Standards Forecast | 0 | 0 | 0 | 0 | 0 | 0 | 0 | 0 | 0 | 0 | 0 | 0 | 0 | 0 | 0 | 0 | 0 | 0 | 0 | 0 | 0 | 0 | 0 | 0 | 0 | 0 | 0 | 0 | 0 | 0 | 0 | 0 | 0
Commercial_Hospital_Existing_Food Preparation_Natural Gas_Double Rack Oven_E5_Codes & Standards Forecast | Commercial | Hospital | Existing | Food Preparation | Natural Gas | Double Rack Oven | E5 |  | Codes & Standards Forecast | 0 | 0 | 0 | 0 | 0 | 0 | 0 | 0 | 0 | 0 | 0 | 0 | 0 | 0 | 0 | 0 | 0 | 0 | 0 | 0 | 0 | 0 | 0 | 0 | 0 | 0 | 0 | 0 | 0 | 0 | 0 | 0 | 0
Commercial_Hospital_Existing_Food Preparation_Natural Gas_Double Rack Oven_E6_Codes & Standards Forecast | Commercial | Hospital | Existing | Food Preparation | Natural Gas | Double Rack Oven | E6 |  | Codes & Standards Forecast | 0 | 0 | 0 | 0 | 0 | 0 | 0 | 0 | 0 | 0 | 0 | 0 | 0 | 0 | 0 | 0 | 0 | 0 | 0 | 0 | 0 | 0 | 0 | 0 | 0 | 0 | 0 | 0 | 0 | 0 | 0 | 0 | 0
Commercial_Hospital_Existing_Food Preparation_Natural Gas_Double Rack Oven_E7_Codes & Standards Forecast | Commercial | Hospital | Existing | Food Preparation | Natural Gas | Double Rack Oven | E7 |  | Codes & Standards Forecast | 0 | 0 | 0 | 0 | 0 | 0 | 0 | 0 | 0 | 0 | 0 | 0 | 0 | 0 | 0 | 0 | 0 | 0 | 0 | 0 | 0 | 0 | 0 | 0 | 0 | 0 | 0 | 0 | 0 | 0 | 0 | 0 | 0
Commercial_Hospital_Existing_Food Preparation_Natural Gas_Double Rack Oven_E8_Codes & Standards Forecast | Commercial | Hospital | Existing | Food Preparation | Natural Gas | Double Rack Oven | E8 |  | Codes & Standards Forecast | 0 | 0 | 0 | 0 | 0 | 0 | 0 | 0 | 0 | 0 | 0 | 0 | 0 | 0 | 0 | 0 | 0 | 0 | 0 | 0 | 0 | 0 | 0 | 0 | 0 | 0 | 0 | 0 | 0 | 0 | 0 | 0 | 0
Commercial_Hospital_Existing_Food Preparation_Natural Gas_Double Rack Oven_E9_Codes & Standards Forecast | Commercial | Hospital | Existing | Food Preparation | Natural Gas | Double Rack Oven | E9 |  | Codes & Standards Forecast | 0 | 0 | 0 | 0 | 0 | 0 | 0 | 0 | 0 | 0 | 0 | 0 | 0 | 0 | 0 | 0 | 0 | 0 | 0 | 0 | 0 | 0 | 0 | 0 | 0 | 0 | 0 | 0 | 0 | 0 | 0 | 0 | 0
Commercial_Hospital_Existing_Food Preparation_Natural Gas_Double Rack Oven_E10_Codes & Standards Forecast | Commercial | Hospital | Existing | Food Preparation | Natural Gas | Double Rack Oven | E10 |  | Codes & Standards Forecast | 0 | 0 | 0 | 0 | 0 | 0 | 0 | 0 | 0 | 0 | 0 | 0 | 0 | 0 | 0 | 0 | 0 | 0 | 0 | 0 | 0 | 0 | 0 | 0 | 0 | 0 | 0 | 0 | 0 | 0 | 0 | 0 | 0
Commercial_Hospital_Existing_Food Preparation_Natural Gas_Fryer_E1_Codes & Standards Forecast | Commercial | Hospital | Existing | Food Preparation | Natural Gas | Fryer | E1 |  | Codes & Standards Forecast | 0 | 0 | 0 | 0 | 0 | 0 | 0 | 0 | 0 | 0 | 0 | 0 | 0 | 0 | 0 | 0 | 0 | 0 | 0 | 0 | 0 | 0 | 0 | 0 | 0 | 0 | 0 | 0 | 0 | 0 | 0 | 0 | 0
Commercial_Hospital_Existing_Food Preparation_Natural Gas_Fryer_E2_Codes & Standards Forecast | Commercial | Hospital | Existing | Food Preparation | Natural Gas | Fryer | E2 |  | Codes & Standards Forecast | 0 | 0 | 0 | 11160.7908 | 45593.0883 | 47194.5797 | 59874.4855 | 69957.6527 | 77964.6069 | 62242.5267 | 49690.1772 | 41866.8852 | 42383.3237 | 43116.836 | 46199.7791 | 50645.9454 | 58621.9865 | 67825.2456 | 64368.7871 | 62899.0804 | 61171.8656 | 59412.4619 | 52559.289 | 48763.579 | 48504.1271 | 52234.8145 | 54587.438 | 56775.3763 | 58529.9555 | 60486.6807 | 61015.34 | 57458.6468 | 63287.5429
Commercial_Hospital_Existing_Food Preparation_Natural Gas_Fryer_E3_Codes & Standards Forecast | Commercial | Hospital | Existing | Food Preparation | Natural Gas | Fryer | E3 |  | Codes & Standards Forecast | 0 | 0 | 0 | 0 | 0 | 0 | 0 | 0 | 0 | 0 | 0 | 0 | 0 | 0 | 0 | 0 | 0 | 0 | 0 | 0 | 0 | 0 | 0 | 0 | 0 | 0 | 0 | 0 | 0 | 0 | 0 | 0 | 0
Commercial_Hospital_Existing_Food Preparation_Natural Gas_Fryer_E4_Codes & Standards Forecast | Commercial | Hospital | Existing | Food Preparation | Natural Gas | Fryer | E4 |  | Codes & Standards Forecast | 0 | 0 | 0 | 0 | 0 | 0 | 0 | 0 | 0 | 0 | 0 | 0 | 0 | 0 | 0 | 0 | 0 | 0 | 0 | 0 | 0 | 0 | 0 | 0 | 0 | 0 | 0 | 0 | 0 | 0 | 0 | 0 | 0
Commercial_Hospital_Existing_Food Preparation_Natural Gas_Fryer_E5_Codes & Standards Forecast | Commercial | Hospital | Existing | Food Preparation | Natural Gas | Fryer | E5 |  | Codes & Standards Forecast | 0 | 0 | 0 | 0 | 0 | 0 | 0 | 0 | 0 | 0 | 0 | 0 | 0 | 0 | 0 | 0 | 0 | 0 | 0 | 0 | 0 | 0 | 0 | 0 | 0 | 0 | 0 | 0 | 0 | 0 | 0 | 0 | 0
Commercial_Hospital_Existing_Food Preparation_Natural Gas_Fryer_E6_Codes & Standards Forecast | Commercial | Hospital | Existing | Food Preparation | Natural Gas | Fryer | E6 |  | Codes & Standards Forecast | 0 | 0 | 0 | 0 | 0 | 0 | 0 | 0 | 0 | 0 | 0 | 0 | 0 | 0 | 0 | 0 | 0 | 0 | 0 | 0 | 0 | 0 | 0 | 0 | 0 | 0 | 0 | 0 | 0 | 0 | 0 | 0 | 0
Commercial_Hospital_Existing_Food Preparation_Natural Gas_Fryer_E7_Codes & Standards Forecast | Commercial | Hospital | Existing | Food Preparation | Natural Gas | Fryer | E7 |  | Codes & Standards Forecast | 0 | 0 | 0 | 0 | 0 | 0 | 0 | 0 | 0 | 0 | 0 | 0 | 0 | 0 | 0 | 0 | 0 | 0 | 0 | 0 | 0 | 0 | 0 | 0 | 0 | 0 | 0 | 0 | 0 | 0 | 0 | 0 | 0
Commercial_Hospital_Existing_Food Preparation_Natural Gas_Fryer_E8_Codes & Standards Forecast | Commercial | Hospital | Existing | Food Preparation | Natural Gas | Fryer | E8 |  | Codes & Standards Forecast | 0 | 0 | 0 | 0 | 0 | 0 | 0 | 0 | 0 | 0 | 0 | 0 | 0 | 0 | 0 | 0 | 0 | 0 | 0 | 0 | 0 | 0 | 0 | 0 | 0 | 0 | 0 | 0 | 0 | 0 | 0 | 0 | 0
Commercial_Hospital_Existing_Food Preparation_Natural Gas_Fryer_E9_Codes & Standards Forecast | Commercial | Hospital | Existing | Food Preparation | Natural Gas | Fryer | E9 |  | Codes & Standards Forecast | 0 | 0 | 0 | 0 | 0 | 0 | 0 | 0 | 0 | 0 | 0 | 0 | 0 | 0 | 0 | 0 | 0 | 0 | 0 | 0 | 0 | 0 | 0 | 0 | 0 | 0 | 0 | 0 | 0 | 0 | 0 | 0 | 0
Commercial_Hospital_Existing_Food Preparation_Natural Gas_Fryer_E10_Codes & Standards Forecast | Commercial | Hospital | Existing | Food Preparation | Natural Gas | Fryer | E10 |  | Codes & Standards Forecast | 0 | 0 | 0 | 0 | 0 | 0 | 0 | 0 | 0 | 0 | 0 | 0 | 0 | 0 | 0 | 0 | 0 | 0 | 0 | 0 | 0 | 0 | 0 | 0 | 0 | 0 | 0 | 0 | 0 | 0 | 0 | 0 | 0
Commercial_Hospital_Existing_Food Preparation_Natural Gas_Broiler_E1_Codes & Standards Forecast | Commercial | Hospital | Existing | Food Preparation | Natural Gas | Broiler | E1 |  | Codes & Standards Forecast | 0 | 4659.1028 | 6025.8602 | 7094.0168 | 11207.4896 | 8662.6817 | 9205.2576 | 9635.0661 | 9973.9466 | 10239.8302 | 10447.2273 | 10608.0432 | 9374.0382 | 8658.1638 | 8300.633 | 8815.739 | 8731.019 | 9944.5463 | 10175.3456 | 10355.7368 | 11314.1391 | 10439.7866 | 10554.04 | 10375.0615 | 10069.0134 | 9736.2813 | 9556.7156 | 9385.0405 | 9131.2881 | 9104.5407 | 9208.7275 | 9700.3807 | 11613.5838
Commercial_Hospital_Existing_Food Preparation_Natural Gas_Broiler_E2_Codes & Standards Forecast | Commercial | Hospital | Existing | Food Preparation | Natural Gas | Broiler | E2 |  | Codes & Standards Forecast | 0 | 0 | 0 | 0 | 0 | 0 | 0 | 0 | 0 | 0 | 0 | 0 | 0 | 0 | 0 | 0 | 0 | 0 | 0 | 0 | 0 | 0 | 0 | 0 | 0 | 0 | 0 | 0 | 0 | 0 | 0 | 0 | 0
Commercial_Hospital_Existing_Food Preparation_Natural Gas_Broiler_E3_Codes & Standards Forecast | Commercial | Hospital | Existing | Food Preparation | Natural Gas | Broiler | E3 |  | Codes & Standards Forecast | 0 | 0 | 0 | 0 | 0 | 0 | 0 | 0 | 0 | 0 | 0 | 0 | 0 | 0 | 0 | 0 | 0 | 0 | 0 | 0 | 0 | 0 | 0 | 0 | 0 | 0 | 0 | 0 | 0 | 0 | 0 | 0 | 0
Commercial_Hospital_Existing_Food Preparation_Natural Gas_Broiler_E4_Codes & Standards Forecast | Commercial | Hospital | Existing | Food Preparation | Natural Gas | Broiler | E4 |  | Codes & Standards Forecast | 0 | 0 | 0 | 0 | 0 | 0 | 0 | 0 | 0 | 0 | 0 | 0 | 0 | 0 | 0 | 0 | 0 | 0 | 0 | 0 | 0 | 0 | 0 | 0 | 0 | 0 | 0 | 0 | 0 | 0 | 0 | 0 | 0
Commercial_Hospital_Existing_Food Preparation_Natural Gas_Broiler_E5_Codes & Standards Forecast | Commercial | Hospital | Existing | Food Preparation | Natural Gas | Broiler | E5 |  | Codes & Standards Forecast | 0 | 0 | 0 | 0 | 0 | 0 | 0 | 0 | 0 | 0 | 0 | 0 | 0 | 0 | 0 | 0 | 0 | 0 | 0 | 0 | 0 | 0 | 0 | 0 | 0 | 0 | 0 | 0 | 0 | 0 | 0 | 0 | 0
Commercial_Hospital_Existing_Food Preparation_Natural Gas_Broiler_E6_Codes & Standards Forecast | Commercial | Hospital | Existing | Food Preparation | Natural Gas | Broiler | E6 |  | Codes & Standards Forecast | 0 | 0 | 0 | 0 | 0 | 0 | 0 | 0 | 0 | 0 | 0 | 0 | 0 | 0 | 0 | 0 | 0 | 0 | 0 | 0 | 0 | 0 | 0 | 0 | 0 | 0 | 0 | 0 | 0 | 0 | 0 | 0 | 0
Commercial_Hospital_Existing_Food Preparation_Natural Gas_Broiler_E7_Codes & Standards Forecast | Commercial | Hospital | Existing | Food Preparation | Natural Gas | Broiler | E7 |  | Codes & Standards Forecast | 0 | 0 | 0 | 0 | 0 | 0 | 0 | 0 | 0 | 0 | 0 | 0 | 0 | 0 | 0 | 0 | 0 | 0 | 0 | 0 | 0 | 0 | 0 | 0 | 0 | 0 | 0 | 0 | 0 | 0 | 0 | 0 | 0
Commercial_Hospital_Existing_Food Preparation_Natural Gas_Broiler_E8_Codes & Standards Forecast | Commercial | Hospital | Existing | Food Preparation | Natural Gas | Broiler | E8 |  | Codes & Standards Forecast | 0 | 0 | 0 | 0 | 0 | 0 | 0 | 0 | 0 | 0 | 0 | 0 | 0 | 0 | 0 | 0 | 0 | 0 | 0 | 0 | 0 | 0 | 0 | 0 | 0 | 0 | 0 | 0 | 0 | 0 | 0 | 0 | 0
Commercial_Hospital_Existing_Food Preparation_Natural Gas_Broiler_E9_Codes & Standards Forecast | Commercial | Hospital | Existing | Food Preparation | Natural Gas | Broiler | E9 |  | Codes & Standards Forecast | 0 | 0 | 0 | 0 | 0 | 0 | 0 | 0 | 0 | 0 | 0 | 0 | 0 | 0 | 0 | 0 | 0 | 0 | 0 | 0 | 0 | 0 | 0 | 0 | 0 | 0 | 0 | 0 | 0 | 0 | 0 | 0 | 0
Commercial_Hospital_Existing_Food Preparation_Natural Gas_Broiler_E10_Codes & Standards Forecast | Commercial | Hospital | Existing | Food Preparation | Natural Gas | Broiler | E10 |  | Codes & Standards Forecast | 0 | 0 | 0 | 0 | 0 | 0 | 0 | 0 | 0 | 0 | 0 | 0 | 0 | 0 | 0 | 0 | 0 | 0 | 0 | 0 | 0 | 0 | 0 | 0 | 0 | 0 | 0 | 0 | 0 | 0 | 0 | 0 | 0
Commercial_Hospital_Existing_Food Preparation_Natural Gas_Griddle_E1_Codes & Standards Forecast | Commercial | Hospital | Existing | Food Preparation | Natural Gas | Griddle | E1 |  | Codes & Standards Forecast | 0 | 4659.1028 | 6025.8602 | 0 | 0 | 0 | 0 | 0 | 0 | 0 | 0 | 0 | 0 | 0 | 0 | 0 | 0 | 0 | 0 | 0 | 0 | 0 | 0 | 0 | 0 | 0 | 0 | 0 | 0 | 0 | 0 | 0 | 0
Commercial_Hospital_Existing_Food Preparation_Natural Gas_Griddle_E2_Codes & Standards Forecast | Commercial | Hospital | Existing | Food Preparation | Natural Gas | Griddle | E2 |  | Codes & Standards Forecast | 0 | 0 | 0 | 7094.0168 | 11207.4896 | 8662.6817 | 9205.2576 | 9635.0661 | 9973.9466 | 10239.8302 | 10447.2273 | 10608.0432 | 9374.0382 | 8658.1638 | 8300.633 | 8815.739 | 8731.019 | 9944.5463 | 10175.3456 | 10355.7368 | 11314.1391 | 10439.7866 | 10554.04 | 10375.0615 | 10069.0134 | 9736.2813 | 9556.7156 | 9385.0405 | 9131.2881 | 9104.5407 | 9208.7275 | 9700.3807 | 11613.5838
Commercial_Hospital_Existing_Food Preparation_Natural Gas_Griddle_E3_Codes & Standards Forecast | Commercial | Hospital | Existing | Food Preparation | Natural Gas | Griddle | E3 |  | Codes & Standards Forecast | 0 | 0 | 0 | 0 | 0 | 0 | 0 | 0 | 0 | 0 | 0 | 0 | 0 | 0 | 0 | 0 | 0 | 0 | 0 | 0 | 0 | 0 | 0 | 0 | 0 | 0 | 0 | 0 | 0 | 0 | 0 | 0 | 0
Commercial_Hospital_Existing_Food Preparation_Natural Gas_Griddle_E4_Codes & Standards Forecast | Commercial | Hospital | Existing | Food Preparation | Natural Gas | Griddle | E4 |  | Codes & Standards Forecast | 0 | 0 | 0 | 0 | 0 | 0 | 0 | 0 | 0 | 0 | 0 | 0 | 0 | 0 | 0 | 0 | 0 | 0 | 0 | 0 | 0 | 0 | 0 | 0 | 0 | 0 | 0 | 0 | 0 | 0 | 0 | 0 | 0
Commercial_Hospital_Existing_Food Preparation_Natural Gas_Griddle_E5_Codes & Standards Forecast | Commercial | Hospital | Existing | Food Preparation | Natural Gas | Griddle | E5 |  | Codes & Standards Forecast | 0 | 0 | 0 | 0 | 0 | 0 | 0 | 0 | 0 | 0 | 0 | 0 | 0 | 0 | 0 | 0 | 0 | 0 | 0 | 0 | 0 | 0 | 0 | 0 | 0 | 0 | 0 | 0 | 0 | 0 | 0 | 0 | 0
Commercial_Hospital_Existing_Food Preparation_Natural Gas_Griddle_E6_Codes & Standards Forecast | Commercial | Hospital | Existing | Food Preparation | Natural Gas | Griddle | E6 |  | Codes & Standards Forecast | 0 | 0 | 0 | 0 | 0 | 0 | 0 | 0 | 0 | 0 | 0 | 0 | 0 | 0 | 0 | 0 | 0 | 0 | 0 | 0 | 0 | 0 | 0 | 0 | 0 | 0 | 0 | 0 | 0 | 0 | 0 | 0 | 0
Commercial_Hospital_Existing_Food Preparation_Natural Gas_Griddle_E7_Codes & Standards Forecast | Commercial | Hospital | Existing | Food Preparation | Natural Gas | Griddle | E7 |  | Codes & Standards Forecast | 0 | 0 | 0 | 0 | 0 | 0 | 0 | 0 | 0 | 0 | 0 | 0 | 0 | 0 | 0 | 0 | 0 | 0 | 0 | 0 | 0 | 0 | 0 | 0 | 0 | 0 | 0 | 0 | 0 | 0 | 0 | 0 | 0
Commercial_Hospital_Existing_Food Preparation_Natural Gas_Griddle_E8_Codes & Standards Forecast | Commercial | Hospital | Existing | Food Preparation | Natural Gas | Griddle | E8 |  | Codes & Standards Forecast | 0 | 0 | 0 | 0 | 0 | 0 | 0 | 0 | 0 | 0 | 0 | 0 | 0 | 0 | 0 | 0 | 0 | 0 | 0 | 0 | 0 | 0 | 0 | 0 | 0 | 0 | 0 | 0 | 0 | 0 | 0 | 0 | 0
Commercial_Hospital_Existing_Food Preparation_Natural Gas_Griddle_E9_Codes & Standards Forecast | Commercial | Hospital | Existing | Food Preparation | Natural Gas | Griddle | E9 |  | Codes & Standards Forecast | 0 | 0 | 0 | 0 | 0 | 0 | 0 | 0 | 0 | 0 | 0 | 0 | 0 | 0 | 0 | 0 | 0 | 0 | 0 | 0 | 0 | 0 | 0 | 0 | 0 | 0 | 0 | 0 | 0 | 0 | 0 | 0 | 0
Commercial_Hospital_Existing_Food Preparation_Natural Gas_Griddle_E10_Codes & Standards Forecast | Commercial | Hospital | Existing | Food Preparation | Natural Gas | Griddle | E10 |  | Codes & Standards Forecast | 0 | 0 | 0 | 0 | 0 | 0 | 0 | 0 | 0 | 0 | 0 | 0 | 0 | 0 | 0 | 0 | 0 | 0 | 0 | 0 | 0 | 0 | 0 | 0 | 0 | 0 | 0 | 0 | 0 | 0 | 0 | 0 | 0
Commercial_Hospital_Existing_Food Preparation_Natural Gas_Range_E1_Codes & Standards Forecast | Commercial | Hospital | Existing | Food Preparation | Natural Gas | Range | E1 |  | Codes & Standards Forecast | 0 | 23635.602 | 30569.1548 | 35987.907 | 54125.3946 | 43945.7353 | 46698.2195 | 48878.6358 | 50597.7743 | 51946.6004 | 46081.858 | 42770.6536 | 41217.3737 | 43520.1945 | 43368.1432 | 49772.0602 | 51122.3257 | 52177.9594 | 56473.3671 | 51585.4924 | 50317.8388 | 48854.8387 | 48022.2101 | 47233.9585 | 46024.7843 | 45972.338 | 46583.8009 | 48897.3657 | 49157.8273 | 50786.3107 | 50512.0391 | 50053.183 | 58171.3869
Commercial_Hospital_Existing_Food Preparation_Natural Gas_Range_E2_Codes & Standards Forecast | Commercial | Hospital | Existing | Food Preparation | Natural Gas | Range | E2 |  | Codes & Standards Forecast | 0 | 0 | 0 | 0 | 0 | 0 | 0 | 0 | 0 | 0 | 0 | 0 | 0 | 0 | 0 | 0 | 0 | 0 | 0 | 0 | 0 | 0 | 0 | 0 | 0 | 0 | 0 | 0 | 0 | 0 | 0 | 0 | 0
Commercial_Hospital_Existing_Food Preparation_Natural Gas_Range_E3_Codes & Standards Forecast | Commercial | Hospital | Existing | Food Preparation | Natural Gas | Range | E3 |  | Codes & Standards Forecast | 0 | 0 | 0 | 0 | 0 | 0 | 0 | 0 | 0 | 0 | 0 | 0 | 0 | 0 | 0 | 0 | 0 | 0 | 0 | 0 | 0 | 0 | 0 | 0 | 0 | 0 | 0 | 0 | 0 | 0 | 0 | 0 | 0
Commercial_Hospital_Existing_Food Preparation_Natural Gas_Range_E4_Codes & Standards Forecast | Commercial | Hospital | Existing | Food Preparation | Natural Gas | Range | E4 |  | Codes & Standards Forecast | 0 | 0 | 0 | 0 | 0 | 0 | 0 | 0 | 0 | 0 | 0 | 0 | 0 | 0 | 0 | 0 | 0 | 0 | 0 | 0 | 0 | 0 | 0 | 0 | 0 | 0 | 0 | 0 | 0 | 0 | 0 | 0 | 0
Commercial_Hospital_Existing_Food Preparation_Natural Gas_Range_E5_Codes & Standards Forecast | Commercial | Hospital | Existing | Food Preparation | Natural Gas | Range | E5 |  | Codes & Standards Forecast | 0 | 0 | 0 | 0 | 0 | 0 | 0 | 0 | 0 | 0 | 0 | 0 | 0 | 0 | 0 | 0 | 0 | 0 | 0 | 0 | 0 | 0 | 0 | 0 | 0 | 0 | 0 | 0 | 0 | 0 | 0 | 0 | 0
Commercial_Hospital_Existing_Food Preparation_Natural Gas_Range_E6_Codes & Standards Forecast | Commercial | Hospital | Existing | Food Preparation | Natural Gas | Range | E6 |  | Codes & Standards Forecast | 0 | 0 | 0 | 0 | 0 | 0 | 0 | 0 | 0 | 0 | 0 | 0 | 0 | 0 | 0 | 0 | 0 | 0 | 0 | 0 | 0 | 0 | 0 | 0 | 0 | 0 | 0 | 0 | 0 | 0 | 0 | 0 | 0
Commercial_Hospital_Existing_Food Preparation_Natural Gas_Range_E7_Codes & Standards Forecast | Commercial | Hospital | Existing | Food Preparation | Natural Gas | Range | E7 |  | Codes & Standards Forecast | 0 | 0 | 0 | 0 | 0 | 0 | 0 | 0 | 0 | 0 | 0 | 0 | 0 | 0 | 0 | 0 | 0 | 0 | 0 | 0 | 0 | 0 | 0 | 0 | 0 | 0 | 0 | 0 | 0 | 0 | 0 | 0 | 0
Commercial_Hospital_Existing_Food Preparation_Natural Gas_Range_E8_Codes & Standards Forecast | Commercial | Hospital | Existing | Food Preparation | Natural Gas | Range | E8 |  | Codes & Standards Forecast | 0 | 0 | 0 | 0 | 0 | 0 | 0 | 0 | 0 | 0 | 0 | 0 | 0 | 0 | 0 | 0 | 0 | 0 | 0 | 0 | 0 | 0 | 0 | 0 | 0 | 0 | 0 | 0 | 0 | 0 | 0 | 0 | 0
Commercial_Hospital_Existing_Food Preparation_Natural Gas_Range_E9_Codes & Standards Forecast | Commercial | Hospital | Existing | Food Preparation | Natural Gas | Range | E9 |  | Codes & Standards Forecast | 0 | 0 | 0 | 0 | 0 | 0 | 0 | 0 | 0 | 0 | 0 | 0 | 0 | 0 | 0 | 0 | 0 | 0 | 0 | 0 | 0 | 0 | 0 | 0 | 0 | 0 | 0 | 0 | 0 | 0 | 0 | 0 | 0
Commercial_Hospital_Existing_Food Preparation_Natural Gas_Range_E10_Codes & Standards Forecast | Commercial | Hospital | Existing | Food Preparation | Natural Gas | Range | E10 |  | Codes & Standards Forecast | 0 | 0 | 0 | 0 | 0 | 0 | 0 | 0 | 0 | 0 | 0 | 0 | 0 | 0 | 0 | 0 | 0 | 0 | 0 | 0 | 0 | 0 | 0 | 0 | 0 | 0 | 0 | 0 | 0 | 0 | 0 | 0 | 0
Commercial_Hospital_Existing_Food Preparation_Natural Gas_Steamer_E1_Codes & Standards Forecast | Commercial | Hospital | Existing | Food Preparation | Natural Gas | Steamer | E1 |  | Codes & Standards Forecast | 0 | 2404.9249 | 2724.9359 | 0 | 0 | 0 | 0 | 0 | 0 | 0 | 0 | 0 | 0 | 0 | 0 | 0 | 0 | 0 | 0 | 0 | 0 | 0 | 0 | 0 | 0 | 0 | 0 | 0 | 0 | 0 | 0 | 0 | 0
Commercial_Hospital_Existing_Food Preparation_Natural Gas_Steamer_E2_Codes & Standards Forecast | Commercial | Hospital | Existing | Food Preparation | Natural Gas | Steamer | E2 |  | Codes & Standards Forecast | 0 | 0 | 0 | 3001.5738 | 4762.5844 | 3485.0609 | 3681.8985 | 3855.9352 | 4009.3095 | 4144.1696 | 3936.6877 | 3788.2222 | 3688.0063 | 3790.3517 | 3742.2213 | 3721.132 | 3721.4239 | 3738.4936 | 3768.5422 | 4482.127 | 4488.1898 | 4471.5704 | 4903.0445 | 4382.8286 | 4355.2492 | 4323.897 | 4291.8012 | 4261.145 | 4210.1735 | 4182.9163 | 4171.0237 | 4267.537 | 5107.7851
Commercial_Hospital_Existing_Food Preparation_Natural Gas_Steamer_E3_Codes & Standards Forecast | Commercial | Hospital | Existing | Food Preparation | Natural Gas | Steamer | E3 |  | Codes & Standards Forecast | 0 | 0 | 0 | 0 | 0 | 0 | 0 | 0 | 0 | 0 | 0 | 0 | 0 | 0 | 0 | 0 | 0 | 0 | 0 | 0 | 0 | 0 | 0 | 0 | 0 | 0 | 0 | 0 | 0 | 0 | 0 | 0 | 0
Commercial_Hospital_Existing_Food Preparation_Natural Gas_Steamer_E4_Codes & Standards Forecast | Commercial | Hospital | Existing | Food Preparation | Natural Gas | Steamer | E4 |  | Codes & Standards Forecast | 0 | 0 | 0 | 0 | 0 | 0 | 0 | 0 | 0 | 0 | 0 | 0 | 0 | 0 | 0 | 0 | 0 | 0 | 0 | 0 | 0 | 0 | 0 | 0 | 0 | 0 | 0 | 0 | 0 | 0 | 0 | 0 | 0
Commercial_Hospital_Existing_Food Preparation_Natural Gas_Steamer_E5_Codes & Standards Forecast | Commercial | Hospital | Existing | Food Preparation | Natural Gas | Steamer | E5 |  | Codes & Standards Forecast | 0 | 0 | 0 | 0 | 0 | 0 | 0 | 0 | 0 | 0 | 0 | 0 | 0 | 0 | 0 | 0 | 0 | 0 | 0 | 0 | 0 | 0 | 0 | 0 | 0 | 0 | 0 | 0 | 0 | 0 | 0 | 0 | 0
Commercial_Hospital_Existing_Food Preparation_Natural Gas_Steamer_E6_Codes & Standards Forecast | Commercial | Hospital | Existing | Food Preparation | Natural Gas | Steamer | E6 |  | Codes & Standards Forecast | 0 | 0 | 0 | 0 | 0 | 0 | 0 | 0 | 0 | 0 | 0 | 0 | 0 | 0 | 0 | 0 | 0 | 0 | 0 | 0 | 0 | 0 | 0 | 0 | 0 | 0 | 0 | 0 | 0 | 0 | 0 | 0 | 0
Commercial_Hospital_Existing_Food Preparation_Natural Gas_Steamer_E7_Codes & Standards Forecast | Commercial | Hospital | Existing | Food Preparation | Natural Gas | Steamer | E7 |  | Codes & Standards Forecast | 0 | 0 | 0 | 0 | 0 | 0 | 0 | 0 | 0 | 0 | 0 | 0 | 0 | 0 | 0 | 0 | 0 | 0 | 0 | 0 | 0 | 0 | 0 | 0 | 0 | 0 | 0 | 0 | 0 | 0 | 0 | 0 | 0
Commercial_Hospital_Existing_Food Preparation_Natural Gas_Steamer_E8_Codes & Standards Forecast | Commercial | Hospital | Existing | Food Preparation | Natural Gas | Steamer | E8 |  | Codes & Standards Forecast | 0 | 0 | 0 | 0 | 0 | 0 | 0 | 0 | 0 | 0 | 0 | 0 | 0 | 0 | 0 | 0 | 0 | 0 | 0 | 0 | 0 | 0 | 0 | 0 | 0 | 0 | 0 | 0 | 0 | 0 | 0 | 0 | 0
Commercial_Hospital_Existing_Food Preparation_Natural Gas_Steamer_E9_Codes & Standards Forecast | Commercial | Hospital | Existing | Food Preparation | Natural Gas | Steamer | E9 |  | Codes & Standards Forecast | 0 | 0 | 0 | 0 | 0 | 0 | 0 | 0 | 0 | 0 | 0 | 0 | 0 | 0 | 0 | 0 | 0 | 0 | 0 | 0 | 0 | 0 | 0 | 0 | 0 | 0 | 0 | 0 | 0 | 0 | 0 | 0 | 0
Commercial_Hospital_Existing_Food Preparation_Natural Gas_Steamer_E10_Codes & Standards Forecast | Commercial | Hospital | Existing | Food Preparation | Natural Gas | Steamer | E10 |  | Codes & Standards Forecast | 0 | 0 | 0 | 0 | 0 | 0 | 0 | 0 | 0 | 0 | 0 | 0 | 0 | 0 | 0 | 0 | 0 | 0 | 0 | 0 | 0 | 0 | 0 | 0 | 0 | 0 | 0 | 0 | 0 | 0 | 0 | 0 | 0
Commercial_Hospital_Existing_Food Preparation_Natural Gas_Food Prep Other_E1_Codes & Standards Forecast | Commercial | Hospital | Existing | Food Preparation | Natural Gas | Food Prep Other | E1 |  | Codes & Standards Forecast | 0 | 0 | 0 | 0 | 0 | 0 | 0 | 0 | 0 | 0 | 0 | 0 | 0 | 0 | 0 | 0 | 0 | 0 | 0 | 0 | 0 | 0 | 0 | 0 | 0 | 0 | 0 | 0 | 0 | 0 | 0 | 0 | 0
Commercial_Hospital_Existing_Food Preparation_Natural Gas_Food Prep Other_E2_Codes & Standards Forecast | Commercial | Hospital | Existing | Food Preparation | Natural Gas | Food Prep Other | E2 |  | Codes & Standards Forecast | 0 | 0 | 0 | 0 | 0 | 0 | 0 | 0 | 0 | 0 | 0 | 0 | 0 | 0 | 0 | 0 | 0 | 0 | 0 | 0 | 0 | 0 | 0 | 0 | 0 | 0 | 0 | 0 | 0 | 0 | 0 | 0 | 0
Commercial_Hospital_Existing_Food Preparation_Natural Gas_Food Prep Other_E3_Codes & Standards Forecast | Commercial | Hospital | Existing | Food Preparation | Natural Gas | Food Prep Other | E3 |  | Codes & Standards Forecast | 0 | 0 | 0 | 0 | 0 | 0 | 0 | 0 | 0 | 0 | 0 | 0 | 0 | 0 | 0 | 0 | 0 | 0 | 0 | 0 | 0 | 0 | 0 | 0 | 0 | 0 | 0 | 0 | 0 | 0 | 0 | 0 | 0
Commercial_Hospital_Existing_Food Preparation_Natural Gas_Food Prep Other_E4_Codes & Standards Forecast | Commercial | Hospital | Existing | Food Preparation | Natural Gas | Food Prep Other | E4 |  | Codes & Standards Forecast | 0 | 0 | 0 | 0 | 0 | 0 | 0 | 0 | 0 | 0 | 0 | 0 | 0 | 0 | 0 | 0 | 0 | 0 | 0 | 0 | 0 | 0 | 0 | 0 | 0 | 0 | 0 | 0 | 0 | 0 | 0 | 0 | 0
Commercial_Hospital_Existing_Food Preparation_Natural Gas_Food Prep Other_E5_Codes & Standards Forecast | Commercial | Hospital | Existing | Food Preparation | Natural Gas | Food Prep Other | E5 |  | Codes & Standards Forecast | 0 | 0 | 0 | 0 | 0 | 0 | 0 | 0 | 0 | 0 | 0 | 0 | 0 | 0 | 0 | 0 | 0 | 0 | 0 | 0 | 0 | 0 | 0 | 0 | 0 | 0 | 0 | 0 | 0 | 0 | 0 | 0 | 0
Commercial_Hospital_Existing_Food Preparation_Natural Gas_Food Prep Other_E6_Codes & Standards Forecast | Commercial | Hospital | Existing | Food Preparation | Natural Gas | Food Prep Other | E6 |  | Codes & Standards Forecast | 0 | 0 | 0 | 0 | 0 | 0 | 0 | 0 | 0 | 0 | 0 | 0 | 0 | 0 | 0 | 0 | 0 | 0 | 0 | 0 | 0 | 0 | 0 | 0 | 0 | 0 | 0 | 0 | 0 | 0 | 0 | 0 | 0
Commercial_Hospital_Existing_Food Preparation_Natural Gas_Food Prep Other_E7_Codes & Standards Forecast | Commercial | Hospital | Existing | Food Preparation | Natural Gas | Food Prep Other | E7 |  | Codes & Standards Forecast | 0 | 0 | 0 | 0 | 0 | 0 | 0 | 0 | 0 | 0 | 0 | 0 | 0 | 0 | 0 | 0 | 0 | 0 | 0 | 0 | 0 | 0 | 0 | 0 | 0 | 0 | 0 | 0 | 0 | 0 | 0 | 0 | 0
Commercial_Hospital_Existing_Food Preparation_Natural Gas_Food Prep Other_E8_Codes & Standards Forecast | Commercial | Hospital | Existing | Food Preparation | Natural Gas | Food Prep Other | E8 |  | Codes & Standards Forecast | 0 | 0 | 0 | 0 | 0 | 0 | 0 | 0 | 0 | 0 | 0 | 0 | 0 | 0 | 0 | 0 | 0 | 0 | 0 | 0 | 0 | 0 | 0 | 0 | 0 | 0 | 0 | 0 | 0 | 0 | 0 | 0 | 0
Commercial_Hospital_Existing_Food Preparation_Natural Gas_Food Prep Other_E9_Codes & Standards Forecast | Commercial | Hospital | Existing | Food Preparation | Natural Gas | Food Prep Other | E9 |  | Codes & Standards Forecast | 0 | 0 | 0 | 0 | 0 | 0 | 0 | 0 | 0 | 0 | 0 | 0 | 0 | 0 | 0 | 0 | 0 | 0 | 0 | 0 | 0 | 0 | 0 | 0 | 0 | 0 | 0 | 0 | 0 | 0 | 0 | 0 | 0
Commercial_Hospital_Existing_Food Preparation_Natural Gas_Food Prep Other_E10_Codes & Standards Forecast | Commercial | Hospital | Existing | Food Preparation | Natural Gas | Food Prep Other | E10 |  | Codes & Standards Forecast | 0 | 0 | 0 | 0 | 0 | 0 | 0 | 0 | 0 | 0 | 0 | 0 | 0 | 0 | 0 | 0 | 0 | 0 | 0 | 0 | 0 | 0 | 0 | 0 | 0 | 0 | 0 | 0 | 0 | 0 | 0 | 0 | 0
Commercial_Hospital_Existing_Miscellaneous_Natural Gas_Pool Heater_E1_Codes & Standards Forecast | Commercial | Hospital | Existing | Miscellaneous | Natural Gas | Pool Heater | E1 |  | Codes & Standards Forecast | 0 | 0 | 0 | 0 | 0 | 0 | 0 | 0 | 0 | 0 | 0 | 0 | 0 | 0 | 0 | 0 | 0 | 0 | 0 | 0 | 0 | 0 | 0 | 0 | 0 | 0 | 0 | 0 | 0 | 0 | 0 | 0 | 0
Commercial_Hospital_Existing_Miscellaneous_Natural Gas_Pool Heater_E2_Codes & Standards Forecast | Commercial | Hospital | Existing | Miscellaneous | Natural Gas | Pool Heater | E2 |  | Codes & Standards Forecast | 0 | 0 | 0 | 0 | 0 | 0 | 0 | 0 | 0 | 0 | 0 | 0 | 0 | 0 | 0 | 0 | 0 | 0 | 0 | 0 | 0 | 0 | 0 | 0 | 0 | 0 | 0 | 0 | 0 | 0 | 0 | 0 | 0
Commercial_Hospital_Existing_Miscellaneous_Natural Gas_Pool Heater_E3_Codes & Standards Forecast | Commercial | Hospital | Existing | Miscellaneous | Natural Gas | Pool Heater | E3 |  | Codes & Standards Forecast | 0 | 0 | 0 | 0 | 0 | 0 | 0 | 0 | 0 | 0 | 0 | 0 | 0 | 0 | 0 | 0 | 0 | 0 | 0 | 0 | 0 | 0 | 0 | 0 | 0 | 0 | 0 | 0 | 0 | 0 | 0 | 0 | 0
Commercial_Hospital_Existing_Miscellaneous_Natural Gas_Pool Heater_E4_Codes & Standards Forecast | Commercial | Hospital | Existing | Miscellaneous | Natural Gas | Pool Heater | E4 |  | Codes & Standards Forecast | 0 | 0 | 0 | 0 | 0 | 0 | 0 | 0 | 0 | 0 | 0 | 0 | 0 | 0 | 0 | 0 | 0 | 0 | 0 | 0 | 0 | 0 | 0 | 0 | 0 | 0 | 0 | 0 | 0 | 0 | 0 | 0 | 0
Commercial_Hospital_Existing_Miscellaneous_Natural Gas_Pool Heater_E5_Codes & Standards Forecast | Commercial | Hospital | Existing | Miscellaneous | Natural Gas | Pool Heater | E5 |  | Codes & Standards Forecast | 0 | 0 | 0 | 0 | 0 | 0 | 0 | 0 | 0 | 0 | 0 | 0 | 0 | 0 | 0 | 0 | 0 | 0 | 0 | 0 | 0 | 0 | 0 | 0 | 0 | 0 | 0 | 0 | 0 | 0 | 0 | 0 | 0
Commercial_Hospital_Existing_Miscellaneous_Natural Gas_Pool Heater_E6_Codes & Standards Forecast | Commercial | Hospital | Existing | Miscellaneous | Natural Gas | Pool Heater | E6 |  | Codes & Standards Forecast | 0 | 0 | 0 | 0 | 0 | 0 | 0 | 0 | 0 | 0 | 0 | 0 | 0 | 0 | 0 | 0 | 0 | 0 | 0 | 0 | 0 | 0 | 0 | 0 | 0 | 0 | 0 | 0 | 0 | 0 | 0 | 0 | 0
Commercial_Hospital_Existing_Miscellaneous_Natural Gas_Pool Heater_E7_Codes & Standards Forecast | Commercial | Hospital | Existing | Miscellaneous | Natural Gas | Pool Heater | E7 |  | Codes & Standards Forecast | 0 | 0 | 0 | 0 | 0 | 0 | 0 | 0 | 0 | 0 | 0 | 0 | 0 | 0 | 0 | 0 | 0 | 0 | 0 | 0 | 0 | 0 | 0 | 0 | 0 | 0 | 0 | 0 | 0 | 0 | 0 | 0 | 0
Commercial_Hospital_Existing_Miscellaneous_Natural Gas_Pool Heater_E8_Codes & Standards Forecast | Commercial | Hospital | Existing | Miscellaneous | Natural Gas | Pool Heater | E8 |  | Codes & Standards Forecast | 0 | 0 | 0 | 0 | 0 | 0 | 0 | 0 | 0 | 0 | 0 | 0 | 0 | 0 | 0 | 0 | 0 | 0 | 0 | 0 | 0 | 0 | 0 | 0 | 0 | 0 | 0 | 0 | 0 | 0 | 0 | 0 | 0
Commercial_Hospital_Existing_Miscellaneous_Natural Gas_Pool Heater_E9_Codes & Standards Forecast | Commercial | Hospital | Existing | Miscellaneous | Natural Gas | Pool Heater | E9 |  | Codes & Standards Forecast | 0 | 0 | 0 | 0 | 0 | 0 | 0 | 0 | 0 | 0 | 0 | 0 | 0 | 0 | 0 | 0 | 0 | 0 | 0 | 0 | 0 | 0 | 0 | 0 | 0 | 0 | 0 | 0 | 0 | 0 | 0 | 0 | 0
Commercial_Hospital_Existing_Miscellaneous_Natural Gas_Pool Heater_E10_Codes & Standards Forecast | Commercial | Hospital | Existing | Miscellaneous | Natural Gas | Pool Heater | E10 |  | Codes & Standards Forecast | 0 | 0 | 0 | 0 | 0 | 0 | 0 | 0 | 0 | 0 | 0 | 0 | 0 | 0 | 0 | 0 | 0 | 0 | 0 | 0 | 0 | 0 | 0 | 0 | 0 | 0 | 0 | 0 | 0 | 0 | 0 | 0 | 0
Commercial_Hospital_Existing_Miscellaneous_Natural Gas_Miscellaneous_E1_Codes & Standards Forecast | Commercial | Hospital | Existing | Miscellaneous | Natural Gas | Miscellaneous | E1 |  | Codes & Standards Forecast | 0 | 232645.5645 | 275542.6946 | 311386.4562 | 362465.6941 | 295262.6005 | 296738.8793 | 305209.5043 | 302966.5114 | 301272.68 | 301025.2262 | 366477.7852 | 368785.3478 | 368917.4246 | 382160.5167 | 360363.0833 | 361250.0995 | 365873.5993 | 363693.2372 | 362131.4717 | 361879.3183 | 380116.7864 | 377496.2854 | 374587.1932 | 378422.5589 | 371320.0371 | 371291.9657 | 372873.2721 | 371265.7645 | 370051.7888 | 369601.9165 | 374264.2885 | 408321.9034
Commercial_Hospital_Existing_Miscellaneous_Natural Gas_Miscellaneous_E2_Codes & Standards Forecast | Commercial | Hospital | Existing | Miscellaneous | Natural Gas | Miscellaneous | E2 |  | Codes & Standards Forecast | 0 | 0 | 0 | 0 | 0 | 0 | 0 | 0 | 0 | 0 | 0 | 0 | 0 | 0 | 0 | 0 | 0 | 0 | 0 | 0 | 0 | 0 | 0 | 0 | 0 | 0 | 0 | 0 | 0 | 0 | 0 | 0 | 0
Commercial_Hospital_Existing_Miscellaneous_Natural Gas_Miscellaneous_E3_Codes & Standards Forecast | Commercial | Hospital | Existing | Miscellaneous | Natural Gas | Miscellaneous | E3 |  | Codes & Standards Forecast | 0 | 0 | 0 | 0 | 0 | 0 | 0 | 0 | 0 | 0 | 0 | 0 | 0 | 0 | 0 | 0 | 0 | 0 | 0 | 0 | 0 | 0 | 0 | 0 | 0 | 0 | 0 | 0 | 0 | 0 | 0 | 0 | 0
Commercial_Hospital_Existing_Miscellaneous_Natural Gas_Miscellaneous_E4_Codes & Standards Forecast | Commercial | Hospital | Existing | Miscellaneous | Natural Gas | Miscellaneous | E4 |  | Codes & Standards Forecast | 0 | 0 | 0 | 0 | 0 | 0 | 0 | 0 | 0 | 0 | 0 | 0 | 0 | 0 | 0 | 0 | 0 | 0 | 0 | 0 | 0 | 0 | 0 | 0 | 0 | 0 | 0 | 0 | 0 | 0 | 0 | 0 | 0
Commercial_Hospital_Existing_Miscellaneous_Natural Gas_Miscellaneous_E5_Codes & Standards Forecast | Commercial | Hospital | Existing | Miscellaneous | Natural Gas | Miscellaneous | E5 |  | Codes & Standards Forecast | 0 | 0 | 0 | 0 | 0 | 0 | 0 | 0 | 0 | 0 | 0 | 0 | 0 | 0 | 0 | 0 | 0 | 0 | 0 | 0 | 0 | 0 | 0 | 0 | 0 | 0 | 0 | 0 | 0 | 0 | 0 | 0 | 0
Commercial_Hospital_Existing_Miscellaneous_Natural Gas_Miscellaneous_E6_Codes & Standards Forecast | Commercial | Hospital | Existing | Miscellaneous | Natural Gas | Miscellaneous | E6 |  | Codes & Standards Forecast | 0 | 0 | 0 | 0 | 0 | 0 | 0 | 0 | 0 | 0 | 0 | 0 | 0 | 0 | 0 | 0 | 0 | 0 | 0 | 0 | 0 | 0 | 0 | 0 | 0 | 0 | 0 | 0 | 0 | 0 | 0 | 0 | 0
Commercial_Hospital_Existing_Miscellaneous_Natural Gas_Miscellaneous_E7_Codes & Standards Forecast | Commercial | Hospital | Existing | Miscellaneous | Natural Gas | Miscellaneous | E7 |  | Codes & Standards Forecast | 0 | 0 | 0 | 0 | 0 | 0 | 0 | 0 | 0 | 0 | 0 | 0 | 0 | 0 | 0 | 0 | 0 | 0 | 0 | 0 | 0 | 0 | 0 | 0 | 0 | 0 | 0 | 0 | 0 | 0 | 0 | 0 | 0
Commercial_Hospital_Existing_Miscellaneous_Natural Gas_Miscellaneous_E8_Codes & Standards Forecast | Commercial | Hospital | Existing | Miscellaneous | Natural Gas | Miscellaneous | E8 |  | Codes & Standards Forecast | 0 | 0 | 0 | 0 | 0 | 0 | 0 | 0 | 0 | 0 | 0 | 0 | 0 | 0 | 0 | 0 | 0 | 0 | 0 | 0 | 0 | 0 | 0 | 0 | 0 | 0 | 0 | 0 | 0 | 0 | 0 | 0 | 0
Commercial_Hospital_Existing_Miscellaneous_Natural Gas_Miscellaneous_E9_Codes & Standards Forecast | Commercial | Hospital | Existing | Miscellaneous | Natural Gas | Miscellaneous | E9 |  | Codes & Standards Forecast | 0 | 0 | 0 | 0 | 0 | 0 | 0 | 0 | 0 | 0 | 0 | 0 | 0 | 0 | 0 | 0 | 0 | 0 | 0 | 0 | 0 | 0 | 0 | 0 | 0 | 0 | 0 | 0 | 0 | 0 | 0 | 0 | 0
Commercial_Hospital_Existing_Miscellaneous_Natural Gas_Miscellaneous_E10_Codes & Standards Forecast | Commercial | Hospital | Existing | Miscellaneous | Natural Gas | Miscellaneous | E10 |  | Codes & Standards Forecast | 0 | 0 | 0 | 0 | 0 | 0 | 0 | 0 | 0 | 0 | 0 | 0 | 0 | 0 | 0 | 0 | 0 | 0 | 0 | 0 | 0 | 0 | 0 | 0 | 0 | 0 | 0 | 0 | 0 | 0 | 0 | 0 | 0
Commercial_Hospital_New_Space Heating_Natural Gas_Furnace_E1_Codes & Standards Forecast | Commercial | Hospital | New | Space Heating | Natural Gas | Furnace | E1 |  | Codes & Standards Forecast | 0 | 0 | 0 | 0 | 0 | 0 | 0 | 0 | 0 | 0 | 0 | 0 | 0 | 0 | 0 | 0 | 0 | 0 | 0 | 0 | 0 | 0 | 0 | 0 | 0 | 0 | 0 | 0 | 0 | 0 | 0 | 0 | 0
Commercial_Hospital_New_Space Heating_Natural Gas_Furnace_E2_Codes & Standards Forecast | Commercial | Hospital | New | Space Heating | Natural Gas | Furnace | E2 |  | Codes & Standards Forecast | 0 | 0 | 0 | 0 | 0 | 0 | 0 | 0 | 0 | 0 | 0 | 0 | 0 | 0 | 0 | 0 | 0 | 0 | 0 | 0 | 0 | 0 | 0 | 0 | 0 | 0 | 0 | 0 | 0 | 0 | 0 | 0 | 0
Commercial_Hospital_New_Space Heating_Natural Gas_Furnace_E3_Codes & Standards Forecast | Commercial | Hospital | New | Space Heating | Natural Gas | Furnace | E3 |  | Codes & Standards Forecast | 0 | 0 | 0 | 0 | 0 | 0 | 0 | 0 | 0 | 0 | 0 | 0 | 0 | 0 | 0 | 0 | 0 | 0 | 0 | 0 | 0 | 0 | 0 | 0 | 0 | 0 | 0 | 0 | 0 | 0 | 0 | 0 | 0
Commercial_Hospital_New_Space Heating_Natural Gas_Furnace_E4_Codes & Standards Forecast | Commercial | Hospital | New | Space Heating | Natural Gas | Furnace | E4 |  | Codes & Standards Forecast | 0 | 0 | 0 | 0 | 0 | 0 | 0 | 0 | 0 | 0 | 0 | 0 | 0 | 0 | 0 | 0 | 0 | 0 | 0 | 0 | 0 | 0 | 0 | 0 | 0 | 0 | 0 | 0 | 0 | 0 | 0 | 0 | 0
Commercial_Hospital_New_Space Heating_Natural Gas_Furnace_E5_Codes & Standards Forecast | Commercial | Hospital | New | Space Heating | Natural Gas | Furnace | E5 |  | Codes & Standards Forecast | 0 | 0 | 0 | 0 | 0 | 0 | 0 | 0 | 0 | 0 | 0 | 0 | 0 | 0 | 0 | 0 | 0 | 0 | 0 | 0 | 0 | 0 | 0 | 0 | 0 | 0 | 0 | 0 | 0 | 0 | 0 | 0 | 0
Commercial_Hospital_New_Space Heating_Natural Gas_Furnace_E6_Codes & Standards Forecast | Commercial | Hospital | New | Space Heating | Natural Gas | Furnace | E6 |  | Codes & Standards Forecast | 0 | 0 | 0 | 0 | 0 | 0 | 0 | 0 | 0 | 0 | 0 | 0 | 0 | 0 | 0 | 0 | 0 | 0 | 0 | 0 | 0 | 0 | 0 | 0 | 0 | 0 | 0 | 0 | 0 | 0 | 0 | 0 | 0
Commercial_Hospital_New_Space Heating_Natural Gas_Furnace_E7_Codes & Standards Forecast | Commercial | Hospital | New | Space Heating | Natural Gas | Furnace | E7 |  | Codes & Standards Forecast | 0 | 0 | 0 | 0 | 0 | 0 | 0 | 0 | 0 | 0 | 0 | 0 | 0 | 0 | 0 | 0 | 0 | 0 | 0 | 0 | 0 | 0 | 0 | 0 | 0 | 0 | 0 | 0 | 0 | 0 | 0 | 0 | 0
Commercial_Hospital_New_Space Heating_Natural Gas_Furnace_E8_Codes & Standards Forecast | Commercial | Hospital | New | Space Heating | Natural Gas | Furnace | E8 |  | Codes & Standards Forecast | 0 | 0 | 0 | 0 | 0 | 0 | 0 | 0 | 0 | 0 | 0 | 0 | 0 | 0 | 0 | 0 | 0 | 0 | 0 | 0 | 0 | 0 | 0 | 0 | 0 | 0 | 0 | 0 | 0 | 0 | 0 | 0 | 0
Commercial_Hospital_New_Space Heating_Natural Gas_Furnace_E9_Codes & Standards Forecast | Commercial | Hospital | New | Space Heating | Natural Gas | Furnace | E9 |  | Codes & Standards Forecast | 0 | 0 | 0 | 0 | 0 | 0 | 0 | 0 | 0 | 0 | 0 | 0 | 0 | 0 | 0 | 0 | 0 | 0 | 0 | 0 | 0 | 0 | 0 | 0 | 0 | 0 | 0 | 0 | 0 | 0 | 0 | 0 | 0
Commercial_Hospital_New_Space Heating_Natural Gas_Furnace_E10_Codes & Standards Forecast | Commercial | Hospital | New | Space Heating | Natural Gas | Furnace | E10 |  | Codes & Standards Forecast | 0 | 0 | 0 | 0 | 0 | 0 | 0 | 0 | 0 | 0 | 0 | 0 | 0 | 0 | 0 | 0 | 0 | 0 | 0 | 0 | 0 | 0 | 0 | 0 | 0 | 0 | 0 | 0 | 0 | 0 | 0 | 0 | 0
Commercial_Hospital_New_Space Heating_Natural Gas_Boiler_E1_Codes & Standards Forecast | Commercial | Hospital | New | Space Heating | Natural Gas | Boiler | E1 |  | Codes & Standards Forecast | 0 | 0 | 0 | 0 | 0 | 0 | 0 | 0 | 0 | 0 | 0 | 0 | 0 | 0 | 0 | 0 | 0 | 0 | 0 | 0 | 0 | 0 | 0 | 0 | 0 | 0 | 0 | 0 | 0 | 0 | 0 | 0 | 0
Commercial_Hospital_New_Space Heating_Natural Gas_Boiler_E2_Codes & Standards Forecast | Commercial | Hospital | New | Space Heating | Natural Gas | Boiler | E2 |  | Codes & Standards Forecast | 0 | 0 | 0 | 0 | 0 | 0 | 0 | 0 | 0 | 0 | 0 | 0 | 0 | 0 | 0 | 0 | 0 | 0 | 0 | 0 | 0 | 0 | 0 | 0 | 0 | 0 | 0 | 0 | 0 | 0 | 0 | 0 | 0
Commercial_Hospital_New_Space Heating_Natural Gas_Boiler_E3_Codes & Standards Forecast | Commercial | Hospital | New | Space Heating | Natural Gas | Boiler | E3 |  | Codes & Standards Forecast | 0 | 0 | 0 | 0 | 0 | 0 | 0 | 0 | 0 | 0 | 0 | 0 | 0 | 0 | 0 | 0 | 0 | 0 | 0 | 0 | 0 | 0 | 0 | 0 | 0 | 0 | 0 | 0 | 0 | 0 | 0 | 0 | 0
Commercial_Hospital_New_Space Heating_Natural Gas_Boiler_E4_Codes & Standards Forecast | Commercial | Hospital | New | Space Heating | Natural Gas | Boiler | E4 |  | Codes & Standards Forecast | 0 | 0 | 0 | 0 | 0 | 0 | 0 | 0 | 0 | 0 | 0 | 0 | 0 | 0 | 0 | 0 | 0 | 0 | 0 | 0 | 0 | 0 | 0 | 0 | 0 | 0 | 0 | 0 | 0 | 0 | 0 | 0 | 0
Commercial_Hospital_New_Space Heating_Natural Gas_Boiler_E5_Codes & Standards Forecast | Commercial | Hospital | New | Space Heating | Natural Gas | Boiler | E5 |  | Codes & Standards Forecast | 0 | 0 | 0 | 0 | 0 | 0 | 0 | 0 | 0 | 0 | 0 | 0 | 0 | 0 | 0 | 0 | 0 | 0 | 0 | 0 | 0 | 0 | 0 | 0 | 0 | 0 | 0 | 0 | 0 | 0 | 0 | 0 | 0
Commercial_Hospital_New_Space Heating_Natural Gas_Boiler_E6_Codes & Standards Forecast | Commercial | Hospital | New | Space Heating | Natural Gas | Boiler | E6 |  | Codes & Standards Forecast | 0 | 0 | 0 | 0 | 0 | 0 | 0 | 0 | 0 | 0 | 0 | 0 | 0 | 0 | 0 | 0 | 0 | 0 | 0 | 0 | 0 | 0 | 0 | 0 | 0 | 0 | 0 | 0 | 0 | 0 | 0 | 0 | 0
Commercial_Hospital_New_Space Heating_Natural Gas_Boiler_E7_Codes & Standards Forecast | Commercial | Hospital | New | Space Heating | Natural Gas | Boiler | E7 |  | Codes & Standards Forecast | 0 | 0 | 0 | 0 | 0 | 0 | 0 | 0 | 0 | 0 | 0 | 0 | 0 | 0 | 0 | 0 | 0 | 0 | 0 | 0 | 0 | 0 | 0 | 0 | 0 | 0 | 0 | 0 | 0 | 0 | 0 | 0 | 0
Commercial_Hospital_New_Space Heating_Natural Gas_Boiler_E8_Codes & Standards Forecast | Commercial | Hospital | New | Space Heating | Natural Gas | Boiler | E8 |  | Codes & Standards Forecast | 0 | 0 | 0 | 0 | 0 | 0 | 0 | 0 | 0 | 0 | 0 | 0 | 0 | 0 | 0 | 0 | 0 | 0 | 0 | 0 | 0 | 0 | 0 | 0 | 0 | 0 | 0 | 0 | 0 | 0 | 0 | 0 | 0
Commercial_Hospital_New_Space Heating_Natural Gas_Boiler_E9_Codes & Standards Forecast | Commercial | Hospital | New | Space Heating | Natural Gas | Boiler | E9 |  | Codes & Standards Forecast | 0 | 0 | 0 | 0 | 0 | 0 | 0 | 0 | 0 | 0 | 0 | 0 | 0 | 0 | 0 | 0 | 0 | 0 | 0 | 0 | 0 | 0 | 0 | 0 | 0 | 0 | 0 | 0 | 0 | 0 | 0 | 0 | 0
Commercial_Hospital_New_Space Heating_Natural Gas_Boiler_E10_Codes & Standards Forecast | Commercial | Hospital | New | Space Heating | Natural Gas | Boiler | E10 |  | Codes & Standards Forecast | 0 | 0 | 0 | 0 | 0 | 0 | 0 | 0 | 0 | 0 | 0 | 0 | 0 | 0 | 0 | 0 | 0 | 0 | 0 | 0 | 0 | 0 | 0 | 0 | 0 | 0 | 0 | 0 | 0 | 0 | 0 | 0 | 0
Commercial_Hospital_New_Space Heating_Natural Gas_Unit Heater_E1_Codes & Standards Forecast | Commercial | Hospital | New | Space Heating | Natural Gas | Unit Heater | E1 |  | Codes & Standards Forecast | 0 | 0 | 0 | 0 | 0 | 0 | 0 | 0 | 0 | 0 | 0 | 0 | 0 | 0 | 0 | 0 | 0 | 0 | 0 | 0 | 0 | 0 | 0 | 0 | 0 | 0 | 0 | 0 | 0 | 0 | 0 | 0 | 0
Commercial_Hospital_New_Space Heating_Natural Gas_Unit Heater_E2_Codes & Standards Forecast | Commercial | Hospital | New | Space Heating | Natural Gas | Unit Heater | E2 |  | Codes & Standards Forecast | 0 | 0 | 0 | 0 | 0 | 0 | 0 | 0 | 0 | 0 | 0 | 0 | 0 | 0 | 0 | 0 | 0 | 0 | 0 | 0 | 0 | 0 | 0 | 0 | 0 | 0 | 0 | 0 | 0 | 0 | 0 | 0 | 0
Commercial_Hospital_New_Space Heating_Natural Gas_Unit Heater_E3_Codes & Standards Forecast | Commercial | Hospital | New | Space Heating | Natural Gas | Unit Heater | E3 |  | Codes & Standards Forecast | 0 | 0 | 0 | 0 | 0 | 0 | 0 | 0 | 0 | 0 | 0 | 0 | 0 | 0 | 0 | 0 | 0 | 0 | 0 | 0 | 0 | 0 | 0 | 0 | 0 | 0 | 0 | 0 | 0 | 0 | 0 | 0 | 0
Commercial_Hospital_New_Space Heating_Natural Gas_Unit Heater_E4_Codes & Standards Forecast | Commercial | Hospital | New | Space Heating | Natural Gas | Unit Heater | E4 |  | Codes & Standards Forecast | 0 | 0 | 0 | 0 | 0 | 0 | 0 | 0 | 0 | 0 | 0 | 0 | 0 | 0 | 0 | 0 | 0 | 0 | 0 | 0 | 0 | 0 | 0 | 0 | 0 | 0 | 0 | 0 | 0 | 0 | 0 | 0 | 0
Commercial_Hospital_New_Space Heating_Natural Gas_Unit Heater_E5_Codes & Standards Forecast | Commercial | Hospital | New | Space Heating | Natural Gas | Unit Heater | E5 |  | Codes & Standards Forecast | 0 | 0 | 0 | 0 | 0 | 0 | 0 | 0 | 0 | 0 | 0 | 0 | 0 | 0 | 0 | 0 | 0 | 0 | 0 | 0 | 0 | 0 | 0 | 0 | 0 | 0 | 0 | 0 | 0 | 0 | 0 | 0 | 0
Commercial_Hospital_New_Space Heating_Natural Gas_Unit Heater_E6_Codes & Standards Forecast | Commercial | Hospital | New | Space Heating | Natural Gas | Unit Heater | E6 |  | Codes & Standards Forecast | 0 | 0 | 0 | 0 | 0 | 0 | 0 | 0 | 0 | 0 | 0 | 0 | 0 | 0 | 0 | 0 | 0 | 0 | 0 | 0 | 0 | 0 | 0 | 0 | 0 | 0 | 0 | 0 | 0 | 0 | 0 | 0 | 0
Commercial_Hospital_New_Space Heating_Natural Gas_Unit Heater_E7_Codes & Standards Forecast | Commercial | Hospital | New | Space Heating | Natural Gas | Unit Heater | E7 |  | Codes & Standards Forecast | 0 | 0 | 0 | 0 | 0 | 0 | 0 | 0 | 0 | 0 | 0 | 0 | 0 | 0 | 0 | 0 | 0 | 0 | 0 | 0 | 0 | 0 | 0 | 0 | 0 | 0 | 0 | 0 | 0 | 0 | 0 | 0 | 0
Commercial_Hospital_New_Space Heating_Natural Gas_Unit Heater_E8_Codes & Standards Forecast | Commercial | Hospital | New | Space Heating | Natural Gas | Unit Heater | E8 |  | Codes & Standards Forecast | 0 | 0 | 0 | 0 | 0 | 0 | 0 | 0 | 0 | 0 | 0 | 0 | 0 | 0 | 0 | 0 | 0 | 0 | 0 | 0 | 0 | 0 | 0 | 0 | 0 | 0 | 0 | 0 | 0 | 0 | 0 | 0 | 0
Commercial_Hospital_New_Space Heating_Natural Gas_Unit Heater_E9_Codes & Standards Forecast | Commercial | Hospital | New | Space Heating | Natural Gas | Unit Heater | E9 |  | Codes & Standards Forecast | 0 | 0 | 0 | 0 | 0 | 0 | 0 | 0 | 0 | 0 | 0 | 0 | 0 | 0 | 0 | 0 | 0 | 0 | 0 | 0 | 0 | 0 | 0 | 0 | 0 | 0 | 0 | 0 | 0 | 0 | 0 | 0 | 0
Commercial_Hospital_New_Space Heating_Natural Gas_Unit Heater_E10_Codes & Standards Forecast | Commercial | Hospital | New | Space Heating | Natural Gas | Unit Heater | E10 |  | Codes & Standards Forecast | 0 | 0 | 0 | 0 | 0 | 0 | 0 | 0 | 0 | 0 | 0 | 0 | 0 | 0 | 0 | 0 | 0 | 0 | 0 | 0 | 0 | 0 | 0 | 0 | 0 | 0 | 0 | 0 | 0 | 0 | 0 | 0 | 0
Commercial_Hospital_New_Water Heating_Natural Gas_Water Heater_E1_Codes & Standards Forecast | Commercial | Hospital | New | Water Heating | Natural Gas | Water Heater | E1 |  | Codes & Standards Forecast | 0 | 3498.0272 | 16872.2844 | 10782.5715 | 12892.1668 | 13286.5571 | 13353.3242 | 11557.2592 | 11395.2901 | 11662.0143 | 12551.45 | 15695.9494 | 16881.6692 | 18241.5241 | 19551.0444 | 21481.2064 | 25348.8648 | 22987.8284 | 23070.8915 | 22874.4765 | 23543.0995 | 24033.584 | 25096.0859 | 26323.4782 | 27880.4139 | 30428.1377 | 31498.9465 | 32390.8301 | 33094.7534 | 33939.4762 | 35284.8009 | 34882.554 | 28975.5625
Commercial_Hospital_New_Water Heating_Natural Gas_Water Heater_E2_Codes & Standards Forecast | Commercial | Hospital | New | Water Heating | Natural Gas | Water Heater | E2 |  | Codes & Standards Forecast | 0 | 0 | 0 | 0 | 0 | 0 | 0 | 0 | 0 | 0 | 0 | 0 | 0 | 0 | 0 | 0 | 0 | 0 | 0 | 0 | 0 | 0 | 0 | 0 | 0 | 0 | 0 | 0 | 0 | 0 | 0 | 0 | 0
Commercial_Hospital_New_Water Heating_Natural Gas_Water Heater_E3_Codes & Standards Forecast | Commercial | Hospital | New | Water Heating | Natural Gas | Water Heater | E3 |  | Codes & Standards Forecast | 0 | 0 | 0 | 0 | 0 | 0 | 0 | 0 | 0 | 0 | 0 | 0 | 0 | 0 | 0 | 0 | 0 | 0 | 0 | 0 | 0 | 0 | 0 | 0 | 0 | 0 | 0 | 0 | 0 | 0 | 0 | 0 | 0
Commercial_Hospital_New_Water Heating_Natural Gas_Water Heater_E4_Codes & Standards Forecast | Commercial | Hospital | New | Water Heating | Natural Gas | Water Heater | E4 |  | Codes & Standards Forecast | 0 | 0 | 0 | 0 | 0 | 0 | 0 | 0 | 0 | 0 | 0 | 0 | 0 | 0 | 0 | 0 | 0 | 0 | 0 | 0 | 0 | 0 | 0 | 0 | 0 | 0 | 0 | 0 | 0 | 0 | 0 | 0 | 0
Commercial_Hospital_New_Water Heating_Natural Gas_Water Heater_E5_Codes & Standards Forecast | Commercial | Hospital | New | Water Heating | Natural Gas | Water Heater | E5 |  | Codes & Standards Forecast | 0 | 0 | 0 | 0 | 0 | 0 | 0 | 0 | 0 | 0 | 0 | 0 | 0 | 0 | 0 | 0 | 0 | 0 | 0 | 0 | 0 | 0 | 0 | 0 | 0 | 0 | 0 | 0 | 0 | 0 | 0 | 0 | 0
Commercial_Hospital_New_Water Heating_Natural Gas_Water Heater_E6_Codes & Standards Forecast | Commercial | Hospital | New | Water Heating | Natural Gas | Water Heater | E6 |  | Codes & Standards Forecast | 0 | 0 | 0 | 0 | 0 | 0 | 0 | 0 | 0 | 0 | 0 | 0 | 0 | 0 | 0 | 0 | 0 | 0 | 0 | 0 | 0 | 0 | 0 | 0 | 0 | 0 | 0 | 0 | 0 | 0 | 0 | 0 | 0
Commercial_Hospital_New_Water Heating_Natural Gas_Water Heater_E7_Codes & Standards Forecast | Commercial | Hospital | New | Water Heating | Natural Gas | Water Heater | E7 |  | Codes & Standards Forecast | 0 | 0 | 0 | 0 | 0 | 0 | 0 | 0 | 0 | 0 | 0 | 0 | 0 | 0 | 0 | 0 | 0 | 0 | 0 | 0 | 0 | 0 | 0 | 0 | 0 | 0 | 0 | 0 | 0 | 0 | 0 | 0 | 0
Commercial_Hospital_New_Water Heating_Natural Gas_Water Heater_E8_Codes & Standards Forecast | Commercial | Hospital | New | Water Heating | Natural Gas | Water Heater | E8 |  | Codes & Standards Forecast | 0 | 0 | 0 | 0 | 0 | 0 | 0 | 0 | 0 | 0 | 0 | 0 | 0 | 0 | 0 | 0 | 0 | 0 | 0 | 0 | 0 | 0 | 0 | 0 | 0 | 0 | 0 | 0 | 0 | 0 | 0 | 0 | 0
Commercial_Hospital_New_Water Heating_Natural Gas_Water Heater_E9_Codes & Standards Forecast | Commercial | Hospital | New | Water Heating | Natural Gas | Water Heater | E9 |  | Codes & Standards Forecast | 0 | 0 | 0 | 0 | 0 | 0 | 0 | 0 | 0 | 0 | 0 | 0 | 0 | 0 | 0 | 0 | 0 | 0 | 0 | 0 | 0 | 0 | 0 | 0 | 0 | 0 | 0 | 0 | 0 | 0 | 0 | 0 | 0
Commercial_Hospital_New_Water Heating_Natural Gas_Water Heater_E10_Codes & Standards Forecast | Commercial | Hospital | New | Water Heating | Natural Gas | Water Heater | E10 |  | Codes & Standards Forecast | 0 | 0 | 0 | 0 | 0 | 0 | 0 | 0 | 0 | 0 | 0 | 0 | 0 | 0 | 0 | 0 | 0 | 0 | 0 | 0 | 0 | 0 | 0 | 0 | 0 | 0 | 0 | 0 | 0 | 0 | 0 | 0 | 0
Commercial_Hospital_New_Food Preparation_Natural Gas_Oven_E1_Codes & Standards Forecast | Commercial | Hospital | New | Food Preparation | Natural Gas | Oven | E1 |  | Codes & Standards Forecast | 0 | 213.4292 | 1029.4482 | 657.8895 | 786.6047 | 810.6681 | 814.7418 | 705.1564 | 695.274 | 711.548 | 758.7019 | 918.8545 | 983.7419 | 1058.9923 | 1134.7427 | 1195.5973 | 1293.3997 | 1521.7426 | 1369.7685 | 1392.0461 | 1426.0534 | 1472.2343 | 1489.2669 | 1543.8191 | 1608.0609 | 1682.4626 | 1815.1119 | 1872.0006 | 1928.6148 | 1980.5962 | 2031.2815 | 2082.9503 | 1776.6688
Commercial_Hospital_New_Food Preparation_Natural Gas_Oven_E2_Codes & Standards Forecast | Commercial | Hospital | New | Food Preparation | Natural Gas | Oven | E2 |  | Codes & Standards Forecast | 0 | 0 | 0 | 0 | 0 | 0 | 0 | 0 | 0 | 0 | 0 | 0 | 0 | 0 | 0 | 0 | 0 | 0 | 0 | 0 | 0 | 0 | 0 | 0 | 0 | 0 | 0 | 0 | 0 | 0 | 0 | 0 | 0
Commercial_Hospital_New_Food Preparation_Natural Gas_Oven_E3_Codes & Standards Forecast | Commercial | Hospital | New | Food Preparation | Natural Gas | Oven | E3 |  | Codes & Standards Forecast | 0 | 0 | 0 | 0 | 0 | 0 | 0 | 0 | 0 | 0 | 0 | 0 | 0 | 0 | 0 | 0 | 0 | 0 | 0 | 0 | 0 | 0 | 0 | 0 | 0 | 0 | 0 | 0 | 0 | 0 | 0 | 0 | 0
Commercial_Hospital_New_Food Preparation_Natural Gas_Oven_E4_Codes & Standards Forecast | Commercial | Hospital | New | Food Preparation | Natural Gas | Oven | E4 |  | Codes & Standards Forecast | 0 | 0 | 0 | 0 | 0 | 0 | 0 | 0 | 0 | 0 | 0 | 0 | 0 | 0 | 0 | 0 | 0 | 0 | 0 | 0 | 0 | 0 | 0 | 0 | 0 | 0 | 0 | 0 | 0 | 0 | 0 | 0 | 0
Commercial_Hospital_New_Food Preparation_Natural Gas_Oven_E5_Codes & Standards Forecast | Commercial | Hospital | New | Food Preparation | Natural Gas | Oven | E5 |  | Codes & Standards Forecast | 0 | 0 | 0 | 0 | 0 | 0 | 0 | 0 | 0 | 0 | 0 | 0 | 0 | 0 | 0 | 0 | 0 | 0 | 0 | 0 | 0 | 0 | 0 | 0 | 0 | 0 | 0 | 0 | 0 | 0 | 0 | 0 | 0
Commercial_Hospital_New_Food Preparation_Natural Gas_Oven_E6_Codes & Standards Forecast | Commercial | Hospital | New | Food Preparation | Natural Gas | Oven | E6 |  | Codes & Standards Forecast | 0 | 0 | 0 | 0 | 0 | 0 | 0 | 0 | 0 | 0 | 0 | 0 | 0 | 0 | 0 | 0 | 0 | 0 | 0 | 0 | 0 | 0 | 0 | 0 | 0 | 0 | 0 | 0 | 0 | 0 | 0 | 0 | 0
Commercial_Hospital_New_Food Preparation_Natural Gas_Oven_E7_Codes & Standards Forecast | Commercial | Hospital | New | Food Preparation | Natural Gas | Oven | E7 |  | Codes & Standards Forecast | 0 | 0 | 0 | 0 | 0 | 0 | 0 | 0 | 0 | 0 | 0 | 0 | 0 | 0 | 0 | 0 | 0 | 0 | 0 | 0 | 0 | 0 | 0 | 0 | 0 | 0 | 0 | 0 | 0 | 0 | 0 | 0 | 0
Commercial_Hospital_New_Food Preparation_Natural Gas_Oven_E8_Codes & Standards Forecast | Commercial | Hospital | New | Food Preparation | Natural Gas | Oven | E8 |  | Codes & Standards Forecast | 0 | 0 | 0 | 0 | 0 | 0 | 0 | 0 | 0 | 0 | 0 | 0 | 0 | 0 | 0 | 0 | 0 | 0 | 0 | 0 | 0 | 0 | 0 | 0 | 0 | 0 | 0 | 0 | 0 | 0 | 0 | 0 | 0
Commercial_Hospital_New_Food Preparation_Natural Gas_Oven_E9_Codes & Standards Forecast | Commercial | Hospital | New | Food Preparation | Natural Gas | Oven | E9 |  | Codes & Standards Forecast | 0 | 0 | 0 | 0 | 0 | 0 | 0 | 0 | 0 | 0 | 0 | 0 | 0 | 0 | 0 | 0 | 0 | 0 | 0 | 0 | 0 | 0 | 0 | 0 | 0 | 0 | 0 | 0 | 0 | 0 | 0 | 0 | 0
Commercial_Hospital_New_Food Preparation_Natural Gas_Oven_E10_Codes & Standards Forecast | Commercial | Hospital | New | Food Preparation | Natural Gas | Oven | E10 |  | Codes & Standards Forecast | 0 | 0 | 0 | 0 | 0 | 0 | 0 | 0 | 0 | 0 | 0 | 0 | 0 | 0 | 0 | 0 | 0 | 0 | 0 | 0 | 0 | 0 | 0 | 0 | 0 | 0 | 0 | 0 | 0 | 0 | 0 | 0 | 0
Commercial_Hospital_New_Food Preparation_Natural Gas_Conveyor Oven_E1_Codes & Standards Forecast | Commercial | Hospital | New | Food Preparation | Natural Gas | Conveyor Oven | E1 |  | Codes & Standards Forecast | 0 | 106.7146 | 514.7241 | 328.9448 | 393.3024 | 405.3341 | 407.3709 | 352.5782 | 347.637 | 355.774 | 361.5652 | 358.8184 | 353.2061 | 348.3917 | 348.8953 | 347.8402 | 349.856 | 363.0369 | 448.1409 | 479.3391 | 525.7947 | 571.6735 | 635.8365 | 755.2858 | 694.9843 | 712.0355 | 713.6767 | 710.9957 | 694.1395 | 692.3073 | 696.3093 | 696.9096 | 498.1319
Commercial_Hospital_New_Food Preparation_Natural Gas_Conveyor Oven_E2_Codes & Standards Forecast | Commercial | Hospital | New | Food Preparation | Natural Gas | Conveyor Oven | E2 |  | Codes & Standards Forecast | 0 | 0 | 0 | 0 | 0 | 0 | 0 | 0 | 0 | 0 | 0 | 0 | 0 | 0 | 0 | 0 | 0 | 0 | 0 | 0 | 0 | 0 | 0 | 0 | 0 | 0 | 0 | 0 | 0 | 0 | 0 | 0 | 0
Commercial_Hospital_New_Food Preparation_Natural Gas_Conveyor Oven_E3_Codes & Standards Forecast | Commercial | Hospital | New | Food Preparation | Natural Gas | Conveyor Oven | E3 |  | Codes & Standards Forecast | 0 | 0 | 0 | 0 | 0 | 0 | 0 | 0 | 0 | 0 | 0 | 0 | 0 | 0 | 0 | 0 | 0 | 0 | 0 | 0 | 0 | 0 | 0 | 0 | 0 | 0 | 0 | 0 | 0 | 0 | 0 | 0 | 0
Commercial_Hospital_New_Food Preparation_Natural Gas_Conveyor Oven_E4_Codes & Standards Forecast | Commercial | Hospital | New | Food Preparation | Natural Gas | Conveyor Oven | E4 |  | Codes & Standards Forecast | 0 | 0 | 0 | 0 | 0 | 0 | 0 | 0 | 0 | 0 | 0 | 0 | 0 | 0 | 0 | 0 | 0 | 0 | 0 | 0 | 0 | 0 | 0 | 0 | 0 | 0 | 0 | 0 | 0 | 0 | 0 | 0 | 0
Commercial_Hospital_New_Food Preparation_Natural Gas_Conveyor Oven_E5_Codes & Standards Forecast | Commercial | Hospital | New | Food Preparation | Natural Gas | Conveyor Oven | E5 |  | Codes & Standards Forecast | 0 | 0 | 0 | 0 | 0 | 0 | 0 | 0 | 0 | 0 | 0 | 0 | 0 | 0 | 0 | 0 | 0 | 0 | 0 | 0 | 0 | 0 | 0 | 0 | 0 | 0 | 0 | 0 | 0 | 0 | 0 | 0 | 0
Commercial_Hospital_New_Food Preparation_Natural Gas_Conveyor Oven_E6_Codes & Standards Forecast | Commercial | Hospital | New | Food Preparation | Natural Gas | Conveyor Oven | E6 |  | Codes & Standards Forecast | 0 | 0 | 0 | 0 | 0 | 0 | 0 | 0 | 0 | 0 | 0 | 0 | 0 | 0 | 0 | 0 | 0 | 0 | 0 | 0 | 0 | 0 | 0 | 0 | 0 | 0 | 0 | 0 | 0 | 0 | 0 | 0 | 0
Commercial_Hospital_New_Food Preparation_Natural Gas_Conveyor Oven_E7_Codes & Standards Forecast | Commercial | Hospital | New | Food Preparation | Natural Gas | Conveyor Oven | E7 |  | Codes & Standards Forecast | 0 | 0 | 0 | 0 | 0 | 0 | 0 | 0 | 0 | 0 | 0 | 0 | 0 | 0 | 0 | 0 | 0 | 0 | 0 | 0 | 0 | 0 | 0 | 0 | 0 | 0 | 0 | 0 | 0 | 0 | 0 | 0 | 0
Commercial_Hospital_New_Food Preparation_Natural Gas_Conveyor Oven_E8_Codes & Standards Forecast | Commercial | Hospital | New | Food Preparation | Natural Gas | Conveyor Oven | E8 |  | Codes & Standards Forecast | 0 | 0 | 0 | 0 | 0 | 0 | 0 | 0 | 0 | 0 | 0 | 0 | 0 | 0 | 0 | 0 | 0 | 0 | 0 | 0 | 0 | 0 | 0 | 0 | 0 | 0 | 0 | 0 | 0 | 0 | 0 | 0 | 0
Commercial_Hospital_New_Food Preparation_Natural Gas_Conveyor Oven_E9_Codes & Standards Forecast | Commercial | Hospital | New | Food Preparation | Natural Gas | Conveyor Oven | E9 |  | Codes & Standards Forecast | 0 | 0 | 0 | 0 | 0 | 0 | 0 | 0 | 0 | 0 | 0 | 0 | 0 | 0 | 0 | 0 | 0 | 0 | 0 | 0 | 0 | 0 | 0 | 0 | 0 | 0 | 0 | 0 | 0 | 0 | 0 | 0 | 0
Commercial_Hospital_New_Food Preparation_Natural Gas_Conveyor Oven_E10_Codes & Standards Forecast | Commercial | Hospital | New | Food Preparation | Natural Gas | Conveyor Oven | E10 |  | Codes & Standards Forecast | 0 | 0 | 0 | 0 | 0 | 0 | 0 | 0 | 0 | 0 | 0 | 0 | 0 | 0 | 0 | 0 | 0 | 0 | 0 | 0 | 0 | 0 | 0 | 0 | 0 | 0 | 0 | 0 | 0 | 0 | 0 | 0 | 0
Commercial_Hospital_New_Food Preparation_Natural Gas_Double Rack Oven_E1_Codes & Standards Forecast | Commercial | Hospital | New | Food Preparation | Natural Gas | Double Rack Oven | E1 |  | Codes & Standards Forecast | 0 | 106.7146 | 514.7241 | 328.9448 | 393.3024 | 405.3341 | 407.3709 | 352.5782 | 347.637 | 355.774 | 361.5652 | 358.8184 | 374.5491 | 468.4109 | 510.6996 | 555.944 | 597.4059 | 649.1827 | 751.5856 | 677.1323 | 693.3946 | 700.1537 | 701.4695 | 690.8655 | 715.0085 | 744.3021 | 776.7298 | 807.9017 | 849.3469 | 923.0126 | 955.4736 | 983.6943 | 809.2083
Commercial_Hospital_New_Food Preparation_Natural Gas_Double Rack Oven_E2_Codes & Standards Forecast | Commercial | Hospital | New | Food Preparation | Natural Gas | Double Rack Oven | E2 |  | Codes & Standards Forecast | 0 | 0 | 0 | 0 | 0 | 0 | 0 | 0 | 0 | 0 | 0 | 0 | 0 | 0 | 0 | 0 | 0 | 0 | 0 | 0 | 0 | 0 | 0 | 0 | 0 | 0 | 0 | 0 | 0 | 0 | 0 | 0 | 0
Commercial_Hospital_New_Food Preparation_Natural Gas_Double Rack Oven_E3_Codes & Standards Forecast | Commercial | Hospital | New | Food Preparation | Natural Gas | Double Rack Oven | E3 |  | Codes & Standards Forecast | 0 | 0 | 0 | 0 | 0 | 0 | 0 | 0 | 0 | 0 | 0 | 0 | 0 | 0 | 0 | 0 | 0 | 0 | 0 | 0 | 0 | 0 | 0 | 0 | 0 | 0 | 0 | 0 | 0 | 0 | 0 | 0 | 0
Commercial_Hospital_New_Food Preparation_Natural Gas_Double Rack Oven_E4_Codes & Standards Forecast | Commercial | Hospital | New | Food Preparation | Natural Gas | Double Rack Oven | E4 |  | Codes & Standards Forecast | 0 | 0 | 0 | 0 | 0 | 0 | 0 | 0 | 0 | 0 | 0 | 0 | 0 | 0 | 0 | 0 | 0 | 0 | 0 | 0 | 0 | 0 | 0 | 0 | 0 | 0 | 0 | 0 | 0 | 0 | 0 | 0 | 0
Commercial_Hospital_New_Food Preparation_Natural Gas_Double Rack Oven_E5_Codes & Standards Forecast | Commercial | Hospital | New | Food Preparation | Natural Gas | Double Rack Oven | E5 |  | Codes & Standards Forecast | 0 | 0 | 0 | 0 | 0 | 0 | 0 | 0 | 0 | 0 | 0 | 0 | 0 | 0 | 0 | 0 | 0 | 0 | 0 | 0 | 0 | 0 | 0 | 0 | 0 | 0 | 0 | 0 | 0 | 0 | 0 | 0 | 0
Commercial_Hospital_New_Food Preparation_Natural Gas_Double Rack Oven_E6_Codes & Standards Forecast | Commercial | Hospital | New | Food Preparation | Natural Gas | Double Rack Oven | E6 |  | Codes & Standards Forecast | 0 | 0 | 0 | 0 | 0 | 0 | 0 | 0 | 0 | 0 | 0 | 0 | 0 | 0 | 0 | 0 | 0 | 0 | 0 | 0 | 0 | 0 | 0 | 0 | 0 | 0 | 0 | 0 | 0 | 0 | 0 | 0 | 0
Commercial_Hospital_New_Food Preparation_Natural Gas_Double Rack Oven_E7_Codes & Standards Forecast | Commercial | Hospital | New | Food Preparation | Natural Gas | Double Rack Oven | E7 |  | Codes & Standards Forecast | 0 | 0 | 0 | 0 | 0 | 0 | 0 | 0 | 0 | 0 | 0 | 0 | 0 | 0 | 0 | 0 | 0 | 0 | 0 | 0 | 0 | 0 | 0 | 0 | 0 | 0 | 0 | 0 | 0 | 0 | 0 | 0 | 0
Commercial_Hospital_New_Food Preparation_Natural Gas_Double Rack Oven_E8_Codes & Standards Forecast | Commercial | Hospital | New | Food Preparation | Natural Gas | Double Rack Oven | E8 |  | Codes & Standards Forecast | 0 | 0 | 0 | 0 | 0 | 0 | 0 | 0 | 0 | 0 | 0 | 0 | 0 | 0 | 0 | 0 | 0 | 0 | 0 | 0 | 0 | 0 | 0 | 0 | 0 | 0 | 0 | 0 | 0 | 0 | 0 | 0 | 0
Commercial_Hospital_New_Food Preparation_Natural Gas_Double Rack Oven_E9_Codes & Standards Forecast | Commercial | Hospital | New | Food Preparation | Natural Gas | Double Rack Oven | E9 |  | Codes & Standards Forecast | 0 | 0 | 0 | 0 | 0 | 0 | 0 | 0 | 0 | 0 | 0 | 0 | 0 | 0 | 0 | 0 | 0 | 0 | 0 | 0 | 0 | 0 | 0 | 0 | 0 | 0 | 0 | 0 | 0 | 0 | 0 | 0 | 0
Commercial_Hospital_New_Food Preparation_Natural Gas_Double Rack Oven_E10_Codes & Standards Forecast | Commercial | Hospital | New | Food Preparation | Natural Gas | Double Rack Oven | E10 |  | Codes & Standards Forecast | 0 | 0 | 0 | 0 | 0 | 0 | 0 | 0 | 0 | 0 | 0 | 0 | 0 | 0 | 0 | 0 | 0 | 0 | 0 | 0 | 0 | 0 | 0 | 0 | 0 | 0 | 0 | 0 | 0 | 0 | 0 | 0 | 0
Commercial_Hospital_New_Food Preparation_Natural Gas_Fryer_E1_Codes & Standards Forecast | Commercial | Hospital | New | Food Preparation | Natural Gas | Fryer | E1 |  | Codes & Standards Forecast | 0 | 2470.6045 | 11916.6432 | 0 | 0 | 0 | 0 | 0 | 0 | 0 | 0 | 0 | 0 | 0 | 0 | 0 | 0 | 0 | 0 | 0 | 0 | 0 | 0 | 0 | 0 | 0 | 0 | 0 | 0 | 0 | 0 | 0 | 0
Commercial_Hospital_New_Food Preparation_Natural Gas_Fryer_E2_Codes & Standards Forecast | Commercial | Hospital | New | Food Preparation | Natural Gas | Fryer | E2 |  | Codes & Standards Forecast | 0 | 0 | 0 | 7615.5696 | 9105.5454 | 9384.0974 | 9431.254 | 8162.7201 | 8048.3237 | 8730.8279 | 11149.4067 | 12053.2041 | 12995.1778 | 13796.9522 | 15196.2853 | 17856.8566 | 16424.9238 | 16707.669 | 16936.966 | 17246.7747 | 17537.8108 | 18379.585 | 19520.4262 | 21422.5096 | 22278.8853 | 22986.3942 | 23574.4471 | 24244.4105 | 25199.51 | 25048.6393 | 25650.4855 | 26457.2678 | 22724.4363
Commercial_Hospital_New_Food Preparation_Natural Gas_Fryer_E3_Codes & Standards Forecast | Commercial | Hospital | New | Food Preparation | Natural Gas | Fryer | E3 |  | Codes & Standards Forecast | 0 | 0 | 0 | 0 | 0 | 0 | 0 | 0 | 0 | 0 | 0 | 0 | 0 | 0 | 0 | 0 | 0 | 0 | 0 | 0 | 0 | 0 | 0 | 0 | 0 | 0 | 0 | 0 | 0 | 0 | 0 | 0 | 0
Commercial_Hospital_New_Food Preparation_Natural Gas_Fryer_E4_Codes & Standards Forecast | Commercial | Hospital | New | Food Preparation | Natural Gas | Fryer | E4 |  | Codes & Standards Forecast | 0 | 0 | 0 | 0 | 0 | 0 | 0 | 0 | 0 | 0 | 0 | 0 | 0 | 0 | 0 | 0 | 0 | 0 | 0 | 0 | 0 | 0 | 0 | 0 | 0 | 0 | 0 | 0 | 0 | 0 | 0 | 0 | 0
Commercial_Hospital_New_Food Preparation_Natural Gas_Fryer_E5_Codes & Standards Forecast | Commercial | Hospital | New | Food Preparation | Natural Gas | Fryer | E5 |  | Codes & Standards Forecast | 0 | 0 | 0 | 0 | 0 | 0 | 0 | 0 | 0 | 0 | 0 | 0 | 0 | 0 | 0 | 0 | 0 | 0 | 0 | 0 | 0 | 0 | 0 | 0 | 0 | 0 | 0 | 0 | 0 | 0 | 0 | 0 | 0
Commercial_Hospital_New_Food Preparation_Natural Gas_Fryer_E6_Codes & Standards Forecast | Commercial | Hospital | New | Food Preparation | Natural Gas | Fryer | E6 |  | Codes & Standards Forecast | 0 | 0 | 0 | 0 | 0 | 0 | 0 | 0 | 0 | 0 | 0 | 0 | 0 | 0 | 0 | 0 | 0 | 0 | 0 | 0 | 0 | 0 | 0 | 0 | 0 | 0 | 0 | 0 | 0 | 0 | 0 | 0 | 0
Commercial_Hospital_New_Food Preparation_Natural Gas_Fryer_E7_Codes & Standards Forecast | Commercial | Hospital | New | Food Preparation | Natural Gas | Fryer | E7 |  | Codes & Standards Forecast | 0 | 0 | 0 | 0 | 0 | 0 | 0 | 0 | 0 | 0 | 0 | 0 | 0 | 0 | 0 | 0 | 0 | 0 | 0 | 0 | 0 | 0 | 0 | 0 | 0 | 0 | 0 | 0 | 0 | 0 | 0 | 0 | 0
Commercial_Hospital_New_Food Preparation_Natural Gas_Fryer_E8_Codes & Standards Forecast | Commercial | Hospital | New | Food Preparation | Natural Gas | Fryer | E8 |  | Codes & Standards Forecast | 0 | 0 | 0 | 0 | 0 | 0 | 0 | 0 | 0 | 0 | 0 | 0 | 0 | 0 | 0 | 0 | 0 | 0 | 0 | 0 | 0 | 0 | 0 | 0 | 0 | 0 | 0 | 0 | 0 | 0 | 0 | 0 | 0
Commercial_Hospital_New_Food Preparation_Natural Gas_Fryer_E9_Codes & Standards Forecast | Commercial | Hospital | New | Food Preparation | Natural Gas | Fryer | E9 |  | Codes & Standards Forecast | 0 | 0 | 0 | 0 | 0 | 0 | 0 | 0 | 0 | 0 | 0 | 0 | 0 | 0 | 0 | 0 | 0 | 0 | 0 | 0 | 0 | 0 | 0 | 0 | 0 | 0 | 0 | 0 | 0 | 0 | 0 | 0 | 0
Commercial_Hospital_New_Food Preparation_Natural Gas_Fryer_E10_Codes & Standards Forecast | Commercial | Hospital | New | Food Preparation | Natural Gas | Fryer | E10 |  | Codes & Standards Forecast | 0 | 0 | 0 | 0 | 0 | 0 | 0 | 0 | 0 | 0 | 0 | 0 | 0 | 0 | 0 | 0 | 0 | 0 | 0 | 0 | 0 | 0 | 0 | 0 | 0 | 0 | 0 | 0 | 0 | 0 | 0 | 0 | 0
Commercial_Hospital_New_Food Preparation_Natural Gas_Broiler_E1_Codes & Standards Forecast | Commercial | Hospital | New | Food Preparation | Natural Gas | Broiler | E1 |  | Codes & Standards Forecast | 0 | 556.2094 | 2682.8045 | 1714.5 | 2049.9395 | 2112.6502 | 2123.2666 | 1837.6804 | 1811.9263 | 1854.3372 | 1884.5214 | 1870.2051 | 1952.1951 | 2441.4143 | 2661.8283 | 2897.6478 | 3113.7519 | 3383.6187 | 3917.3552 | 3529.2958 | 3614.0566 | 3649.286 | 3656.1441 | 3600.875 | 3726.7112 | 3879.3929 | 4048.4099 | 4210.8816 | 4426.8991 | 4810.8536 | 4980.044 | 5127.1341 | 4217.6919
Commercial_Hospital_New_Food Preparation_Natural Gas_Broiler_E2_Codes & Standards Forecast | Commercial | Hospital | New | Food Preparation | Natural Gas | Broiler | E2 |  | Codes & Standards Forecast | 0 | 0 | 0 | 0 | 0 | 0 | 0 | 0 | 0 | 0 | 0 | 0 | 0 | 0 | 0 | 0 | 0 | 0 | 0 | 0 | 0 | 0 | 0 | 0 | 0 | 0 | 0 | 0 | 0 | 0 | 0 | 0 | 0
Commercial_Hospital_New_Food Preparation_Natural Gas_Broiler_E3_Codes & Standards Forecast | Commercial | Hospital | New | Food Preparation | Natural Gas | Broiler | E3 |  | Codes & Standards Forecast | 0 | 0 | 0 | 0 | 0 | 0 | 0 | 0 | 0 | 0 | 0 | 0 | 0 | 0 | 0 | 0 | 0 | 0 | 0 | 0 | 0 | 0 | 0 | 0 | 0 | 0 | 0 | 0 | 0 | 0 | 0 | 0 | 0
Commercial_Hospital_New_Food Preparation_Natural Gas_Broiler_E4_Codes & Standards Forecast | Commercial | Hospital | New | Food Preparation | Natural Gas | Broiler | E4 |  | Codes & Standards Forecast | 0 | 0 | 0 | 0 | 0 | 0 | 0 | 0 | 0 | 0 | 0 | 0 | 0 | 0 | 0 | 0 | 0 | 0 | 0 | 0 | 0 | 0 | 0 | 0 | 0 | 0 | 0 | 0 | 0 | 0 | 0 | 0 | 0
Commercial_Hospital_New_Food Preparation_Natural Gas_Broiler_E5_Codes & Standards Forecast | Commercial | Hospital | New | Food Preparation | Natural Gas | Broiler | E5 |  | Codes & Standards Forecast | 0 | 0 | 0 | 0 | 0 | 0 | 0 | 0 | 0 | 0 | 0 | 0 | 0 | 0 | 0 | 0 | 0 | 0 | 0 | 0 | 0 | 0 | 0 | 0 | 0 | 0 | 0 | 0 | 0 | 0 | 0 | 0 | 0
Commercial_Hospital_New_Food Preparation_Natural Gas_Broiler_E6_Codes & Standards Forecast | Commercial | Hospital | New | Food Preparation | Natural Gas | Broiler | E6 |  | Codes & Standards Forecast | 0 | 0 | 0 | 0 | 0 | 0 | 0 | 0 | 0 | 0 | 0 | 0 | 0 | 0 | 0 | 0 | 0 | 0 | 0 | 0 | 0 | 0 | 0 | 0 | 0 | 0 | 0 | 0 | 0 | 0 | 0 | 0 | 0
Commercial_Hospital_New_Food Preparation_Natural Gas_Broiler_E7_Codes & Standards Forecast | Commercial | Hospital | New | Food Preparation | Natural Gas | Broiler | E7 |  | Codes & Standards Forecast | 0 | 0 | 0 | 0 | 0 | 0 | 0 | 0 | 0 | 0 | 0 | 0 | 0 | 0 | 0 | 0 | 0 | 0 | 0 | 0 | 0 | 0 | 0 | 0 | 0 | 0 | 0 | 0 | 0 | 0 | 0 | 0 | 0
Commercial_Hospital_New_Food Preparation_Natural Gas_Broiler_E8_Codes & Standards Forecast | Commercial | Hospital | New | Food Preparation | Natural Gas | Broiler | E8 |  | Codes & Standards Forecast | 0 | 0 | 0 | 0 | 0 | 0 | 0 | 0 | 0 | 0 | 0 | 0 | 0 | 0 | 0 | 0 | 0 | 0 | 0 | 0 | 0 | 0 | 0 | 0 | 0 | 0 | 0 | 0 | 0 | 0 | 0 | 0 | 0
Commercial_Hospital_New_Food Preparation_Natural Gas_Broiler_E9_Codes & Standards Forecast | Commercial | Hospital | New | Food Preparation | Natural Gas | Broiler | E9 |  | Codes & Standards Forecast | 0 | 0 | 0 | 0 | 0 | 0 | 0 | 0 | 0 | 0 | 0 | 0 | 0 | 0 | 0 | 0 | 0 | 0 | 0 | 0 | 0 | 0 | 0 | 0 | 0 | 0 | 0 | 0 | 0 | 0 | 0 | 0 | 0
Commercial_Hospital_New_Food Preparation_Natural Gas_Broiler_E10_Codes & Standards Forecast | Commercial | Hospital | New | Food Preparation | Natural Gas | Broiler | E10 |  | Codes & Standards Forecast | 0 | 0 | 0 | 0 | 0 | 0 | 0 | 0 | 0 | 0 | 0 | 0 | 0 | 0 | 0 | 0 | 0 | 0 | 0 | 0 | 0 | 0 | 0 | 0 | 0 | 0 | 0 | 0 | 0 | 0 | 0 | 0 | 0
Commercial_Hospital_New_Food Preparation_Natural Gas_Griddle_E1_Codes & Standards Forecast | Commercial | Hospital | New | Food Preparation | Natural Gas | Griddle | E1 |  | Codes & Standards Forecast | 0 | 556.2094 | 2682.8045 | 0 | 0 | 0 | 0 | 0 | 0 | 0 | 0 | 0 | 0 | 0 | 0 | 0 | 0 | 0 | 0 | 0 | 0 | 0 | 0 | 0 | 0 | 0 | 0 | 0 | 0 | 0 | 0 | 0 | 0
Commercial_Hospital_New_Food Preparation_Natural Gas_Griddle_E2_Codes & Standards Forecast | Commercial | Hospital | New | Food Preparation | Natural Gas | Griddle | E2 |  | Codes & Standards Forecast | 0 | 0 | 0 | 1714.5 | 2049.9395 | 2112.6502 | 2123.2666 | 1837.6804 | 1811.9263 | 1854.3372 | 1884.5214 | 1870.2051 | 1952.1951 | 2441.4143 | 2661.8283 | 2897.6478 | 3113.7519 | 3383.6187 | 3917.3552 | 3529.2958 | 3614.0566 | 3649.286 | 3656.1441 | 3600.875 | 3726.7112 | 3879.3929 | 4048.4099 | 4210.8816 | 4426.8991 | 4810.8536 | 4980.044 | 5127.1341 | 4217.6919
Commercial_Hospital_New_Food Preparation_Natural Gas_Griddle_E3_Codes & Standards Forecast | Commercial | Hospital | New | Food Preparation | Natural Gas | Griddle | E3 |  | Codes & Standards Forecast | 0 | 0 | 0 | 0 | 0 | 0 | 0 | 0 | 0 | 0 | 0 | 0 | 0 | 0 | 0 | 0 | 0 | 0 | 0 | 0 | 0 | 0 | 0 | 0 | 0 | 0 | 0 | 0 | 0 | 0 | 0 | 0 | 0
Commercial_Hospital_New_Food Preparation_Natural Gas_Griddle_E4_Codes & Standards Forecast | Commercial | Hospital | New | Food Preparation | Natural Gas | Griddle | E4 |  | Codes & Standards Forecast | 0 | 0 | 0 | 0 | 0 | 0 | 0 | 0 | 0 | 0 | 0 | 0 | 0 | 0 | 0 | 0 | 0 | 0 | 0 | 0 | 0 | 0 | 0 | 0 | 0 | 0 | 0 | 0 | 0 | 0 | 0 | 0 | 0
Commercial_Hospital_New_Food Preparation_Natural Gas_Griddle_E5_Codes & Standards Forecast | Commercial | Hospital | New | Food Preparation | Natural Gas | Griddle | E5 |  | Codes & Standards Forecast | 0 | 0 | 0 | 0 | 0 | 0 | 0 | 0 | 0 | 0 | 0 | 0 | 0 | 0 | 0 | 0 | 0 | 0 | 0 | 0 | 0 | 0 | 0 | 0 | 0 | 0 | 0 | 0 | 0 | 0 | 0 | 0 | 0
Commercial_Hospital_New_Food Preparation_Natural Gas_Griddle_E6_Codes & Standards Forecast | Commercial | Hospital | New | Food Preparation | Natural Gas | Griddle | E6 |  | Codes & Standards Forecast | 0 | 0 | 0 | 0 | 0 | 0 | 0 | 0 | 0 | 0 | 0 | 0 | 0 | 0 | 0 | 0 | 0 | 0 | 0 | 0 | 0 | 0 | 0 | 0 | 0 | 0 | 0 | 0 | 0 | 0 | 0 | 0 | 0
Commercial_Hospital_New_Food Preparation_Natural Gas_Griddle_E7_Codes & Standards Forecast | Commercial | Hospital | New | Food Preparation | Natural Gas | Griddle | E7 |  | Codes & Standards Forecast | 0 | 0 | 0 | 0 | 0 | 0 | 0 | 0 | 0 | 0 | 0 | 0 | 0 | 0 | 0 | 0 | 0 | 0 | 0 | 0 | 0 | 0 | 0 | 0 | 0 | 0 | 0 | 0 | 0 | 0 | 0 | 0 | 0
Commercial_Hospital_New_Food Preparation_Natural Gas_Griddle_E8_Codes & Standards Forecast | Commercial | Hospital | New | Food Preparation | Natural Gas | Griddle | E8 |  | Codes & Standards Forecast | 0 | 0 | 0 | 0 | 0 | 0 | 0 | 0 | 0 | 0 | 0 | 0 | 0 | 0 | 0 | 0 | 0 | 0 | 0 | 0 | 0 | 0 | 0 | 0 | 0 | 0 | 0 | 0 | 0 | 0 | 0 | 0 | 0
Commercial_Hospital_New_Food Preparation_Natural Gas_Griddle_E9_Codes & Standards Forecast | Commercial | Hospital | New | Food Preparation | Natural Gas | Griddle | E9 |  | Codes & Standards Forecast | 0 | 0 | 0 | 0 | 0 | 0 | 0 | 0 | 0 | 0 | 0 | 0 | 0 | 0 | 0 | 0 | 0 | 0 | 0 | 0 | 0 | 0 | 0 | 0 | 0 | 0 | 0 | 0 | 0 | 0 | 0 | 0 | 0
Commercial_Hospital_New_Food Preparation_Natural Gas_Griddle_E10_Codes & Standards Forecast | Commercial | Hospital | New | Food Preparation | Natural Gas | Griddle | E10 |  | Codes & Standards Forecast | 0 | 0 | 0 | 0 | 0 | 0 | 0 | 0 | 0 | 0 | 0 | 0 | 0 | 0 | 0 | 0 | 0 | 0 | 0 | 0 | 0 | 0 | 0 | 0 | 0 | 0 | 0 | 0 | 0 | 0 | 0 | 0 | 0
Commercial_Hospital_New_Food Preparation_Natural Gas_Range_E1_Codes & Standards Forecast | Commercial | Hospital | New | Food Preparation | Natural Gas | Range | E1 |  | Codes & Standards Forecast | 0 | 2351.3726 | 11341.5433 | 7248.0405 | 8666.1098 | 8931.2188 | 8976.0996 | 7768.7853 | 7659.9098 | 7839.2017 | 8437.08 | 10550.8113 | 11347.8517 | 12261.9457 | 13142.2047 | 14439.659 | 17039.4975 | 15452.4097 | 15508.2447 | 15376.2146 | 15825.6627 | 16155.3662 | 16869.5796 | 17694.6322 | 18741.2039 | 20453.7829 | 21173.5802 | 21773.104 | 22246.2809 | 22814.1032 | 23718.43 | 23448.0398 | 19477.3624
Commercial_Hospital_New_Food Preparation_Natural Gas_Range_E2_Codes & Standards Forecast | Commercial | Hospital | New | Food Preparation | Natural Gas | Range | E2 |  | Codes & Standards Forecast | 0 | 0 | 0 | 0 | 0 | 0 | 0 | 0 | 0 | 0 | 0 | 0 | 0 | 0 | 0 | 0 | 0 | 0 | 0 | 0 | 0 | 0 | 0 | 0 | 0 | 0 | 0 | 0 | 0 | 0 | 0 | 0 | 0
Commercial_Hospital_New_Food Preparation_Natural Gas_Range_E3_Codes & Standards Forecast | Commercial | Hospital | New | Food Preparation | Natural Gas | Range | E3 |  | Codes & Standards Forecast | 0 | 0 | 0 | 0 | 0 | 0 | 0 | 0 | 0 | 0 | 0 | 0 | 0 | 0 | 0 | 0 | 0 | 0 | 0 | 0 | 0 | 0 | 0 | 0 | 0 | 0 | 0 | 0 | 0 | 0 | 0 | 0 | 0
Commercial_Hospital_New_Food Preparation_Natural Gas_Range_E4_Codes & Standards Forecast | Commercial | Hospital | New | Food Preparation | Natural Gas | Range | E4 |  | Codes & Standards Forecast | 0 | 0 | 0 | 0 | 0 | 0 | 0 | 0 | 0 | 0 | 0 | 0 | 0 | 0 | 0 | 0 | 0 | 0 | 0 | 0 | 0 | 0 | 0 | 0 | 0 | 0 | 0 | 0 | 0 | 0 | 0 | 0 | 0
Commercial_Hospital_New_Food Preparation_Natural Gas_Range_E5_Codes & Standards Forecast | Commercial | Hospital | New | Food Preparation | Natural Gas | Range | E5 |  | Codes & Standards Forecast | 0 | 0 | 0 | 0 | 0 | 0 | 0 | 0 | 0 | 0 | 0 | 0 | 0 | 0 | 0 | 0 | 0 | 0 | 0 | 0 | 0 | 0 | 0 | 0 | 0 | 0 | 0 | 0 | 0 | 0 | 0 | 0 | 0
Commercial_Hospital_New_Food Preparation_Natural Gas_Range_E6_Codes & Standards Forecast | Commercial | Hospital | New | Food Preparation | Natural Gas | Range | E6 |  | Codes & Standards Forecast | 0 | 0 | 0 | 0 | 0 | 0 | 0 | 0 | 0 | 0 | 0 | 0 | 0 | 0 | 0 | 0 | 0 | 0 | 0 | 0 | 0 | 0 | 0 | 0 | 0 | 0 | 0 | 0 | 0 | 0 | 0 | 0 | 0
Commercial_Hospital_New_Food Preparation_Natural Gas_Range_E7_Codes & Standards Forecast | Commercial | Hospital | New | Food Preparation | Natural Gas | Range | E7 |  | Codes & Standards Forecast | 0 | 0 | 0 | 0 | 0 | 0 | 0 | 0 | 0 | 0 | 0 | 0 | 0 | 0 | 0 | 0 | 0 | 0 | 0 | 0 | 0 | 0 | 0 | 0 | 0 | 0 | 0 | 0 | 0 | 0 | 0 | 0 | 0
Commercial_Hospital_New_Food Preparation_Natural Gas_Range_E8_Codes & Standards Forecast | Commercial | Hospital | New | Food Preparation | Natural Gas | Range | E8 |  | Codes & Standards Forecast | 0 | 0 | 0 | 0 | 0 | 0 | 0 | 0 | 0 | 0 | 0 | 0 | 0 | 0 | 0 | 0 | 0 | 0 | 0 | 0 | 0 | 0 | 0 | 0 | 0 | 0 | 0 | 0 | 0 | 0 | 0 | 0 | 0
Commercial_Hospital_New_Food Preparation_Natural Gas_Range_E9_Codes & Standards Forecast | Commercial | Hospital | New | Food Preparation | Natural Gas | Range | E9 |  | Codes & Standards Forecast | 0 | 0 | 0 | 0 | 0 | 0 | 0 | 0 | 0 | 0 | 0 | 0 | 0 | 0 | 0 | 0 | 0 | 0 | 0 | 0 | 0 | 0 | 0 | 0 | 0 | 0 | 0 | 0 | 0 | 0 | 0 | 0 | 0
Commercial_Hospital_New_Food Preparation_Natural Gas_Range_E10_Codes & Standards Forecast | Commercial | Hospital | New | Food Preparation | Natural Gas | Range | E10 |  | Codes & Standards Forecast | 0 | 0 | 0 | 0 | 0 | 0 | 0 | 0 | 0 | 0 | 0 | 0 | 0 | 0 | 0 | 0 | 0 | 0 | 0 | 0 | 0 | 0 | 0 | 0 | 0 | 0 | 0 | 0 | 0 | 0 | 0 | 0 | 0
Commercial_Hospital_New_Food Preparation_Natural Gas_Steamer_E1_Codes & Standards Forecast | Commercial | Hospital | New | Food Preparation | Natural Gas | Steamer | E1 |  | Codes & Standards Forecast | 0 | 258.3926 | 1246.3234 | 0 | 0 | 0 | 0 | 0 | 0 | 0 | 0 | 0 | 0 | 0 | 0 | 0 | 0 | 0 | 0 | 0 | 0 | 0 | 0 | 0 | 0 | 0 | 0 | 0 | 0 | 0 | 0 | 0 | 0
Commercial_Hospital_New_Food Preparation_Natural Gas_Steamer_E2_Codes & Standards Forecast | Commercial | Hospital | New | Food Preparation | Natural Gas | Steamer | E2 |  | Codes & Standards Forecast | 0 | 0 | 0 | 796.488 | 952.3198 | 981.4526 | 986.3846 | 853.7127 | 841.7483 | 861.4507 | 904.1834 | 1032.823 | 1089.5101 | 1157.6353 | 1233.0095 | 1296.9179 | 1346.1361 | 1364.4545 | 1367.6309 | 1458.3503 | 1801.1057 | 1684.5614 | 1771.4316 | 1817.3284 | 1858.9283 | 1853.6154 | 1889.2495 | 1928.7496 | 1984.1524 | 2096.5211 | 2165.8324 | 2235.7738 | 1827.194
Commercial_Hospital_New_Food Preparation_Natural Gas_Steamer_E3_Codes & Standards Forecast | Commercial | Hospital | New | Food Preparation | Natural Gas | Steamer | E3 |  | Codes & Standards Forecast | 0 | 0 | 0 | 0 | 0 | 0 | 0 | 0 | 0 | 0 | 0 | 0 | 0 | 0 | 0 | 0 | 0 | 0 | 0 | 0 | 0 | 0 | 0 | 0 | 0 | 0 | 0 | 0 | 0 | 0 | 0 | 0 | 0
Commercial_Hospital_New_Food Preparation_Natural Gas_Steamer_E4_Codes & Standards Forecast | Commercial | Hospital | New | Food Preparation | Natural Gas | Steamer | E4 |  | Codes & Standards Forecast | 0 | 0 | 0 | 0 | 0 | 0 | 0 | 0 | 0 | 0 | 0 | 0 | 0 | 0 | 0 | 0 | 0 | 0 | 0 | 0 | 0 | 0 | 0 | 0 | 0 | 0 | 0 | 0 | 0 | 0 | 0 | 0 | 0
Commercial_Hospital_New_Food Preparation_Natural Gas_Steamer_E5_Codes & Standards Forecast | Commercial | Hospital | New | Food Preparation | Natural Gas | Steamer | E5 |  | Codes & Standards Forecast | 0 | 0 | 0 | 0 | 0 | 0 | 0 | 0 | 0 | 0 | 0 | 0 | 0 | 0 | 0 | 0 | 0 | 0 | 0 | 0 | 0 | 0 | 0 | 0 | 0 | 0 | 0 | 0 | 0 | 0 | 0 | 0 | 0
Commercial_Hospital_New_Food Preparation_Natural Gas_Steamer_E6_Codes & Standards Forecast | Commercial | Hospital | New | Food Preparation | Natural Gas | Steamer | E6 |  | Codes & Standards Forecast | 0 | 0 | 0 | 0 | 0 | 0 | 0 | 0 | 0 | 0 | 0 | 0 | 0 | 0 | 0 | 0 | 0 | 0 | 0 | 0 | 0 | 0 | 0 | 0 | 0 | 0 | 0 | 0 | 0 | 0 | 0 | 0 | 0
Commercial_Hospital_New_Food Preparation_Natural Gas_Steamer_E7_Codes & Standards Forecast | Commercial | Hospital | New | Food Preparation | Natural Gas | Steamer | E7 |  | Codes & Standards Forecast | 0 | 0 | 0 | 0 | 0 | 0 | 0 | 0 | 0 | 0 | 0 | 0 | 0 | 0 | 0 | 0 | 0 | 0 | 0 | 0 | 0 | 0 | 0 | 0 | 0 | 0 | 0 | 0 | 0 | 0 | 0 | 0 | 0
Commercial_Hospital_New_Food Preparation_Natural Gas_Steamer_E8_Codes & Standards Forecast | Commercial | Hospital | New | Food Preparation | Natural Gas | Steamer | E8 |  | Codes & Standards Forecast | 0 | 0 | 0 | 0 | 0 | 0 | 0 | 0 | 0 | 0 | 0 | 0 | 0 | 0 | 0 | 0 | 0 | 0 | 0 | 0 | 0 | 0 | 0 | 0 | 0 | 0 | 0 | 0 | 0 | 0 | 0 | 0 | 0
Commercial_Hospital_New_Food Preparation_Natural Gas_Steamer_E9_Codes & Standards Forecast | Commercial | Hospital | New | Food Preparation | Natural Gas | Steamer | E9 |  | Codes & Standards Forecast | 0 | 0 | 0 | 0 | 0 | 0 | 0 | 0 | 0 | 0 | 0 | 0 | 0 | 0 | 0 | 0 | 0 | 0 | 0 | 0 | 0 | 0 | 0 | 0 | 0 | 0 | 0 | 0 | 0 | 0 | 0 | 0 | 0
Commercial_Hospital_New_Food Preparation_Natural Gas_Steamer_E10_Codes & Standards Forecast | Commercial | Hospital | New | Food Preparation | Natural Gas | Steamer | E10 |  | Codes & Standards Forecast | 0 | 0 | 0 | 0 | 0 | 0 | 0 | 0 | 0 | 0 | 0 | 0 | 0 | 0 | 0 | 0 | 0 | 0 | 0 | 0 | 0 | 0 | 0 | 0 | 0 | 0 | 0 | 0 | 0 | 0 | 0 | 0 | 0
Commercial_Hospital_New_Food Preparation_Natural Gas_Food Prep Other_E1_Codes & Standards Forecast | Commercial | Hospital | New | Food Preparation | Natural Gas | Food Prep Other | E1 |  | Codes & Standards Forecast | 0 | 0 | 0 | 0 | 0 | 0 | 0 | 0 | 0 | 0 | 0 | 0 | 0 | 0 | 0 | 0 | 0 | 0 | 0 | 0 | 0 | 0 | 0 | 0 | 0 | 0 | 0 | 0 | 0 | 0 | 0 | 0 | 0
Commercial_Hospital_New_Food Preparation_Natural Gas_Food Prep Other_E2_Codes & Standards Forecast | Commercial | Hospital | New | Food Preparation | Natural Gas | Food Prep Other | E2 |  | Codes & Standards Forecast | 0 | 0 | 0 | 0 | 0 | 0 | 0 | 0 | 0 | 0 | 0 | 0 | 0 | 0 | 0 | 0 | 0 | 0 | 0 | 0 | 0 | 0 | 0 | 0 | 0 | 0 | 0 | 0 | 0 | 0 | 0 | 0 | 0
Commercial_Hospital_New_Food Preparation_Natural Gas_Food Prep Other_E3_Codes & Standards Forecast | Commercial | Hospital | New | Food Preparation | Natural Gas | Food Prep Other | E3 |  | Codes & Standards Forecast | 0 | 0 | 0 | 0 | 0 | 0 | 0 | 0 | 0 | 0 | 0 | 0 | 0 | 0 | 0 | 0 | 0 | 0 | 0 | 0 | 0 | 0 | 0 | 0 | 0 | 0 | 0 | 0 | 0 | 0 | 0 | 0 | 0
Commercial_Hospital_New_Food Preparation_Natural Gas_Food Prep Other_E4_Codes & Standards Forecast | Commercial | Hospital | New | Food Preparation | Natural Gas | Food Prep Other | E4 |  | Codes & Standards Forecast | 0 | 0 | 0 | 0 | 0 | 0 | 0 | 0 | 0 | 0 | 0 | 0 | 0 | 0 | 0 | 0 | 0 | 0 | 0 | 0 | 0 | 0 | 0 | 0 | 0 | 0 | 0 | 0 | 0 | 0 | 0 | 0 | 0
Commercial_Hospital_New_Food Preparation_Natural Gas_Food Prep Other_E5_Codes & Standards Forecast | Commercial | Hospital | New | Food Preparation | Natural Gas | Food Prep Other | E5 |  | Codes & Standards Forecast | 0 | 0 | 0 | 0 | 0 | 0 | 0 | 0 | 0 | 0 | 0 | 0 | 0 | 0 | 0 | 0 | 0 | 0 | 0 | 0 | 0 | 0 | 0 | 0 | 0 | 0 | 0 | 0 | 0 | 0 | 0 | 0 | 0
Commercial_Hospital_New_Food Preparation_Natural Gas_Food Prep Other_E6_Codes & Standards Forecast | Commercial | Hospital | New | Food Preparation | Natural Gas | Food Prep Other | E6 |  | Codes & Standards Forecast | 0 | 0 | 0 | 0 | 0 | 0 | 0 | 0 | 0 | 0 | 0 | 0 | 0 | 0 | 0 | 0 | 0 | 0 | 0 | 0 | 0 | 0 | 0 | 0 | 0 | 0 | 0 | 0 | 0 | 0 | 0 | 0 | 0
Commercial_Hospital_New_Food Preparation_Natural Gas_Food Prep Other_E7_Codes & Standards Forecast | Commercial | Hospital | New | Food Preparation | Natural Gas | Food Prep Other | E7 |  | Codes & Standards Forecast | 0 | 0 | 0 | 0 | 0 | 0 | 0 | 0 | 0 | 0 | 0 | 0 | 0 | 0 | 0 | 0 | 0 | 0 | 0 | 0 | 0 | 0 | 0 | 0 | 0 | 0 | 0 | 0 | 0 | 0 | 0 | 0 | 0
Commercial_Hospital_New_Food Preparation_Natural Gas_Food Prep Other_E8_Codes & Standards Forecast | Commercial | Hospital | New | Food Preparation | Natural Gas | Food Prep Other | E8 |  | Codes & Standards Forecast | 0 | 0 | 0 | 0 | 0 | 0 | 0 | 0 | 0 | 0 | 0 | 0 | 0 | 0 | 0 | 0 | 0 | 0 | 0 | 0 | 0 | 0 | 0 | 0 | 0 | 0 | 0 | 0 | 0 | 0 | 0 | 0 | 0
Commercial_Hospital_New_Food Preparation_Natural Gas_Food Prep Other_E9_Codes & Standards Forecast | Commercial | Hospital | New | Food Preparation | Natural Gas | Food Prep Other | E9 |  | Codes & Standards Forecast | 0 | 0 | 0 | 0 | 0 | 0 | 0 | 0 | 0 | 0 | 0 | 0 | 0 | 0 | 0 | 0 | 0 | 0 | 0 | 0 | 0 | 0 | 0 | 0 | 0 | 0 | 0 | 0 | 0 | 0 | 0 | 0 | 0
Commercial_Hospital_New_Food Preparation_Natural Gas_Food Prep Other_E10_Codes & Standards Forecast | Commercial | Hospital | New | Food Preparation | Natural Gas | Food Prep Other | E10 |  | Codes & Standards Forecast | 0 | 0 | 0 | 0 | 0 | 0 | 0 | 0 | 0 | 0 | 0 | 0 | 0 | 0 | 0 | 0 | 0 | 0 | 0 | 0 | 0 | 0 | 0 | 0 | 0 | 0 | 0 | 0 | 0 | 0 | 0 | 0 | 0
Commercial_Hospital_New_Miscellaneous_Natural Gas_Pool Heater_E1_Codes & Standards Forecast | Commercial | Hospital | New | Miscellaneous | Natural Gas | Pool Heater | E1 |  | Codes & Standards Forecast | 0 | 0 | 0 | 0 | 0 | 0 | 0 | 0 | 0 | 0 | 0 | 0 | 0 | 0 | 0 | 0 | 0 | 0 | 0 | 0 | 0 | 0 | 0 | 0 | 0 | 0 | 0 | 0 | 0 | 0 | 0 | 0 | 0
Commercial_Hospital_New_Miscellaneous_Natural Gas_Pool Heater_E2_Codes & Standards Forecast | Commercial | Hospital | New | Miscellaneous | Natural Gas | Pool Heater | E2 |  | Codes & Standards Forecast | 0 | 0 | 0 | 0 | 0 | 0 | 0 | 0 | 0 | 0 | 0 | 0 | 0 | 0 | 0 | 0 | 0 | 0 | 0 | 0 | 0 | 0 | 0 | 0 | 0 | 0 | 0 | 0 | 0 | 0 | 0 | 0 | 0
Commercial_Hospital_New_Miscellaneous_Natural Gas_Pool Heater_E3_Codes & Standards Forecast | Commercial | Hospital | New | Miscellaneous | Natural Gas | Pool Heater | E3 |  | Codes & Standards Forecast | 0 | 0 | 0 | 0 | 0 | 0 | 0 | 0 | 0 | 0 | 0 | 0 | 0 | 0 | 0 | 0 | 0 | 0 | 0 | 0 | 0 | 0 | 0 | 0 | 0 | 0 | 0 | 0 | 0 | 0 | 0 | 0 | 0
Commercial_Hospital_New_Miscellaneous_Natural Gas_Pool Heater_E4_Codes & Standards Forecast | Commercial | Hospital | New | Miscellaneous | Natural Gas | Pool Heater | E4 |  | Codes & Standards Forecast | 0 | 0 | 0 | 0 | 0 | 0 | 0 | 0 | 0 | 0 | 0 | 0 | 0 | 0 | 0 | 0 | 0 | 0 | 0 | 0 | 0 | 0 | 0 | 0 | 0 | 0 | 0 | 0 | 0 | 0 | 0 | 0 | 0
Commercial_Hospital_New_Miscellaneous_Natural Gas_Pool Heater_E5_Codes & Standards Forecast | Commercial | Hospital | New | Miscellaneous | Natural Gas | Pool Heater | E5 |  | Codes & Standards Forecast | 0 | 0 | 0 | 0 | 0 | 0 | 0 | 0 | 0 | 0 | 0 | 0 | 0 | 0 | 0 | 0 | 0 | 0 | 0 | 0 | 0 | 0 | 0 | 0 | 0 | 0 | 0 | 0 | 0 | 0 | 0 | 0 | 0
Commercial_Hospital_New_Miscellaneous_Natural Gas_Pool Heater_E6_Codes & Standards Forecast | Commercial | Hospital | New | Miscellaneous | Natural Gas | Pool Heater | E6 |  | Codes & Standards Forecast | 0 | 0 | 0 | 0 | 0 | 0 | 0 | 0 | 0 | 0 | 0 | 0 | 0 | 0 | 0 | 0 | 0 | 0 | 0 | 0 | 0 | 0 | 0 | 0 | 0 | 0 | 0 | 0 | 0 | 0 | 0 | 0 | 0
Commercial_Hospital_New_Miscellaneous_Natural Gas_Pool Heater_E7_Codes & Standards Forecast | Commercial | Hospital | New | Miscellaneous | Natural Gas | Pool Heater | E7 |  | Codes & Standards Forecast | 0 | 0 | 0 | 0 | 0 | 0 | 0 | 0 | 0 | 0 | 0 | 0 | 0 | 0 | 0 | 0 | 0 | 0 | 0 | 0 | 0 | 0 | 0 | 0 | 0 | 0 | 0 | 0 | 0 | 0 | 0 | 0 | 0
Commercial_Hospital_New_Miscellaneous_Natural Gas_Pool Heater_E8_Codes & Standards Forecast | Commercial | Hospital | New | Miscellaneous | Natural Gas | Pool Heater | E8 |  | Codes & Standards Forecast | 0 | 0 | 0 | 0 | 0 | 0 | 0 | 0 | 0 | 0 | 0 | 0 | 0 | 0 | 0 | 0 | 0 | 0 | 0 | 0 | 0 | 0 | 0 | 0 | 0 | 0 | 0 | 0 | 0 | 0 | 0 | 0 | 0
Commercial_Hospital_New_Miscellaneous_Natural Gas_Pool Heater_E9_Codes & Standards Forecast | Commercial | Hospital | New | Miscellaneous | Natural Gas | Pool Heater | E9 |  | Codes & Standards Forecast | 0 | 0 | 0 | 0 | 0 | 0 | 0 | 0 | 0 | 0 | 0 | 0 | 0 | 0 | 0 | 0 | 0 | 0 | 0 | 0 | 0 | 0 | 0 | 0 | 0 | 0 | 0 | 0 | 0 | 0 | 0 | 0 | 0
Commercial_Hospital_New_Miscellaneous_Natural Gas_Pool Heater_E10_Codes & Standards Forecast | Commercial | Hospital | New | Miscellaneous | Natural Gas | Pool Heater | E10 |  | Codes & Standards Forecast | 0 | 0 | 0 | 0 | 0 | 0 | 0 | 0 | 0 | 0 | 0 | 0 | 0 | 0 | 0 | 0 | 0 | 0 | 0 | 0 | 0 | 0 | 0 | 0 | 0 | 0 | 0 | 0 | 0 | 0 | 0 | 0 | 0
Commercial_Hospital_New_Miscellaneous_Natural Gas_Miscellaneous_E1_Codes & Standards Forecast | Commercial | Hospital | New | Miscellaneous | Natural Gas | Miscellaneous | E1 |  | Codes & Standards Forecast | 0 | 21601.6209 | 104192.6397 | 66586.3943 | 82699.8772 | 99579.1976 | 106999.6 | 104217.0905 | 112750.0835 | 123628.5869 | 132315.9718 | 145714.2736 | 175862.8202 | 167924.3658 | 179622.9208 | 193879.3473 | 202800.2831 | 207143.3851 | 214868.342 | 223659.3512 | 233045.0297 | 244841.1135 | 260827.1439 | 264743.6742 | 275626.0647 | 287555.5563 | 296888.0044 | 304925.9926 | 314767.4954 | 324738.007 | 334989.5719 | 345496.2181 | 317180.9916
Commercial_Hospital_New_Miscellaneous_Natural Gas_Miscellaneous_E2_Codes & Standards Forecast | Commercial | Hospital | New | Miscellaneous | Natural Gas | Miscellaneous | E2 |  | Codes & Standards Forecast | 0 | 0 | 0 | 0 | 0 | 0 | 0 | 0 | 0 | 0 | 0 | 0 | 0 | 0 | 0 | 0 | 0 | 0 | 0 | 0 | 0 | 0 | 0 | 0 | 0 | 0 | 0 | 0 | 0 | 0 | 0 | 0 | 0
Commercial_Hospital_New_Miscellaneous_Natural Gas_Miscellaneous_E3_Codes & Standards Forecast | Commercial | Hospital | New | Miscellaneous | Natural Gas | Miscellaneous | E3 |  | Codes & Standards Forecast | 0 | 0 | 0 | 0 | 0 | 0 | 0 | 0 | 0 | 0 | 0 | 0 | 0 | 0 | 0 | 0 | 0 | 0 | 0 | 0 | 0 | 0 | 0 | 0 | 0 | 0 | 0 | 0 | 0 | 0 | 0 | 0 | 0
Commercial_Hospital_New_Miscellaneous_Natural Gas_Miscellaneous_E4_Codes & Standards Forecast | Commercial | Hospital | New | Miscellaneous | Natural Gas | Miscellaneous | E4 |  | Codes & Standards Forecast | 0 | 0 | 0 | 0 | 0 | 0 | 0 | 0 | 0 | 0 | 0 | 0 | 0 | 0 | 0 | 0 | 0 | 0 | 0 | 0 | 0 | 0 | 0 | 0 | 0 | 0 | 0 | 0 | 0 | 0 | 0 | 0 | 0
Commercial_Hospital_New_Miscellaneous_Natural Gas_Miscellaneous_E5_Codes & Standards Forecast | Commercial | Hospital | New | Miscellaneous | Natural Gas | Miscellaneous | E5 |  | Codes & Standards Forecast | 0 | 0 | 0 | 0 | 0 | 0 | 0 | 0 | 0 | 0 | 0 | 0 | 0 | 0 | 0 | 0 | 0 | 0 | 0 | 0 | 0 | 0 | 0 | 0 | 0 | 0 | 0 | 0 | 0 | 0 | 0 | 0 | 0
Commercial_Hospital_New_Miscellaneous_Natural Gas_Miscellaneous_E6_Codes & Standards Forecast | Commercial | Hospital | New | Miscellaneous | Natural Gas | Miscellaneous | E6 |  | Codes & Standards Forecast | 0 | 0 | 0 | 0 | 0 | 0 | 0 | 0 | 0 | 0 | 0 | 0 | 0 | 0 | 0 | 0 | 0 | 0 | 0 | 0 | 0 | 0 | 0 | 0 | 0 | 0 | 0 | 0 | 0 | 0 | 0 | 0 | 0
Commercial_Hospital_New_Miscellaneous_Natural Gas_Miscellaneous_E7_Codes & Standards Forecast | Commercial | Hospital | New | Miscellaneous | Natural Gas | Miscellaneous | E7 |  | Codes & Standards Forecast | 0 | 0 | 0 | 0 | 0 | 0 | 0 | 0 | 0 | 0 | 0 | 0 | 0 | 0 | 0 | 0 | 0 | 0 | 0 | 0 | 0 | 0 | 0 | 0 | 0 | 0 | 0 | 0 | 0 | 0 | 0 | 0 | 0
Commercial_Hospital_New_Miscellaneous_Natural Gas_Miscellaneous_E8_Codes & Standards Forecast | Commercial | Hospital | New | Miscellaneous | Natural Gas | Miscellaneous | E8 |  | Codes & Standards Forecast | 0 | 0 | 0 | 0 | 0 | 0 | 0 | 0 | 0 | 0 | 0 | 0 | 0 | 0 | 0 | 0 | 0 | 0 | 0 | 0 | 0 | 0 | 0 | 0 | 0 | 0 | 0 | 0 | 0 | 0 | 0 | 0 | 0
Commercial_Hospital_New_Miscellaneous_Natural Gas_Miscellaneous_E9_Codes & Standards Forecast | Commercial | Hospital | New | Miscellaneous | Natural Gas | Miscellaneous | E9 |  | Codes & Standards Forecast | 0 | 0 | 0 | 0 | 0 | 0 | 0 | 0 | 0 | 0 | 0 | 0 | 0 | 0 | 0 | 0 | 0 | 0 | 0 | 0 | 0 | 0 | 0 | 0 | 0 | 0 | 0 | 0 | 0 | 0 | 0 | 0 | 0
Commercial_Hospital_New_Miscellaneous_Natural Gas_Miscellaneous_E10_Codes & Standards Forecast | Commercial | Hospital | New | Miscellaneous | Natural Gas | Miscellaneous | E10 |  | Codes & Standards Forecast | 0 | 0 | 0 | 0 | 0 | 0 | 0 | 0 | 0 | 0 | 0 | 0 | 0 | 0 | 0 | 0 | 0 | 0 | 0 | 0 | 0 | 0 | 0 | 0 | 0 | 0 | 0 | 0 | 0 | 0 | 0 | 0 | 0
Commercial_Other Health_Existing_Space Heating_Natural Gas_Furnace_E1_Codes & Standards Forecast | Commercial | Other Health | Existing | Space Heating | Natural Gas | Furnace | E1 |  | Codes & Standards Forecast | 0 | 4526.6339 | 4907.6446 | 5247.9353 | 10801.4334 | 0 | 0 | 0 | 0 | 0 | 0 | 0 | 0 | 0 | 0 | 0 | 0 | 0 | 0 | 0 | 0 | 0 | 0 | 0 | 0 | 0 | 0 | 0 | 0 | 0 | 0 | 0 | 0
Commercial_Other Health_Existing_Space Heating_Natural Gas_Furnace_E2_Codes & Standards Forecast | Commercial | Other Health | Existing | Space Heating | Natural Gas | Furnace | E2 |  | Codes & Standards Forecast | 0 | 0 | 0 | 0 | 0 | 0 | 0 | 0 | 0 | 0 | 0 | 0 | 0 | 0 | 0 | 0 | 0 | 0 | 0 | 0 | 0 | 0 | 0 | 0 | 0 | 0 | 0 | 0 | 0 | 0 | 0 | 0 | 0
Commercial_Other Health_Existing_Space Heating_Natural Gas_Furnace_E3_Codes & Standards Forecast | Commercial | Other Health | Existing | Space Heating | Natural Gas | Furnace | E3 |  | Codes & Standards Forecast | 0 | 0 | 0 | 0 | 0 | 5890.2065 | 6166.3271 | 6420.3231 | 6653.1426 | 6866.1284 | 7060.6924 | 7238.3693 | 7400.6035 | 7548.6696 | 7683.6074 | 7806.4453 | 7918.0647 | 8019.548 | 8111.9482 | 7806.9914 | 7555.4499 | 7350.467 | 7572.181 | 7412.75 | 7286.3652 | 7188.7333 | 7116.0022 | 7064.7626 | 7031.9485 | 7014.8618 | 7011.0729 | 7018.4957 | 11373.6782
Commercial_Other Health_Existing_Space Heating_Natural Gas_Furnace_E4_Codes & Standards Forecast | Commercial | Other Health | Existing | Space Heating | Natural Gas | Furnace | E4 |  | Codes & Standards Forecast | 0 | 0 | 0 | 0 | 0 | 0 | 0 | 0 | 0 | 0 | 0 | 0 | 0 | 0 | 0 | 0 | 0 | 0 | 0 | 0 | 0 | 0 | 0 | 0 | 0 | 0 | 0 | 0 | 0 | 0 | 0 | 0 | 0
Commercial_Other Health_Existing_Space Heating_Natural Gas_Furnace_E5_Codes & Standards Forecast | Commercial | Other Health | Existing | Space Heating | Natural Gas | Furnace | E5 |  | Codes & Standards Forecast | 0 | 0 | 0 | 0 | 0 | 0 | 0 | 0 | 0 | 0 | 0 | 0 | 0 | 0 | 0 | 0 | 0 | 0 | 0 | 0 | 0 | 0 | 0 | 0 | 0 | 0 | 0 | 0 | 0 | 0 | 0 | 0 | 0
Commercial_Other Health_Existing_Space Heating_Natural Gas_Furnace_E6_Codes & Standards Forecast | Commercial | Other Health | Existing | Space Heating | Natural Gas | Furnace | E6 |  | Codes & Standards Forecast | 0 | 0 | 0 | 0 | 0 | 0 | 0 | 0 | 0 | 0 | 0 | 0 | 0 | 0 | 0 | 0 | 0 | 0 | 0 | 0 | 0 | 0 | 0 | 0 | 0 | 0 | 0 | 0 | 0 | 0 | 0 | 0 | 0
Commercial_Other Health_Existing_Space Heating_Natural Gas_Furnace_E7_Codes & Standards Forecast | Commercial | Other Health | Existing | Space Heating | Natural Gas | Furnace | E7 |  | Codes & Standards Forecast | 0 | 0 | 0 | 0 | 0 | 0 | 0 | 0 | 0 | 0 | 0 | 0 | 0 | 0 | 0 | 0 | 0 | 0 | 0 | 0 | 0 | 0 | 0 | 0 | 0 | 0 | 0 | 0 | 0 | 0 | 0 | 0 | 0
Commercial_Other Health_Existing_Space Heating_Natural Gas_Furnace_E8_Codes & Standards Forecast | Commercial | Other Health | Existing | Space Heating | Natural Gas | Furnace | E8 |  | Codes & Standards Forecast | 0 | 0 | 0 | 0 | 0 | 0 | 0 | 0 | 0 | 0 | 0 | 0 | 0 | 0 | 0 | 0 | 0 | 0 | 0 | 0 | 0 | 0 | 0 | 0 | 0 | 0 | 0 | 0 | 0 | 0 | 0 | 0 | 0
Commercial_Other Health_Existing_Space Heating_Natural Gas_Furnace_E9_Codes & Standards Forecast | Commercial | Other Health | Existing | Space Heating | Natural Gas | Furnace | E9 |  | Codes & Standards Forecast | 0 | 0 | 0 | 0 | 0 | 0 | 0 | 0 | 0 | 0 | 0 | 0 | 0 | 0 | 0 | 0 | 0 | 0 | 0 | 0 | 0 | 0 | 0 | 0 | 0 | 0 | 0 | 0 | 0 | 0 | 0 | 0 | 0
Commercial_Other Health_Existing_Space Heating_Natural Gas_Furnace_E10_Codes & Standards Forecast | Commercial | Other Health | Existing | Space Heating | Natural Gas | Furnace | E10 |  | Codes & Standards Forecast | 0 | 0 | 0 | 0 | 0 | 0 | 0 | 0 | 0 | 0 | 0 | 0 | 0 | 0 | 0 | 0 | 0 | 0 | 0 | 0 | 0 | 0 | 0 | 0 | 0 | 0 | 0 | 0 | 0 | 0 | 0 | 0 | 0
Commercial_Other Health_Existing_Space Heating_Natural Gas_Boiler_E1_Codes & Standards Forecast | Commercial | Other Health | Existing | Space Heating | Natural Gas | Boiler | E1 |  | Codes & Standards Forecast | 0 | 23471.0021 | 25446.5767 | 27211.0144 | 58356.0395 | 0 | 0 | 0 | 0 | 0 | 0 | 0 | 0 | 0 | 0 | 0 | 0 | 0 | 0 | 0 | 0 | 0 | 0 | 0 | 0 | 0 | 0 | 0 | 0 | 0 | 0 | 0 | 0
Commercial_Other Health_Existing_Space Heating_Natural Gas_Boiler_E2_Codes & Standards Forecast | Commercial | Other Health | Existing | Space Heating | Natural Gas | Boiler | E2 |  | Codes & Standards Forecast | 0 | 0 | 0 | 0 | 0 | 0 | 0 | 0 | 0 | 0 | 0 | 0 | 0 | 0 | 0 | 0 | 0 | 0 | 0 | 0 | 0 | 0 | 0 | 0 | 0 | 0 | 0 | 0 | 0 | 0 | 0 | 0 | 0
Commercial_Other Health_Existing_Space Heating_Natural Gas_Boiler_E3_Codes & Standards Forecast | Commercial | Other Health | Existing | Space Heating | Natural Gas | Boiler | E3 |  | Codes & Standards Forecast | 0 | 0 | 0 | 0 | 0 | 30541.2479 | 31972.9582 | 33289.9501 | 34497.1401 | 35601.4902 | 36610.322 | 37531.5927 | 38372.7917 | 39140.5277 | 39840.192 | 40477.1177 | 41055.874 | 41582.0745 | 42061.1773 | 42497.3738 | 42893.059 | 41240.3847 | 39868.0099 | 38741.3368 | 39996.9429 | 39101.9785 | 38383.5921 | 37819.0559 | 37387.911 | 37072.0662 | 36855.2269 | 36723.2586 | 53329.1301
Commercial_Other Health_Existing_Space Heating_Natural Gas_Boiler_E4_Codes & Standards Forecast | Commercial | Other Health | Existing | Space Heating | Natural Gas | Boiler | E4 |  | Codes & Standards Forecast | 0 | 0 | 0 | 0 | 0 | 0 | 0 | 0 | 0 | 0 | 0 | 0 | 0 | 0 | 0 | 0 | 0 | 0 | 0 | 0 | 0 | 0 | 0 | 0 | 0 | 0 | 0 | 0 | 0 | 0 | 0 | 0 | 0
Commercial_Other Health_Existing_Space Heating_Natural Gas_Boiler_E5_Codes & Standards Forecast | Commercial | Other Health | Existing | Space Heating | Natural Gas | Boiler | E5 |  | Codes & Standards Forecast | 0 | 0 | 0 | 0 | 0 | 0 | 0 | 0 | 0 | 0 | 0 | 0 | 0 | 0 | 0 | 0 | 0 | 0 | 0 | 0 | 0 | 0 | 0 | 0 | 0 | 0 | 0 | 0 | 0 | 0 | 0 | 0 | 0
Commercial_Other Health_Existing_Space Heating_Natural Gas_Boiler_E6_Codes & Standards Forecast | Commercial | Other Health | Existing | Space Heating | Natural Gas | Boiler | E6 |  | Codes & Standards Forecast | 0 | 0 | 0 | 0 | 0 | 0 | 0 | 0 | 0 | 0 | 0 | 0 | 0 | 0 | 0 | 0 | 0 | 0 | 0 | 0 | 0 | 0 | 0 | 0 | 0 | 0 | 0 | 0 | 0 | 0 | 0 | 0 | 0
Commercial_Other Health_Existing_Space Heating_Natural Gas_Boiler_E7_Codes & Standards Forecast | Commercial | Other Health | Existing | Space Heating | Natural Gas | Boiler | E7 |  | Codes & Standards Forecast | 0 | 0 | 0 | 0 | 0 | 0 | 0 | 0 | 0 | 0 | 0 | 0 | 0 | 0 | 0 | 0 | 0 | 0 | 0 | 0 | 0 | 0 | 0 | 0 | 0 | 0 | 0 | 0 | 0 | 0 | 0 | 0 | 0
Commercial_Other Health_Existing_Space Heating_Natural Gas_Boiler_E8_Codes & Standards Forecast | Commercial | Other Health | Existing | Space Heating | Natural Gas | Boiler | E8 |  | Codes & Standards Forecast | 0 | 0 | 0 | 0 | 0 | 0 | 0 | 0 | 0 | 0 | 0 | 0 | 0 | 0 | 0 | 0 | 0 | 0 | 0 | 0 | 0 | 0 | 0 | 0 | 0 | 0 | 0 | 0 | 0 | 0 | 0 | 0 | 0
Commercial_Other Health_Existing_Space Heating_Natural Gas_Boiler_E9_Codes & Standards Forecast | Commercial | Other Health | Existing | Space Heating | Natural Gas | Boiler | E9 |  | Codes & Standards Forecast | 0 | 0 | 0 | 0 | 0 | 0 | 0 | 0 | 0 | 0 | 0 | 0 | 0 | 0 | 0 | 0 | 0 | 0 | 0 | 0 | 0 | 0 | 0 | 0 | 0 | 0 | 0 | 0 | 0 | 0 | 0 | 0 | 0
Commercial_Other Health_Existing_Space Heating_Natural Gas_Boiler_E10_Codes & Standards Forecast | Commercial | Other Health | Existing | Space Heating | Natural Gas | Boiler | E10 |  | Codes & Standards Forecast | 0 | 0 | 0 | 0 | 0 | 0 | 0 | 0 | 0 | 0 | 0 | 0 | 0 | 0 | 0 | 0 | 0 | 0 | 0 | 0 | 0 | 0 | 0 | 0 | 0 | 0 | 0 | 0 | 0 | 0 | 0 | 0 | 0
Commercial_Other Health_Existing_Space Heating_Natural Gas_Unit Heater_E1_Codes & Standards Forecast | Commercial | Other Health | Existing | Space Heating | Natural Gas | Unit Heater | E1 |  | Codes & Standards Forecast | 0 | 0 | 0 | 0 | 0 | 0 | 0 | 0 | 0 | 0 | 0 | 0 | 0 | 0 | 0 | 0 | 0 | 0 | 0 | 0 | 0 | 0 | 0 | 0 | 0 | 0 | 0 | 0 | 0 | 0 | 0 | 0 | 0
Commercial_Other Health_Existing_Space Heating_Natural Gas_Unit Heater_E2_Codes & Standards Forecast | Commercial | Other Health | Existing | Space Heating | Natural Gas | Unit Heater | E2 |  | Codes & Standards Forecast | 0 | 0 | 0 | 0 | 0 | 0 | 0 | 0 | 0 | 0 | 0 | 0 | 0 | 0 | 0 | 0 | 0 | 0 | 0 | 0 | 0 | 0 | 0 | 0 | 0 | 0 | 0 | 0 | 0 | 0 | 0 | 0 | 0
Commercial_Other Health_Existing_Space Heating_Natural Gas_Unit Heater_E3_Codes & Standards Forecast | Commercial | Other Health | Existing | Space Heating | Natural Gas | Unit Heater | E3 |  | Codes & Standards Forecast | 0 | 0 | 0 | 0 | 0 | 0 | 0 | 0 | 0 | 0 | 0 | 0 | 0 | 0 | 0 | 0 | 0 | 0 | 0 | 0 | 0 | 0 | 0 | 0 | 0 | 0 | 0 | 0 | 0 | 0 | 0 | 0 | 0
Commercial_Other Health_Existing_Space Heating_Natural Gas_Unit Heater_E4_Codes & Standards Forecast | Commercial | Other Health | Existing | Space Heating | Natural Gas | Unit Heater | E4 |  | Codes & Standards Forecast | 0 | 0 | 0 | 0 | 0 | 0 | 0 | 0 | 0 | 0 | 0 | 0 | 0 | 0 | 0 | 0 | 0 | 0 | 0 | 0 | 0 | 0 | 0 | 0 | 0 | 0 | 0 | 0 | 0 | 0 | 0 | 0 | 0
Commercial_Other Health_Existing_Space Heating_Natural Gas_Unit Heater_E5_Codes & Standards Forecast | Commercial | Other Health | Existing | Space Heating | Natural Gas | Unit Heater | E5 |  | Codes & Standards Forecast | 0 | 0 | 0 | 0 | 0 | 0 | 0 | 0 | 0 | 0 | 0 | 0 | 0 | 0 | 0 | 0 | 0 | 0 | 0 | 0 | 0 | 0 | 0 | 0 | 0 | 0 | 0 | 0 | 0 | 0 | 0 | 0 | 0
Commercial_Other Health_Existing_Space Heating_Natural Gas_Unit Heater_E6_Codes & Standards Forecast | Commercial | Other Health | Existing | Space Heating | Natural Gas | Unit Heater | E6 |  | Codes & Standards Forecast | 0 | 0 | 0 | 0 | 0 | 0 | 0 | 0 | 0 | 0 | 0 | 0 | 0 | 0 | 0 | 0 | 0 | 0 | 0 | 0 | 0 | 0 | 0 | 0 | 0 | 0 | 0 | 0 | 0 | 0 | 0 | 0 | 0
Commercial_Other Health_Existing_Space Heating_Natural Gas_Unit Heater_E7_Codes & Standards Forecast | Commercial | Other Health | Existing | Space Heating | Natural Gas | Unit Heater | E7 |  | Codes & Standards Forecast | 0 | 0 | 0 | 0 | 0 | 0 | 0 | 0 | 0 | 0 | 0 | 0 | 0 | 0 | 0 | 0 | 0 | 0 | 0 | 0 | 0 | 0 | 0 | 0 | 0 | 0 | 0 | 0 | 0 | 0 | 0 | 0 | 0
Commercial_Other Health_Existing_Space Heating_Natural Gas_Unit Heater_E8_Codes & Standards Forecast | Commercial | Other Health | Existing | Space Heating | Natural Gas | Unit Heater | E8 |  | Codes & Standards Forecast | 0 | 0 | 0 | 0 | 0 | 0 | 0 | 0 | 0 | 0 | 0 | 0 | 0 | 0 | 0 | 0 | 0 | 0 | 0 | 0 | 0 | 0 | 0 | 0 | 0 | 0 | 0 | 0 | 0 | 0 | 0 | 0 | 0
Commercial_Other Health_Existing_Space Heating_Natural Gas_Unit Heater_E9_Codes & Standards Forecast | Commercial | Other Health | Existing | Space Heating | Natural Gas | Unit Heater | E9 |  | Codes & Standards Forecast | 0 | 0 | 0 | 0 | 0 | 0 | 0 | 0 | 0 | 0 | 0 | 0 | 0 | 0 | 0 | 0 | 0 | 0 | 0 | 0 | 0 | 0 | 0 | 0 | 0 | 0 | 0 | 0 | 0 | 0 | 0 | 0 | 0
Commercial_Other Health_Existing_Space Heating_Natural Gas_Unit Heater_E10_Codes & Standards Forecast | Commercial | Other Health | Existing | Space Heating | Natural Gas | Unit Heater | E10 |  | Codes & Standards Forecast | 0 | 0 | 0 | 0 | 0 | 0 | 0 | 0 | 0 | 0 | 0 | 0 | 0 | 0 | 0 | 0 | 0 | 0 | 0 | 0 | 0 | 0 | 0 | 0 | 0 | 0 | 0 | 0 | 0 | 0 | 0 | 0 | 0
Commercial_Other Health_Existing_Water Heating_Natural Gas_Water Heater_E1_Codes & Standards Forecast | Commercial | Other Health | Existing | Water Heating | Natural Gas | Water Heater | E1 |  | Codes & Standards Forecast | 0 | 65527.1721 | 84749.7037 | 99772.6132 | 150056.8526 | 121834.8387 | 129465.806 | 135510.7765 | 140276.9037 | 144016.3793 | 127757.01 | 118577.0508 | 114270.7487 | 120655.0726 | 120233.5266 | 137987.6996 | 141731.166 | 144657.7973 | 156566.3546 | 143015.2461 | 139500.8124 | 135444.8016 | 133136.428 | 130951.0849 | 127598.7793 | 127453.3774 | 129148.5929 | 135562.703 | 136284.805 | 140799.6005 | 140039.2119 | 138767.0826 | 161273.9324
Commercial_Other Health_Existing_Water Heating_Natural Gas_Water Heater_E2_Codes & Standards Forecast | Commercial | Other Health | Existing | Water Heating | Natural Gas | Water Heater | E2 |  | Codes & Standards Forecast | 0 | 0 | 0 | 0 | 0 | 0 | 0 | 0 | 0 | 0 | 0 | 0 | 0 | 0 | 0 | 0 | 0 | 0 | 0 | 0 | 0 | 0 | 0 | 0 | 0 | 0 | 0 | 0 | 0 | 0 | 0 | 0 | 0
Commercial_Other Health_Existing_Water Heating_Natural Gas_Water Heater_E3_Codes & Standards Forecast | Commercial | Other Health | Existing | Water Heating | Natural Gas | Water Heater | E3 |  | Codes & Standards Forecast | 0 | 0 | 0 | 0 | 0 | 0 | 0 | 0 | 0 | 0 | 0 | 0 | 0 | 0 | 0 | 0 | 0 | 0 | 0 | 0 | 0 | 0 | 0 | 0 | 0 | 0 | 0 | 0 | 0 | 0 | 0 | 0 | 0
Commercial_Other Health_Existing_Water Heating_Natural Gas_Water Heater_E4_Codes & Standards Forecast | Commercial | Other Health | Existing | Water Heating | Natural Gas | Water Heater | E4 |  | Codes & Standards Forecast | 0 | 0 | 0 | 0 | 0 | 0 | 0 | 0 | 0 | 0 | 0 | 0 | 0 | 0 | 0 | 0 | 0 | 0 | 0 | 0 | 0 | 0 | 0 | 0 | 0 | 0 | 0 | 0 | 0 | 0 | 0 | 0 | 0
Commercial_Other Health_Existing_Water Heating_Natural Gas_Water Heater_E5_Codes & Standards Forecast | Commercial | Other Health | Existing | Water Heating | Natural Gas | Water Heater | E5 |  | Codes & Standards Forecast | 0 | 0 | 0 | 0 | 0 | 0 | 0 | 0 | 0 | 0 | 0 | 0 | 0 | 0 | 0 | 0 | 0 | 0 | 0 | 0 | 0 | 0 | 0 | 0 | 0 | 0 | 0 | 0 | 0 | 0 | 0 | 0 | 0
Commercial_Other Health_Existing_Water Heating_Natural Gas_Water Heater_E6_Codes & Standards Forecast | Commercial | Other Health | Existing | Water Heating | Natural Gas | Water Heater | E6 |  | Codes & Standards Forecast | 0 | 0 | 0 | 0 | 0 | 0 | 0 | 0 | 0 | 0 | 0 | 0 | 0 | 0 | 0 | 0 | 0 | 0 | 0 | 0 | 0 | 0 | 0 | 0 | 0 | 0 | 0 | 0 | 0 | 0 | 0 | 0 | 0
Commercial_Other Health_Existing_Water Heating_Natural Gas_Water Heater_E7_Codes & Standards Forecast | Commercial | Other Health | Existing | Water Heating | Natural Gas | Water Heater | E7 |  | Codes & Standards Forecast | 0 | 0 | 0 | 0 | 0 | 0 | 0 | 0 | 0 | 0 | 0 | 0 | 0 | 0 | 0 | 0 | 0 | 0 | 0 | 0 | 0 | 0 | 0 | 0 | 0 | 0 | 0 | 0 | 0 | 0 | 0 | 0 | 0
Commercial_Other Health_Existing_Water Heating_Natural Gas_Water Heater_E8_Codes & Standards Forecast | Commercial | Other Health | Existing | Water Heating | Natural Gas | Water Heater | E8 |  | Codes & Standards Forecast | 0 | 0 | 0 | 0 | 0 | 0 | 0 | 0 | 0 | 0 | 0 | 0 | 0 | 0 | 0 | 0 | 0 | 0 | 0 | 0 | 0 | 0 | 0 | 0 | 0 | 0 | 0 | 0 | 0 | 0 | 0 | 0 | 0
Commercial_Other Health_Existing_Water Heating_Natural Gas_Water Heater_E9_Codes & Standards Forecast | Commercial | Other Health | Existing | Water Heating | Natural Gas | Water Heater | E9 |  | Codes & Standards Forecast | 0 | 0 | 0 | 0 | 0 | 0 | 0 | 0 | 0 | 0 | 0 | 0 | 0 | 0 | 0 | 0 | 0 | 0 | 0 | 0 | 0 | 0 | 0 | 0 | 0 | 0 | 0 | 0 | 0 | 0 | 0 | 0 | 0
Commercial_Other Health_Existing_Water Heating_Natural Gas_Water Heater_E10_Codes & Standards Forecast | Commercial | Other Health | Existing | Water Heating | Natural Gas | Water Heater | E10 |  | Codes & Standards Forecast | 0 | 0 | 0 | 0 | 0 | 0 | 0 | 0 | 0 | 0 | 0 | 0 | 0 | 0 | 0 | 0 | 0 | 0 | 0 | 0 | 0 | 0 | 0 | 0 | 0 | 0 | 0 | 0 | 0 | 0 | 0 | 0 | 0
Commercial_Other Health_Existing_Food Preparation_Natural Gas_Oven_E1_Codes & Standards Forecast | Commercial | Other Health | Existing | Food Preparation | Natural Gas | Oven | E1 |  | Codes & Standards Forecast | 0 | 1845.4116 | 1988.9725 | 2103.3331 | 2976.3074 | 2290.7402 | 2358.2455 | 2413.8456 | 2459.2754 | 2496.1366 | 2375.805 | 2300.0587 | 2257.1706 | 2363.4915 | 2340.1275 | 2331.8728 | 2830.347 | 2797.4356 | 2769.2961 | 2928.0746 | 2628.5367 | 2575.4889 | 2545.4549 | 2513.8754 | 2483.9358 | 2498.1073 | 2516.491 | 2535.9828 | 2618.5006 | 2602.9293 | 2585.2806 | 2702.8634 | 3090.6955
Commercial_Other Health_Existing_Food Preparation_Natural Gas_Oven_E2_Codes & Standards Forecast | Commercial | Other Health | Existing | Food Preparation | Natural Gas | Oven | E2 |  | Codes & Standards Forecast | 0 | 0 | 0 | 0 | 0 | 0 | 0 | 0 | 0 | 0 | 0 | 0 | 0 | 0 | 0 | 0 | 0 | 0 | 0 | 0 | 0 | 0 | 0 | 0 | 0 | 0 | 0 | 0 | 0 | 0 | 0 | 0 | 0
Commercial_Other Health_Existing_Food Preparation_Natural Gas_Oven_E3_Codes & Standards Forecast | Commercial | Other Health | Existing | Food Preparation | Natural Gas | Oven | E3 |  | Codes & Standards Forecast | 0 | 0 | 0 | 0 | 0 | 0 | 0 | 0 | 0 | 0 | 0 | 0 | 0 | 0 | 0 | 0 | 0 | 0 | 0 | 0 | 0 | 0 | 0 | 0 | 0 | 0 | 0 | 0 | 0 | 0 | 0 | 0 | 0
Commercial_Other Health_Existing_Food Preparation_Natural Gas_Oven_E4_Codes & Standards Forecast | Commercial | Other Health | Existing | Food Preparation | Natural Gas | Oven | E4 |  | Codes & Standards Forecast | 0 | 0 | 0 | 0 | 0 | 0 | 0 | 0 | 0 | 0 | 0 | 0 | 0 | 0 | 0 | 0 | 0 | 0 | 0 | 0 | 0 | 0 | 0 | 0 | 0 | 0 | 0 | 0 | 0 | 0 | 0 | 0 | 0
Commercial_Other Health_Existing_Food Preparation_Natural Gas_Oven_E5_Codes & Standards Forecast | Commercial | Other Health | Existing | Food Preparation | Natural Gas | Oven | E5 |  | Codes & Standards Forecast | 0 | 0 | 0 | 0 | 0 | 0 | 0 | 0 | 0 | 0 | 0 | 0 | 0 | 0 | 0 | 0 | 0 | 0 | 0 | 0 | 0 | 0 | 0 | 0 | 0 | 0 | 0 | 0 | 0 | 0 | 0 | 0 | 0
Commercial_Other Health_Existing_Food Preparation_Natural Gas_Oven_E6_Codes & Standards Forecast | Commercial | Other Health | Existing | Food Preparation | Natural Gas | Oven | E6 |  | Codes & Standards Forecast | 0 | 0 | 0 | 0 | 0 | 0 | 0 | 0 | 0 | 0 | 0 | 0 | 0 | 0 | 0 | 0 | 0 | 0 | 0 | 0 | 0 | 0 | 0 | 0 | 0 | 0 | 0 | 0 | 0 | 0 | 0 | 0 | 0
Commercial_Other Health_Existing_Food Preparation_Natural Gas_Oven_E7_Codes & Standards Forecast | Commercial | Other Health | Existing | Food Preparation | Natural Gas | Oven | E7 |  | Codes & Standards Forecast | 0 | 0 | 0 | 0 | 0 | 0 | 0 | 0 | 0 | 0 | 0 | 0 | 0 | 0 | 0 | 0 | 0 | 0 | 0 | 0 | 0 | 0 | 0 | 0 | 0 | 0 | 0 | 0 | 0 | 0 | 0 | 0 | 0
Commercial_Other Health_Existing_Food Preparation_Natural Gas_Oven_E8_Codes & Standards Forecast | Commercial | Other Health | Existing | Food Preparation | Natural Gas | Oven | E8 |  | Codes & Standards Forecast | 0 | 0 | 0 | 0 | 0 | 0 | 0 | 0 | 0 | 0 | 0 | 0 | 0 | 0 | 0 | 0 | 0 | 0 | 0 | 0 | 0 | 0 | 0 | 0 | 0 | 0 | 0 | 0 | 0 | 0 | 0 | 0 | 0
Commercial_Other Health_Existing_Food Preparation_Natural Gas_Oven_E9_Codes & Standards Forecast | Commercial | Other Health | Existing | Food Preparation | Natural Gas | Oven | E9 |  | Codes & Standards Forecast | 0 | 0 | 0 | 0 | 0 | 0 | 0 | 0 | 0 | 0 | 0 | 0 | 0 | 0 | 0 | 0 | 0 | 0 | 0 | 0 | 0 | 0 | 0 | 0 | 0 | 0 | 0 | 0 | 0 | 0 | 0 | 0 | 0
Commercial_Other Health_Existing_Food Preparation_Natural Gas_Oven_E10_Codes & Standards Forecast | Commercial | Other Health | Existing | Food Preparation | Natural Gas | Oven | E10 |  | Codes & Standards Forecast | 0 | 0 | 0 | 0 | 0 | 0 | 0 | 0 | 0 | 0 | 0 | 0 | 0 | 0 | 0 | 0 | 0 | 0 | 0 | 0 | 0 | 0 | 0 | 0 | 0 | 0 | 0 | 0 | 0 | 0 | 0 | 0 | 0
Commercial_Other Health_Existing_Food Preparation_Natural Gas_Conveyor Oven_E1_Codes & Standards Forecast | Commercial | Other Health | Existing | Food Preparation | Natural Gas | Conveyor Oven | E1 |  | Codes & Standards Forecast | 0 | 390.7931 | 505.433 | 595.0271 | 1052.905 | 726.6025 | 772.1123 | 808.1635 | 836.5879 | 858.8895 | 876.2854 | 889.7742 | 900.1579 | 908.0711 | 914.0048 | 918.3582 | 921.4425 | 810.8081 | 744.8631 | 710.0214 | 770.5368 | 755.8625 | 850.5624 | 864.8256 | 875.8301 | 980.5369 | 871.3413 | 879.8893 | 886.3315 | 891.0923 | 894.5053 | 896.8443 | 1116.9153
Commercial_Other Health_Existing_Food Preparation_Natural Gas_Conveyor Oven_E2_Codes & Standards Forecast | Commercial | Other Health | Existing | Food Preparation | Natural Gas | Conveyor Oven | E2 |  | Codes & Standards Forecast | 0 | 0 | 0 | 0 | 0 | 0 | 0 | 0 | 0 | 0 | 0 | 0 | 0 | 0 | 0 | 0 | 0 | 0 | 0 | 0 | 0 | 0 | 0 | 0 | 0 | 0 | 0 | 0 | 0 | 0 | 0 | 0 | 0
Commercial_Other Health_Existing_Food Preparation_Natural Gas_Conveyor Oven_E3_Codes & Standards Forecast | Commercial | Other Health | Existing | Food Preparation | Natural Gas | Conveyor Oven | E3 |  | Codes & Standards Forecast | 0 | 0 | 0 | 0 | 0 | 0 | 0 | 0 | 0 | 0 | 0 | 0 | 0 | 0 | 0 | 0 | 0 | 0 | 0 | 0 | 0 | 0 | 0 | 0 | 0 | 0 | 0 | 0 | 0 | 0 | 0 | 0 | 0
Commercial_Other Health_Existing_Food Preparation_Natural Gas_Conveyor Oven_E4_Codes & Standards Forecast | Commercial | Other Health | Existing | Food Preparation | Natural Gas | Conveyor Oven | E4 |  | Codes & Standards Forecast | 0 | 0 | 0 | 0 | 0 | 0 | 0 | 0 | 0 | 0 | 0 | 0 | 0 | 0 | 0 | 0 | 0 | 0 | 0 | 0 | 0 | 0 | 0 | 0 | 0 | 0 | 0 | 0 | 0 | 0 | 0 | 0 | 0
Commercial_Other Health_Existing_Food Preparation_Natural Gas_Conveyor Oven_E5_Codes & Standards Forecast | Commercial | Other Health | Existing | Food Preparation | Natural Gas | Conveyor Oven | E5 |  | Codes & Standards Forecast | 0 | 0 | 0 | 0 | 0 | 0 | 0 | 0 | 0 | 0 | 0 | 0 | 0 | 0 | 0 | 0 | 0 | 0 | 0 | 0 | 0 | 0 | 0 | 0 | 0 | 0 | 0 | 0 | 0 | 0 | 0 | 0 | 0
Commercial_Other Health_Existing_Food Preparation_Natural Gas_Conveyor Oven_E6_Codes & Standards Forecast | Commercial | Other Health | Existing | Food Preparation | Natural Gas | Conveyor Oven | E6 |  | Codes & Standards Forecast | 0 | 0 | 0 | 0 | 0 | 0 | 0 | 0 | 0 | 0 | 0 | 0 | 0 | 0 | 0 | 0 | 0 | 0 | 0 | 0 | 0 | 0 | 0 | 0 | 0 | 0 | 0 | 0 | 0 | 0 | 0 | 0 | 0
Commercial_Other Health_Existing_Food Preparation_Natural Gas_Conveyor Oven_E7_Codes & Standards Forecast | Commercial | Other Health | Existing | Food Preparation | Natural Gas | Conveyor Oven | E7 |  | Codes & Standards Forecast | 0 | 0 | 0 | 0 | 0 | 0 | 0 | 0 | 0 | 0 | 0 | 0 | 0 | 0 | 0 | 0 | 0 | 0 | 0 | 0 | 0 | 0 | 0 | 0 | 0 | 0 | 0 | 0 | 0 | 0 | 0 | 0 | 0
Commercial_Other Health_Existing_Food Preparation_Natural Gas_Conveyor Oven_E8_Codes & Standards Forecast | Commercial | Other Health | Existing | Food Preparation | Natural Gas | Conveyor Oven | E8 |  | Codes & Standards Forecast | 0 | 0 | 0 | 0 | 0 | 0 | 0 | 0 | 0 | 0 | 0 | 0 | 0 | 0 | 0 | 0 | 0 | 0 | 0 | 0 | 0 | 0 | 0 | 0 | 0 | 0 | 0 | 0 | 0 | 0 | 0 | 0 | 0
Commercial_Other Health_Existing_Food Preparation_Natural Gas_Conveyor Oven_E9_Codes & Standards Forecast | Commercial | Other Health | Existing | Food Preparation | Natural Gas | Conveyor Oven | E9 |  | Codes & Standards Forecast | 0 | 0 | 0 | 0 | 0 | 0 | 0 | 0 | 0 | 0 | 0 | 0 | 0 | 0 | 0 | 0 | 0 | 0 | 0 | 0 | 0 | 0 | 0 | 0 | 0 | 0 | 0 | 0 | 0 | 0 | 0 | 0 | 0
Commercial_Other Health_Existing_Food Preparation_Natural Gas_Conveyor Oven_E10_Codes & Standards Forecast | Commercial | Other Health | Existing | Food Preparation | Natural Gas | Conveyor Oven | E10 |  | Codes & Standards Forecast | 0 | 0 | 0 | 0 | 0 | 0 | 0 | 0 | 0 | 0 | 0 | 0 | 0 | 0 | 0 | 0 | 0 | 0 | 0 | 0 | 0 | 0 | 0 | 0 | 0 | 0 | 0 | 0 | 0 | 0 | 0 | 0 | 0
Commercial_Other Health_Existing_Food Preparation_Natural Gas_Double Rack Oven_E1_Codes & Standards Forecast | Commercial | Other Health | Existing | Food Preparation | Natural Gas | Double Rack Oven | E1 |  | Codes & Standards Forecast | 0 | 553.6235 | 716.0301 | 842.9551 | 1331.7434 | 1029.3536 | 1093.8258 | 1144.8983 | 1185.1662 | 1216.7601 | 1241.4043 | 1260.5135 | 1113.8814 | 1028.8167 | 986.3327 | 1047.5408 | 1037.4738 | 1181.6727 | 1209.0977 | 1230.5329 | 1344.4162 | 1240.5202 | 1254.0965 | 1232.8292 | 1196.4626 | 1156.9253 | 1135.5882 | 1115.1887 | 1085.0363 | 1081.858 | 1094.2381 | 1152.6594 | 1379.9981
Commercial_Other Health_Existing_Food Preparation_Natural Gas_Double Rack Oven_E2_Codes & Standards Forecast | Commercial | Other Health | Existing | Food Preparation | Natural Gas | Double Rack Oven | E2 |  | Codes & Standards Forecast | 0 | 0 | 0 | 0 | 0 | 0 | 0 | 0 | 0 | 0 | 0 | 0 | 0 | 0 | 0 | 0 | 0 | 0 | 0 | 0 | 0 | 0 | 0 | 0 | 0 | 0 | 0 | 0 | 0 | 0 | 0 | 0 | 0
Commercial_Other Health_Existing_Food Preparation_Natural Gas_Double Rack Oven_E3_Codes & Standards Forecast | Commercial | Other Health | Existing | Food Preparation | Natural Gas | Double Rack Oven | E3 |  | Codes & Standards Forecast | 0 | 0 | 0 | 0 | 0 | 0 | 0 | 0 | 0 | 0 | 0 | 0 | 0 | 0 | 0 | 0 | 0 | 0 | 0 | 0 | 0 | 0 | 0 | 0 | 0 | 0 | 0 | 0 | 0 | 0 | 0 | 0 | 0
Commercial_Other Health_Existing_Food Preparation_Natural Gas_Double Rack Oven_E4_Codes & Standards Forecast | Commercial | Other Health | Existing | Food Preparation | Natural Gas | Double Rack Oven | E4 |  | Codes & Standards Forecast | 0 | 0 | 0 | 0 | 0 | 0 | 0 | 0 | 0 | 0 | 0 | 0 | 0 | 0 | 0 | 0 | 0 | 0 | 0 | 0 | 0 | 0 | 0 | 0 | 0 | 0 | 0 | 0 | 0 | 0 | 0 | 0 | 0
Commercial_Other Health_Existing_Food Preparation_Natural Gas_Double Rack Oven_E5_Codes & Standards Forecast | Commercial | Other Health | Existing | Food Preparation | Natural Gas | Double Rack Oven | E5 |  | Codes & Standards Forecast | 0 | 0 | 0 | 0 | 0 | 0 | 0 | 0 | 0 | 0 | 0 | 0 | 0 | 0 | 0 | 0 | 0 | 0 | 0 | 0 | 0 | 0 | 0 | 0 | 0 | 0 | 0 | 0 | 0 | 0 | 0 | 0 | 0
Commercial_Other Health_Existing_Food Preparation_Natural Gas_Double Rack Oven_E6_Codes & Standards Forecast | Commercial | Other Health | Existing | Food Preparation | Natural Gas | Double Rack Oven | E6 |  | Codes & Standards Forecast | 0 | 0 | 0 | 0 | 0 | 0 | 0 | 0 | 0 | 0 | 0 | 0 | 0 | 0 | 0 | 0 | 0 | 0 | 0 | 0 | 0 | 0 | 0 | 0 | 0 | 0 | 0 | 0 | 0 | 0 | 0 | 0 | 0
Commercial_Other Health_Existing_Food Preparation_Natural Gas_Double Rack Oven_E7_Codes & Standards Forecast | Commercial | Other Health | Existing | Food Preparation | Natural Gas | Double Rack Oven | E7 |  | Codes & Standards Forecast | 0 | 0 | 0 | 0 | 0 | 0 | 0 | 0 | 0 | 0 | 0 | 0 | 0 | 0 | 0 | 0 | 0 | 0 | 0 | 0 | 0 | 0 | 0 | 0 | 0 | 0 | 0 | 0 | 0 | 0 | 0 | 0 | 0
Commercial_Other Health_Existing_Food Preparation_Natural Gas_Double Rack Oven_E8_Codes & Standards Forecast | Commercial | Other Health | Existing | Food Preparation | Natural Gas | Double Rack Oven | E8 |  | Codes & Standards Forecast | 0 | 0 | 0 | 0 | 0 | 0 | 0 | 0 | 0 | 0 | 0 | 0 | 0 | 0 | 0 | 0 | 0 | 0 | 0 | 0 | 0 | 0 | 0 | 0 | 0 | 0 | 0 | 0 | 0 | 0 | 0 | 0 | 0
Commercial_Other Health_Existing_Food Preparation_Natural Gas_Double Rack Oven_E9_Codes & Standards Forecast | Commercial | Other Health | Existing | Food Preparation | Natural Gas | Double Rack Oven | E9 |  | Codes & Standards Forecast | 0 | 0 | 0 | 0 | 0 | 0 | 0 | 0 | 0 | 0 | 0 | 0 | 0 | 0 | 0 | 0 | 0 | 0 | 0 | 0 | 0 | 0 | 0 | 0 | 0 | 0 | 0 | 0 | 0 | 0 | 0 | 0 | 0
Commercial_Other Health_Existing_Food Preparation_Natural Gas_Double Rack Oven_E10_Codes & Standards Forecast | Commercial | Other Health | Existing | Food Preparation | Natural Gas | Double Rack Oven | E10 |  | Codes & Standards Forecast | 0 | 0 | 0 | 0 | 0 | 0 | 0 | 0 | 0 | 0 | 0 | 0 | 0 | 0 | 0 | 0 | 0 | 0 | 0 | 0 | 0 | 0 | 0 | 0 | 0 | 0 | 0 | 0 | 0 | 0 | 0 | 0 | 0
Commercial_Other Health_Existing_Food Preparation_Natural Gas_Fryer_E1_Codes & Standards Forecast | Commercial | Other Health | Existing | Food Preparation | Natural Gas | Fryer | E1 |  | Codes & Standards Forecast | 0 | 0 | 0 | 0 | 0 | 0 | 0 | 0 | 0 | 0 | 0 | 0 | 0 | 0 | 0 | 0 | 0 | 0 | 0 | 0 | 0 | 0 | 0 | 0 | 0 | 0 | 0 | 0 | 0 | 0 | 0 | 0 | 0
Commercial_Other Health_Existing_Food Preparation_Natural Gas_Fryer_E2_Codes & Standards Forecast | Commercial | Other Health | Existing | Food Preparation | Natural Gas | Fryer | E2 |  | Codes & Standards Forecast | 0 | 0 | 0 | 6912.2859 | 28237.467 | 29229.3292 | 37082.4586 | 43327.3328 | 48286.3324 | 38549.0731 | 30774.944 | 25929.6932 | 26249.5424 | 26703.8334 | 28613.2128 | 31366.8862 | 36306.7402 | 42006.6551 | 39865.9439 | 38955.7009 | 37885.9736 | 36796.3105 | 32551.8898 | 30201.0678 | 30040.3798 | 32350.9309 | 33807.9967 | 35163.0669 | 36249.742 | 37461.6135 | 37789.0315 | 35586.2413 | 39196.2899
Commercial_Other Health_Existing_Food Preparation_Natural Gas_Fryer_E3_Codes & Standards Forecast | Commercial | Other Health | Existing | Food Preparation | Natural Gas | Fryer | E3 |  | Codes & Standards Forecast | 0 | 0 | 0 | 0 | 0 | 0 | 0 | 0 | 0 | 0 | 0 | 0 | 0 | 0 | 0 | 0 | 0 | 0 | 0 | 0 | 0 | 0 | 0 | 0 | 0 | 0 | 0 | 0 | 0 | 0 | 0 | 0 | 0
Commercial_Other Health_Existing_Food Preparation_Natural Gas_Fryer_E4_Codes & Standards Forecast | Commercial | Other Health | Existing | Food Preparation | Natural Gas | Fryer | E4 |  | Codes & Standards Forecast | 0 | 0 | 0 | 0 | 0 | 0 | 0 | 0 | 0 | 0 | 0 | 0 | 0 | 0 | 0 | 0 | 0 | 0 | 0 | 0 | 0 | 0 | 0 | 0 | 0 | 0 | 0 | 0 | 0 | 0 | 0 | 0 | 0
Commercial_Other Health_Existing_Food Preparation_Natural Gas_Fryer_E5_Codes & Standards Forecast | Commercial | Other Health | Existing | Food Preparation | Natural Gas | Fryer | E5 |  | Codes & Standards Forecast | 0 | 0 | 0 | 0 | 0 | 0 | 0 | 0 | 0 | 0 | 0 | 0 | 0 | 0 | 0 | 0 | 0 | 0 | 0 | 0 | 0 | 0 | 0 | 0 | 0 | 0 | 0 | 0 | 0 | 0 | 0 | 0 | 0
Commercial_Other Health_Existing_Food Preparation_Natural Gas_Fryer_E6_Codes & Standards Forecast | Commercial | Other Health | Existing | Food Preparation | Natural Gas | Fryer | E6 |  | Codes & Standards Forecast | 0 | 0 | 0 | 0 | 0 | 0 | 0 | 0 | 0 | 0 | 0 | 0 | 0 | 0 | 0 | 0 | 0 | 0 | 0 | 0 | 0 | 0 | 0 | 0 | 0 | 0 | 0 | 0 | 0 | 0 | 0 | 0 | 0
Commercial_Other Health_Existing_Food Preparation_Natural Gas_Fryer_E7_Codes & Standards Forecast | Commercial | Other Health | Existing | Food Preparation | Natural Gas | Fryer | E7 |  | Codes & Standards Forecast | 0 | 0 | 0 | 0 | 0 | 0 | 0 | 0 | 0 | 0 | 0 | 0 | 0 | 0 | 0 | 0 | 0 | 0 | 0 | 0 | 0 | 0 | 0 | 0 | 0 | 0 | 0 | 0 | 0 | 0 | 0 | 0 | 0
Commercial_Other Health_Existing_Food Preparation_Natural Gas_Fryer_E8_Codes & Standards Forecast | Commercial | Other Health | Existing | Food Preparation | Natural Gas | Fryer | E8 |  | Codes & Standards Forecast | 0 | 0 | 0 | 0 | 0 | 0 | 0 | 0 | 0 | 0 | 0 | 0 | 0 | 0 | 0 | 0 | 0 | 0 | 0 | 0 | 0 | 0 | 0 | 0 | 0 | 0 | 0 | 0 | 0 | 0 | 0 | 0 | 0
Commercial_Other Health_Existing_Food Preparation_Natural Gas_Fryer_E9_Codes & Standards Forecast | Commercial | Other Health | Existing | Food Preparation | Natural Gas | Fryer | E9 |  | Codes & Standards Forecast | 0 | 0 | 0 | 0 | 0 | 0 | 0 | 0 | 0 | 0 | 0 | 0 | 0 | 0 | 0 | 0 | 0 | 0 | 0 | 0 | 0 | 0 | 0 | 0 | 0 | 0 | 0 | 0 | 0 | 0 | 0 | 0 | 0
Commercial_Other Health_Existing_Food Preparation_Natural Gas_Fryer_E10_Codes & Standards Forecast | Commercial | Other Health | Existing | Food Preparation | Natural Gas | Fryer | E10 |  | Codes & Standards Forecast | 0 | 0 | 0 | 0 | 0 | 0 | 0 | 0 | 0 | 0 | 0 | 0 | 0 | 0 | 0 | 0 | 0 | 0 | 0 | 0 | 0 | 0 | 0 | 0 | 0 | 0 | 0 | 0 | 0 | 0 | 0 | 0 | 0
Commercial_Other Health_Existing_Food Preparation_Natural Gas_Broiler_E1_Codes & Standards Forecast | Commercial | Other Health | Existing | Food Preparation | Natural Gas | Broiler | E1 |  | Codes & Standards Forecast | 0 | 2885.5528 | 3732.0356 | 4393.5841 | 6941.2082 | 5365.1156 | 5701.1527 | 5967.3488 | 6177.2299 | 6341.9013 | 6470.3499 | 6569.9491 | 5805.6847 | 5362.3175 | 5140.8856 | 5459.9096 | 5407.4394 | 6159.0212 | 6301.9637 | 6413.6865 | 7007.2601 | 6465.7416 | 6536.503 | 6425.655 | 6236.1082 | 6030.0351 | 5918.8235 | 5812.4988 | 5655.3407 | 5638.775 | 5703.3017 | 6007.8005 | 7192.7172
Commercial_Other Health_Existing_Food Preparation_Natural Gas_Broiler_E2_Codes & Standards Forecast | Commercial | Other Health | Existing | Food Preparation | Natural Gas | Broiler | E2 |  | Codes & Standards Forecast | 0 | 0 | 0 | 0 | 0 | 0 | 0 | 0 | 0 | 0 | 0 | 0 | 0 | 0 | 0 | 0 | 0 | 0 | 0 | 0 | 0 | 0 | 0 | 0 | 0 | 0 | 0 | 0 | 0 | 0 | 0 | 0 | 0
Commercial_Other Health_Existing_Food Preparation_Natural Gas_Broiler_E3_Codes & Standards Forecast | Commercial | Other Health | Existing | Food Preparation | Natural Gas | Broiler | E3 |  | Codes & Standards Forecast | 0 | 0 | 0 | 0 | 0 | 0 | 0 | 0 | 0 | 0 | 0 | 0 | 0 | 0 | 0 | 0 | 0 | 0 | 0 | 0 | 0 | 0 | 0 | 0 | 0 | 0 | 0 | 0 | 0 | 0 | 0 | 0 | 0
Commercial_Other Health_Existing_Food Preparation_Natural Gas_Broiler_E4_Codes & Standards Forecast | Commercial | Other Health | Existing | Food Preparation | Natural Gas | Broiler | E4 |  | Codes & Standards Forecast | 0 | 0 | 0 | 0 | 0 | 0 | 0 | 0 | 0 | 0 | 0 | 0 | 0 | 0 | 0 | 0 | 0 | 0 | 0 | 0 | 0 | 0 | 0 | 0 | 0 | 0 | 0 | 0 | 0 | 0 | 0 | 0 | 0
Commercial_Other Health_Existing_Food Preparation_Natural Gas_Broiler_E5_Codes & Standards Forecast | Commercial | Other Health | Existing | Food Preparation | Natural Gas | Broiler | E5 |  | Codes & Standards Forecast | 0 | 0 | 0 | 0 | 0 | 0 | 0 | 0 | 0 | 0 | 0 | 0 | 0 | 0 | 0 | 0 | 0 | 0 | 0 | 0 | 0 | 0 | 0 | 0 | 0 | 0 | 0 | 0 | 0 | 0 | 0 | 0 | 0
Commercial_Other Health_Existing_Food Preparation_Natural Gas_Broiler_E6_Codes & Standards Forecast | Commercial | Other Health | Existing | Food Preparation | Natural Gas | Broiler | E6 |  | Codes & Standards Forecast | 0 | 0 | 0 | 0 | 0 | 0 | 0 | 0 | 0 | 0 | 0 | 0 | 0 | 0 | 0 | 0 | 0 | 0 | 0 | 0 | 0 | 0 | 0 | 0 | 0 | 0 | 0 | 0 | 0 | 0 | 0 | 0 | 0
Commercial_Other Health_Existing_Food Preparation_Natural Gas_Broiler_E7_Codes & Standards Forecast | Commercial | Other Health | Existing | Food Preparation | Natural Gas | Broiler | E7 |  | Codes & Standards Forecast | 0 | 0 | 0 | 0 | 0 | 0 | 0 | 0 | 0 | 0 | 0 | 0 | 0 | 0 | 0 | 0 | 0 | 0 | 0 | 0 | 0 | 0 | 0 | 0 | 0 | 0 | 0 | 0 | 0 | 0 | 0 | 0 | 0
Commercial_Other Health_Existing_Food Preparation_Natural Gas_Broiler_E8_Codes & Standards Forecast | Commercial | Other Health | Existing | Food Preparation | Natural Gas | Broiler | E8 |  | Codes & Standards Forecast | 0 | 0 | 0 | 0 | 0 | 0 | 0 | 0 | 0 | 0 | 0 | 0 | 0 | 0 | 0 | 0 | 0 | 0 | 0 | 0 | 0 | 0 | 0 | 0 | 0 | 0 | 0 | 0 | 0 | 0 | 0 | 0 | 0
Commercial_Other Health_Existing_Food Preparation_Natural Gas_Broiler_E9_Codes & Standards Forecast | Commercial | Other Health | Existing | Food Preparation | Natural Gas | Broiler | E9 |  | Codes & Standards Forecast | 0 | 0 | 0 | 0 | 0 | 0 | 0 | 0 | 0 | 0 | 0 | 0 | 0 | 0 | 0 | 0 | 0 | 0 | 0 | 0 | 0 | 0 | 0 | 0 | 0 | 0 | 0 | 0 | 0 | 0 | 0 | 0 | 0
Commercial_Other Health_Existing_Food Preparation_Natural Gas_Broiler_E10_Codes & Standards Forecast | Commercial | Other Health | Existing | Food Preparation | Natural Gas | Broiler | E10 |  | Codes & Standards Forecast | 0 | 0 | 0 | 0 | 0 | 0 | 0 | 0 | 0 | 0 | 0 | 0 | 0 | 0 | 0 | 0 | 0 | 0 | 0 | 0 | 0 | 0 | 0 | 0 | 0 | 0 | 0 | 0 | 0 | 0 | 0 | 0 | 0
Commercial_Other Health_Existing_Food Preparation_Natural Gas_Griddle_E1_Codes & Standards Forecast | Commercial | Other Health | Existing | Food Preparation | Natural Gas | Griddle | E1 |  | Codes & Standards Forecast | 0 | 2885.5528 | 3732.0356 | 0 | 0 | 0 | 0 | 0 | 0 | 0 | 0 | 0 | 0 | 0 | 0 | 0 | 0 | 0 | 0 | 0 | 0 | 0 | 0 | 0 | 0 | 0 | 0 | 0 | 0 | 0 | 0 | 0 | 0
Commercial_Other Health_Existing_Food Preparation_Natural Gas_Griddle_E2_Codes & Standards Forecast | Commercial | Other Health | Existing | Food Preparation | Natural Gas | Griddle | E2 |  | Codes & Standards Forecast | 0 | 0 | 0 | 4393.5841 | 6941.2082 | 5365.1156 | 5701.1527 | 5967.3488 | 6177.2299 | 6341.9013 | 6470.3499 | 6569.9491 | 5805.6847 | 5362.3175 | 5140.8856 | 5459.9096 | 5407.4394 | 6159.0212 | 6301.9637 | 6413.6865 | 7007.2601 | 6465.7416 | 6536.503 | 6425.655 | 6236.1082 | 6030.0351 | 5918.8235 | 5812.4988 | 5655.3407 | 5638.775 | 5703.3017 | 6007.8005 | 7192.7172
Commercial_Other Health_Existing_Food Preparation_Natural Gas_Griddle_E3_Codes & Standards Forecast | Commercial | Other Health | Existing | Food Preparation | Natural Gas | Griddle | E3 |  | Codes & Standards Forecast | 0 | 0 | 0 | 0 | 0 | 0 | 0 | 0 | 0 | 0 | 0 | 0 | 0 | 0 | 0 | 0 | 0 | 0 | 0 | 0 | 0 | 0 | 0 | 0 | 0 | 0 | 0 | 0 | 0 | 0 | 0 | 0 | 0
Commercial_Other Health_Existing_Food Preparation_Natural Gas_Griddle_E4_Codes & Standards Forecast | Commercial | Other Health | Existing | Food Preparation | Natural Gas | Griddle | E4 |  | Codes & Standards Forecast | 0 | 0 | 0 | 0 | 0 | 0 | 0 | 0 | 0 | 0 | 0 | 0 | 0 | 0 | 0 | 0 | 0 | 0 | 0 | 0 | 0 | 0 | 0 | 0 | 0 | 0 | 0 | 0 | 0 | 0 | 0 | 0 | 0
Commercial_Other Health_Existing_Food Preparation_Natural Gas_Griddle_E5_Codes & Standards Forecast | Commercial | Other Health | Existing | Food Preparation | Natural Gas | Griddle | E5 |  | Codes & Standards Forecast | 0 | 0 | 0 | 0 | 0 | 0 | 0 | 0 | 0 | 0 | 0 | 0 | 0 | 0 | 0 | 0 | 0 | 0 | 0 | 0 | 0 | 0 | 0 | 0 | 0 | 0 | 0 | 0 | 0 | 0 | 0 | 0 | 0
Commercial_Other Health_Existing_Food Preparation_Natural Gas_Griddle_E6_Codes & Standards Forecast | Commercial | Other Health | Existing | Food Preparation | Natural Gas | Griddle | E6 |  | Codes & Standards Forecast | 0 | 0 | 0 | 0 | 0 | 0 | 0 | 0 | 0 | 0 | 0 | 0 | 0 | 0 | 0 | 0 | 0 | 0 | 0 | 0 | 0 | 0 | 0 | 0 | 0 | 0 | 0 | 0 | 0 | 0 | 0 | 0 | 0
Commercial_Other Health_Existing_Food Preparation_Natural Gas_Griddle_E7_Codes & Standards Forecast | Commercial | Other Health | Existing | Food Preparation | Natural Gas | Griddle | E7 |  | Codes & Standards Forecast | 0 | 0 | 0 | 0 | 0 | 0 | 0 | 0 | 0 | 0 | 0 | 0 | 0 | 0 | 0 | 0 | 0 | 0 | 0 | 0 | 0 | 0 | 0 | 0 | 0 | 0 | 0 | 0 | 0 | 0 | 0 | 0 | 0
Commercial_Other Health_Existing_Food Preparation_Natural Gas_Griddle_E8_Codes & Standards Forecast | Commercial | Other Health | Existing | Food Preparation | Natural Gas | Griddle | E8 |  | Codes & Standards Forecast | 0 | 0 | 0 | 0 | 0 | 0 | 0 | 0 | 0 | 0 | 0 | 0 | 0 | 0 | 0 | 0 | 0 | 0 | 0 | 0 | 0 | 0 | 0 | 0 | 0 | 0 | 0 | 0 | 0 | 0 | 0 | 0 | 0
Commercial_Other Health_Existing_Food Preparation_Natural Gas_Griddle_E9_Codes & Standards Forecast | Commercial | Other Health | Existing | Food Preparation | Natural Gas | Griddle | E9 |  | Codes & Standards Forecast | 0 | 0 | 0 | 0 | 0 | 0 | 0 | 0 | 0 | 0 | 0 | 0 | 0 | 0 | 0 | 0 | 0 | 0 | 0 | 0 | 0 | 0 | 0 | 0 | 0 | 0 | 0 | 0 | 0 | 0 | 0 | 0 | 0
Commercial_Other Health_Existing_Food Preparation_Natural Gas_Griddle_E10_Codes & Standards Forecast | Commercial | Other Health | Existing | Food Preparation | Natural Gas | Griddle | E10 |  | Codes & Standards Forecast | 0 | 0 | 0 | 0 | 0 | 0 | 0 | 0 | 0 | 0 | 0 | 0 | 0 | 0 | 0 | 0 | 0 | 0 | 0 | 0 | 0 | 0 | 0 | 0 | 0 | 0 | 0 | 0 | 0 | 0 | 0 | 0 | 0
Commercial_Other Health_Existing_Food Preparation_Natural Gas_Range_E1_Codes & Standards Forecast | Commercial | Other Health | Existing | Food Preparation | Natural Gas | Range | E1 |  | Codes & Standards Forecast | 0 | 14638.3927 | 18932.5955 | 22288.627 | 33521.8364 | 27217.201 | 28921.9152 | 30272.3268 | 31337.0521 | 32172.4294 | 28540.18 | 26489.43 | 25527.4269 | 26953.6481 | 26859.4771 | 30825.6571 | 31661.9259 | 32315.7185 | 34976.0216 | 31948.782 | 31163.6778 | 30257.5884 | 29741.911 | 29253.7179 | 28504.8322 | 28472.3502 | 28851.0516 | 30283.9268 | 30445.2403 | 31453.8196 | 31283.9531 | 30999.7668 | 36027.6674
Commercial_Other Health_Existing_Food Preparation_Natural Gas_Range_E2_Codes & Standards Forecast | Commercial | Other Health | Existing | Food Preparation | Natural Gas | Range | E2 |  | Codes & Standards Forecast | 0 | 0 | 0 | 0 | 0 | 0 | 0 | 0 | 0 | 0 | 0 | 0 | 0 | 0 | 0 | 0 | 0 | 0 | 0 | 0 | 0 | 0 | 0 | 0 | 0 | 0 | 0 | 0 | 0 | 0 | 0 | 0 | 0
Commercial_Other Health_Existing_Food Preparation_Natural Gas_Range_E3_Codes & Standards Forecast | Commercial | Other Health | Existing | Food Preparation | Natural Gas | Range | E3 |  | Codes & Standards Forecast | 0 | 0 | 0 | 0 | 0 | 0 | 0 | 0 | 0 | 0 | 0 | 0 | 0 | 0 | 0 | 0 | 0 | 0 | 0 | 0 | 0 | 0 | 0 | 0 | 0 | 0 | 0 | 0 | 0 | 0 | 0 | 0 | 0
Commercial_Other Health_Existing_Food Preparation_Natural Gas_Range_E4_Codes & Standards Forecast | Commercial | Other Health | Existing | Food Preparation | Natural Gas | Range | E4 |  | Codes & Standards Forecast | 0 | 0 | 0 | 0 | 0 | 0 | 0 | 0 | 0 | 0 | 0 | 0 | 0 | 0 | 0 | 0 | 0 | 0 | 0 | 0 | 0 | 0 | 0 | 0 | 0 | 0 | 0 | 0 | 0 | 0 | 0 | 0 | 0
Commercial_Other Health_Existing_Food Preparation_Natural Gas_Range_E5_Codes & Standards Forecast | Commercial | Other Health | Existing | Food Preparation | Natural Gas | Range | E5 |  | Codes & Standards Forecast | 0 | 0 | 0 | 0 | 0 | 0 | 0 | 0 | 0 | 0 | 0 | 0 | 0 | 0 | 0 | 0 | 0 | 0 | 0 | 0 | 0 | 0 | 0 | 0 | 0 | 0 | 0 | 0 | 0 | 0 | 0 | 0 | 0
Commercial_Other Health_Existing_Food Preparation_Natural Gas_Range_E6_Codes & Standards Forecast | Commercial | Other Health | Existing | Food Preparation | Natural Gas | Range | E6 |  | Codes & Standards Forecast | 0 | 0 | 0 | 0 | 0 | 0 | 0 | 0 | 0 | 0 | 0 | 0 | 0 | 0 | 0 | 0 | 0 | 0 | 0 | 0 | 0 | 0 | 0 | 0 | 0 | 0 | 0 | 0 | 0 | 0 | 0 | 0 | 0
Commercial_Other Health_Existing_Food Preparation_Natural Gas_Range_E7_Codes & Standards Forecast | Commercial | Other Health | Existing | Food Preparation | Natural Gas | Range | E7 |  | Codes & Standards Forecast | 0 | 0 | 0 | 0 | 0 | 0 | 0 | 0 | 0 | 0 | 0 | 0 | 0 | 0 | 0 | 0 | 0 | 0 | 0 | 0 | 0 | 0 | 0 | 0 | 0 | 0 | 0 | 0 | 0 | 0 | 0 | 0 | 0
Commercial_Other Health_Existing_Food Preparation_Natural Gas_Range_E8_Codes & Standards Forecast | Commercial | Other Health | Existing | Food Preparation | Natural Gas | Range | E8 |  | Codes & Standards Forecast | 0 | 0 | 0 | 0 | 0 | 0 | 0 | 0 | 0 | 0 | 0 | 0 | 0 | 0 | 0 | 0 | 0 | 0 | 0 | 0 | 0 | 0 | 0 | 0 | 0 | 0 | 0 | 0 | 0 | 0 | 0 | 0 | 0
Commercial_Other Health_Existing_Food Preparation_Natural Gas_Range_E9_Codes & Standards Forecast | Commercial | Other Health | Existing | Food Preparation | Natural Gas | Range | E9 |  | Codes & Standards Forecast | 0 | 0 | 0 | 0 | 0 | 0 | 0 | 0 | 0 | 0 | 0 | 0 | 0 | 0 | 0 | 0 | 0 | 0 | 0 | 0 | 0 | 0 | 0 | 0 | 0 | 0 | 0 | 0 | 0 | 0 | 0 | 0 | 0
Commercial_Other Health_Existing_Food Preparation_Natural Gas_Range_E10_Codes & Standards Forecast | Commercial | Other Health | Existing | Food Preparation | Natural Gas | Range | E10 |  | Codes & Standards Forecast | 0 | 0 | 0 | 0 | 0 | 0 | 0 | 0 | 0 | 0 | 0 | 0 | 0 | 0 | 0 | 0 | 0 | 0 | 0 | 0 | 0 | 0 | 0 | 0 | 0 | 0 | 0 | 0 | 0 | 0 | 0 | 0 | 0
Commercial_Other Health_Existing_Food Preparation_Natural Gas_Steamer_E1_Codes & Standards Forecast | Commercial | Other Health | Existing | Food Preparation | Natural Gas | Steamer | E1 |  | Codes & Standards Forecast | 0 | 1489.4579 | 1687.6524 | 0 | 0 | 0 | 0 | 0 | 0 | 0 | 0 | 0 | 0 | 0 | 0 | 0 | 0 | 0 | 0 | 0 | 0 | 0 | 0 | 0 | 0 | 0 | 0 | 0 | 0 | 0 | 0 | 0 | 0
Commercial_Other Health_Existing_Food Preparation_Natural Gas_Steamer_E2_Codes & Standards Forecast | Commercial | Other Health | Existing | Food Preparation | Natural Gas | Steamer | E2 |  | Codes & Standards Forecast | 0 | 0 | 0 | 1858.9844 | 2949.6427 | 2158.4257 | 2280.3344 | 2388.1217 | 2483.112 | 2566.6358 | 2438.1347 | 2346.1845 | 2284.1172 | 2347.5034 | 2317.6945 | 2304.6331 | 2304.8139 | 2315.3858 | 2333.996 | 2775.9452 | 2779.7001 | 2769.4071 | 3036.6348 | 2714.4461 | 2697.3651 | 2677.9475 | 2658.0695 | 2639.0829 | 2607.5145 | 2590.6331 | 2583.2675 | 2643.0417 | 3163.4381
Commercial_Other Health_Existing_Food Preparation_Natural Gas_Steamer_E3_Codes & Standards Forecast | Commercial | Other Health | Existing | Food Preparation | Natural Gas | Steamer | E3 |  | Codes & Standards Forecast | 0 | 0 | 0 | 0 | 0 | 0 | 0 | 0 | 0 | 0 | 0 | 0 | 0 | 0 | 0 | 0 | 0 | 0 | 0 | 0 | 0 | 0 | 0 | 0 | 0 | 0 | 0 | 0 | 0 | 0 | 0 | 0 | 0
Commercial_Other Health_Existing_Food Preparation_Natural Gas_Steamer_E4_Codes & Standards Forecast | Commercial | Other Health | Existing | Food Preparation | Natural Gas | Steamer | E4 |  | Codes & Standards Forecast | 0 | 0 | 0 | 0 | 0 | 0 | 0 | 0 | 0 | 0 | 0 | 0 | 0 | 0 | 0 | 0 | 0 | 0 | 0 | 0 | 0 | 0 | 0 | 0 | 0 | 0 | 0 | 0 | 0 | 0 | 0 | 0 | 0
Commercial_Other Health_Existing_Food Preparation_Natural Gas_Steamer_E5_Codes & Standards Forecast | Commercial | Other Health | Existing | Food Preparation | Natural Gas | Steamer | E5 |  | Codes & Standards Forecast | 0 | 0 | 0 | 0 | 0 | 0 | 0 | 0 | 0 | 0 | 0 | 0 | 0 | 0 | 0 | 0 | 0 | 0 | 0 | 0 | 0 | 0 | 0 | 0 | 0 | 0 | 0 | 0 | 0 | 0 | 0 | 0 | 0
Commercial_Other Health_Existing_Food Preparation_Natural Gas_Steamer_E6_Codes & Standards Forecast | Commercial | Other Health | Existing | Food Preparation | Natural Gas | Steamer | E6 |  | Codes & Standards Forecast | 0 | 0 | 0 | 0 | 0 | 0 | 0 | 0 | 0 | 0 | 0 | 0 | 0 | 0 | 0 | 0 | 0 | 0 | 0 | 0 | 0 | 0 | 0 | 0 | 0 | 0 | 0 | 0 | 0 | 0 | 0 | 0 | 0
Commercial_Other Health_Existing_Food Preparation_Natural Gas_Steamer_E7_Codes & Standards Forecast | Commercial | Other Health | Existing | Food Preparation | Natural Gas | Steamer | E7 |  | Codes & Standards Forecast | 0 | 0 | 0 | 0 | 0 | 0 | 0 | 0 | 0 | 0 | 0 | 0 | 0 | 0 | 0 | 0 | 0 | 0 | 0 | 0 | 0 | 0 | 0 | 0 | 0 | 0 | 0 | 0 | 0 | 0 | 0 | 0 | 0
Commercial_Other Health_Existing_Food Preparation_Natural Gas_Steamer_E8_Codes & Standards Forecast | Commercial | Other Health | Existing | Food Preparation | Natural Gas | Steamer | E8 |  | Codes & Standards Forecast | 0 | 0 | 0 | 0 | 0 | 0 | 0 | 0 | 0 | 0 | 0 | 0 | 0 | 0 | 0 | 0 | 0 | 0 | 0 | 0 | 0 | 0 | 0 | 0 | 0 | 0 | 0 | 0 | 0 | 0 | 0 | 0 | 0
Commercial_Other Health_Existing_Food Preparation_Natural Gas_Steamer_E9_Codes & Standards Forecast | Commercial | Other Health | Existing | Food Preparation | Natural Gas | Steamer | E9 |  | Codes & Standards Forecast | 0 | 0 | 0 | 0 | 0 | 0 | 0 | 0 | 0 | 0 | 0 | 0 | 0 | 0 | 0 | 0 | 0 | 0 | 0 | 0 | 0 | 0 | 0 | 0 | 0 | 0 | 0 | 0 | 0 | 0 | 0 | 0 | 0
Commercial_Other Health_Existing_Food Preparation_Natural Gas_Steamer_E10_Codes & Standards Forecast | Commercial | Other Health | Existing | Food Preparation | Natural Gas | Steamer | E10 |  | Codes & Standards Forecast | 0 | 0 | 0 | 0 | 0 | 0 | 0 | 0 | 0 | 0 | 0 | 0 | 0 | 0 | 0 | 0 | 0 | 0 | 0 | 0 | 0 | 0 | 0 | 0 | 0 | 0 | 0 | 0 | 0 | 0 | 0 | 0 | 0
Commercial_Other Health_Existing_Food Preparation_Natural Gas_Food Prep Other_E1_Codes & Standards Forecast | Commercial | Other Health | Existing | Food Preparation | Natural Gas | Food Prep Other | E1 |  | Codes & Standards Forecast | 0 | 0 | 0 | 0 | 0 | 0 | 0 | 0 | 0 | 0 | 0 | 0 | 0 | 0 | 0 | 0 | 0 | 0 | 0 | 0 | 0 | 0 | 0 | 0 | 0 | 0 | 0 | 0 | 0 | 0 | 0 | 0 | 0
Commercial_Other Health_Existing_Food Preparation_Natural Gas_Food Prep Other_E2_Codes & Standards Forecast | Commercial | Other Health | Existing | Food Preparation | Natural Gas | Food Prep Other | E2 |  | Codes & Standards Forecast | 0 | 0 | 0 | 0 | 0 | 0 | 0 | 0 | 0 | 0 | 0 | 0 | 0 | 0 | 0 | 0 | 0 | 0 | 0 | 0 | 0 | 0 | 0 | 0 | 0 | 0 | 0 | 0 | 0 | 0 | 0 | 0 | 0
Commercial_Other Health_Existing_Food Preparation_Natural Gas_Food Prep Other_E3_Codes & Standards Forecast | Commercial | Other Health | Existing | Food Preparation | Natural Gas | Food Prep Other | E3 |  | Codes & Standards Forecast | 0 | 0 | 0 | 0 | 0 | 0 | 0 | 0 | 0 | 0 | 0 | 0 | 0 | 0 | 0 | 0 | 0 | 0 | 0 | 0 | 0 | 0 | 0 | 0 | 0 | 0 | 0 | 0 | 0 | 0 | 0 | 0 | 0
Commercial_Other Health_Existing_Food Preparation_Natural Gas_Food Prep Other_E4_Codes & Standards Forecast | Commercial | Other Health | Existing | Food Preparation | Natural Gas | Food Prep Other | E4 |  | Codes & Standards Forecast | 0 | 0 | 0 | 0 | 0 | 0 | 0 | 0 | 0 | 0 | 0 | 0 | 0 | 0 | 0 | 0 | 0 | 0 | 0 | 0 | 0 | 0 | 0 | 0 | 0 | 0 | 0 | 0 | 0 | 0 | 0 | 0 | 0
Commercial_Other Health_Existing_Food Preparation_Natural Gas_Food Prep Other_E5_Codes & Standards Forecast | Commercial | Other Health | Existing | Food Preparation | Natural Gas | Food Prep Other | E5 |  | Codes & Standards Forecast | 0 | 0 | 0 | 0 | 0 | 0 | 0 | 0 | 0 | 0 | 0 | 0 | 0 | 0 | 0 | 0 | 0 | 0 | 0 | 0 | 0 | 0 | 0 | 0 | 0 | 0 | 0 | 0 | 0 | 0 | 0 | 0 | 0
Commercial_Other Health_Existing_Food Preparation_Natural Gas_Food Prep Other_E6_Codes & Standards Forecast | Commercial | Other Health | Existing | Food Preparation | Natural Gas | Food Prep Other | E6 |  | Codes & Standards Forecast | 0 | 0 | 0 | 0 | 0 | 0 | 0 | 0 | 0 | 0 | 0 | 0 | 0 | 0 | 0 | 0 | 0 | 0 | 0 | 0 | 0 | 0 | 0 | 0 | 0 | 0 | 0 | 0 | 0 | 0 | 0 | 0 | 0
Commercial_Other Health_Existing_Food Preparation_Natural Gas_Food Prep Other_E7_Codes & Standards Forecast | Commercial | Other Health | Existing | Food Preparation | Natural Gas | Food Prep Other | E7 |  | Codes & Standards Forecast | 0 | 0 | 0 | 0 | 0 | 0 | 0 | 0 | 0 | 0 | 0 | 0 | 0 | 0 | 0 | 0 | 0 | 0 | 0 | 0 | 0 | 0 | 0 | 0 | 0 | 0 | 0 | 0 | 0 | 0 | 0 | 0 | 0
Commercial_Other Health_Existing_Food Preparation_Natural Gas_Food Prep Other_E8_Codes & Standards Forecast | Commercial | Other Health | Existing | Food Preparation | Natural Gas | Food Prep Other | E8 |  | Codes & Standards Forecast | 0 | 0 | 0 | 0 | 0 | 0 | 0 | 0 | 0 | 0 | 0 | 0 | 0 | 0 | 0 | 0 | 0 | 0 | 0 | 0 | 0 | 0 | 0 | 0 | 0 | 0 | 0 | 0 | 0 | 0 | 0 | 0 | 0
Commercial_Other Health_Existing_Food Preparation_Natural Gas_Food Prep Other_E9_Codes & Standards Forecast | Commercial | Other Health | Existing | Food Preparation | Natural Gas | Food Prep Other | E9 |  | Codes & Standards Forecast | 0 | 0 | 0 | 0 | 0 | 0 | 0 | 0 | 0 | 0 | 0 | 0 | 0 | 0 | 0 | 0 | 0 | 0 | 0 | 0 | 0 | 0 | 0 | 0 | 0 | 0 | 0 | 0 | 0 | 0 | 0 | 0 | 0
Commercial_Other Health_Existing_Food Preparation_Natural Gas_Food Prep Other_E10_Codes & Standards Forecast | Commercial | Other Health | Existing | Food Preparation | Natural Gas | Food Prep Other | E10 |  | Codes & Standards Forecast | 0 | 0 | 0 | 0 | 0 | 0 | 0 | 0 | 0 | 0 | 0 | 0 | 0 | 0 | 0 | 0 | 0 | 0 | 0 | 0 | 0 | 0 | 0 | 0 | 0 | 0 | 0 | 0 | 0 | 0 | 0 | 0 | 0
Commercial_Other Health_Existing_Miscellaneous_Natural Gas_Pool Heater_E1_Codes & Standards Forecast | Commercial | Other Health | Existing | Miscellaneous | Natural Gas | Pool Heater | E1 |  | Codes & Standards Forecast | 0 | 0 | 0 | 0 | 0 | 0 | 0 | 0 | 0 | 0 | 0 | 0 | 0 | 0 | 0 | 0 | 0 | 0 | 0 | 0 | 0 | 0 | 0 | 0 | 0 | 0 | 0 | 0 | 0 | 0 | 0 | 0 | 0
Commercial_Other Health_Existing_Miscellaneous_Natural Gas_Pool Heater_E2_Codes & Standards Forecast | Commercial | Other Health | Existing | Miscellaneous | Natural Gas | Pool Heater | E2 |  | Codes & Standards Forecast | 0 | 0 | 0 | 0 | 0 | 0 | 0 | 0 | 0 | 0 | 0 | 0 | 0 | 0 | 0 | 0 | 0 | 0 | 0 | 0 | 0 | 0 | 0 | 0 | 0 | 0 | 0 | 0 | 0 | 0 | 0 | 0 | 0
Commercial_Other Health_Existing_Miscellaneous_Natural Gas_Pool Heater_E3_Codes & Standards Forecast | Commercial | Other Health | Existing | Miscellaneous | Natural Gas | Pool Heater | E3 |  | Codes & Standards Forecast | 0 | 0 | 0 | 0 | 0 | 0 | 0 | 0 | 0 | 0 | 0 | 0 | 0 | 0 | 0 | 0 | 0 | 0 | 0 | 0 | 0 | 0 | 0 | 0 | 0 | 0 | 0 | 0 | 0 | 0 | 0 | 0 | 0
Commercial_Other Health_Existing_Miscellaneous_Natural Gas_Pool Heater_E4_Codes & Standards Forecast | Commercial | Other Health | Existing | Miscellaneous | Natural Gas | Pool Heater | E4 |  | Codes & Standards Forecast | 0 | 0 | 0 | 0 | 0 | 0 | 0 | 0 | 0 | 0 | 0 | 0 | 0 | 0 | 0 | 0 | 0 | 0 | 0 | 0 | 0 | 0 | 0 | 0 | 0 | 0 | 0 | 0 | 0 | 0 | 0 | 0 | 0
Commercial_Other Health_Existing_Miscellaneous_Natural Gas_Pool Heater_E5_Codes & Standards Forecast | Commercial | Other Health | Existing | Miscellaneous | Natural Gas | Pool Heater | E5 |  | Codes & Standards Forecast | 0 | 0 | 0 | 0 | 0 | 0 | 0 | 0 | 0 | 0 | 0 | 0 | 0 | 0 | 0 | 0 | 0 | 0 | 0 | 0 | 0 | 0 | 0 | 0 | 0 | 0 | 0 | 0 | 0 | 0 | 0 | 0 | 0
Commercial_Other Health_Existing_Miscellaneous_Natural Gas_Pool Heater_E6_Codes & Standards Forecast | Commercial | Other Health | Existing | Miscellaneous | Natural Gas | Pool Heater | E6 |  | Codes & Standards Forecast | 0 | 0 | 0 | 0 | 0 | 0 | 0 | 0 | 0 | 0 | 0 | 0 | 0 | 0 | 0 | 0 | 0 | 0 | 0 | 0 | 0 | 0 | 0 | 0 | 0 | 0 | 0 | 0 | 0 | 0 | 0 | 0 | 0
Commercial_Other Health_Existing_Miscellaneous_Natural Gas_Pool Heater_E7_Codes & Standards Forecast | Commercial | Other Health | Existing | Miscellaneous | Natural Gas | Pool Heater | E7 |  | Codes & Standards Forecast | 0 | 0 | 0 | 0 | 0 | 0 | 0 | 0 | 0 | 0 | 0 | 0 | 0 | 0 | 0 | 0 | 0 | 0 | 0 | 0 | 0 | 0 | 0 | 0 | 0 | 0 | 0 | 0 | 0 | 0 | 0 | 0 | 0
Commercial_Other Health_Existing_Miscellaneous_Natural Gas_Pool Heater_E8_Codes & Standards Forecast | Commercial | Other Health | Existing | Miscellaneous | Natural Gas | Pool Heater | E8 |  | Codes & Standards Forecast | 0 | 0 | 0 | 0 | 0 | 0 | 0 | 0 | 0 | 0 | 0 | 0 | 0 | 0 | 0 | 0 | 0 | 0 | 0 | 0 | 0 | 0 | 0 | 0 | 0 | 0 | 0 | 0 | 0 | 0 | 0 | 0 | 0
Commercial_Other Health_Existing_Miscellaneous_Natural Gas_Pool Heater_E9_Codes & Standards Forecast | Commercial | Other Health | Existing | Miscellaneous | Natural Gas | Pool Heater | E9 |  | Codes & Standards Forecast | 0 | 0 | 0 | 0 | 0 | 0 | 0 | 0 | 0 | 0 | 0 | 0 | 0 | 0 | 0 | 0 | 0 | 0 | 0 | 0 | 0 | 0 | 0 | 0 | 0 | 0 | 0 | 0 | 0 | 0 | 0 | 0 | 0
Commercial_Other Health_Existing_Miscellaneous_Natural Gas_Pool Heater_E10_Codes & Standards Forecast | Commercial | Other Health | Existing | Miscellaneous | Natural Gas | Pool Heater | E10 |  | Codes & Standards Forecast | 0 | 0 | 0 | 0 | 0 | 0 | 0 | 0 | 0 | 0 | 0 | 0 | 0 | 0 | 0 | 0 | 0 | 0 | 0 | 0 | 0 | 0 | 0 | 0 | 0 | 0 | 0 | 0 | 0 | 0 | 0 | 0 | 0
Commercial_Other Health_Existing_Miscellaneous_Natural Gas_Miscellaneous_E1_Codes & Standards Forecast | Commercial | Other Health | Existing | Miscellaneous | Natural Gas | Miscellaneous | E1 |  | Codes & Standards Forecast | 0 | 144085.9064 | 170653.6679 | 192853.0204 | 224488.2605 | 182866.9269 | 183781.2403 | 189027.4082 | 187638.2406 | 186589.1889 | 186435.9317 | 226973.0952 | 228402.2531 | 228484.0531 | 236685.9844 | 223186.0367 | 223735.3983 | 226598.9008 | 225248.5228 | 224281.2643 | 224125.0965 | 235420.2275 | 233797.2553 | 231995.5481 | 234370.9304 | 229972.0789 | 229954.6933 | 230934.0542 | 229938.4659 | 229186.6064 | 228907.984 | 231795.5615 | 252888.6879
Commercial_Other Health_Existing_Miscellaneous_Natural Gas_Miscellaneous_E2_Codes & Standards Forecast | Commercial | Other Health | Existing | Miscellaneous | Natural Gas | Miscellaneous | E2 |  | Codes & Standards Forecast | 0 | 0 | 0 | 0 | 0 | 0 | 0 | 0 | 0 | 0 | 0 | 0 | 0 | 0 | 0 | 0 | 0 | 0 | 0 | 0 | 0 | 0 | 0 | 0 | 0 | 0 | 0 | 0 | 0 | 0 | 0 | 0 | 0
Commercial_Other Health_Existing_Miscellaneous_Natural Gas_Miscellaneous_E3_Codes & Standards Forecast | Commercial | Other Health | Existing | Miscellaneous | Natural Gas | Miscellaneous | E3 |  | Codes & Standards Forecast | 0 | 0 | 0 | 0 | 0 | 0 | 0 | 0 | 0 | 0 | 0 | 0 | 0 | 0 | 0 | 0 | 0 | 0 | 0 | 0 | 0 | 0 | 0 | 0 | 0 | 0 | 0 | 0 | 0 | 0 | 0 | 0 | 0
Commercial_Other Health_Existing_Miscellaneous_Natural Gas_Miscellaneous_E4_Codes & Standards Forecast | Commercial | Other Health | Existing | Miscellaneous | Natural Gas | Miscellaneous | E4 |  | Codes & Standards Forecast | 0 | 0 | 0 | 0 | 0 | 0 | 0 | 0 | 0 | 0 | 0 | 0 | 0 | 0 | 0 | 0 | 0 | 0 | 0 | 0 | 0 | 0 | 0 | 0 | 0 | 0 | 0 | 0 | 0 | 0 | 0 | 0 | 0
Commercial_Other Health_Existing_Miscellaneous_Natural Gas_Miscellaneous_E5_Codes & Standards Forecast | Commercial | Other Health | Existing | Miscellaneous | Natural Gas | Miscellaneous | E5 |  | Codes & Standards Forecast | 0 | 0 | 0 | 0 | 0 | 0 | 0 | 0 | 0 | 0 | 0 | 0 | 0 | 0 | 0 | 0 | 0 | 0 | 0 | 0 | 0 | 0 | 0 | 0 | 0 | 0 | 0 | 0 | 0 | 0 | 0 | 0 | 0
Commercial_Other Health_Existing_Miscellaneous_Natural Gas_Miscellaneous_E6_Codes & Standards Forecast | Commercial | Other Health | Existing | Miscellaneous | Natural Gas | Miscellaneous | E6 |  | Codes & Standards Forecast | 0 | 0 | 0 | 0 | 0 | 0 | 0 | 0 | 0 | 0 | 0 | 0 | 0 | 0 | 0 | 0 | 0 | 0 | 0 | 0 | 0 | 0 | 0 | 0 | 0 | 0 | 0 | 0 | 0 | 0 | 0 | 0 | 0
Commercial_Other Health_Existing_Miscellaneous_Natural Gas_Miscellaneous_E7_Codes & Standards Forecast | Commercial | Other Health | Existing | Miscellaneous | Natural Gas | Miscellaneous | E7 |  | Codes & Standards Forecast | 0 | 0 | 0 | 0 | 0 | 0 | 0 | 0 | 0 | 0 | 0 | 0 | 0 | 0 | 0 | 0 | 0 | 0 | 0 | 0 | 0 | 0 | 0 | 0 | 0 | 0 | 0 | 0 | 0 | 0 | 0 | 0 | 0
Commercial_Other Health_Existing_Miscellaneous_Natural Gas_Miscellaneous_E8_Codes & Standards Forecast | Commercial | Other Health | Existing | Miscellaneous | Natural Gas | Miscellaneous | E8 |  | Codes & Standards Forecast | 0 | 0 | 0 | 0 | 0 | 0 | 0 | 0 | 0 | 0 | 0 | 0 | 0 | 0 | 0 | 0 | 0 | 0 | 0 | 0 | 0 | 0 | 0 | 0 | 0 | 0 | 0 | 0 | 0 | 0 | 0 | 0 | 0
Commercial_Other Health_Existing_Miscellaneous_Natural Gas_Miscellaneous_E9_Codes & Standards Forecast | Commercial | Other Health | Existing | Miscellaneous | Natural Gas | Miscellaneous | E9 |  | Codes & Standards Forecast | 0 | 0 | 0 | 0 | 0 | 0 | 0 | 0 | 0 | 0 | 0 | 0 | 0 | 0 | 0 | 0 | 0 | 0 | 0 | 0 | 0 | 0 | 0 | 0 | 0 | 0 | 0 | 0 | 0 | 0 | 0 | 0 | 0
Commercial_Other Health_Existing_Miscellaneous_Natural Gas_Miscellaneous_E10_Codes & Standards Forecast | Commercial | Other Health | Existing | Miscellaneous | Natural Gas | Miscellaneous | E10 |  | Codes & Standards Forecast | 0 | 0 | 0 | 0 | 0 | 0 | 0 | 0 | 0 | 0 | 0 | 0 | 0 | 0 | 0 | 0 | 0 | 0 | 0 | 0 | 0 | 0 | 0 | 0 | 0 | 0 | 0 | 0 | 0 | 0 | 0 | 0 | 0
Commercial_Other Health_New_Space Heating_Natural Gas_Furnace_E1_Codes & Standards Forecast | Commercial | Other Health | New | Space Heating | Natural Gas | Furnace | E1 |  | Codes & Standards Forecast | 0 | 0 | 0 | 0 | 0 | 0 | 0 | 0 | 0 | 0 | 0 | 0 | 0 | 0 | 0 | 0 | 0 | 0 | 0 | 0 | 0 | 0 | 0 | 0 | 0 | 0 | 0 | 0 | 0 | 0 | 0 | 0 | 0
Commercial_Other Health_New_Space Heating_Natural Gas_Furnace_E2_Codes & Standards Forecast | Commercial | Other Health | New | Space Heating | Natural Gas | Furnace | E2 |  | Codes & Standards Forecast | 0 | 0 | 0 | 0 | 0 | 0 | 0 | 0 | 0 | 0 | 0 | 0 | 0 | 0 | 0 | 0 | 0 | 0 | 0 | 0 | 0 | 0 | 0 | 0 | 0 | 0 | 0 | 0 | 0 | 0 | 0 | 0 | 0
Commercial_Other Health_New_Space Heating_Natural Gas_Furnace_E3_Codes & Standards Forecast | Commercial | Other Health | New | Space Heating | Natural Gas | Furnace | E3 |  | Codes & Standards Forecast | 0 | 0 | 0 | 0 | 0 | 0 | 0 | 0 | 0 | 0 | 0 | 0 | 0 | 0 | 0 | 0 | 0 | 0 | 0 | 0 | 0 | 0 | 0 | 0 | 0 | 0 | 0 | 0 | 0 | 0 | 0 | 0 | 0
Commercial_Other Health_New_Space Heating_Natural Gas_Furnace_E4_Codes & Standards Forecast | Commercial | Other Health | New | Space Heating | Natural Gas | Furnace | E4 |  | Codes & Standards Forecast | 0 | 0 | 0 | 0 | 0 | 0 | 0 | 0 | 0 | 0 | 0 | 0 | 0 | 0 | 0 | 0 | 0 | 0 | 0 | 0 | 0 | 0 | 0 | 0 | 0 | 0 | 0 | 0 | 0 | 0 | 0 | 0 | 0
Commercial_Other Health_New_Space Heating_Natural Gas_Furnace_E5_Codes & Standards Forecast | Commercial | Other Health | New | Space Heating | Natural Gas | Furnace | E5 |  | Codes & Standards Forecast | 0 | 0 | 0 | 0 | 0 | 0 | 0 | 0 | 0 | 0 | 0 | 0 | 0 | 0 | 0 | 0 | 0 | 0 | 0 | 0 | 0 | 0 | 0 | 0 | 0 | 0 | 0 | 0 | 0 | 0 | 0 | 0 | 0
Commercial_Other Health_New_Space Heating_Natural Gas_Furnace_E6_Codes & Standards Forecast | Commercial | Other Health | New | Space Heating | Natural Gas | Furnace | E6 |  | Codes & Standards Forecast | 0 | 0 | 0 | 0 | 0 | 0 | 0 | 0 | 0 | 0 | 0 | 0 | 0 | 0 | 0 | 0 | 0 | 0 | 0 | 0 | 0 | 0 | 0 | 0 | 0 | 0 | 0 | 0 | 0 | 0 | 0 | 0 | 0
Commercial_Other Health_New_Space Heating_Natural Gas_Furnace_E7_Codes & Standards Forecast | Commercial | Other Health | New | Space Heating | Natural Gas | Furnace | E7 |  | Codes & Standards Forecast | 0 | 0 | 0 | 0 | 0 | 0 | 0 | 0 | 0 | 0 | 0 | 0 | 0 | 0 | 0 | 0 | 0 | 0 | 0 | 0 | 0 | 0 | 0 | 0 | 0 | 0 | 0 | 0 | 0 | 0 | 0 | 0 | 0
Commercial_Other Health_New_Space Heating_Natural Gas_Furnace_E8_Codes & Standards Forecast | Commercial | Other Health | New | Space Heating | Natural Gas | Furnace | E8 |  | Codes & Standards Forecast | 0 | 0 | 0 | 0 | 0 | 0 | 0 | 0 | 0 | 0 | 0 | 0 | 0 | 0 | 0 | 0 | 0 | 0 | 0 | 0 | 0 | 0 | 0 | 0 | 0 | 0 | 0 | 0 | 0 | 0 | 0 | 0 | 0
Commercial_Other Health_New_Space Heating_Natural Gas_Furnace_E9_Codes & Standards Forecast | Commercial | Other Health | New | Space Heating | Natural Gas | Furnace | E9 |  | Codes & Standards Forecast | 0 | 0 | 0 | 0 | 0 | 0 | 0 | 0 | 0 | 0 | 0 | 0 | 0 | 0 | 0 | 0 | 0 | 0 | 0 | 0 | 0 | 0 | 0 | 0 | 0 | 0 | 0 | 0 | 0 | 0 | 0 | 0 | 0
Commercial_Other Health_New_Space Heating_Natural Gas_Furnace_E10_Codes & Standards Forecast | Commercial | Other Health | New | Space Heating | Natural Gas | Furnace | E10 |  | Codes & Standards Forecast | 0 | 0 | 0 | 0 | 0 | 0 | 0 | 0 | 0 | 0 | 0 | 0 | 0 | 0 | 0 | 0 | 0 | 0 | 0 | 0 | 0 | 0 | 0 | 0 | 0 | 0 | 0 | 0 | 0 | 0 | 0 | 0 | 0
Commercial_Other Health_New_Space Heating_Natural Gas_Boiler_E1_Codes & Standards Forecast | Commercial | Other Health | New | Space Heating | Natural Gas | Boiler | E1 |  | Codes & Standards Forecast | 0 | 0 | 0 | 0 | 0 | 0 | 0 | 0 | 0 | 0 | 0 | 0 | 0 | 0 | 0 | 0 | 0 | 0 | 0 | 0 | 0 | 0 | 0 | 0 | 0 | 0 | 0 | 0 | 0 | 0 | 0 | 0 | 0
Commercial_Other Health_New_Space Heating_Natural Gas_Boiler_E2_Codes & Standards Forecast | Commercial | Other Health | New | Space Heating | Natural Gas | Boiler | E2 |  | Codes & Standards Forecast | 0 | 0 | 0 | 0 | 0 | 0 | 0 | 0 | 0 | 0 | 0 | 0 | 0 | 0 | 0 | 0 | 0 | 0 | 0 | 0 | 0 | 0 | 0 | 0 | 0 | 0 | 0 | 0 | 0 | 0 | 0 | 0 | 0
Commercial_Other Health_New_Space Heating_Natural Gas_Boiler_E3_Codes & Standards Forecast | Commercial | Other Health | New | Space Heating | Natural Gas | Boiler | E3 |  | Codes & Standards Forecast | 0 | 0 | 0 | 0 | 0 | 0 | 0 | 0 | 0 | 0 | 0 | 0 | 0 | 0 | 0 | 0 | 0 | 0 | 0 | 0 | 0 | 0 | 0 | 0 | 0 | 0 | 0 | 0 | 0 | 0 | 0 | 0 | 0
Commercial_Other Health_New_Space Heating_Natural Gas_Boiler_E4_Codes & Standards Forecast | Commercial | Other Health | New | Space Heating | Natural Gas | Boiler | E4 |  | Codes & Standards Forecast | 0 | 0 | 0 | 0 | 0 | 0 | 0 | 0 | 0 | 0 | 0 | 0 | 0 | 0 | 0 | 0 | 0 | 0 | 0 | 0 | 0 | 0 | 0 | 0 | 0 | 0 | 0 | 0 | 0 | 0 | 0 | 0 | 0
Commercial_Other Health_New_Space Heating_Natural Gas_Boiler_E5_Codes & Standards Forecast | Commercial | Other Health | New | Space Heating | Natural Gas | Boiler | E5 |  | Codes & Standards Forecast | 0 | 0 | 0 | 0 | 0 | 0 | 0 | 0 | 0 | 0 | 0 | 0 | 0 | 0 | 0 | 0 | 0 | 0 | 0 | 0 | 0 | 0 | 0 | 0 | 0 | 0 | 0 | 0 | 0 | 0 | 0 | 0 | 0
Commercial_Other Health_New_Space Heating_Natural Gas_Boiler_E6_Codes & Standards Forecast | Commercial | Other Health | New | Space Heating | Natural Gas | Boiler | E6 |  | Codes & Standards Forecast | 0 | 0 | 0 | 0 | 0 | 0 | 0 | 0 | 0 | 0 | 0 | 0 | 0 | 0 | 0 | 0 | 0 | 0 | 0 | 0 | 0 | 0 | 0 | 0 | 0 | 0 | 0 | 0 | 0 | 0 | 0 | 0 | 0
Commercial_Other Health_New_Space Heating_Natural Gas_Boiler_E7_Codes & Standards Forecast | Commercial | Other Health | New | Space Heating | Natural Gas | Boiler | E7 |  | Codes & Standards Forecast | 0 | 0 | 0 | 0 | 0 | 0 | 0 | 0 | 0 | 0 | 0 | 0 | 0 | 0 | 0 | 0 | 0 | 0 | 0 | 0 | 0 | 0 | 0 | 0 | 0 | 0 | 0 | 0 | 0 | 0 | 0 | 0 | 0
Commercial_Other Health_New_Space Heating_Natural Gas_Boiler_E8_Codes & Standards Forecast | Commercial | Other Health | New | Space Heating | Natural Gas | Boiler | E8 |  | Codes & Standards Forecast | 0 | 0 | 0 | 0 | 0 | 0 | 0 | 0 | 0 | 0 | 0 | 0 | 0 | 0 | 0 | 0 | 0 | 0 | 0 | 0 | 0 | 0 | 0 | 0 | 0 | 0 | 0 | 0 | 0 | 0 | 0 | 0 | 0
Commercial_Other Health_New_Space Heating_Natural Gas_Boiler_E9_Codes & Standards Forecast | Commercial | Other Health | New | Space Heating | Natural Gas | Boiler | E9 |  | Codes & Standards Forecast | 0 | 0 | 0 | 0 | 0 | 0 | 0 | 0 | 0 | 0 | 0 | 0 | 0 | 0 | 0 | 0 | 0 | 0 | 0 | 0 | 0 | 0 | 0 | 0 | 0 | 0 | 0 | 0 | 0 | 0 | 0 | 0 | 0
Commercial_Other Health_New_Space Heating_Natural Gas_Boiler_E10_Codes & Standards Forecast | Commercial | Other Health | New | Space Heating | Natural Gas | Boiler | E10 |  | Codes & Standards Forecast | 0 | 0 | 0 | 0 | 0 | 0 | 0 | 0 | 0 | 0 | 0 | 0 | 0 | 0 | 0 | 0 | 0 | 0 | 0 | 0 | 0 | 0 | 0 | 0 | 0 | 0 | 0 | 0 | 0 | 0 | 0 | 0 | 0
Commercial_Other Health_New_Space Heating_Natural Gas_Unit Heater_E1_Codes & Standards Forecast | Commercial | Other Health | New | Space Heating | Natural Gas | Unit Heater | E1 |  | Codes & Standards Forecast | 0 | 0 | 0 | 0 | 0 | 0 | 0 | 0 | 0 | 0 | 0 | 0 | 0 | 0 | 0 | 0 | 0 | 0 | 0 | 0 | 0 | 0 | 0 | 0 | 0 | 0 | 0 | 0 | 0 | 0 | 0 | 0 | 0
Commercial_Other Health_New_Space Heating_Natural Gas_Unit Heater_E2_Codes & Standards Forecast | Commercial | Other Health | New | Space Heating | Natural Gas | Unit Heater | E2 |  | Codes & Standards Forecast | 0 | 0 | 0 | 0 | 0 | 0 | 0 | 0 | 0 | 0 | 0 | 0 | 0 | 0 | 0 | 0 | 0 | 0 | 0 | 0 | 0 | 0 | 0 | 0 | 0 | 0 | 0 | 0 | 0 | 0 | 0 | 0 | 0
Commercial_Other Health_New_Space Heating_Natural Gas_Unit Heater_E3_Codes & Standards Forecast | Commercial | Other Health | New | Space Heating | Natural Gas | Unit Heater | E3 |  | Codes & Standards Forecast | 0 | 0 | 0 | 0 | 0 | 0 | 0 | 0 | 0 | 0 | 0 | 0 | 0 | 0 | 0 | 0 | 0 | 0 | 0 | 0 | 0 | 0 | 0 | 0 | 0 | 0 | 0 | 0 | 0 | 0 | 0 | 0 | 0
Commercial_Other Health_New_Space Heating_Natural Gas_Unit Heater_E4_Codes & Standards Forecast | Commercial | Other Health | New | Space Heating | Natural Gas | Unit Heater | E4 |  | Codes & Standards Forecast | 0 | 0 | 0 | 0 | 0 | 0 | 0 | 0 | 0 | 0 | 0 | 0 | 0 | 0 | 0 | 0 | 0 | 0 | 0 | 0 | 0 | 0 | 0 | 0 | 0 | 0 | 0 | 0 | 0 | 0 | 0 | 0 | 0
Commercial_Other Health_New_Space Heating_Natural Gas_Unit Heater_E5_Codes & Standards Forecast | Commercial | Other Health | New | Space Heating | Natural Gas | Unit Heater | E5 |  | Codes & Standards Forecast | 0 | 0 | 0 | 0 | 0 | 0 | 0 | 0 | 0 | 0 | 0 | 0 | 0 | 0 | 0 | 0 | 0 | 0 | 0 | 0 | 0 | 0 | 0 | 0 | 0 | 0 | 0 | 0 | 0 | 0 | 0 | 0 | 0
Commercial_Other Health_New_Space Heating_Natural Gas_Unit Heater_E6_Codes & Standards Forecast | Commercial | Other Health | New | Space Heating | Natural Gas | Unit Heater | E6 |  | Codes & Standards Forecast | 0 | 0 | 0 | 0 | 0 | 0 | 0 | 0 | 0 | 0 | 0 | 0 | 0 | 0 | 0 | 0 | 0 | 0 | 0 | 0 | 0 | 0 | 0 | 0 | 0 | 0 | 0 | 0 | 0 | 0 | 0 | 0 | 0
Commercial_Other Health_New_Space Heating_Natural Gas_Unit Heater_E7_Codes & Standards Forecast | Commercial | Other Health | New | Space Heating | Natural Gas | Unit Heater | E7 |  | Codes & Standards Forecast | 0 | 0 | 0 | 0 | 0 | 0 | 0 | 0 | 0 | 0 | 0 | 0 | 0 | 0 | 0 | 0 | 0 | 0 | 0 | 0 | 0 | 0 | 0 | 0 | 0 | 0 | 0 | 0 | 0 | 0 | 0 | 0 | 0
Commercial_Other Health_New_Space Heating_Natural Gas_Unit Heater_E8_Codes & Standards Forecast | Commercial | Other Health | New | Space Heating | Natural Gas | Unit Heater | E8 |  | Codes & Standards Forecast | 0 | 0 | 0 | 0 | 0 | 0 | 0 | 0 | 0 | 0 | 0 | 0 | 0 | 0 | 0 | 0 | 0 | 0 | 0 | 0 | 0 | 0 | 0 | 0 | 0 | 0 | 0 | 0 | 0 | 0 | 0 | 0 | 0
Commercial_Other Health_New_Space Heating_Natural Gas_Unit Heater_E9_Codes & Standards Forecast | Commercial | Other Health | New | Space Heating | Natural Gas | Unit Heater | E9 |  | Codes & Standards Forecast | 0 | 0 | 0 | 0 | 0 | 0 | 0 | 0 | 0 | 0 | 0 | 0 | 0 | 0 | 0 | 0 | 0 | 0 | 0 | 0 | 0 | 0 | 0 | 0 | 0 | 0 | 0 | 0 | 0 | 0 | 0 | 0 | 0
Commercial_Other Health_New_Space Heating_Natural Gas_Unit Heater_E10_Codes & Standards Forecast | Commercial | Other Health | New | Space Heating | Natural Gas | Unit Heater | E10 |  | Codes & Standards Forecast | 0 | 0 | 0 | 0 | 0 | 0 | 0 | 0 | 0 | 0 | 0 | 0 | 0 | 0 | 0 | 0 | 0 | 0 | 0 | 0 | 0 | 0 | 0 | 0 | 0 | 0 | 0 | 0 | 0 | 0 | 0 | 0 | 0
Commercial_Other Health_New_Water Heating_Natural Gas_Water Heater_E1_Codes & Standards Forecast | Commercial | Other Health | New | Water Heating | Natural Gas | Water Heater | E1 |  | Codes & Standards Forecast | 0 | 2607.5714 | 12577.2851 | 8037.7661 | 9610.344 | 9904.3385 | 9954.1094 | 8615.2497 | 8494.5114 | 8693.3384 | 9356.3599 | 11700.3972 | 12584.2808 | 13597.9718 | 14574.1414 | 16012.9624 | 18896.0718 | 17136.0595 | 17197.9781 | 17051.5624 | 17549.9812 | 17915.6082 | 18707.6402 | 19622.5882 | 20783.1912 | 22682.3679 | 23480.5922 | 24145.4384 | 24670.1713 | 25299.8619 | 26302.7215 | 26002.8704 | 21599.5594
Commercial_Other Health_New_Water Heating_Natural Gas_Water Heater_E2_Codes & Standards Forecast | Commercial | Other Health | New | Water Heating | Natural Gas | Water Heater | E2 |  | Codes & Standards Forecast | 0 | 0 | 0 | 0 | 0 | 0 | 0 | 0 | 0 | 0 | 0 | 0 | 0 | 0 | 0 | 0 | 0 | 0 | 0 | 0 | 0 | 0 | 0 | 0 | 0 | 0 | 0 | 0 | 0 | 0 | 0 | 0 | 0
Commercial_Other Health_New_Water Heating_Natural Gas_Water Heater_E3_Codes & Standards Forecast | Commercial | Other Health | New | Water Heating | Natural Gas | Water Heater | E3 |  | Codes & Standards Forecast | 0 | 0 | 0 | 0 | 0 | 0 | 0 | 0 | 0 | 0 | 0 | 0 | 0 | 0 | 0 | 0 | 0 | 0 | 0 | 0 | 0 | 0 | 0 | 0 | 0 | 0 | 0 | 0 | 0 | 0 | 0 | 0 | 0
Commercial_Other Health_New_Water Heating_Natural Gas_Water Heater_E4_Codes & Standards Forecast | Commercial | Other Health | New | Water Heating | Natural Gas | Water Heater | E4 |  | Codes & Standards Forecast | 0 | 0 | 0 | 0 | 0 | 0 | 0 | 0 | 0 | 0 | 0 | 0 | 0 | 0 | 0 | 0 | 0 | 0 | 0 | 0 | 0 | 0 | 0 | 0 | 0 | 0 | 0 | 0 | 0 | 0 | 0 | 0 | 0
Commercial_Other Health_New_Water Heating_Natural Gas_Water Heater_E5_Codes & Standards Forecast | Commercial | Other Health | New | Water Heating | Natural Gas | Water Heater | E5 |  | Codes & Standards Forecast | 0 | 0 | 0 | 0 | 0 | 0 | 0 | 0 | 0 | 0 | 0 | 0 | 0 | 0 | 0 | 0 | 0 | 0 | 0 | 0 | 0 | 0 | 0 | 0 | 0 | 0 | 0 | 0 | 0 | 0 | 0 | 0 | 0
Commercial_Other Health_New_Water Heating_Natural Gas_Water Heater_E6_Codes & Standards Forecast | Commercial | Other Health | New | Water Heating | Natural Gas | Water Heater | E6 |  | Codes & Standards Forecast | 0 | 0 | 0 | 0 | 0 | 0 | 0 | 0 | 0 | 0 | 0 | 0 | 0 | 0 | 0 | 0 | 0 | 0 | 0 | 0 | 0 | 0 | 0 | 0 | 0 | 0 | 0 | 0 | 0 | 0 | 0 | 0 | 0
Commercial_Other Health_New_Water Heating_Natural Gas_Water Heater_E7_Codes & Standards Forecast | Commercial | Other Health | New | Water Heating | Natural Gas | Water Heater | E7 |  | Codes & Standards Forecast | 0 | 0 | 0 | 0 | 0 | 0 | 0 | 0 | 0 | 0 | 0 | 0 | 0 | 0 | 0 | 0 | 0 | 0 | 0 | 0 | 0 | 0 | 0 | 0 | 0 | 0 | 0 | 0 | 0 | 0 | 0 | 0 | 0
Commercial_Other Health_New_Water Heating_Natural Gas_Water Heater_E8_Codes & Standards Forecast | Commercial | Other Health | New | Water Heating | Natural Gas | Water Heater | E8 |  | Codes & Standards Forecast | 0 | 0 | 0 | 0 | 0 | 0 | 0 | 0 | 0 | 0 | 0 | 0 | 0 | 0 | 0 | 0 | 0 | 0 | 0 | 0 | 0 | 0 | 0 | 0 | 0 | 0 | 0 | 0 | 0 | 0 | 0 | 0 | 0
Commercial_Other Health_New_Water Heating_Natural Gas_Water Heater_E9_Codes & Standards Forecast | Commercial | Other Health | New | Water Heating | Natural Gas | Water Heater | E9 |  | Codes & Standards Forecast | 0 | 0 | 0 | 0 | 0 | 0 | 0 | 0 | 0 | 0 | 0 | 0 | 0 | 0 | 0 | 0 | 0 | 0 | 0 | 0 | 0 | 0 | 0 | 0 | 0 | 0 | 0 | 0 | 0 | 0 | 0 | 0 | 0
Commercial_Other Health_New_Water Heating_Natural Gas_Water Heater_E10_Codes & Standards Forecast | Commercial | Other Health | New | Water Heating | Natural Gas | Water Heater | E10 |  | Codes & Standards Forecast | 0 | 0 | 0 | 0 | 0 | 0 | 0 | 0 | 0 | 0 | 0 | 0 | 0 | 0 | 0 | 0 | 0 | 0 | 0 | 0 | 0 | 0 | 0 | 0 | 0 | 0 | 0 | 0 | 0 | 0 | 0 | 0 | 0
Commercial_Other Health_New_Food Preparation_Natural Gas_Oven_E1_Codes & Standards Forecast | Commercial | Other Health | New | Food Preparation | Natural Gas | Oven | E1 |  | Codes & Standards Forecast | 0 | 132.1845 | 637.5749 | 407.455 | 487.1731 | 502.0764 | 504.5994 | 436.7292 | 430.6086 | 440.6877 | 469.8918 | 569.0802 | 609.2673 | 655.8726 | 702.7876 | 740.4771 | 801.0497 | 942.4709 | 848.3477 | 862.1451 | 883.207 | 911.8086 | 922.3575 | 956.1436 | 995.9309 | 1042.0106 | 1124.1652 | 1159.3984 | 1194.4617 | 1226.6556 | 1258.0469 | 1290.0473 | 1100.356
Commercial_Other Health_New_Food Preparation_Natural Gas_Oven_E2_Codes & Standards Forecast | Commercial | Other Health | New | Food Preparation | Natural Gas | Oven | E2 |  | Codes & Standards Forecast | 0 | 0 | 0 | 0 | 0 | 0 | 0 | 0 | 0 | 0 | 0 | 0 | 0 | 0 | 0 | 0 | 0 | 0 | 0 | 0 | 0 | 0 | 0 | 0 | 0 | 0 | 0 | 0 | 0 | 0 | 0 | 0 | 0
Commercial_Other Health_New_Food Preparation_Natural Gas_Oven_E3_Codes & Standards Forecast | Commercial | Other Health | New | Food Preparation | Natural Gas | Oven | E3 |  | Codes & Standards Forecast | 0 | 0 | 0 | 0 | 0 | 0 | 0 | 0 | 0 | 0 | 0 | 0 | 0 | 0 | 0 | 0 | 0 | 0 | 0 | 0 | 0 | 0 | 0 | 0 | 0 | 0 | 0 | 0 | 0 | 0 | 0 | 0 | 0
Commercial_Other Health_New_Food Preparation_Natural Gas_Oven_E4_Codes & Standards Forecast | Commercial | Other Health | New | Food Preparation | Natural Gas | Oven | E4 |  | Codes & Standards Forecast | 0 | 0 | 0 | 0 | 0 | 0 | 0 | 0 | 0 | 0 | 0 | 0 | 0 | 0 | 0 | 0 | 0 | 0 | 0 | 0 | 0 | 0 | 0 | 0 | 0 | 0 | 0 | 0 | 0 | 0 | 0 | 0 | 0
Commercial_Other Health_New_Food Preparation_Natural Gas_Oven_E5_Codes & Standards Forecast | Commercial | Other Health | New | Food Preparation | Natural Gas | Oven | E5 |  | Codes & Standards Forecast | 0 | 0 | 0 | 0 | 0 | 0 | 0 | 0 | 0 | 0 | 0 | 0 | 0 | 0 | 0 | 0 | 0 | 0 | 0 | 0 | 0 | 0 | 0 | 0 | 0 | 0 | 0 | 0 | 0 | 0 | 0 | 0 | 0
Commercial_Other Health_New_Food Preparation_Natural Gas_Oven_E6_Codes & Standards Forecast | Commercial | Other Health | New | Food Preparation | Natural Gas | Oven | E6 |  | Codes & Standards Forecast | 0 | 0 | 0 | 0 | 0 | 0 | 0 | 0 | 0 | 0 | 0 | 0 | 0 | 0 | 0 | 0 | 0 | 0 | 0 | 0 | 0 | 0 | 0 | 0 | 0 | 0 | 0 | 0 | 0 | 0 | 0 | 0 | 0
Commercial_Other Health_New_Food Preparation_Natural Gas_Oven_E7_Codes & Standards Forecast | Commercial | Other Health | New | Food Preparation | Natural Gas | Oven | E7 |  | Codes & Standards Forecast | 0 | 0 | 0 | 0 | 0 | 0 | 0 | 0 | 0 | 0 | 0 | 0 | 0 | 0 | 0 | 0 | 0 | 0 | 0 | 0 | 0 | 0 | 0 | 0 | 0 | 0 | 0 | 0 | 0 | 0 | 0 | 0 | 0
Commercial_Other Health_New_Food Preparation_Natural Gas_Oven_E8_Codes & Standards Forecast | Commercial | Other Health | New | Food Preparation | Natural Gas | Oven | E8 |  | Codes & Standards Forecast | 0 | 0 | 0 | 0 | 0 | 0 | 0 | 0 | 0 | 0 | 0 | 0 | 0 | 0 | 0 | 0 | 0 | 0 | 0 | 0 | 0 | 0 | 0 | 0 | 0 | 0 | 0 | 0 | 0 | 0 | 0 | 0 | 0
Commercial_Other Health_New_Food Preparation_Natural Gas_Oven_E9_Codes & Standards Forecast | Commercial | Other Health | New | Food Preparation | Natural Gas | Oven | E9 |  | Codes & Standards Forecast | 0 | 0 | 0 | 0 | 0 | 0 | 0 | 0 | 0 | 0 | 0 | 0 | 0 | 0 | 0 | 0 | 0 | 0 | 0 | 0 | 0 | 0 | 0 | 0 | 0 | 0 | 0 | 0 | 0 | 0 | 0 | 0 | 0
Commercial_Other Health_New_Food Preparation_Natural Gas_Oven_E10_Codes & Standards Forecast | Commercial | Other Health | New | Food Preparation | Natural Gas | Oven | E10 |  | Codes & Standards Forecast | 0 | 0 | 0 | 0 | 0 | 0 | 0 | 0 | 0 | 0 | 0 | 0 | 0 | 0 | 0 | 0 | 0 | 0 | 0 | 0 | 0 | 0 | 0 | 0 | 0 | 0 | 0 | 0 | 0 | 0 | 0 | 0 | 0
Commercial_Other Health_New_Food Preparation_Natural Gas_Conveyor Oven_E1_Codes & Standards Forecast | Commercial | Other Health | New | Food Preparation | Natural Gas | Conveyor Oven | E1 |  | Codes & Standards Forecast | 0 | 66.0923 | 318.7875 | 203.7275 | 243.5865 | 251.0382 | 252.2997 | 218.3646 | 215.3043 | 220.3438 | 223.9305 | 222.2294 | 218.7535 | 215.7717 | 216.0836 | 215.4301 | 216.6786 | 224.842 | 277.55 | 296.8722 | 325.6439 | 354.0583 | 393.7968 | 467.7761 | 430.4292 | 440.9896 | 442.0061 | 440.3456 | 429.906 | 428.7712 | 431.2498 | 431.6216 | 308.5113
Commercial_Other Health_New_Food Preparation_Natural Gas_Conveyor Oven_E2_Codes & Standards Forecast | Commercial | Other Health | New | Food Preparation | Natural Gas | Conveyor Oven | E2 |  | Codes & Standards Forecast | 0 | 0 | 0 | 0 | 0 | 0 | 0 | 0 | 0 | 0 | 0 | 0 | 0 | 0 | 0 | 0 | 0 | 0 | 0 | 0 | 0 | 0 | 0 | 0 | 0 | 0 | 0 | 0 | 0 | 0 | 0 | 0 | 0
Commercial_Other Health_New_Food Preparation_Natural Gas_Conveyor Oven_E3_Codes & Standards Forecast | Commercial | Other Health | New | Food Preparation | Natural Gas | Conveyor Oven | E3 |  | Codes & Standards Forecast | 0 | 0 | 0 | 0 | 0 | 0 | 0 | 0 | 0 | 0 | 0 | 0 | 0 | 0 | 0 | 0 | 0 | 0 | 0 | 0 | 0 | 0 | 0 | 0 | 0 | 0 | 0 | 0 | 0 | 0 | 0 | 0 | 0
Commercial_Other Health_New_Food Preparation_Natural Gas_Conveyor Oven_E4_Codes & Standards Forecast | Commercial | Other Health | New | Food Preparation | Natural Gas | Conveyor Oven | E4 |  | Codes & Standards Forecast | 0 | 0 | 0 | 0 | 0 | 0 | 0 | 0 | 0 | 0 | 0 | 0 | 0 | 0 | 0 | 0 | 0 | 0 | 0 | 0 | 0 | 0 | 0 | 0 | 0 | 0 | 0 | 0 | 0 | 0 | 0 | 0 | 0
Commercial_Other Health_New_Food Preparation_Natural Gas_Conveyor Oven_E5_Codes & Standards Forecast | Commercial | Other Health | New | Food Preparation | Natural Gas | Conveyor Oven | E5 |  | Codes & Standards Forecast | 0 | 0 | 0 | 0 | 0 | 0 | 0 | 0 | 0 | 0 | 0 | 0 | 0 | 0 | 0 | 0 | 0 | 0 | 0 | 0 | 0 | 0 | 0 | 0 | 0 | 0 | 0 | 0 | 0 | 0 | 0 | 0 | 0
Commercial_Other Health_New_Food Preparation_Natural Gas_Conveyor Oven_E6_Codes & Standards Forecast | Commercial | Other Health | New | Food Preparation | Natural Gas | Conveyor Oven | E6 |  | Codes & Standards Forecast | 0 | 0 | 0 | 0 | 0 | 0 | 0 | 0 | 0 | 0 | 0 | 0 | 0 | 0 | 0 | 0 | 0 | 0 | 0 | 0 | 0 | 0 | 0 | 0 | 0 | 0 | 0 | 0 | 0 | 0 | 0 | 0 | 0
Commercial_Other Health_New_Food Preparation_Natural Gas_Conveyor Oven_E7_Codes & Standards Forecast | Commercial | Other Health | New | Food Preparation | Natural Gas | Conveyor Oven | E7 |  | Codes & Standards Forecast | 0 | 0 | 0 | 0 | 0 | 0 | 0 | 0 | 0 | 0 | 0 | 0 | 0 | 0 | 0 | 0 | 0 | 0 | 0 | 0 | 0 | 0 | 0 | 0 | 0 | 0 | 0 | 0 | 0 | 0 | 0 | 0 | 0
Commercial_Other Health_New_Food Preparation_Natural Gas_Conveyor Oven_E8_Codes & Standards Forecast | Commercial | Other Health | New | Food Preparation | Natural Gas | Conveyor Oven | E8 |  | Codes & Standards Forecast | 0 | 0 | 0 | 0 | 0 | 0 | 0 | 0 | 0 | 0 | 0 | 0 | 0 | 0 | 0 | 0 | 0 | 0 | 0 | 0 | 0 | 0 | 0 | 0 | 0 | 0 | 0 | 0 | 0 | 0 | 0 | 0 | 0
Commercial_Other Health_New_Food Preparation_Natural Gas_Conveyor Oven_E9_Codes & Standards Forecast | Commercial | Other Health | New | Food Preparation | Natural Gas | Conveyor Oven | E9 |  | Codes & Standards Forecast | 0 | 0 | 0 | 0 | 0 | 0 | 0 | 0 | 0 | 0 | 0 | 0 | 0 | 0 | 0 | 0 | 0 | 0 | 0 | 0 | 0 | 0 | 0 | 0 | 0 | 0 | 0 | 0 | 0 | 0 | 0 | 0 | 0
Commercial_Other Health_New_Food Preparation_Natural Gas_Conveyor Oven_E10_Codes & Standards Forecast | Commercial | Other Health | New | Food Preparation | Natural Gas | Conveyor Oven | E10 |  | Codes & Standards Forecast | 0 | 0 | 0 | 0 | 0 | 0 | 0 | 0 | 0 | 0 | 0 | 0 | 0 | 0 | 0 | 0 | 0 | 0 | 0 | 0 | 0 | 0 | 0 | 0 | 0 | 0 | 0 | 0 | 0 | 0 | 0 | 0 | 0
Commercial_Other Health_New_Food Preparation_Natural Gas_Double Rack Oven_E1_Codes & Standards Forecast | Commercial | Other Health | New | Food Preparation | Natural Gas | Double Rack Oven | E1 |  | Codes & Standards Forecast | 0 | 66.0923 | 318.7875 | 203.7275 | 243.5865 | 251.0382 | 252.2997 | 218.3646 | 215.3043 | 220.3438 | 223.9305 | 222.2294 | 231.9719 | 290.104 | 316.2949 | 344.3165 | 369.9953 | 402.0626 | 465.4844 | 419.3728 | 429.4446 | 433.6308 | 434.4457 | 427.8783 | 442.8309 | 460.9735 | 481.0572 | 500.3631 | 526.0316 | 571.6555 | 591.7597 | 609.2379 | 501.1723
Commercial_Other Health_New_Food Preparation_Natural Gas_Double Rack Oven_E2_Codes & Standards Forecast | Commercial | Other Health | New | Food Preparation | Natural Gas | Double Rack Oven | E2 |  | Codes & Standards Forecast | 0 | 0 | 0 | 0 | 0 | 0 | 0 | 0 | 0 | 0 | 0 | 0 | 0 | 0 | 0 | 0 | 0 | 0 | 0 | 0 | 0 | 0 | 0 | 0 | 0 | 0 | 0 | 0 | 0 | 0 | 0 | 0 | 0
Commercial_Other Health_New_Food Preparation_Natural Gas_Double Rack Oven_E3_Codes & Standards Forecast | Commercial | Other Health | New | Food Preparation | Natural Gas | Double Rack Oven | E3 |  | Codes & Standards Forecast | 0 | 0 | 0 | 0 | 0 | 0 | 0 | 0 | 0 | 0 | 0 | 0 | 0 | 0 | 0 | 0 | 0 | 0 | 0 | 0 | 0 | 0 | 0 | 0 | 0 | 0 | 0 | 0 | 0 | 0 | 0 | 0 | 0
Commercial_Other Health_New_Food Preparation_Natural Gas_Double Rack Oven_E4_Codes & Standards Forecast | Commercial | Other Health | New | Food Preparation | Natural Gas | Double Rack Oven | E4 |  | Codes & Standards Forecast | 0 | 0 | 0 | 0 | 0 | 0 | 0 | 0 | 0 | 0 | 0 | 0 | 0 | 0 | 0 | 0 | 0 | 0 | 0 | 0 | 0 | 0 | 0 | 0 | 0 | 0 | 0 | 0 | 0 | 0 | 0 | 0 | 0
Commercial_Other Health_New_Food Preparation_Natural Gas_Double Rack Oven_E5_Codes & Standards Forecast | Commercial | Other Health | New | Food Preparation | Natural Gas | Double Rack Oven | E5 |  | Codes & Standards Forecast | 0 | 0 | 0 | 0 | 0 | 0 | 0 | 0 | 0 | 0 | 0 | 0 | 0 | 0 | 0 | 0 | 0 | 0 | 0 | 0 | 0 | 0 | 0 | 0 | 0 | 0 | 0 | 0 | 0 | 0 | 0 | 0 | 0
Commercial_Other Health_New_Food Preparation_Natural Gas_Double Rack Oven_E6_Codes & Standards Forecast | Commercial | Other Health | New | Food Preparation | Natural Gas | Double Rack Oven | E6 |  | Codes & Standards Forecast | 0 | 0 | 0 | 0 | 0 | 0 | 0 | 0 | 0 | 0 | 0 | 0 | 0 | 0 | 0 | 0 | 0 | 0 | 0 | 0 | 0 | 0 | 0 | 0 | 0 | 0 | 0 | 0 | 0 | 0 | 0 | 0 | 0
Commercial_Other Health_New_Food Preparation_Natural Gas_Double Rack Oven_E7_Codes & Standards Forecast | Commercial | Other Health | New | Food Preparation | Natural Gas | Double Rack Oven | E7 |  | Codes & Standards Forecast | 0 | 0 | 0 | 0 | 0 | 0 | 0 | 0 | 0 | 0 | 0 | 0 | 0 | 0 | 0 | 0 | 0 | 0 | 0 | 0 | 0 | 0 | 0 | 0 | 0 | 0 | 0 | 0 | 0 | 0 | 0 | 0 | 0
Commercial_Other Health_New_Food Preparation_Natural Gas_Double Rack Oven_E8_Codes & Standards Forecast | Commercial | Other Health | New | Food Preparation | Natural Gas | Double Rack Oven | E8 |  | Codes & Standards Forecast | 0 | 0 | 0 | 0 | 0 | 0 | 0 | 0 | 0 | 0 | 0 | 0 | 0 | 0 | 0 | 0 | 0 | 0 | 0 | 0 | 0 | 0 | 0 | 0 | 0 | 0 | 0 | 0 | 0 | 0 | 0 | 0 | 0
Commercial_Other Health_New_Food Preparation_Natural Gas_Double Rack Oven_E9_Codes & Standards Forecast | Commercial | Other Health | New | Food Preparation | Natural Gas | Double Rack Oven | E9 |  | Codes & Standards Forecast | 0 | 0 | 0 | 0 | 0 | 0 | 0 | 0 | 0 | 0 | 0 | 0 | 0 | 0 | 0 | 0 | 0 | 0 | 0 | 0 | 0 | 0 | 0 | 0 | 0 | 0 | 0 | 0 | 0 | 0 | 0 | 0 | 0
Commercial_Other Health_New_Food Preparation_Natural Gas_Double Rack Oven_E10_Codes & Standards Forecast | Commercial | Other Health | New | Food Preparation | Natural Gas | Double Rack Oven | E10 |  | Codes & Standards Forecast | 0 | 0 | 0 | 0 | 0 | 0 | 0 | 0 | 0 | 0 | 0 | 0 | 0 | 0 | 0 | 0 | 0 | 0 | 0 | 0 | 0 | 0 | 0 | 0 | 0 | 0 | 0 | 0 | 0 | 0 | 0 | 0 | 0
Commercial_Other Health_New_Food Preparation_Natural Gas_Fryer_E1_Codes & Standards Forecast | Commercial | Other Health | New | Food Preparation | Natural Gas | Fryer | E1 |  | Codes & Standards Forecast | 0 | 1530.1357 | 7380.413 | 0 | 0 | 0 | 0 | 0 | 0 | 0 | 0 | 0 | 0 | 0 | 0 | 0 | 0 | 0 | 0 | 0 | 0 | 0 | 0 | 0 | 0 | 0 | 0 | 0 | 0 | 0 | 0 | 0 | 0
Commercial_Other Health_New_Food Preparation_Natural Gas_Fryer_E2_Codes & Standards Forecast | Commercial | Other Health | New | Food Preparation | Natural Gas | Fryer | E2 |  | Codes & Standards Forecast | 0 | 0 | 0 | 4716.6008 | 5639.3973 | 5811.9147 | 5841.1206 | 5055.4711 | 4984.6212 | 5407.321 | 6905.2353 | 7464.9901 | 8048.3889 | 8544.9571 | 9411.6152 | 11059.4044 | 10172.556 | 10347.6704 | 10489.6825 | 10681.5583 | 10861.8076 | 11383.1492 | 12089.7138 | 13267.7436 | 13798.1285 | 14236.3146 | 14600.5172 | 15015.4501 | 15606.9782 | 15513.5384 | 15886.2838 | 16385.9536 | 14074.0745
Commercial_Other Health_New_Food Preparation_Natural Gas_Fryer_E3_Codes & Standards Forecast | Commercial | Other Health | New | Food Preparation | Natural Gas | Fryer | E3 |  | Codes & Standards Forecast | 0 | 0 | 0 | 0 | 0 | 0 | 0 | 0 | 0 | 0 | 0 | 0 | 0 | 0 | 0 | 0 | 0 | 0 | 0 | 0 | 0 | 0 | 0 | 0 | 0 | 0 | 0 | 0 | 0 | 0 | 0 | 0 | 0
Commercial_Other Health_New_Food Preparation_Natural Gas_Fryer_E4_Codes & Standards Forecast | Commercial | Other Health | New | Food Preparation | Natural Gas | Fryer | E4 |  | Codes & Standards Forecast | 0 | 0 | 0 | 0 | 0 | 0 | 0 | 0 | 0 | 0 | 0 | 0 | 0 | 0 | 0 | 0 | 0 | 0 | 0 | 0 | 0 | 0 | 0 | 0 | 0 | 0 | 0 | 0 | 0 | 0 | 0 | 0 | 0
Commercial_Other Health_New_Food Preparation_Natural Gas_Fryer_E5_Codes & Standards Forecast | Commercial | Other Health | New | Food Preparation | Natural Gas | Fryer | E5 |  | Codes & Standards Forecast | 0 | 0 | 0 | 0 | 0 | 0 | 0 | 0 | 0 | 0 | 0 | 0 | 0 | 0 | 0 | 0 | 0 | 0 | 0 | 0 | 0 | 0 | 0 | 0 | 0 | 0 | 0 | 0 | 0 | 0 | 0 | 0 | 0
Commercial_Other Health_New_Food Preparation_Natural Gas_Fryer_E6_Codes & Standards Forecast | Commercial | Other Health | New | Food Preparation | Natural Gas | Fryer | E6 |  | Codes & Standards Forecast | 0 | 0 | 0 | 0 | 0 | 0 | 0 | 0 | 0 | 0 | 0 | 0 | 0 | 0 | 0 | 0 | 0 | 0 | 0 | 0 | 0 | 0 | 0 | 0 | 0 | 0 | 0 | 0 | 0 | 0 | 0 | 0 | 0
Commercial_Other Health_New_Food Preparation_Natural Gas_Fryer_E7_Codes & Standards Forecast | Commercial | Other Health | New | Food Preparation | Natural Gas | Fryer | E7 |  | Codes & Standards Forecast | 0 | 0 | 0 | 0 | 0 | 0 | 0 | 0 | 0 | 0 | 0 | 0 | 0 | 0 | 0 | 0 | 0 | 0 | 0 | 0 | 0 | 0 | 0 | 0 | 0 | 0 | 0 | 0 | 0 | 0 | 0 | 0 | 0
Commercial_Other Health_New_Food Preparation_Natural Gas_Fryer_E8_Codes & Standards Forecast | Commercial | Other Health | New | Food Preparation | Natural Gas | Fryer | E8 |  | Codes & Standards Forecast | 0 | 0 | 0 | 0 | 0 | 0 | 0 | 0 | 0 | 0 | 0 | 0 | 0 | 0 | 0 | 0 | 0 | 0 | 0 | 0 | 0 | 0 | 0 | 0 | 0 | 0 | 0 | 0 | 0 | 0 | 0 | 0 | 0
Commercial_Other Health_New_Food Preparation_Natural Gas_Fryer_E9_Codes & Standards Forecast | Commercial | Other Health | New | Food Preparation | Natural Gas | Fryer | E9 |  | Codes & Standards Forecast | 0 | 0 | 0 | 0 | 0 | 0 | 0 | 0 | 0 | 0 | 0 | 0 | 0 | 0 | 0 | 0 | 0 | 0 | 0 | 0 | 0 | 0 | 0 | 0 | 0 | 0 | 0 | 0 | 0 | 0 | 0 | 0 | 0
Commercial_Other Health_New_Food Preparation_Natural Gas_Fryer_E10_Codes & Standards Forecast | Commercial | Other Health | New | Food Preparation | Natural Gas | Fryer | E10 |  | Codes & Standards Forecast | 0 | 0 | 0 | 0 | 0 | 0 | 0 | 0 | 0 | 0 | 0 | 0 | 0 | 0 | 0 | 0 | 0 | 0 | 0 | 0 | 0 | 0 | 0 | 0 | 0 | 0 | 0 | 0 | 0 | 0 | 0 | 0 | 0
Commercial_Other Health_New_Food Preparation_Natural Gas_Broiler_E1_Codes & Standards Forecast | Commercial | Other Health | New | Food Preparation | Natural Gas | Broiler | E1 |  | Codes & Standards Forecast | 0 | 344.4808 | 1661.5589 | 1061.8525 | 1269.6025 | 1308.4415 | 1315.0167 | 1138.1427 | 1122.1922 | 1148.4588 | 1167.1531 | 1158.2864 | 1209.0658 | 1512.0572 | 1648.5676 | 1794.6192 | 1928.4604 | 2095.5988 | 2426.1613 | 2185.8219 | 2238.3174 | 2260.1363 | 2264.3838 | 2230.1535 | 2308.0885 | 2402.6499 | 2507.3283 | 2607.953 | 2741.7405 | 2979.5376 | 3084.3234 | 3175.4216 | 2612.1708
Commercial_Other Health_New_Food Preparation_Natural Gas_Broiler_E2_Codes & Standards Forecast | Commercial | Other Health | New | Food Preparation | Natural Gas | Broiler | E2 |  | Codes & Standards Forecast | 0 | 0 | 0 | 0 | 0 | 0 | 0 | 0 | 0 | 0 | 0 | 0 | 0 | 0 | 0 | 0 | 0 | 0 | 0 | 0 | 0 | 0 | 0 | 0 | 0 | 0 | 0 | 0 | 0 | 0 | 0 | 0 | 0
Commercial_Other Health_New_Food Preparation_Natural Gas_Broiler_E3_Codes & Standards Forecast | Commercial | Other Health | New | Food Preparation | Natural Gas | Broiler | E3 |  | Codes & Standards Forecast | 0 | 0 | 0 | 0 | 0 | 0 | 0 | 0 | 0 | 0 | 0 | 0 | 0 | 0 | 0 | 0 | 0 | 0 | 0 | 0 | 0 | 0 | 0 | 0 | 0 | 0 | 0 | 0 | 0 | 0 | 0 | 0 | 0
Commercial_Other Health_New_Food Preparation_Natural Gas_Broiler_E4_Codes & Standards Forecast | Commercial | Other Health | New | Food Preparation | Natural Gas | Broiler | E4 |  | Codes & Standards Forecast | 0 | 0 | 0 | 0 | 0 | 0 | 0 | 0 | 0 | 0 | 0 | 0 | 0 | 0 | 0 | 0 | 0 | 0 | 0 | 0 | 0 | 0 | 0 | 0 | 0 | 0 | 0 | 0 | 0 | 0 | 0 | 0 | 0
Commercial_Other Health_New_Food Preparation_Natural Gas_Broiler_E5_Codes & Standards Forecast | Commercial | Other Health | New | Food Preparation | Natural Gas | Broiler | E5 |  | Codes & Standards Forecast | 0 | 0 | 0 | 0 | 0 | 0 | 0 | 0 | 0 | 0 | 0 | 0 | 0 | 0 | 0 | 0 | 0 | 0 | 0 | 0 | 0 | 0 | 0 | 0 | 0 | 0 | 0 | 0 | 0 | 0 | 0 | 0 | 0
Commercial_Other Health_New_Food Preparation_Natural Gas_Broiler_E6_Codes & Standards Forecast | Commercial | Other Health | New | Food Preparation | Natural Gas | Broiler | E6 |  | Codes & Standards Forecast | 0 | 0 | 0 | 0 | 0 | 0 | 0 | 0 | 0 | 0 | 0 | 0 | 0 | 0 | 0 | 0 | 0 | 0 | 0 | 0 | 0 | 0 | 0 | 0 | 0 | 0 | 0 | 0 | 0 | 0 | 0 | 0 | 0
Commercial_Other Health_New_Food Preparation_Natural Gas_Broiler_E7_Codes & Standards Forecast | Commercial | Other Health | New | Food Preparation | Natural Gas | Broiler | E7 |  | Codes & Standards Forecast | 0 | 0 | 0 | 0 | 0 | 0 | 0 | 0 | 0 | 0 | 0 | 0 | 0 | 0 | 0 | 0 | 0 | 0 | 0 | 0 | 0 | 0 | 0 | 0 | 0 | 0 | 0 | 0 | 0 | 0 | 0 | 0 | 0
Commercial_Other Health_New_Food Preparation_Natural Gas_Broiler_E8_Codes & Standards Forecast | Commercial | Other Health | New | Food Preparation | Natural Gas | Broiler | E8 |  | Codes & Standards Forecast | 0 | 0 | 0 | 0 | 0 | 0 | 0 | 0 | 0 | 0 | 0 | 0 | 0 | 0 | 0 | 0 | 0 | 0 | 0 | 0 | 0 | 0 | 0 | 0 | 0 | 0 | 0 | 0 | 0 | 0 | 0 | 0 | 0
Commercial_Other Health_New_Food Preparation_Natural Gas_Broiler_E9_Codes & Standards Forecast | Commercial | Other Health | New | Food Preparation | Natural Gas | Broiler | E9 |  | Codes & Standards Forecast | 0 | 0 | 0 | 0 | 0 | 0 | 0 | 0 | 0 | 0 | 0 | 0 | 0 | 0 | 0 | 0 | 0 | 0 | 0 | 0 | 0 | 0 | 0 | 0 | 0 | 0 | 0 | 0 | 0 | 0 | 0 | 0 | 0
Commercial_Other Health_New_Food Preparation_Natural Gas_Broiler_E10_Codes & Standards Forecast | Commercial | Other Health | New | Food Preparation | Natural Gas | Broiler | E10 |  | Codes & Standards Forecast | 0 | 0 | 0 | 0 | 0 | 0 | 0 | 0 | 0 | 0 | 0 | 0 | 0 | 0 | 0 | 0 | 0 | 0 | 0 | 0 | 0 | 0 | 0 | 0 | 0 | 0 | 0 | 0 | 0 | 0 | 0 | 0 | 0
Commercial_Other Health_New_Food Preparation_Natural Gas_Griddle_E1_Codes & Standards Forecast | Commercial | Other Health | New | Food Preparation | Natural Gas | Griddle | E1 |  | Codes & Standards Forecast | 0 | 344.4808 | 1661.5589 | 0 | 0 | 0 | 0 | 0 | 0 | 0 | 0 | 0 | 0 | 0 | 0 | 0 | 0 | 0 | 0 | 0 | 0 | 0 | 0 | 0 | 0 | 0 | 0 | 0 | 0 | 0 | 0 | 0 | 0
Commercial_Other Health_New_Food Preparation_Natural Gas_Griddle_E2_Codes & Standards Forecast | Commercial | Other Health | New | Food Preparation | Natural Gas | Griddle | E2 |  | Codes & Standards Forecast | 0 | 0 | 0 | 1061.8525 | 1269.6025 | 1308.4415 | 1315.0167 | 1138.1427 | 1122.1922 | 1148.4588 | 1167.1531 | 1158.2864 | 1209.0658 | 1512.0572 | 1648.5676 | 1794.6192 | 1928.4604 | 2095.5988 | 2426.1613 | 2185.8219 | 2238.3174 | 2260.1363 | 2264.3838 | 2230.1535 | 2308.0885 | 2402.6499 | 2507.3283 | 2607.953 | 2741.7405 | 2979.5376 | 3084.3234 | 3175.4216 | 2612.1708
Commercial_Other Health_New_Food Preparation_Natural Gas_Griddle_E3_Codes & Standards Forecast | Commercial | Other Health | New | Food Preparation | Natural Gas | Griddle | E3 |  | Codes & Standards Forecast | 0 | 0 | 0 | 0 | 0 | 0 | 0 | 0 | 0 | 0 | 0 | 0 | 0 | 0 | 0 | 0 | 0 | 0 | 0 | 0 | 0 | 0 | 0 | 0 | 0 | 0 | 0 | 0 | 0 | 0 | 0 | 0 | 0
Commercial_Other Health_New_Food Preparation_Natural Gas_Griddle_E4_Codes & Standards Forecast | Commercial | Other Health | New | Food Preparation | Natural Gas | Griddle | E4 |  | Codes & Standards Forecast | 0 | 0 | 0 | 0 | 0 | 0 | 0 | 0 | 0 | 0 | 0 | 0 | 0 | 0 | 0 | 0 | 0 | 0 | 0 | 0 | 0 | 0 | 0 | 0 | 0 | 0 | 0 | 0 | 0 | 0 | 0 | 0 | 0
Commercial_Other Health_New_Food Preparation_Natural Gas_Griddle_E5_Codes & Standards Forecast | Commercial | Other Health | New | Food Preparation | Natural Gas | Griddle | E5 |  | Codes & Standards Forecast | 0 | 0 | 0 | 0 | 0 | 0 | 0 | 0 | 0 | 0 | 0 | 0 | 0 | 0 | 0 | 0 | 0 | 0 | 0 | 0 | 0 | 0 | 0 | 0 | 0 | 0 | 0 | 0 | 0 | 0 | 0 | 0 | 0
Commercial_Other Health_New_Food Preparation_Natural Gas_Griddle_E6_Codes & Standards Forecast | Commercial | Other Health | New | Food Preparation | Natural Gas | Griddle | E6 |  | Codes & Standards Forecast | 0 | 0 | 0 | 0 | 0 | 0 | 0 | 0 | 0 | 0 | 0 | 0 | 0 | 0 | 0 | 0 | 0 | 0 | 0 | 0 | 0 | 0 | 0 | 0 | 0 | 0 | 0 | 0 | 0 | 0 | 0 | 0 | 0
Commercial_Other Health_New_Food Preparation_Natural Gas_Griddle_E7_Codes & Standards Forecast | Commercial | Other Health | New | Food Preparation | Natural Gas | Griddle | E7 |  | Codes & Standards Forecast | 0 | 0 | 0 | 0 | 0 | 0 | 0 | 0 | 0 | 0 | 0 | 0 | 0 | 0 | 0 | 0 | 0 | 0 | 0 | 0 | 0 | 0 | 0 | 0 | 0 | 0 | 0 | 0 | 0 | 0 | 0 | 0 | 0
Commercial_Other Health_New_Food Preparation_Natural Gas_Griddle_E8_Codes & Standards Forecast | Commercial | Other Health | New | Food Preparation | Natural Gas | Griddle | E8 |  | Codes & Standards Forecast | 0 | 0 | 0 | 0 | 0 | 0 | 0 | 0 | 0 | 0 | 0 | 0 | 0 | 0 | 0 | 0 | 0 | 0 | 0 | 0 | 0 | 0 | 0 | 0 | 0 | 0 | 0 | 0 | 0 | 0 | 0 | 0 | 0
Commercial_Other Health_New_Food Preparation_Natural Gas_Griddle_E9_Codes & Standards Forecast | Commercial | Other Health | New | Food Preparation | Natural Gas | Griddle | E9 |  | Codes & Standards Forecast | 0 | 0 | 0 | 0 | 0 | 0 | 0 | 0 | 0 | 0 | 0 | 0 | 0 | 0 | 0 | 0 | 0 | 0 | 0 | 0 | 0 | 0 | 0 | 0 | 0 | 0 | 0 | 0 | 0 | 0 | 0 | 0 | 0
Commercial_Other Health_New_Food Preparation_Natural Gas_Griddle_E10_Codes & Standards Forecast | Commercial | Other Health | New | Food Preparation | Natural Gas | Griddle | E10 |  | Codes & Standards Forecast | 0 | 0 | 0 | 0 | 0 | 0 | 0 | 0 | 0 | 0 | 0 | 0 | 0 | 0 | 0 | 0 | 0 | 0 | 0 | 0 | 0 | 0 | 0 | 0 | 0 | 0 | 0 | 0 | 0 | 0 | 0 | 0 | 0
Commercial_Other Health_New_Food Preparation_Natural Gas_Range_E1_Codes & Standards Forecast | Commercial | Other Health | New | Food Preparation | Natural Gas | Range | E1 |  | Codes & Standards Forecast | 0 | 1456.291 | 7024.2326 | 4488.9766 | 5367.2387 | 5531.4304 | 5559.2267 | 4811.4929 | 4744.0623 | 4855.1043 | 5225.3922 | 6534.5033 | 7028.1396 | 7594.2714 | 8139.448 | 8943.0089 | 10553.184 | 9570.2424 | 9604.8231 | 9523.052 | 9801.4117 | 10005.6091 | 10447.9476 | 10958.9329 | 11607.113 | 12667.7758 | 13113.5726 | 13484.8796 | 13777.9354 | 14129.6085 | 14689.6911 | 14522.2286 | 12063.0428
Commercial_Other Health_New_Food Preparation_Natural Gas_Range_E2_Codes & Standards Forecast | Commercial | Other Health | New | Food Preparation | Natural Gas | Range | E2 |  | Codes & Standards Forecast | 0 | 0 | 0 | 0 | 0 | 0 | 0 | 0 | 0 | 0 | 0 | 0 | 0 | 0 | 0 | 0 | 0 | 0 | 0 | 0 | 0 | 0 | 0 | 0 | 0 | 0 | 0 | 0 | 0 | 0 | 0 | 0 | 0
Commercial_Other Health_New_Food Preparation_Natural Gas_Range_E3_Codes & Standards Forecast | Commercial | Other Health | New | Food Preparation | Natural Gas | Range | E3 |  | Codes & Standards Forecast | 0 | 0 | 0 | 0 | 0 | 0 | 0 | 0 | 0 | 0 | 0 | 0 | 0 | 0 | 0 | 0 | 0 | 0 | 0 | 0 | 0 | 0 | 0 | 0 | 0 | 0 | 0 | 0 | 0 | 0 | 0 | 0 | 0
Commercial_Other Health_New_Food Preparation_Natural Gas_Range_E4_Codes & Standards Forecast | Commercial | Other Health | New | Food Preparation | Natural Gas | Range | E4 |  | Codes & Standards Forecast | 0 | 0 | 0 | 0 | 0 | 0 | 0 | 0 | 0 | 0 | 0 | 0 | 0 | 0 | 0 | 0 | 0 | 0 | 0 | 0 | 0 | 0 | 0 | 0 | 0 | 0 | 0 | 0 | 0 | 0 | 0 | 0 | 0
Commercial_Other Health_New_Food Preparation_Natural Gas_Range_E5_Codes & Standards Forecast | Commercial | Other Health | New | Food Preparation | Natural Gas | Range | E5 |  | Codes & Standards Forecast | 0 | 0 | 0 | 0 | 0 | 0 | 0 | 0 | 0 | 0 | 0 | 0 | 0 | 0 | 0 | 0 | 0 | 0 | 0 | 0 | 0 | 0 | 0 | 0 | 0 | 0 | 0 | 0 | 0 | 0 | 0 | 0 | 0
Commercial_Other Health_New_Food Preparation_Natural Gas_Range_E6_Codes & Standards Forecast | Commercial | Other Health | New | Food Preparation | Natural Gas | Range | E6 |  | Codes & Standards Forecast | 0 | 0 | 0 | 0 | 0 | 0 | 0 | 0 | 0 | 0 | 0 | 0 | 0 | 0 | 0 | 0 | 0 | 0 | 0 | 0 | 0 | 0 | 0 | 0 | 0 | 0 | 0 | 0 | 0 | 0 | 0 | 0 | 0
Commercial_Other Health_New_Food Preparation_Natural Gas_Range_E7_Codes & Standards Forecast | Commercial | Other Health | New | Food Preparation | Natural Gas | Range | E7 |  | Codes & Standards Forecast | 0 | 0 | 0 | 0 | 0 | 0 | 0 | 0 | 0 | 0 | 0 | 0 | 0 | 0 | 0 | 0 | 0 | 0 | 0 | 0 | 0 | 0 | 0 | 0 | 0 | 0 | 0 | 0 | 0 | 0 | 0 | 0 | 0
Commercial_Other Health_New_Food Preparation_Natural Gas_Range_E8_Codes & Standards Forecast | Commercial | Other Health | New | Food Preparation | Natural Gas | Range | E8 |  | Codes & Standards Forecast | 0 | 0 | 0 | 0 | 0 | 0 | 0 | 0 | 0 | 0 | 0 | 0 | 0 | 0 | 0 | 0 | 0 | 0 | 0 | 0 | 0 | 0 | 0 | 0 | 0 | 0 | 0 | 0 | 0 | 0 | 0 | 0 | 0
Commercial_Other Health_New_Food Preparation_Natural Gas_Range_E9_Codes & Standards Forecast | Commercial | Other Health | New | Food Preparation | Natural Gas | Range | E9 |  | Codes & Standards Forecast | 0 | 0 | 0 | 0 | 0 | 0 | 0 | 0 | 0 | 0 | 0 | 0 | 0 | 0 | 0 | 0 | 0 | 0 | 0 | 0 | 0 | 0 | 0 | 0 | 0 | 0 | 0 | 0 | 0 | 0 | 0 | 0 | 0
Commercial_Other Health_New_Food Preparation_Natural Gas_Range_E10_Codes & Standards Forecast | Commercial | Other Health | New | Food Preparation | Natural Gas | Range | E10 |  | Codes & Standards Forecast | 0 | 0 | 0 | 0 | 0 | 0 | 0 | 0 | 0 | 0 | 0 | 0 | 0 | 0 | 0 | 0 | 0 | 0 | 0 | 0 | 0 | 0 | 0 | 0 | 0 | 0 | 0 | 0 | 0 | 0 | 0 | 0 | 0
Commercial_Other Health_New_Food Preparation_Natural Gas_Steamer_E1_Codes & Standards Forecast | Commercial | Other Health | New | Food Preparation | Natural Gas | Steamer | E1 |  | Codes & Standards Forecast | 0 | 160.032 | 771.8937 | 0 | 0 | 0 | 0 | 0 | 0 | 0 | 0 | 0 | 0 | 0 | 0 | 0 | 0 | 0 | 0 | 0 | 0 | 0 | 0 | 0 | 0 | 0 | 0 | 0 | 0 | 0 | 0 | 0 | 0
Commercial_Other Health_New_Food Preparation_Natural Gas_Steamer_E2_Codes & Standards Forecast | Commercial | Other Health | New | Food Preparation | Natural Gas | Steamer | E2 |  | Codes & Standards Forecast | 0 | 0 | 0 | 493.2941 | 589.8065 | 607.8495 | 610.904 | 528.7355 | 521.3255 | 533.5279 | 559.9939 | 639.665 | 674.7734 | 716.9659 | 763.6479 | 803.2287 | 833.7113 | 845.0566 | 847.0238 | 903.2097 | 1115.4906 | 1043.3105 | 1097.1124 | 1125.538 | 1151.3023 | 1148.0118 | 1170.0813 | 1194.5452 | 1228.8582 | 1298.4522 | 1341.3792 | 1384.6965 | 1131.648
Commercial_Other Health_New_Food Preparation_Natural Gas_Steamer_E3_Codes & Standards Forecast | Commercial | Other Health | New | Food Preparation | Natural Gas | Steamer | E3 |  | Codes & Standards Forecast | 0 | 0 | 0 | 0 | 0 | 0 | 0 | 0 | 0 | 0 | 0 | 0 | 0 | 0 | 0 | 0 | 0 | 0 | 0 | 0 | 0 | 0 | 0 | 0 | 0 | 0 | 0 | 0 | 0 | 0 | 0 | 0 | 0
Commercial_Other Health_New_Food Preparation_Natural Gas_Steamer_E4_Codes & Standards Forecast | Commercial | Other Health | New | Food Preparation | Natural Gas | Steamer | E4 |  | Codes & Standards Forecast | 0 | 0 | 0 | 0 | 0 | 0 | 0 | 0 | 0 | 0 | 0 | 0 | 0 | 0 | 0 | 0 | 0 | 0 | 0 | 0 | 0 | 0 | 0 | 0 | 0 | 0 | 0 | 0 | 0 | 0 | 0 | 0 | 0
Commercial_Other Health_New_Food Preparation_Natural Gas_Steamer_E5_Codes & Standards Forecast | Commercial | Other Health | New | Food Preparation | Natural Gas | Steamer | E5 |  | Codes & Standards Forecast | 0 | 0 | 0 | 0 | 0 | 0 | 0 | 0 | 0 | 0 | 0 | 0 | 0 | 0 | 0 | 0 | 0 | 0 | 0 | 0 | 0 | 0 | 0 | 0 | 0 | 0 | 0 | 0 | 0 | 0 | 0 | 0 | 0
Commercial_Other Health_New_Food Preparation_Natural Gas_Steamer_E6_Codes & Standards Forecast | Commercial | Other Health | New | Food Preparation | Natural Gas | Steamer | E6 |  | Codes & Standards Forecast | 0 | 0 | 0 | 0 | 0 | 0 | 0 | 0 | 0 | 0 | 0 | 0 | 0 | 0 | 0 | 0 | 0 | 0 | 0 | 0 | 0 | 0 | 0 | 0 | 0 | 0 | 0 | 0 | 0 | 0 | 0 | 0 | 0
Commercial_Other Health_New_Food Preparation_Natural Gas_Steamer_E7_Codes & Standards Forecast | Commercial | Other Health | New | Food Preparation | Natural Gas | Steamer | E7 |  | Codes & Standards Forecast | 0 | 0 | 0 | 0 | 0 | 0 | 0 | 0 | 0 | 0 | 0 | 0 | 0 | 0 | 0 | 0 | 0 | 0 | 0 | 0 | 0 | 0 | 0 | 0 | 0 | 0 | 0 | 0 | 0 | 0 | 0 | 0 | 0
Commercial_Other Health_New_Food Preparation_Natural Gas_Steamer_E8_Codes & Standards Forecast | Commercial | Other Health | New | Food Preparation | Natural Gas | Steamer | E8 |  | Codes & Standards Forecast | 0 | 0 | 0 | 0 | 0 | 0 | 0 | 0 | 0 | 0 | 0 | 0 | 0 | 0 | 0 | 0 | 0 | 0 | 0 | 0 | 0 | 0 | 0 | 0 | 0 | 0 | 0 | 0 | 0 | 0 | 0 | 0 | 0
Commercial_Other Health_New_Food Preparation_Natural Gas_Steamer_E9_Codes & Standards Forecast | Commercial | Other Health | New | Food Preparation | Natural Gas | Steamer | E9 |  | Codes & Standards Forecast | 0 | 0 | 0 | 0 | 0 | 0 | 0 | 0 | 0 | 0 | 0 | 0 | 0 | 0 | 0 | 0 | 0 | 0 | 0 | 0 | 0 | 0 | 0 | 0 | 0 | 0 | 0 | 0 | 0 | 0 | 0 | 0 | 0
Commercial_Other Health_New_Food Preparation_Natural Gas_Steamer_E10_Codes & Standards Forecast | Commercial | Other Health | New | Food Preparation | Natural Gas | Steamer | E10 |  | Codes & Standards Forecast | 0 | 0 | 0 | 0 | 0 | 0 | 0 | 0 | 0 | 0 | 0 | 0 | 0 | 0 | 0 | 0 | 0 | 0 | 0 | 0 | 0 | 0 | 0 | 0 | 0 | 0 | 0 | 0 | 0 | 0 | 0 | 0 | 0
Commercial_Other Health_New_Food Preparation_Natural Gas_Food Prep Other_E1_Codes & Standards Forecast | Commercial | Other Health | New | Food Preparation | Natural Gas | Food Prep Other | E1 |  | Codes & Standards Forecast | 0 | 0 | 0 | 0 | 0 | 0 | 0 | 0 | 0 | 0 | 0 | 0 | 0 | 0 | 0 | 0 | 0 | 0 | 0 | 0 | 0 | 0 | 0 | 0 | 0 | 0 | 0 | 0 | 0 | 0 | 0 | 0 | 0
Commercial_Other Health_New_Food Preparation_Natural Gas_Food Prep Other_E2_Codes & Standards Forecast | Commercial | Other Health | New | Food Preparation | Natural Gas | Food Prep Other | E2 |  | Codes & Standards Forecast | 0 | 0 | 0 | 0 | 0 | 0 | 0 | 0 | 0 | 0 | 0 | 0 | 0 | 0 | 0 | 0 | 0 | 0 | 0 | 0 | 0 | 0 | 0 | 0 | 0 | 0 | 0 | 0 | 0 | 0 | 0 | 0 | 0
Commercial_Other Health_New_Food Preparation_Natural Gas_Food Prep Other_E3_Codes & Standards Forecast | Commercial | Other Health | New | Food Preparation | Natural Gas | Food Prep Other | E3 |  | Codes & Standards Forecast | 0 | 0 | 0 | 0 | 0 | 0 | 0 | 0 | 0 | 0 | 0 | 0 | 0 | 0 | 0 | 0 | 0 | 0 | 0 | 0 | 0 | 0 | 0 | 0 | 0 | 0 | 0 | 0 | 0 | 0 | 0 | 0 | 0
Commercial_Other Health_New_Food Preparation_Natural Gas_Food Prep Other_E4_Codes & Standards Forecast | Commercial | Other Health | New | Food Preparation | Natural Gas | Food Prep Other | E4 |  | Codes & Standards Forecast | 0 | 0 | 0 | 0 | 0 | 0 | 0 | 0 | 0 | 0 | 0 | 0 | 0 | 0 | 0 | 0 | 0 | 0 | 0 | 0 | 0 | 0 | 0 | 0 | 0 | 0 | 0 | 0 | 0 | 0 | 0 | 0 | 0
Commercial_Other Health_New_Food Preparation_Natural Gas_Food Prep Other_E5_Codes & Standards Forecast | Commercial | Other Health | New | Food Preparation | Natural Gas | Food Prep Other | E5 |  | Codes & Standards Forecast | 0 | 0 | 0 | 0 | 0 | 0 | 0 | 0 | 0 | 0 | 0 | 0 | 0 | 0 | 0 | 0 | 0 | 0 | 0 | 0 | 0 | 0 | 0 | 0 | 0 | 0 | 0 | 0 | 0 | 0 | 0 | 0 | 0
Commercial_Other Health_New_Food Preparation_Natural Gas_Food Prep Other_E6_Codes & Standards Forecast | Commercial | Other Health | New | Food Preparation | Natural Gas | Food Prep Other | E6 |  | Codes & Standards Forecast | 0 | 0 | 0 | 0 | 0 | 0 | 0 | 0 | 0 | 0 | 0 | 0 | 0 | 0 | 0 | 0 | 0 | 0 | 0 | 0 | 0 | 0 | 0 | 0 | 0 | 0 | 0 | 0 | 0 | 0 | 0 | 0 | 0
Commercial_Other Health_New_Food Preparation_Natural Gas_Food Prep Other_E7_Codes & Standards Forecast | Commercial | Other Health | New | Food Preparation | Natural Gas | Food Prep Other | E7 |  | Codes & Standards Forecast | 0 | 0 | 0 | 0 | 0 | 0 | 0 | 0 | 0 | 0 | 0 | 0 | 0 | 0 | 0 | 0 | 0 | 0 | 0 | 0 | 0 | 0 | 0 | 0 | 0 | 0 | 0 | 0 | 0 | 0 | 0 | 0 | 0
Commercial_Other Health_New_Food Preparation_Natural Gas_Food Prep Other_E8_Codes & Standards Forecast | Commercial | Other Health | New | Food Preparation | Natural Gas | Food Prep Other | E8 |  | Codes & Standards Forecast | 0 | 0 | 0 | 0 | 0 | 0 | 0 | 0 | 0 | 0 | 0 | 0 | 0 | 0 | 0 | 0 | 0 | 0 | 0 | 0 | 0 | 0 | 0 | 0 | 0 | 0 | 0 | 0 | 0 | 0 | 0 | 0 | 0
Commercial_Other Health_New_Food Preparation_Natural Gas_Food Prep Other_E9_Codes & Standards Forecast | Commercial | Other Health | New | Food Preparation | Natural Gas | Food Prep Other | E9 |  | Codes & Standards Forecast | 0 | 0 | 0 | 0 | 0 | 0 | 0 | 0 | 0 | 0 | 0 | 0 | 0 | 0 | 0 | 0 | 0 | 0 | 0 | 0 | 0 | 0 | 0 | 0 | 0 | 0 | 0 | 0 | 0 | 0 | 0 | 0 | 0
Commercial_Other Health_New_Food Preparation_Natural Gas_Food Prep Other_E10_Codes & Standards Forecast | Commercial | Other Health | New | Food Preparation | Natural Gas | Food Prep Other | E10 |  | Codes & Standards Forecast | 0 | 0 | 0 | 0 | 0 | 0 | 0 | 0 | 0 | 0 | 0 | 0 | 0 | 0 | 0 | 0 | 0 | 0 | 0 | 0 | 0 | 0 | 0 | 0 | 0 | 0 | 0 | 0 | 0 | 0 | 0 | 0 | 0
Commercial_Other Health_New_Miscellaneous_Natural Gas_Pool Heater_E1_Codes & Standards Forecast | Commercial | Other Health | New | Miscellaneous | Natural Gas | Pool Heater | E1 |  | Codes & Standards Forecast | 0 | 0 | 0 | 0 | 0 | 0 | 0 | 0 | 0 | 0 | 0 | 0 | 0 | 0 | 0 | 0 | 0 | 0 | 0 | 0 | 0 | 0 | 0 | 0 | 0 | 0 | 0 | 0 | 0 | 0 | 0 | 0 | 0
Commercial_Other Health_New_Miscellaneous_Natural Gas_Pool Heater_E2_Codes & Standards Forecast | Commercial | Other Health | New | Miscellaneous | Natural Gas | Pool Heater | E2 |  | Codes & Standards Forecast | 0 | 0 | 0 | 0 | 0 | 0 | 0 | 0 | 0 | 0 | 0 | 0 | 0 | 0 | 0 | 0 | 0 | 0 | 0 | 0 | 0 | 0 | 0 | 0 | 0 | 0 | 0 | 0 | 0 | 0 | 0 | 0 | 0
Commercial_Other Health_New_Miscellaneous_Natural Gas_Pool Heater_E3_Codes & Standards Forecast | Commercial | Other Health | New | Miscellaneous | Natural Gas | Pool Heater | E3 |  | Codes & Standards Forecast | 0 | 0 | 0 | 0 | 0 | 0 | 0 | 0 | 0 | 0 | 0 | 0 | 0 | 0 | 0 | 0 | 0 | 0 | 0 | 0 | 0 | 0 | 0 | 0 | 0 | 0 | 0 | 0 | 0 | 0 | 0 | 0 | 0
Commercial_Other Health_New_Miscellaneous_Natural Gas_Pool Heater_E4_Codes & Standards Forecast | Commercial | Other Health | New | Miscellaneous | Natural Gas | Pool Heater | E4 |  | Codes & Standards Forecast | 0 | 0 | 0 | 0 | 0 | 0 | 0 | 0 | 0 | 0 | 0 | 0 | 0 | 0 | 0 | 0 | 0 | 0 | 0 | 0 | 0 | 0 | 0 | 0 | 0 | 0 | 0 | 0 | 0 | 0 | 0 | 0 | 0
Commercial_Other Health_New_Miscellaneous_Natural Gas_Pool Heater_E5_Codes & Standards Forecast | Commercial | Other Health | New | Miscellaneous | Natural Gas | Pool Heater | E5 |  | Codes & Standards Forecast | 0 | 0 | 0 | 0 | 0 | 0 | 0 | 0 | 0 | 0 | 0 | 0 | 0 | 0 | 0 | 0 | 0 | 0 | 0 | 0 | 0 | 0 | 0 | 0 | 0 | 0 | 0 | 0 | 0 | 0 | 0 | 0 | 0
Commercial_Other Health_New_Miscellaneous_Natural Gas_Pool Heater_E6_Codes & Standards Forecast | Commercial | Other Health | New | Miscellaneous | Natural Gas | Pool Heater | E6 |  | Codes & Standards Forecast | 0 | 0 | 0 | 0 | 0 | 0 | 0 | 0 | 0 | 0 | 0 | 0 | 0 | 0 | 0 | 0 | 0 | 0 | 0 | 0 | 0 | 0 | 0 | 0 | 0 | 0 | 0 | 0 | 0 | 0 | 0 | 0 | 0
Commercial_Other Health_New_Miscellaneous_Natural Gas_Pool Heater_E7_Codes & Standards Forecast | Commercial | Other Health | New | Miscellaneous | Natural Gas | Pool Heater | E7 |  | Codes & Standards Forecast | 0 | 0 | 0 | 0 | 0 | 0 | 0 | 0 | 0 | 0 | 0 | 0 | 0 | 0 | 0 | 0 | 0 | 0 | 0 | 0 | 0 | 0 | 0 | 0 | 0 | 0 | 0 | 0 | 0 | 0 | 0 | 0 | 0
Commercial_Other Health_New_Miscellaneous_Natural Gas_Pool Heater_E8_Codes & Standards Forecast | Commercial | Other Health | New | Miscellaneous | Natural Gas | Pool Heater | E8 |  | Codes & Standards Forecast | 0 | 0 | 0 | 0 | 0 | 0 | 0 | 0 | 0 | 0 | 0 | 0 | 0 | 0 | 0 | 0 | 0 | 0 | 0 | 0 | 0 | 0 | 0 | 0 | 0 | 0 | 0 | 0 | 0 | 0 | 0 | 0 | 0
Commercial_Other Health_New_Miscellaneous_Natural Gas_Pool Heater_E9_Codes & Standards Forecast | Commercial | Other Health | New | Miscellaneous | Natural Gas | Pool Heater | E9 |  | Codes & Standards Forecast | 0 | 0 | 0 | 0 | 0 | 0 | 0 | 0 | 0 | 0 | 0 | 0 | 0 | 0 | 0 | 0 | 0 | 0 | 0 | 0 | 0 | 0 | 0 | 0 | 0 | 0 | 0 | 0 | 0 | 0 | 0 | 0 | 0
Commercial_Other Health_New_Miscellaneous_Natural Gas_Pool Heater_E10_Codes & Standards Forecast | Commercial | Other Health | New | Miscellaneous | Natural Gas | Pool Heater | E10 |  | Codes & Standards Forecast | 0 | 0 | 0 | 0 | 0 | 0 | 0 | 0 | 0 | 0 | 0 | 0 | 0 | 0 | 0 | 0 | 0 | 0 | 0 | 0 | 0 | 0 | 0 | 0 | 0 | 0 | 0 | 0 | 0 | 0 | 0 | 0 | 0
Commercial_Other Health_New_Miscellaneous_Natural Gas_Miscellaneous_E1_Codes & Standards Forecast | Commercial | Other Health | New | Miscellaneous | Natural Gas | Miscellaneous | E1 |  | Codes & Standards Forecast | 0 | 13378.6738 | 64530.3123 | 41239.3892 | 51219.0584 | 61673.0389 | 66268.7655 | 64545.4556 | 69830.2502 | 76567.7052 | 81948.1204 | 90246.1787 | 108918.2762 | 104001.7011 | 111247.044 | 120076.5703 | 125601.6322 | 128291.4741 | 133075.8224 | 138520.4159 | 144333.3099 | 151639.0559 | 161539.7892 | 163965.4397 | 170705.3021 | 178093.6725 | 183873.5989 | 188851.819 | 194947.0216 | 201122.1241 | 207471.2931 | 213978.4434 | 196441.7881
Commercial_Other Health_New_Miscellaneous_Natural Gas_Miscellaneous_E2_Codes & Standards Forecast | Commercial | Other Health | New | Miscellaneous | Natural Gas | Miscellaneous | E2 |  | Codes & Standards Forecast | 0 | 0 | 0 | 0 | 0 | 0 | 0 | 0 | 0 | 0 | 0 | 0 | 0 | 0 | 0 | 0 | 0 | 0 | 0 | 0 | 0 | 0 | 0 | 0 | 0 | 0 | 0 | 0 | 0 | 0 | 0 | 0 | 0
Commercial_Other Health_New_Miscellaneous_Natural Gas_Miscellaneous_E3_Codes & Standards Forecast | Commercial | Other Health | New | Miscellaneous | Natural Gas | Miscellaneous | E3 |  | Codes & Standards Forecast | 0 | 0 | 0 | 0 | 0 | 0 | 0 | 0 | 0 | 0 | 0 | 0 | 0 | 0 | 0 | 0 | 0 | 0 | 0 | 0 | 0 | 0 | 0 | 0 | 0 | 0 | 0 | 0 | 0 | 0 | 0 | 0 | 0
Commercial_Other Health_New_Miscellaneous_Natural Gas_Miscellaneous_E4_Codes & Standards Forecast | Commercial | Other Health | New | Miscellaneous | Natural Gas | Miscellaneous | E4 |  | Codes & Standards Forecast | 0 | 0 | 0 | 0 | 0 | 0 | 0 | 0 | 0 | 0 | 0 | 0 | 0 | 0 | 0 | 0 | 0 | 0 | 0 | 0 | 0 | 0 | 0 | 0 | 0 | 0 | 0 | 0 | 0 | 0 | 0 | 0 | 0
Commercial_Other Health_New_Miscellaneous_Natural Gas_Miscellaneous_E5_Codes & Standards Forecast | Commercial | Other Health | New | Miscellaneous | Natural Gas | Miscellaneous | E5 |  | Codes & Standards Forecast | 0 | 0 | 0 | 0 | 0 | 0 | 0 | 0 | 0 | 0 | 0 | 0 | 0 | 0 | 0 | 0 | 0 | 0 | 0 | 0 | 0 | 0 | 0 | 0 | 0 | 0 | 0 | 0 | 0 | 0 | 0 | 0 | 0
Commercial_Other Health_New_Miscellaneous_Natural Gas_Miscellaneous_E6_Codes & Standards Forecast | Commercial | Other Health | New | Miscellaneous | Natural Gas | Miscellaneous | E6 |  | Codes & Standards Forecast | 0 | 0 | 0 | 0 | 0 | 0 | 0 | 0 | 0 | 0 | 0 | 0 | 0 | 0 | 0 | 0 | 0 | 0 | 0 | 0 | 0 | 0 | 0 | 0 | 0 | 0 | 0 | 0 | 0 | 0 | 0 | 0 | 0
Commercial_Other Health_New_Miscellaneous_Natural Gas_Miscellaneous_E7_Codes & Standards Forecast | Commercial | Other Health | New | Miscellaneous | Natural Gas | Miscellaneous | E7 |  | Codes & Standards Forecast | 0 | 0 | 0 | 0 | 0 | 0 | 0 | 0 | 0 | 0 | 0 | 0 | 0 | 0 | 0 | 0 | 0 | 0 | 0 | 0 | 0 | 0 | 0 | 0 | 0 | 0 | 0 | 0 | 0 | 0 | 0 | 0 | 0
Commercial_Other Health_New_Miscellaneous_Natural Gas_Miscellaneous_E8_Codes & Standards Forecast | Commercial | Other Health | New | Miscellaneous | Natural Gas | Miscellaneous | E8 |  | Codes & Standards Forecast | 0 | 0 | 0 | 0 | 0 | 0 | 0 | 0 | 0 | 0 | 0 | 0 | 0 | 0 | 0 | 0 | 0 | 0 | 0 | 0 | 0 | 0 | 0 | 0 | 0 | 0 | 0 | 0 | 0 | 0 | 0 | 0 | 0
Commercial_Other Health_New_Miscellaneous_Natural Gas_Miscellaneous_E9_Codes & Standards Forecast | Commercial | Other Health | New | Miscellaneous | Natural Gas | Miscellaneous | E9 |  | Codes & Standards Forecast | 0 | 0 | 0 | 0 | 0 | 0 | 0 | 0 | 0 | 0 | 0 | 0 | 0 | 0 | 0 | 0 | 0 | 0 | 0 | 0 | 0 | 0 | 0 | 0 | 0 | 0 | 0 | 0 | 0 | 0 | 0 | 0 | 0
Commercial_Other Health_New_Miscellaneous_Natural Gas_Miscellaneous_E10_Codes & Standards Forecast | Commercial | Other Health | New | Miscellaneous | Natural Gas | Miscellaneous | E10 |  | Codes & Standards Forecast | 0 | 0 | 0 | 0 | 0 | 0 | 0 | 0 | 0 | 0 | 0 | 0 | 0 | 0 | 0 | 0 | 0 | 0 | 0 | 0 | 0 | 0 | 0 | 0 | 0 | 0 | 0 | 0 | 0 | 0 | 0 | 0 | 0
Commercial_Lodging_Existing_Space Heating_Natural Gas_Furnace_E1_Codes & Standards Forecast | Commercial | Lodging | Existing | Space Heating | Natural Gas | Furnace | E1 |  | Codes & Standards Forecast | 0 | 4072.8143 | 4415.6266 | 4721.8013 | 9718.531 | 0 | 0 | 0 | 0 | 0 | 0 | 0 | 0 | 0 | 0 | 0 | 0 | 0 | 0 | 0 | 0 | 0 | 0 | 0 | 0 | 0 | 0 | 0 | 0 | 0 | 0 | 0 | 0
Commercial_Lodging_Existing_Space Heating_Natural Gas_Furnace_E2_Codes & Standards Forecast | Commercial | Lodging | Existing | Space Heating | Natural Gas | Furnace | E2 |  | Codes & Standards Forecast | 0 | 0 | 0 | 0 | 0 | 0 | 0 | 0 | 0 | 0 | 0 | 0 | 0 | 0 | 0 | 0 | 0 | 0 | 0 | 0 | 0 | 0 | 0 | 0 | 0 | 0 | 0 | 0 | 0 | 0 | 0 | 0 | 0
Commercial_Lodging_Existing_Space Heating_Natural Gas_Furnace_E3_Codes & Standards Forecast | Commercial | Lodging | Existing | Space Heating | Natural Gas | Furnace | E3 |  | Codes & Standards Forecast | 0 | 0 | 0 | 0 | 0 | 5299.6813 | 5548.1194 | 5776.6509 | 5986.129 | 6177.7617 | 6352.8197 | 6512.6835 | 6658.6529 | 6791.8745 | 6913.284 | 7023.8068 | 7124.2357 | 7215.5448 | 7298.6813 | 7024.2982 | 6797.975 | 6613.5428 | 6813.0288 | 6669.5816 | 6555.8675 | 6468.0238 | 6402.5843 | 6356.4818 | 6326.9575 | 6311.5839 | 6308.1748 | 6314.8534 | 10233.4053
Commercial_Lodging_Existing_Space Heating_Natural Gas_Furnace_E4_Codes & Standards Forecast | Commercial | Lodging | Existing | Space Heating | Natural Gas | Furnace | E4 |  | Codes & Standards Forecast | 0 | 0 | 0 | 0 | 0 | 0 | 0 | 0 | 0 | 0 | 0 | 0 | 0 | 0 | 0 | 0 | 0 | 0 | 0 | 0 | 0 | 0 | 0 | 0 | 0 | 0 | 0 | 0 | 0 | 0 | 0 | 0 | 0
Commercial_Lodging_Existing_Space Heating_Natural Gas_Furnace_E5_Codes & Standards Forecast | Commercial | Lodging | Existing | Space Heating | Natural Gas | Furnace | E5 |  | Codes & Standards Forecast | 0 | 0 | 0 | 0 | 0 | 0 | 0 | 0 | 0 | 0 | 0 | 0 | 0 | 0 | 0 | 0 | 0 | 0 | 0 | 0 | 0 | 0 | 0 | 0 | 0 | 0 | 0 | 0 | 0 | 0 | 0 | 0 | 0
Commercial_Lodging_Existing_Space Heating_Natural Gas_Furnace_E6_Codes & Standards Forecast | Commercial | Lodging | Existing | Space Heating | Natural Gas | Furnace | E6 |  | Codes & Standards Forecast | 0 | 0 | 0 | 0 | 0 | 0 | 0 | 0 | 0 | 0 | 0 | 0 | 0 | 0 | 0 | 0 | 0 | 0 | 0 | 0 | 0 | 0 | 0 | 0 | 0 | 0 | 0 | 0 | 0 | 0 | 0 | 0 | 0
Commercial_Lodging_Existing_Space Heating_Natural Gas_Furnace_E7_Codes & Standards Forecast | Commercial | Lodging | Existing | Space Heating | Natural Gas | Furnace | E7 |  | Codes & Standards Forecast | 0 | 0 | 0 | 0 | 0 | 0 | 0 | 0 | 0 | 0 | 0 | 0 | 0 | 0 | 0 | 0 | 0 | 0 | 0 | 0 | 0 | 0 | 0 | 0 | 0 | 0 | 0 | 0 | 0 | 0 | 0 | 0 | 0
Commercial_Lodging_Existing_Space Heating_Natural Gas_Furnace_E8_Codes & Standards Forecast | Commercial | Lodging | Existing | Space Heating | Natural Gas | Furnace | E8 |  | Codes & Standards Forecast | 0 | 0 | 0 | 0 | 0 | 0 | 0 | 0 | 0 | 0 | 0 | 0 | 0 | 0 | 0 | 0 | 0 | 0 | 0 | 0 | 0 | 0 | 0 | 0 | 0 | 0 | 0 | 0 | 0 | 0 | 0 | 0 | 0
Commercial_Lodging_Existing_Space Heating_Natural Gas_Furnace_E9_Codes & Standards Forecast | Commercial | Lodging | Existing | Space Heating | Natural Gas | Furnace | E9 |  | Codes & Standards Forecast | 0 | 0 | 0 | 0 | 0 | 0 | 0 | 0 | 0 | 0 | 0 | 0 | 0 | 0 | 0 | 0 | 0 | 0 | 0 | 0 | 0 | 0 | 0 | 0 | 0 | 0 | 0 | 0 | 0 | 0 | 0 | 0 | 0
Commercial_Lodging_Existing_Space Heating_Natural Gas_Furnace_E10_Codes & Standards Forecast | Commercial | Lodging | Existing | Space Heating | Natural Gas | Furnace | E10 |  | Codes & Standards Forecast | 0 | 0 | 0 | 0 | 0 | 0 | 0 | 0 | 0 | 0 | 0 | 0 | 0 | 0 | 0 | 0 | 0 | 0 | 0 | 0 | 0 | 0 | 0 | 0 | 0 | 0 | 0 | 0 | 0 | 0 | 0 | 0 | 0
Commercial_Lodging_Existing_Space Heating_Natural Gas_Boiler_E1_Codes & Standards Forecast | Commercial | Lodging | Existing | Space Heating | Natural Gas | Boiler | E1 |  | Codes & Standards Forecast | 0 | 2595.0541 | 2813.482 | 3008.5658 | 6452.0925 | 0 | 0 | 0 | 0 | 0 | 0 | 0 | 0 | 0 | 0 | 0 | 0 | 0 | 0 | 0 | 0 | 0 | 0 | 0 | 0 | 0 | 0 | 0 | 0 | 0 | 0 | 0 | 0
Commercial_Lodging_Existing_Space Heating_Natural Gas_Boiler_E2_Codes & Standards Forecast | Commercial | Lodging | Existing | Space Heating | Natural Gas | Boiler | E2 |  | Codes & Standards Forecast | 0 | 0 | 0 | 0 | 0 | 0 | 0 | 0 | 0 | 0 | 0 | 0 | 0 | 0 | 0 | 0 | 0 | 0 | 0 | 0 | 0 | 0 | 0 | 0 | 0 | 0 | 0 | 0 | 0 | 0 | 0 | 0 | 0
Commercial_Lodging_Existing_Space Heating_Natural Gas_Boiler_E3_Codes & Standards Forecast | Commercial | Lodging | Existing | Space Heating | Natural Gas | Boiler | E3 |  | Codes & Standards Forecast | 0 | 0 | 0 | 0 | 0 | 3376.7706 | 3535.0666 | 3680.6788 | 3814.1509 | 3936.2525 | 4047.7933 | 4149.6529 | 4242.6595 | 4327.5436 | 4404.9015 | 4475.3227 | 4539.3125 | 4597.4914 | 4650.4631 | 4698.6908 | 4742.4395 | 4559.7128 | 4407.9772 | 4283.4074 | 4422.2325 | 4323.2815 | 4243.8536 | 4181.4361 | 4133.7669 | 4098.8457 | 4074.871 | 4060.2801 | 5896.296
Commercial_Lodging_Existing_Space Heating_Natural Gas_Boiler_E4_Codes & Standards Forecast | Commercial | Lodging | Existing | Space Heating | Natural Gas | Boiler | E4 |  | Codes & Standards Forecast | 0 | 0 | 0 | 0 | 0 | 0 | 0 | 0 | 0 | 0 | 0 | 0 | 0 | 0 | 0 | 0 | 0 | 0 | 0 | 0 | 0 | 0 | 0 | 0 | 0 | 0 | 0 | 0 | 0 | 0 | 0 | 0 | 0
Commercial_Lodging_Existing_Space Heating_Natural Gas_Boiler_E5_Codes & Standards Forecast | Commercial | Lodging | Existing | Space Heating | Natural Gas | Boiler | E5 |  | Codes & Standards Forecast | 0 | 0 | 0 | 0 | 0 | 0 | 0 | 0 | 0 | 0 | 0 | 0 | 0 | 0 | 0 | 0 | 0 | 0 | 0 | 0 | 0 | 0 | 0 | 0 | 0 | 0 | 0 | 0 | 0 | 0 | 0 | 0 | 0
Commercial_Lodging_Existing_Space Heating_Natural Gas_Boiler_E6_Codes & Standards Forecast | Commercial | Lodging | Existing | Space Heating | Natural Gas | Boiler | E6 |  | Codes & Standards Forecast | 0 | 0 | 0 | 0 | 0 | 0 | 0 | 0 | 0 | 0 | 0 | 0 | 0 | 0 | 0 | 0 | 0 | 0 | 0 | 0 | 0 | 0 | 0 | 0 | 0 | 0 | 0 | 0 | 0 | 0 | 0 | 0 | 0
Commercial_Lodging_Existing_Space Heating_Natural Gas_Boiler_E7_Codes & Standards Forecast | Commercial | Lodging | Existing | Space Heating | Natural Gas | Boiler | E7 |  | Codes & Standards Forecast | 0 | 0 | 0 | 0 | 0 | 0 | 0 | 0 | 0 | 0 | 0 | 0 | 0 | 0 | 0 | 0 | 0 | 0 | 0 | 0 | 0 | 0 | 0 | 0 | 0 | 0 | 0 | 0 | 0 | 0 | 0 | 0 | 0
Commercial_Lodging_Existing_Space Heating_Natural Gas_Boiler_E8_Codes & Standards Forecast | Commercial | Lodging | Existing | Space Heating | Natural Gas | Boiler | E8 |  | Codes & Standards Forecast | 0 | 0 | 0 | 0 | 0 | 0 | 0 | 0 | 0 | 0 | 0 | 0 | 0 | 0 | 0 | 0 | 0 | 0 | 0 | 0 | 0 | 0 | 0 | 0 | 0 | 0 | 0 | 0 | 0 | 0 | 0 | 0 | 0
Commercial_Lodging_Existing_Space Heating_Natural Gas_Boiler_E9_Codes & Standards Forecast | Commercial | Lodging | Existing | Space Heating | Natural Gas | Boiler | E9 |  | Codes & Standards Forecast | 0 | 0 | 0 | 0 | 0 | 0 | 0 | 0 | 0 | 0 | 0 | 0 | 0 | 0 | 0 | 0 | 0 | 0 | 0 | 0 | 0 | 0 | 0 | 0 | 0 | 0 | 0 | 0 | 0 | 0 | 0 | 0 | 0
Commercial_Lodging_Existing_Space Heating_Natural Gas_Boiler_E10_Codes & Standards Forecast | Commercial | Lodging | Existing | Space Heating | Natural Gas | Boiler | E10 |  | Codes & Standards Forecast | 0 | 0 | 0 | 0 | 0 | 0 | 0 | 0 | 0 | 0 | 0 | 0 | 0 | 0 | 0 | 0 | 0 | 0 | 0 | 0 | 0 | 0 | 0 | 0 | 0 | 0 | 0 | 0 | 0 | 0 | 0 | 0 | 0
Commercial_Lodging_Existing_Space Heating_Natural Gas_Unit Heater_E1_Codes & Standards Forecast | Commercial | Lodging | Existing | Space Heating | Natural Gas | Unit Heater | E1 |  | Codes & Standards Forecast | 0 | 335.7069 | 397.6073 | 449.3298 | 712.9319 | 0 | 0 | 0 | 0 | 0 | 0 | 0 | 0 | 0 | 0 | 0 | 0 | 0 | 0 | 0 | 0 | 0 | 0 | 0 | 0 | 0 | 0 | 0 | 0 | 0 | 0 | 0 | 0
Commercial_Lodging_Existing_Space Heating_Natural Gas_Unit Heater_E2_Codes & Standards Forecast | Commercial | Lodging | Existing | Space Heating | Natural Gas | Unit Heater | E2 |  | Codes & Standards Forecast | 0 | 0 | 0 | 0 | 0 | 534.1529 | 566.8354 | 594.6581 | 618.2615 | 638.2284 | 655.0713 | 607.0027 | 574.6712 | 554.5018 | 573.9707 | 565.6836 | 563.1894 | 564.9677 | 663.6847 | 674.951 | 684.3991 | 744.6116 | 667.7158 | 658.4259 | 651.8161 | 643.8137 | 635.603 | 627.9591 | 616.9681 | 613.5296 | 615.2926 | 636.3617 | 759.7699
Commercial_Lodging_Existing_Space Heating_Natural Gas_Unit Heater_E3_Codes & Standards Forecast | Commercial | Lodging | Existing | Space Heating | Natural Gas | Unit Heater | E3 |  | Codes & Standards Forecast | 0 | 0 | 0 | 0 | 0 | 0 | 0 | 0 | 0 | 0 | 0 | 0 | 0 | 0 | 0 | 0 | 0 | 0 | 0 | 0 | 0 | 0 | 0 | 0 | 0 | 0 | 0 | 0 | 0 | 0 | 0 | 0 | 0
Commercial_Lodging_Existing_Space Heating_Natural Gas_Unit Heater_E4_Codes & Standards Forecast | Commercial | Lodging | Existing | Space Heating | Natural Gas | Unit Heater | E4 |  | Codes & Standards Forecast | 0 | 0 | 0 | 0 | 0 | 0 | 0 | 0 | 0 | 0 | 0 | 0 | 0 | 0 | 0 | 0 | 0 | 0 | 0 | 0 | 0 | 0 | 0 | 0 | 0 | 0 | 0 | 0 | 0 | 0 | 0 | 0 | 0
Commercial_Lodging_Existing_Space Heating_Natural Gas_Unit Heater_E5_Codes & Standards Forecast | Commercial | Lodging | Existing | Space Heating | Natural Gas | Unit Heater | E5 |  | Codes & Standards Forecast | 0 | 0 | 0 | 0 | 0 | 0 | 0 | 0 | 0 | 0 | 0 | 0 | 0 | 0 | 0 | 0 | 0 | 0 | 0 | 0 | 0 | 0 | 0 | 0 | 0 | 0 | 0 | 0 | 0 | 0 | 0 | 0 | 0
Commercial_Lodging_Existing_Space Heating_Natural Gas_Unit Heater_E6_Codes & Standards Forecast | Commercial | Lodging | Existing | Space Heating | Natural Gas | Unit Heater | E6 |  | Codes & Standards Forecast | 0 | 0 | 0 | 0 | 0 | 0 | 0 | 0 | 0 | 0 | 0 | 0 | 0 | 0 | 0 | 0 | 0 | 0 | 0 | 0 | 0 | 0 | 0 | 0 | 0 | 0 | 0 | 0 | 0 | 0 | 0 | 0 | 0
Commercial_Lodging_Existing_Space Heating_Natural Gas_Unit Heater_E7_Codes & Standards Forecast | Commercial | Lodging | Existing | Space Heating | Natural Gas | Unit Heater | E7 |  | Codes & Standards Forecast | 0 | 0 | 0 | 0 | 0 | 0 | 0 | 0 | 0 | 0 | 0 | 0 | 0 | 0 | 0 | 0 | 0 | 0 | 0 | 0 | 0 | 0 | 0 | 0 | 0 | 0 | 0 | 0 | 0 | 0 | 0 | 0 | 0
Commercial_Lodging_Existing_Space Heating_Natural Gas_Unit Heater_E8_Codes & Standards Forecast | Commercial | Lodging | Existing | Space Heating | Natural Gas | Unit Heater | E8 |  | Codes & Standards Forecast | 0 | 0 | 0 | 0 | 0 | 0 | 0 | 0 | 0 | 0 | 0 | 0 | 0 | 0 | 0 | 0 | 0 | 0 | 0 | 0 | 0 | 0 | 0 | 0 | 0 | 0 | 0 | 0 | 0 | 0 | 0 | 0 | 0
Commercial_Lodging_Existing_Space Heating_Natural Gas_Unit Heater_E9_Codes & Standards Forecast | Commercial | Lodging | Existing | Space Heating | Natural Gas | Unit Heater | E9 |  | Codes & Standards Forecast | 0 | 0 | 0 | 0 | 0 | 0 | 0 | 0 | 0 | 0 | 0 | 0 | 0 | 0 | 0 | 0 | 0 | 0 | 0 | 0 | 0 | 0 | 0 | 0 | 0 | 0 | 0 | 0 | 0 | 0 | 0 | 0 | 0
Commercial_Lodging_Existing_Space Heating_Natural Gas_Unit Heater_E10_Codes & Standards Forecast | Commercial | Lodging | Existing | Space Heating | Natural Gas | Unit Heater | E10 |  | Codes & Standards Forecast | 0 | 0 | 0 | 0 | 0 | 0 | 0 | 0 | 0 | 0 | 0 | 0 | 0 | 0 | 0 | 0 | 0 | 0 | 0 | 0 | 0 | 0 | 0 | 0 | 0 | 0 | 0 | 0 | 0 | 0 | 0 | 0 | 0
Commercial_Lodging_Existing_Water Heating_Natural Gas_Water Heater_E1_Codes & Standards Forecast | Commercial | Lodging | Existing | Water Heating | Natural Gas | Water Heater | E1 |  | Codes & Standards Forecast | 0 | 19970.0249 | 25828.2731 | 30406.6467 | 45731.2439 | 37130.3184 | 39455.9278 | 41298.1897 | 42750.712 | 43890.3525 | 38935.1561 | 36137.4768 | 34825.0905 | 36770.7736 | 36642.3034 | 42053.0555 | 43193.9122 | 44085.8308 | 47715.0761 | 43585.2478 | 42514.1909 | 41278.0833 | 40574.5846 | 39908.5806 | 38886.9338 | 38842.6212 | 39359.2541 | 41314.0148 | 41534.0822 | 42910.0088 | 42678.2732 | 42290.5798 | 49149.7549
Commercial_Lodging_Existing_Water Heating_Natural Gas_Water Heater_E2_Codes & Standards Forecast | Commercial | Lodging | Existing | Water Heating | Natural Gas | Water Heater | E2 |  | Codes & Standards Forecast | 0 | 0 | 0 | 0 | 0 | 0 | 0 | 0 | 0 | 0 | 0 | 0 | 0 | 0 | 0 | 0 | 0 | 0 | 0 | 0 | 0 | 0 | 0 | 0 | 0 | 0 | 0 | 0 | 0 | 0 | 0 | 0 | 0
Commercial_Lodging_Existing_Water Heating_Natural Gas_Water Heater_E3_Codes & Standards Forecast | Commercial | Lodging | Existing | Water Heating | Natural Gas | Water Heater | E3 |  | Codes & Standards Forecast | 0 | 0 | 0 | 0 | 0 | 0 | 0 | 0 | 0 | 0 | 0 | 0 | 0 | 0 | 0 | 0 | 0 | 0 | 0 | 0 | 0 | 0 | 0 | 0 | 0 | 0 | 0 | 0 | 0 | 0 | 0 | 0 | 0
Commercial_Lodging_Existing_Water Heating_Natural Gas_Water Heater_E4_Codes & Standards Forecast | Commercial | Lodging | Existing | Water Heating | Natural Gas | Water Heater | E4 |  | Codes & Standards Forecast | 0 | 0 | 0 | 0 | 0 | 0 | 0 | 0 | 0 | 0 | 0 | 0 | 0 | 0 | 0 | 0 | 0 | 0 | 0 | 0 | 0 | 0 | 0 | 0 | 0 | 0 | 0 | 0 | 0 | 0 | 0 | 0 | 0
Commercial_Lodging_Existing_Water Heating_Natural Gas_Water Heater_E5_Codes & Standards Forecast | Commercial | Lodging | Existing | Water Heating | Natural Gas | Water Heater | E5 |  | Codes & Standards Forecast | 0 | 0 | 0 | 0 | 0 | 0 | 0 | 0 | 0 | 0 | 0 | 0 | 0 | 0 | 0 | 0 | 0 | 0 | 0 | 0 | 0 | 0 | 0 | 0 | 0 | 0 | 0 | 0 | 0 | 0 | 0 | 0 | 0
Commercial_Lodging_Existing_Water Heating_Natural Gas_Water Heater_E6_Codes & Standards Forecast | Commercial | Lodging | Existing | Water Heating | Natural Gas | Water Heater | E6 |  | Codes & Standards Forecast | 0 | 0 | 0 | 0 | 0 | 0 | 0 | 0 | 0 | 0 | 0 | 0 | 0 | 0 | 0 | 0 | 0 | 0 | 0 | 0 | 0 | 0 | 0 | 0 | 0 | 0 | 0 | 0 | 0 | 0 | 0 | 0 | 0
Commercial_Lodging_Existing_Water Heating_Natural Gas_Water Heater_E7_Codes & Standards Forecast | Commercial | Lodging | Existing | Water Heating | Natural Gas | Water Heater | E7 |  | Codes & Standards Forecast | 0 | 0 | 0 | 0 | 0 | 0 | 0 | 0 | 0 | 0 | 0 | 0 | 0 | 0 | 0 | 0 | 0 | 0 | 0 | 0 | 0 | 0 | 0 | 0 | 0 | 0 | 0 | 0 | 0 | 0 | 0 | 0 | 0
Commercial_Lodging_Existing_Water Heating_Natural Gas_Water Heater_E8_Codes & Standards Forecast | Commercial | Lodging | Existing | Water Heating | Natural Gas | Water Heater | E8 |  | Codes & Standards Forecast | 0 | 0 | 0 | 0 | 0 | 0 | 0 | 0 | 0 | 0 | 0 | 0 | 0 | 0 | 0 | 0 | 0 | 0 | 0 | 0 | 0 | 0 | 0 | 0 | 0 | 0 | 0 | 0 | 0 | 0 | 0 | 0 | 0
Commercial_Lodging_Existing_Water Heating_Natural Gas_Water Heater_E9_Codes & Standards Forecast | Commercial | Lodging | Existing | Water Heating | Natural Gas | Water Heater | E9 |  | Codes & Standards Forecast | 0 | 0 | 0 | 0 | 0 | 0 | 0 | 0 | 0 | 0 | 0 | 0 | 0 | 0 | 0 | 0 | 0 | 0 | 0 | 0 | 0 | 0 | 0 | 0 | 0 | 0 | 0 | 0 | 0 | 0 | 0 | 0 | 0
Commercial_Lodging_Existing_Water Heating_Natural Gas_Water Heater_E10_Codes & Standards Forecast | Commercial | Lodging | Existing | Water Heating | Natural Gas | Water Heater | E10 |  | Codes & Standards Forecast | 0 | 0 | 0 | 0 | 0 | 0 | 0 | 0 | 0 | 0 | 0 | 0 | 0 | 0 | 0 | 0 | 0 | 0 | 0 | 0 | 0 | 0 | 0 | 0 | 0 | 0 | 0 | 0 | 0 | 0 | 0 | 0 | 0
Commercial_Lodging_Existing_Food Preparation_Natural Gas_Oven_E1_Codes & Standards Forecast | Commercial | Lodging | Existing | Food Preparation | Natural Gas | Oven | E1 |  | Codes & Standards Forecast | 0 | 3707.5377 | 3995.9597 | 4225.7167 | 5979.5721 | 4602.2282 | 4737.8503 | 4849.5542 | 4940.8253 | 5014.8815 | 4773.1283 | 4620.9498 | 4534.7851 | 4748.3898 | 4701.4503 | 4684.866 | 5686.3294 | 5620.2085 | 5563.6745 | 5882.6697 | 5280.8808 | 5174.3049 | 5113.9647 | 5050.5198 | 4990.3694 | 5018.8408 | 5055.7746 | 5094.9348 | 5260.7178 | 5229.4341 | 5193.9769 | 5430.2074 | 6209.3844
Commercial_Lodging_Existing_Food Preparation_Natural Gas_Oven_E2_Codes & Standards Forecast | Commercial | Lodging | Existing | Food Preparation | Natural Gas | Oven | E2 |  | Codes & Standards Forecast | 0 | 0 | 0 | 0 | 0 | 0 | 0 | 0 | 0 | 0 | 0 | 0 | 0 | 0 | 0 | 0 | 0 | 0 | 0 | 0 | 0 | 0 | 0 | 0 | 0 | 0 | 0 | 0 | 0 | 0 | 0 | 0 | 0
Commercial_Lodging_Existing_Food Preparation_Natural Gas_Oven_E3_Codes & Standards Forecast | Commercial | Lodging | Existing | Food Preparation | Natural Gas | Oven | E3 |  | Codes & Standards Forecast | 0 | 0 | 0 | 0 | 0 | 0 | 0 | 0 | 0 | 0 | 0 | 0 | 0 | 0 | 0 | 0 | 0 | 0 | 0 | 0 | 0 | 0 | 0 | 0 | 0 | 0 | 0 | 0 | 0 | 0 | 0 | 0 | 0
Commercial_Lodging_Existing_Food Preparation_Natural Gas_Oven_E4_Codes & Standards Forecast | Commercial | Lodging | Existing | Food Preparation | Natural Gas | Oven | E4 |  | Codes & Standards Forecast | 0 | 0 | 0 | 0 | 0 | 0 | 0 | 0 | 0 | 0 | 0 | 0 | 0 | 0 | 0 | 0 | 0 | 0 | 0 | 0 | 0 | 0 | 0 | 0 | 0 | 0 | 0 | 0 | 0 | 0 | 0 | 0 | 0
Commercial_Lodging_Existing_Food Preparation_Natural Gas_Oven_E5_Codes & Standards Forecast | Commercial | Lodging | Existing | Food Preparation | Natural Gas | Oven | E5 |  | Codes & Standards Forecast | 0 | 0 | 0 | 0 | 0 | 0 | 0 | 0 | 0 | 0 | 0 | 0 | 0 | 0 | 0 | 0 | 0 | 0 | 0 | 0 | 0 | 0 | 0 | 0 | 0 | 0 | 0 | 0 | 0 | 0 | 0 | 0 | 0
Commercial_Lodging_Existing_Food Preparation_Natural Gas_Oven_E6_Codes & Standards Forecast | Commercial | Lodging | Existing | Food Preparation | Natural Gas | Oven | E6 |  | Codes & Standards Forecast | 0 | 0 | 0 | 0 | 0 | 0 | 0 | 0 | 0 | 0 | 0 | 0 | 0 | 0 | 0 | 0 | 0 | 0 | 0 | 0 | 0 | 0 | 0 | 0 | 0 | 0 | 0 | 0 | 0 | 0 | 0 | 0 | 0
Commercial_Lodging_Existing_Food Preparation_Natural Gas_Oven_E7_Codes & Standards Forecast | Commercial | Lodging | Existing | Food Preparation | Natural Gas | Oven | E7 |  | Codes & Standards Forecast | 0 | 0 | 0 | 0 | 0 | 0 | 0 | 0 | 0 | 0 | 0 | 0 | 0 | 0 | 0 | 0 | 0 | 0 | 0 | 0 | 0 | 0 | 0 | 0 | 0 | 0 | 0 | 0 | 0 | 0 | 0 | 0 | 0
Commercial_Lodging_Existing_Food Preparation_Natural Gas_Oven_E8_Codes & Standards Forecast | Commercial | Lodging | Existing | Food Preparation | Natural Gas | Oven | E8 |  | Codes & Standards Forecast | 0 | 0 | 0 | 0 | 0 | 0 | 0 | 0 | 0 | 0 | 0 | 0 | 0 | 0 | 0 | 0 | 0 | 0 | 0 | 0 | 0 | 0 | 0 | 0 | 0 | 0 | 0 | 0 | 0 | 0 | 0 | 0 | 0
Commercial_Lodging_Existing_Food Preparation_Natural Gas_Oven_E9_Codes & Standards Forecast | Commercial | Lodging | Existing | Food Preparation | Natural Gas | Oven | E9 |  | Codes & Standards Forecast | 0 | 0 | 0 | 0 | 0 | 0 | 0 | 0 | 0 | 0 | 0 | 0 | 0 | 0 | 0 | 0 | 0 | 0 | 0 | 0 | 0 | 0 | 0 | 0 | 0 | 0 | 0 | 0 | 0 | 0 | 0 | 0 | 0
Commercial_Lodging_Existing_Food Preparation_Natural Gas_Oven_E10_Codes & Standards Forecast | Commercial | Lodging | Existing | Food Preparation | Natural Gas | Oven | E10 |  | Codes & Standards Forecast | 0 | 0 | 0 | 0 | 0 | 0 | 0 | 0 | 0 | 0 | 0 | 0 | 0 | 0 | 0 | 0 | 0 | 0 | 0 | 0 | 0 | 0 | 0 | 0 | 0 | 0 | 0 | 0 | 0 | 0 | 0 | 0 | 0
Commercial_Lodging_Existing_Food Preparation_Natural Gas_Conveyor Oven_E1_Codes & Standards Forecast | Commercial | Lodging | Existing | Food Preparation | Natural Gas | Conveyor Oven | E1 |  | Codes & Standards Forecast | 0 | 785.1256 | 1015.4439 | 1195.4436 | 2115.3464 | 1459.7861 | 1551.2179 | 1623.6468 | 1680.753 | 1725.5582 | 1760.5076 | 1787.6074 | 1808.4689 | 1824.3669 | 1836.2879 | 1845.0343 | 1851.2308 | 1628.96 | 1496.4727 | 1426.4736 | 1548.0526 | 1518.5711 | 1708.8286 | 1737.4842 | 1759.5928 | 1969.9549 | 1750.5747 | 1767.7481 | 1780.6908 | 1790.2555 | 1797.1124 | 1801.8115 | 2243.9468
Commercial_Lodging_Existing_Food Preparation_Natural Gas_Conveyor Oven_E2_Codes & Standards Forecast | Commercial | Lodging | Existing | Food Preparation | Natural Gas | Conveyor Oven | E2 |  | Codes & Standards Forecast | 0 | 0 | 0 | 0 | 0 | 0 | 0 | 0 | 0 | 0 | 0 | 0 | 0 | 0 | 0 | 0 | 0 | 0 | 0 | 0 | 0 | 0 | 0 | 0 | 0 | 0 | 0 | 0 | 0 | 0 | 0 | 0 | 0
Commercial_Lodging_Existing_Food Preparation_Natural Gas_Conveyor Oven_E3_Codes & Standards Forecast | Commercial | Lodging | Existing | Food Preparation | Natural Gas | Conveyor Oven | E3 |  | Codes & Standards Forecast | 0 | 0 | 0 | 0 | 0 | 0 | 0 | 0 | 0 | 0 | 0 | 0 | 0 | 0 | 0 | 0 | 0 | 0 | 0 | 0 | 0 | 0 | 0 | 0 | 0 | 0 | 0 | 0 | 0 | 0 | 0 | 0 | 0
Commercial_Lodging_Existing_Food Preparation_Natural Gas_Conveyor Oven_E4_Codes & Standards Forecast | Commercial | Lodging | Existing | Food Preparation | Natural Gas | Conveyor Oven | E4 |  | Codes & Standards Forecast | 0 | 0 | 0 | 0 | 0 | 0 | 0 | 0 | 0 | 0 | 0 | 0 | 0 | 0 | 0 | 0 | 0 | 0 | 0 | 0 | 0 | 0 | 0 | 0 | 0 | 0 | 0 | 0 | 0 | 0 | 0 | 0 | 0
Commercial_Lodging_Existing_Food Preparation_Natural Gas_Conveyor Oven_E5_Codes & Standards Forecast | Commercial | Lodging | Existing | Food Preparation | Natural Gas | Conveyor Oven | E5 |  | Codes & Standards Forecast | 0 | 0 | 0 | 0 | 0 | 0 | 0 | 0 | 0 | 0 | 0 | 0 | 0 | 0 | 0 | 0 | 0 | 0 | 0 | 0 | 0 | 0 | 0 | 0 | 0 | 0 | 0 | 0 | 0 | 0 | 0 | 0 | 0
Commercial_Lodging_Existing_Food Preparation_Natural Gas_Conveyor Oven_E6_Codes & Standards Forecast | Commercial | Lodging | Existing | Food Preparation | Natural Gas | Conveyor Oven | E6 |  | Codes & Standards Forecast | 0 | 0 | 0 | 0 | 0 | 0 | 0 | 0 | 0 | 0 | 0 | 0 | 0 | 0 | 0 | 0 | 0 | 0 | 0 | 0 | 0 | 0 | 0 | 0 | 0 | 0 | 0 | 0 | 0 | 0 | 0 | 0 | 0
Commercial_Lodging_Existing_Food Preparation_Natural Gas_Conveyor Oven_E7_Codes & Standards Forecast | Commercial | Lodging | Existing | Food Preparation | Natural Gas | Conveyor Oven | E7 |  | Codes & Standards Forecast | 0 | 0 | 0 | 0 | 0 | 0 | 0 | 0 | 0 | 0 | 0 | 0 | 0 | 0 | 0 | 0 | 0 | 0 | 0 | 0 | 0 | 0 | 0 | 0 | 0 | 0 | 0 | 0 | 0 | 0 | 0 | 0 | 0
Commercial_Lodging_Existing_Food Preparation_Natural Gas_Conveyor Oven_E8_Codes & Standards Forecast | Commercial | Lodging | Existing | Food Preparation | Natural Gas | Conveyor Oven | E8 |  | Codes & Standards Forecast | 0 | 0 | 0 | 0 | 0 | 0 | 0 | 0 | 0 | 0 | 0 | 0 | 0 | 0 | 0 | 0 | 0 | 0 | 0 | 0 | 0 | 0 | 0 | 0 | 0 | 0 | 0 | 0 | 0 | 0 | 0 | 0 | 0
Commercial_Lodging_Existing_Food Preparation_Natural Gas_Conveyor Oven_E9_Codes & Standards Forecast | Commercial | Lodging | Existing | Food Preparation | Natural Gas | Conveyor Oven | E9 |  | Codes & Standards Forecast | 0 | 0 | 0 | 0 | 0 | 0 | 0 | 0 | 0 | 0 | 0 | 0 | 0 | 0 | 0 | 0 | 0 | 0 | 0 | 0 | 0 | 0 | 0 | 0 | 0 | 0 | 0 | 0 | 0 | 0 | 0 | 0 | 0
Commercial_Lodging_Existing_Food Preparation_Natural Gas_Conveyor Oven_E10_Codes & Standards Forecast | Commercial | Lodging | Existing | Food Preparation | Natural Gas | Conveyor Oven | E10 |  | Codes & Standards Forecast | 0 | 0 | 0 | 0 | 0 | 0 | 0 | 0 | 0 | 0 | 0 | 0 | 0 | 0 | 0 | 0 | 0 | 0 | 0 | 0 | 0 | 0 | 0 | 0 | 0 | 0 | 0 | 0 | 0 | 0 | 0 | 0 | 0
Commercial_Lodging_Existing_Food Preparation_Natural Gas_Double Rack Oven_E1_Codes & Standards Forecast | Commercial | Lodging | Existing | Food Preparation | Natural Gas | Double Rack Oven | E1 |  | Codes & Standards Forecast | 0 | 1112.2613 | 1438.5455 | 1693.5451 | 2675.5489 | 2068.0303 | 2197.5587 | 2300.1663 | 2381.0668 | 2444.5408 | 2494.0525 | 2532.4438 | 2237.8515 | 2066.9518 | 1981.5989 | 2104.5695 | 2084.3444 | 2374.0481 | 2429.1465 | 2472.2111 | 2701.0092 | 2492.2762 | 2519.5517 | 2476.8244 | 2403.762 | 2324.3293 | 2281.4618 | 2240.478 | 2179.9001 | 2173.5147 | 2198.3871 | 2315.7588 | 2772.4952
Commercial_Lodging_Existing_Food Preparation_Natural Gas_Double Rack Oven_E2_Codes & Standards Forecast | Commercial | Lodging | Existing | Food Preparation | Natural Gas | Double Rack Oven | E2 |  | Codes & Standards Forecast | 0 | 0 | 0 | 0 | 0 | 0 | 0 | 0 | 0 | 0 | 0 | 0 | 0 | 0 | 0 | 0 | 0 | 0 | 0 | 0 | 0 | 0 | 0 | 0 | 0 | 0 | 0 | 0 | 0 | 0 | 0 | 0 | 0
Commercial_Lodging_Existing_Food Preparation_Natural Gas_Double Rack Oven_E3_Codes & Standards Forecast | Commercial | Lodging | Existing | Food Preparation | Natural Gas | Double Rack Oven | E3 |  | Codes & Standards Forecast | 0 | 0 | 0 | 0 | 0 | 0 | 0 | 0 | 0 | 0 | 0 | 0 | 0 | 0 | 0 | 0 | 0 | 0 | 0 | 0 | 0 | 0 | 0 | 0 | 0 | 0 | 0 | 0 | 0 | 0 | 0 | 0 | 0
Commercial_Lodging_Existing_Food Preparation_Natural Gas_Double Rack Oven_E4_Codes & Standards Forecast | Commercial | Lodging | Existing | Food Preparation | Natural Gas | Double Rack Oven | E4 |  | Codes & Standards Forecast | 0 | 0 | 0 | 0 | 0 | 0 | 0 | 0 | 0 | 0 | 0 | 0 | 0 | 0 | 0 | 0 | 0 | 0 | 0 | 0 | 0 | 0 | 0 | 0 | 0 | 0 | 0 | 0 | 0 | 0 | 0 | 0 | 0
Commercial_Lodging_Existing_Food Preparation_Natural Gas_Double Rack Oven_E5_Codes & Standards Forecast | Commercial | Lodging | Existing | Food Preparation | Natural Gas | Double Rack Oven | E5 |  | Codes & Standards Forecast | 0 | 0 | 0 | 0 | 0 | 0 | 0 | 0 | 0 | 0 | 0 | 0 | 0 | 0 | 0 | 0 | 0 | 0 | 0 | 0 | 0 | 0 | 0 | 0 | 0 | 0 | 0 | 0 | 0 | 0 | 0 | 0 | 0
Commercial_Lodging_Existing_Food Preparation_Natural Gas_Double Rack Oven_E6_Codes & Standards Forecast | Commercial | Lodging | Existing | Food Preparation | Natural Gas | Double Rack Oven | E6 |  | Codes & Standards Forecast | 0 | 0 | 0 | 0 | 0 | 0 | 0 | 0 | 0 | 0 | 0 | 0 | 0 | 0 | 0 | 0 | 0 | 0 | 0 | 0 | 0 | 0 | 0 | 0 | 0 | 0 | 0 | 0 | 0 | 0 | 0 | 0 | 0
Commercial_Lodging_Existing_Food Preparation_Natural Gas_Double Rack Oven_E7_Codes & Standards Forecast | Commercial | Lodging | Existing | Food Preparation | Natural Gas | Double Rack Oven | E7 |  | Codes & Standards Forecast | 0 | 0 | 0 | 0 | 0 | 0 | 0 | 0 | 0 | 0 | 0 | 0 | 0 | 0 | 0 | 0 | 0 | 0 | 0 | 0 | 0 | 0 | 0 | 0 | 0 | 0 | 0 | 0 | 0 | 0 | 0 | 0 | 0
Commercial_Lodging_Existing_Food Preparation_Natural Gas_Double Rack Oven_E8_Codes & Standards Forecast | Commercial | Lodging | Existing | Food Preparation | Natural Gas | Double Rack Oven | E8 |  | Codes & Standards Forecast | 0 | 0 | 0 | 0 | 0 | 0 | 0 | 0 | 0 | 0 | 0 | 0 | 0 | 0 | 0 | 0 | 0 | 0 | 0 | 0 | 0 | 0 | 0 | 0 | 0 | 0 | 0 | 0 | 0 | 0 | 0 | 0 | 0
Commercial_Lodging_Existing_Food Preparation_Natural Gas_Double Rack Oven_E9_Codes & Standards Forecast | Commercial | Lodging | Existing | Food Preparation | Natural Gas | Double Rack Oven | E9 |  | Codes & Standards Forecast | 0 | 0 | 0 | 0 | 0 | 0 | 0 | 0 | 0 | 0 | 0 | 0 | 0 | 0 | 0 | 0 | 0 | 0 | 0 | 0 | 0 | 0 | 0 | 0 | 0 | 0 | 0 | 0 | 0 | 0 | 0 | 0 | 0
Commercial_Lodging_Existing_Food Preparation_Natural Gas_Double Rack Oven_E10_Codes & Standards Forecast | Commercial | Lodging | Existing | Food Preparation | Natural Gas | Double Rack Oven | E10 |  | Codes & Standards Forecast | 0 | 0 | 0 | 0 | 0 | 0 | 0 | 0 | 0 | 0 | 0 | 0 | 0 | 0 | 0 | 0 | 0 | 0 | 0 | 0 | 0 | 0 | 0 | 0 | 0 | 0 | 0 | 0 | 0 | 0 | 0 | 0 | 0
Commercial_Lodging_Existing_Food Preparation_Natural Gas_Fryer_E1_Codes & Standards Forecast | Commercial | Lodging | Existing | Food Preparation | Natural Gas | Fryer | E1 |  | Codes & Standards Forecast | 0 | 0 | 0 | 0 | 0 | 0 | 0 | 0 | 0 | 0 | 0 | 0 | 0 | 0 | 0 | 0 | 0 | 0 | 0 | 0 | 0 | 0 | 0 | 0 | 0 | 0 | 0 | 0 | 0 | 0 | 0 | 0 | 0
Commercial_Lodging_Existing_Food Preparation_Natural Gas_Fryer_E2_Codes & Standards Forecast | Commercial | Lodging | Existing | Food Preparation | Natural Gas | Fryer | E2 |  | Codes & Standards Forecast | 0 | 0 | 0 | 911.3831 | 3723.1026 | 3853.8794 | 4889.3124 | 5712.6974 | 6366.5402 | 5082.6851 | 4057.6683 | 3418.8232 | 3460.9952 | 3520.8934 | 3772.6446 | 4135.7157 | 4787.0341 | 5538.5664 | 5256.3142 | 5136.2989 | 4995.2556 | 4851.5838 | 4291.9581 | 3982.0028 | 3960.8162 | 4265.4617 | 4457.5755 | 4636.2411 | 4779.5189 | 4939.3039 | 4982.4739 | 4692.0365 | 5168.0205
Commercial_Lodging_Existing_Food Preparation_Natural Gas_Fryer_E3_Codes & Standards Forecast | Commercial | Lodging | Existing | Food Preparation | Natural Gas | Fryer | E3 |  | Codes & Standards Forecast | 0 | 0 | 0 | 0 | 0 | 0 | 0 | 0 | 0 | 0 | 0 | 0 | 0 | 0 | 0 | 0 | 0 | 0 | 0 | 0 | 0 | 0 | 0 | 0 | 0 | 0 | 0 | 0 | 0 | 0 | 0 | 0 | 0
Commercial_Lodging_Existing_Food Preparation_Natural Gas_Fryer_E4_Codes & Standards Forecast | Commercial | Lodging | Existing | Food Preparation | Natural Gas | Fryer | E4 |  | Codes & Standards Forecast | 0 | 0 | 0 | 0 | 0 | 0 | 0 | 0 | 0 | 0 | 0 | 0 | 0 | 0 | 0 | 0 | 0 | 0 | 0 | 0 | 0 | 0 | 0 | 0 | 0 | 0 | 0 | 0 | 0 | 0 | 0 | 0 | 0
Commercial_Lodging_Existing_Food Preparation_Natural Gas_Fryer_E5_Codes & Standards Forecast | Commercial | Lodging | Existing | Food Preparation | Natural Gas | Fryer | E5 |  | Codes & Standards Forecast | 0 | 0 | 0 | 0 | 0 | 0 | 0 | 0 | 0 | 0 | 0 | 0 | 0 | 0 | 0 | 0 | 0 | 0 | 0 | 0 | 0 | 0 | 0 | 0 | 0 | 0 | 0 | 0 | 0 | 0 | 0 | 0 | 0
Commercial_Lodging_Existing_Food Preparation_Natural Gas_Fryer_E6_Codes & Standards Forecast | Commercial | Lodging | Existing | Food Preparation | Natural Gas | Fryer | E6 |  | Codes & Standards Forecast | 0 | 0 | 0 | 0 | 0 | 0 | 0 | 0 | 0 | 0 | 0 | 0 | 0 | 0 | 0 | 0 | 0 | 0 | 0 | 0 | 0 | 0 | 0 | 0 | 0 | 0 | 0 | 0 | 0 | 0 | 0 | 0 | 0
Commercial_Lodging_Existing_Food Preparation_Natural Gas_Fryer_E7_Codes & Standards Forecast | Commercial | Lodging | Existing | Food Preparation | Natural Gas | Fryer | E7 |  | Codes & Standards Forecast | 0 | 0 | 0 | 0 | 0 | 0 | 0 | 0 | 0 | 0 | 0 | 0 | 0 | 0 | 0 | 0 | 0 | 0 | 0 | 0 | 0 | 0 | 0 | 0 | 0 | 0 | 0 | 0 | 0 | 0 | 0 | 0 | 0
Commercial_Lodging_Existing_Food Preparation_Natural Gas_Fryer_E8_Codes & Standards Forecast | Commercial | Lodging | Existing | Food Preparation | Natural Gas | Fryer | E8 |  | Codes & Standards Forecast | 0 | 0 | 0 | 0 | 0 | 0 | 0 | 0 | 0 | 0 | 0 | 0 | 0 | 0 | 0 | 0 | 0 | 0 | 0 | 0 | 0 | 0 | 0 | 0 | 0 | 0 | 0 | 0 | 0 | 0 | 0 | 0 | 0
Commercial_Lodging_Existing_Food Preparation_Natural Gas_Fryer_E9_Codes & Standards Forecast | Commercial | Lodging | Existing | Food Preparation | Natural Gas | Fryer | E9 |  | Codes & Standards Forecast | 0 | 0 | 0 | 0 | 0 | 0 | 0 | 0 | 0 | 0 | 0 | 0 | 0 | 0 | 0 | 0 | 0 | 0 | 0 | 0 | 0 | 0 | 0 | 0 | 0 | 0 | 0 | 0 | 0 | 0 | 0 | 0 | 0
Commercial_Lodging_Existing_Food Preparation_Natural Gas_Fryer_E10_Codes & Standards Forecast | Commercial | Lodging | Existing | Food Preparation | Natural Gas | Fryer | E10 |  | Codes & Standards Forecast | 0 | 0 | 0 | 0 | 0 | 0 | 0 | 0 | 0 | 0 | 0 | 0 | 0 | 0 | 0 | 0 | 0 | 0 | 0 | 0 | 0 | 0 | 0 | 0 | 0 | 0 | 0 | 0 | 0 | 0 | 0 | 0 | 0
Commercial_Lodging_Existing_Food Preparation_Natural Gas_Broiler_E1_Codes & Standards Forecast | Commercial | Lodging | Existing | Food Preparation | Natural Gas | Broiler | E1 |  | Codes & Standards Forecast | 0 | 1689.9474 | 2185.697 | 2573.1382 | 4065.175 | 3142.1236 | 3338.9264 | 3494.8264 | 3617.7449 | 3714.1861 | 3789.4131 | 3847.7441 | 3400.1464 | 3140.4848 | 3010.8014 | 3197.6404 | 3166.9109 | 3607.0809 | 3690.7963 | 3756.2277 | 4103.8589 | 3786.7142 | 3828.1561 | 3763.2371 | 3652.2275 | 3531.5391 | 3466.4071 | 3404.1372 | 3312.0962 | 3302.3944 | 3340.185 | 3518.5172 | 4212.4733
Commercial_Lodging_Existing_Food Preparation_Natural Gas_Broiler_E2_Codes & Standards Forecast | Commercial | Lodging | Existing | Food Preparation | Natural Gas | Broiler | E2 |  | Codes & Standards Forecast | 0 | 0 | 0 | 0 | 0 | 0 | 0 | 0 | 0 | 0 | 0 | 0 | 0 | 0 | 0 | 0 | 0 | 0 | 0 | 0 | 0 | 0 | 0 | 0 | 0 | 0 | 0 | 0 | 0 | 0 | 0 | 0 | 0
Commercial_Lodging_Existing_Food Preparation_Natural Gas_Broiler_E3_Codes & Standards Forecast | Commercial | Lodging | Existing | Food Preparation | Natural Gas | Broiler | E3 |  | Codes & Standards Forecast | 0 | 0 | 0 | 0 | 0 | 0 | 0 | 0 | 0 | 0 | 0 | 0 | 0 | 0 | 0 | 0 | 0 | 0 | 0 | 0 | 0 | 0 | 0 | 0 | 0 | 0 | 0 | 0 | 0 | 0 | 0 | 0 | 0
Commercial_Lodging_Existing_Food Preparation_Natural Gas_Broiler_E4_Codes & Standards Forecast | Commercial | Lodging | Existing | Food Preparation | Natural Gas | Broiler | E4 |  | Codes & Standards Forecast | 0 | 0 | 0 | 0 | 0 | 0 | 0 | 0 | 0 | 0 | 0 | 0 | 0 | 0 | 0 | 0 | 0 | 0 | 0 | 0 | 0 | 0 | 0 | 0 | 0 | 0 | 0 | 0 | 0 | 0 | 0 | 0 | 0
Commercial_Lodging_Existing_Food Preparation_Natural Gas_Broiler_E5_Codes & Standards Forecast | Commercial | Lodging | Existing | Food Preparation | Natural Gas | Broiler | E5 |  | Codes & Standards Forecast | 0 | 0 | 0 | 0 | 0 | 0 | 0 | 0 | 0 | 0 | 0 | 0 | 0 | 0 | 0 | 0 | 0 | 0 | 0 | 0 | 0 | 0 | 0 | 0 | 0 | 0 | 0 | 0 | 0 | 0 | 0 | 0 | 0
Commercial_Lodging_Existing_Food Preparation_Natural Gas_Broiler_E6_Codes & Standards Forecast | Commercial | Lodging | Existing | Food Preparation | Natural Gas | Broiler | E6 |  | Codes & Standards Forecast | 0 | 0 | 0 | 0 | 0 | 0 | 0 | 0 | 0 | 0 | 0 | 0 | 0 | 0 | 0 | 0 | 0 | 0 | 0 | 0 | 0 | 0 | 0 | 0 | 0 | 0 | 0 | 0 | 0 | 0 | 0 | 0 | 0
Commercial_Lodging_Existing_Food Preparation_Natural Gas_Broiler_E7_Codes & Standards Forecast | Commercial | Lodging | Existing | Food Preparation | Natural Gas | Broiler | E7 |  | Codes & Standards Forecast | 0 | 0 | 0 | 0 | 0 | 0 | 0 | 0 | 0 | 0 | 0 | 0 | 0 | 0 | 0 | 0 | 0 | 0 | 0 | 0 | 0 | 0 | 0 | 0 | 0 | 0 | 0 | 0 | 0 | 0 | 0 | 0 | 0
Commercial_Lodging_Existing_Food Preparation_Natural Gas_Broiler_E8_Codes & Standards Forecast | Commercial | Lodging | Existing | Food Preparation | Natural Gas | Broiler | E8 |  | Codes & Standards Forecast | 0 | 0 | 0 | 0 | 0 | 0 | 0 | 0 | 0 | 0 | 0 | 0 | 0 | 0 | 0 | 0 | 0 | 0 | 0 | 0 | 0 | 0 | 0 | 0 | 0 | 0 | 0 | 0 | 0 | 0 | 0 | 0 | 0
Commercial_Lodging_Existing_Food Preparation_Natural Gas_Broiler_E9_Codes & Standards Forecast | Commercial | Lodging | Existing | Food Preparation | Natural Gas | Broiler | E9 |  | Codes & Standards Forecast | 0 | 0 | 0 | 0 | 0 | 0 | 0 | 0 | 0 | 0 | 0 | 0 | 0 | 0 | 0 | 0 | 0 | 0 | 0 | 0 | 0 | 0 | 0 | 0 | 0 | 0 | 0 | 0 | 0 | 0 | 0 | 0 | 0
Commercial_Lodging_Existing_Food Preparation_Natural Gas_Broiler_E10_Codes & Standards Forecast | Commercial | Lodging | Existing | Food Preparation | Natural Gas | Broiler | E10 |  | Codes & Standards Forecast | 0 | 0 | 0 | 0 | 0 | 0 | 0 | 0 | 0 | 0 | 0 | 0 | 0 | 0 | 0 | 0 | 0 | 0 | 0 | 0 | 0 | 0 | 0 | 0 | 0 | 0 | 0 | 0 | 0 | 0 | 0 | 0 | 0
Commercial_Lodging_Existing_Food Preparation_Natural Gas_Griddle_E1_Codes & Standards Forecast | Commercial | Lodging | Existing | Food Preparation | Natural Gas | Griddle | E1 |  | Codes & Standards Forecast | 0 | 4518.0227 | 5843.3941 | 0 | 0 | 0 | 0 | 0 | 0 | 0 | 0 | 0 | 0 | 0 | 0 | 0 | 0 | 0 | 0 | 0 | 0 | 0 | 0 | 0 | 0 | 0 | 0 | 0 | 0 | 0 | 0 | 0 | 0
Commercial_Lodging_Existing_Food Preparation_Natural Gas_Griddle_E2_Codes & Standards Forecast | Commercial | Lodging | Existing | Food Preparation | Natural Gas | Griddle | E2 |  | Codes & Standards Forecast | 0 | 0 | 0 | 6879.2063 | 10868.121 | 8400.3712 | 8926.5176 | 9343.3113 | 9671.9303 | 9929.7628 | 10130.8798 | 10286.8261 | 9090.1874 | 8395.9901 | 8049.2855 | 8548.7938 | 8466.6392 | 9643.4202 | 9867.2309 | 10042.1597 | 10971.5411 | 10123.6644 | 10234.4582 | 10060.8993 | 9764.1184 | 9441.4616 | 9267.3333 | 9100.8565 | 8854.7879 | 8828.8504 | 8929.8824 | 9406.6481 | 11261.9185
Commercial_Lodging_Existing_Food Preparation_Natural Gas_Griddle_E3_Codes & Standards Forecast | Commercial | Lodging | Existing | Food Preparation | Natural Gas | Griddle | E3 |  | Codes & Standards Forecast | 0 | 0 | 0 | 0 | 0 | 0 | 0 | 0 | 0 | 0 | 0 | 0 | 0 | 0 | 0 | 0 | 0 | 0 | 0 | 0 | 0 | 0 | 0 | 0 | 0 | 0 | 0 | 0 | 0 | 0 | 0 | 0 | 0
Commercial_Lodging_Existing_Food Preparation_Natural Gas_Griddle_E4_Codes & Standards Forecast | Commercial | Lodging | Existing | Food Preparation | Natural Gas | Griddle | E4 |  | Codes & Standards Forecast | 0 | 0 | 0 | 0 | 0 | 0 | 0 | 0 | 0 | 0 | 0 | 0 | 0 | 0 | 0 | 0 | 0 | 0 | 0 | 0 | 0 | 0 | 0 | 0 | 0 | 0 | 0 | 0 | 0 | 0 | 0 | 0 | 0
Commercial_Lodging_Existing_Food Preparation_Natural Gas_Griddle_E5_Codes & Standards Forecast | Commercial | Lodging | Existing | Food Preparation | Natural Gas | Griddle | E5 |  | Codes & Standards Forecast | 0 | 0 | 0 | 0 | 0 | 0 | 0 | 0 | 0 | 0 | 0 | 0 | 0 | 0 | 0 | 0 | 0 | 0 | 0 | 0 | 0 | 0 | 0 | 0 | 0 | 0 | 0 | 0 | 0 | 0 | 0 | 0 | 0
Commercial_Lodging_Existing_Food Preparation_Natural Gas_Griddle_E6_Codes & Standards Forecast | Commercial | Lodging | Existing | Food Preparation | Natural Gas | Griddle | E6 |  | Codes & Standards Forecast | 0 | 0 | 0 | 0 | 0 | 0 | 0 | 0 | 0 | 0 | 0 | 0 | 0 | 0 | 0 | 0 | 0 | 0 | 0 | 0 | 0 | 0 | 0 | 0 | 0 | 0 | 0 | 0 | 0 | 0 | 0 | 0 | 0
Commercial_Lodging_Existing_Food Preparation_Natural Gas_Griddle_E7_Codes & Standards Forecast | Commercial | Lodging | Existing | Food Preparation | Natural Gas | Griddle | E7 |  | Codes & Standards Forecast | 0 | 0 | 0 | 0 | 0 | 0 | 0 | 0 | 0 | 0 | 0 | 0 | 0 | 0 | 0 | 0 | 0 | 0 | 0 | 0 | 0 | 0 | 0 | 0 | 0 | 0 | 0 | 0 | 0 | 0 | 0 | 0 | 0
Commercial_Lodging_Existing_Food Preparation_Natural Gas_Griddle_E8_Codes & Standards Forecast | Commercial | Lodging | Existing | Food Preparation | Natural Gas | Griddle | E8 |  | Codes & Standards Forecast | 0 | 0 | 0 | 0 | 0 | 0 | 0 | 0 | 0 | 0 | 0 | 0 | 0 | 0 | 0 | 0 | 0 | 0 | 0 | 0 | 0 | 0 | 0 | 0 | 0 | 0 | 0 | 0 | 0 | 0 | 0 | 0 | 0
Commercial_Lodging_Existing_Food Preparation_Natural Gas_Griddle_E9_Codes & Standards Forecast | Commercial | Lodging | Existing | Food Preparation | Natural Gas | Griddle | E9 |  | Codes & Standards Forecast | 0 | 0 | 0 | 0 | 0 | 0 | 0 | 0 | 0 | 0 | 0 | 0 | 0 | 0 | 0 | 0 | 0 | 0 | 0 | 0 | 0 | 0 | 0 | 0 | 0 | 0 | 0 | 0 | 0 | 0 | 0 | 0 | 0
Commercial_Lodging_Existing_Food Preparation_Natural Gas_Griddle_E10_Codes & Standards Forecast | Commercial | Lodging | Existing | Food Preparation | Natural Gas | Griddle | E10 |  | Codes & Standards Forecast | 0 | 0 | 0 | 0 | 0 | 0 | 0 | 0 | 0 | 0 | 0 | 0 | 0 | 0 | 0 | 0 | 0 | 0 | 0 | 0 | 0 | 0 | 0 | 0 | 0 | 0 | 0 | 0 | 0 | 0 | 0 | 0 | 0
Commercial_Lodging_Existing_Food Preparation_Natural Gas_Range_E1_Codes & Standards Forecast | Commercial | Lodging | Existing | Food Preparation | Natural Gas | Range | E1 |  | Codes & Standards Forecast | 0 | 82.7729 | 107.0545 | 126.0313 | 189.5496 | 153.8999 | 163.5393 | 171.1752 | 177.1957 | 181.9193 | 161.3807 | 149.7847 | 144.3451 | 152.4097 | 151.8772 | 174.304 | 179.0327 | 182.7295 | 197.7723 | 180.6547 | 176.2153 | 171.0918 | 168.1759 | 165.4154 | 161.1809 | 160.9972 | 163.1386 | 171.2408 | 172.1529 | 177.8559 | 176.8954 | 175.2885 | 203.7188
Commercial_Lodging_Existing_Food Preparation_Natural Gas_Range_E2_Codes & Standards Forecast | Commercial | Lodging | Existing | Food Preparation | Natural Gas | Range | E2 |  | Codes & Standards Forecast | 0 | 0 | 0 | 0 | 0 | 0 | 0 | 0 | 0 | 0 | 0 | 0 | 0 | 0 | 0 | 0 | 0 | 0 | 0 | 0 | 0 | 0 | 0 | 0 | 0 | 0 | 0 | 0 | 0 | 0 | 0 | 0 | 0
Commercial_Lodging_Existing_Food Preparation_Natural Gas_Range_E3_Codes & Standards Forecast | Commercial | Lodging | Existing | Food Preparation | Natural Gas | Range | E3 |  | Codes & Standards Forecast | 0 | 0 | 0 | 0 | 0 | 0 | 0 | 0 | 0 | 0 | 0 | 0 | 0 | 0 | 0 | 0 | 0 | 0 | 0 | 0 | 0 | 0 | 0 | 0 | 0 | 0 | 0 | 0 | 0 | 0 | 0 | 0 | 0
Commercial_Lodging_Existing_Food Preparation_Natural Gas_Range_E4_Codes & Standards Forecast | Commercial | Lodging | Existing | Food Preparation | Natural Gas | Range | E4 |  | Codes & Standards Forecast | 0 | 0 | 0 | 0 | 0 | 0 | 0 | 0 | 0 | 0 | 0 | 0 | 0 | 0 | 0 | 0 | 0 | 0 | 0 | 0 | 0 | 0 | 0 | 0 | 0 | 0 | 0 | 0 | 0 | 0 | 0 | 0 | 0
Commercial_Lodging_Existing_Food Preparation_Natural Gas_Range_E5_Codes & Standards Forecast | Commercial | Lodging | Existing | Food Preparation | Natural Gas | Range | E5 |  | Codes & Standards Forecast | 0 | 0 | 0 | 0 | 0 | 0 | 0 | 0 | 0 | 0 | 0 | 0 | 0 | 0 | 0 | 0 | 0 | 0 | 0 | 0 | 0 | 0 | 0 | 0 | 0 | 0 | 0 | 0 | 0 | 0 | 0 | 0 | 0
Commercial_Lodging_Existing_Food Preparation_Natural Gas_Range_E6_Codes & Standards Forecast | Commercial | Lodging | Existing | Food Preparation | Natural Gas | Range | E6 |  | Codes & Standards Forecast | 0 | 0 | 0 | 0 | 0 | 0 | 0 | 0 | 0 | 0 | 0 | 0 | 0 | 0 | 0 | 0 | 0 | 0 | 0 | 0 | 0 | 0 | 0 | 0 | 0 | 0 | 0 | 0 | 0 | 0 | 0 | 0 | 0
Commercial_Lodging_Existing_Food Preparation_Natural Gas_Range_E7_Codes & Standards Forecast | Commercial | Lodging | Existing | Food Preparation | Natural Gas | Range | E7 |  | Codes & Standards Forecast | 0 | 0 | 0 | 0 | 0 | 0 | 0 | 0 | 0 | 0 | 0 | 0 | 0 | 0 | 0 | 0 | 0 | 0 | 0 | 0 | 0 | 0 | 0 | 0 | 0 | 0 | 0 | 0 | 0 | 0 | 0 | 0 | 0
Commercial_Lodging_Existing_Food Preparation_Natural Gas_Range_E8_Codes & Standards Forecast | Commercial | Lodging | Existing | Food Preparation | Natural Gas | Range | E8 |  | Codes & Standards Forecast | 0 | 0 | 0 | 0 | 0 | 0 | 0 | 0 | 0 | 0 | 0 | 0 | 0 | 0 | 0 | 0 | 0 | 0 | 0 | 0 | 0 | 0 | 0 | 0 | 0 | 0 | 0 | 0 | 0 | 0 | 0 | 0 | 0
Commercial_Lodging_Existing_Food Preparation_Natural Gas_Range_E9_Codes & Standards Forecast | Commercial | Lodging | Existing | Food Preparation | Natural Gas | Range | E9 |  | Codes & Standards Forecast | 0 | 0 | 0 | 0 | 0 | 0 | 0 | 0 | 0 | 0 | 0 | 0 | 0 | 0 | 0 | 0 | 0 | 0 | 0 | 0 | 0 | 0 | 0 | 0 | 0 | 0 | 0 | 0 | 0 | 0 | 0 | 0 | 0
Commercial_Lodging_Existing_Food Preparation_Natural Gas_Range_E10_Codes & Standards Forecast | Commercial | Lodging | Existing | Food Preparation | Natural Gas | Range | E10 |  | Codes & Standards Forecast | 0 | 0 | 0 | 0 | 0 | 0 | 0 | 0 | 0 | 0 | 0 | 0 | 0 | 0 | 0 | 0 | 0 | 0 | 0 | 0 | 0 | 0 | 0 | 0 | 0 | 0 | 0 | 0 | 0 | 0 | 0 | 0 | 0
Commercial_Lodging_Existing_Food Preparation_Natural Gas_Steamer_E1_Codes & Standards Forecast | Commercial | Lodging | Existing | Food Preparation | Natural Gas | Steamer | E1 |  | Codes & Standards Forecast | 0 | 76.6416 | 86.8399 | 0 | 0 | 0 | 0 | 0 | 0 | 0 | 0 | 0 | 0 | 0 | 0 | 0 | 0 | 0 | 0 | 0 | 0 | 0 | 0 | 0 | 0 | 0 | 0 | 0 | 0 | 0 | 0 | 0 | 0
Commercial_Lodging_Existing_Food Preparation_Natural Gas_Steamer_E2_Codes & Standards Forecast | Commercial | Lodging | Existing | Food Preparation | Natural Gas | Steamer | E2 |  | Codes & Standards Forecast | 0 | 0 | 0 | 95.656 | 151.7769 | 111.064 | 117.337 | 122.8833 | 127.7711 | 132.0689 | 125.4568 | 120.7254 | 117.5316 | 120.7932 | 119.2594 | 118.5873 | 118.5966 | 119.1406 | 120.0982 | 142.8391 | 143.0324 | 142.5027 | 156.2532 | 139.6746 | 138.7957 | 137.7966 | 136.7737 | 135.7968 | 134.1724 | 133.3037 | 132.9247 | 136.0005 | 162.778
Commercial_Lodging_Existing_Food Preparation_Natural Gas_Steamer_E3_Codes & Standards Forecast | Commercial | Lodging | Existing | Food Preparation | Natural Gas | Steamer | E3 |  | Codes & Standards Forecast | 0 | 0 | 0 | 0 | 0 | 0 | 0 | 0 | 0 | 0 | 0 | 0 | 0 | 0 | 0 | 0 | 0 | 0 | 0 | 0 | 0 | 0 | 0 | 0 | 0 | 0 | 0 | 0 | 0 | 0 | 0 | 0 | 0
Commercial_Lodging_Existing_Food Preparation_Natural Gas_Steamer_E4_Codes & Standards Forecast | Commercial | Lodging | Existing | Food Preparation | Natural Gas | Steamer | E4 |  | Codes & Standards Forecast | 0 | 0 | 0 | 0 | 0 | 0 | 0 | 0 | 0 | 0 | 0 | 0 | 0 | 0 | 0 | 0 | 0 | 0 | 0 | 0 | 0 | 0 | 0 | 0 | 0 | 0 | 0 | 0 | 0 | 0 | 0 | 0 | 0
Commercial_Lodging_Existing_Food Preparation_Natural Gas_Steamer_E5_Codes & Standards Forecast | Commercial | Lodging | Existing | Food Preparation | Natural Gas | Steamer | E5 |  | Codes & Standards Forecast | 0 | 0 | 0 | 0 | 0 | 0 | 0 | 0 | 0 | 0 | 0 | 0 | 0 | 0 | 0 | 0 | 0 | 0 | 0 | 0 | 0 | 0 | 0 | 0 | 0 | 0 | 0 | 0 | 0 | 0 | 0 | 0 | 0
Commercial_Lodging_Existing_Food Preparation_Natural Gas_Steamer_E6_Codes & Standards Forecast | Commercial | Lodging | Existing | Food Preparation | Natural Gas | Steamer | E6 |  | Codes & Standards Forecast | 0 | 0 | 0 | 0 | 0 | 0 | 0 | 0 | 0 | 0 | 0 | 0 | 0 | 0 | 0 | 0 | 0 | 0 | 0 | 0 | 0 | 0 | 0 | 0 | 0 | 0 | 0 | 0 | 0 | 0 | 0 | 0 | 0
Commercial_Lodging_Existing_Food Preparation_Natural Gas_Steamer_E7_Codes & Standards Forecast | Commercial | Lodging | Existing | Food Preparation | Natural Gas | Steamer | E7 |  | Codes & Standards Forecast | 0 | 0 | 0 | 0 | 0 | 0 | 0 | 0 | 0 | 0 | 0 | 0 | 0 | 0 | 0 | 0 | 0 | 0 | 0 | 0 | 0 | 0 | 0 | 0 | 0 | 0 | 0 | 0 | 0 | 0 | 0 | 0 | 0
Commercial_Lodging_Existing_Food Preparation_Natural Gas_Steamer_E8_Codes & Standards Forecast | Commercial | Lodging | Existing | Food Preparation | Natural Gas | Steamer | E8 |  | Codes & Standards Forecast | 0 | 0 | 0 | 0 | 0 | 0 | 0 | 0 | 0 | 0 | 0 | 0 | 0 | 0 | 0 | 0 | 0 | 0 | 0 | 0 | 0 | 0 | 0 | 0 | 0 | 0 | 0 | 0 | 0 | 0 | 0 | 0 | 0
Commercial_Lodging_Existing_Food Preparation_Natural Gas_Steamer_E9_Codes & Standards Forecast | Commercial | Lodging | Existing | Food Preparation | Natural Gas | Steamer | E9 |  | Codes & Standards Forecast | 0 | 0 | 0 | 0 | 0 | 0 | 0 | 0 | 0 | 0 | 0 | 0 | 0 | 0 | 0 | 0 | 0 | 0 | 0 | 0 | 0 | 0 | 0 | 0 | 0 | 0 | 0 | 0 | 0 | 0 | 0 | 0 | 0
Commercial_Lodging_Existing_Food Preparation_Natural Gas_Steamer_E10_Codes & Standards Forecast | Commercial | Lodging | Existing | Food Preparation | Natural Gas | Steamer | E10 |  | Codes & Standards Forecast | 0 | 0 | 0 | 0 | 0 | 0 | 0 | 0 | 0 | 0 | 0 | 0 | 0 | 0 | 0 | 0 | 0 | 0 | 0 | 0 | 0 | 0 | 0 | 0 | 0 | 0 | 0 | 0 | 0 | 0 | 0 | 0 | 0
Commercial_Lodging_Existing_Food Preparation_Natural Gas_Food Prep Other_E1_Codes & Standards Forecast | Commercial | Lodging | Existing | Food Preparation | Natural Gas | Food Prep Other | E1 |  | Codes & Standards Forecast | 0 | 0 | 0 | 0 | 0 | 0 | 0 | 0 | 0 | 0 | 0 | 0 | 0 | 0 | 0 | 0 | 0 | 0 | 0 | 0 | 0 | 0 | 0 | 0 | 0 | 0 | 0 | 0 | 0 | 0 | 0 | 0 | 0
Commercial_Lodging_Existing_Food Preparation_Natural Gas_Food Prep Other_E2_Codes & Standards Forecast | Commercial | Lodging | Existing | Food Preparation | Natural Gas | Food Prep Other | E2 |  | Codes & Standards Forecast | 0 | 0 | 0 | 0 | 0 | 0 | 0 | 0 | 0 | 0 | 0 | 0 | 0 | 0 | 0 | 0 | 0 | 0 | 0 | 0 | 0 | 0 | 0 | 0 | 0 | 0 | 0 | 0 | 0 | 0 | 0 | 0 | 0
Commercial_Lodging_Existing_Food Preparation_Natural Gas_Food Prep Other_E3_Codes & Standards Forecast | Commercial | Lodging | Existing | Food Preparation | Natural Gas | Food Prep Other | E3 |  | Codes & Standards Forecast | 0 | 0 | 0 | 0 | 0 | 0 | 0 | 0 | 0 | 0 | 0 | 0 | 0 | 0 | 0 | 0 | 0 | 0 | 0 | 0 | 0 | 0 | 0 | 0 | 0 | 0 | 0 | 0 | 0 | 0 | 0 | 0 | 0
Commercial_Lodging_Existing_Food Preparation_Natural Gas_Food Prep Other_E4_Codes & Standards Forecast | Commercial | Lodging | Existing | Food Preparation | Natural Gas | Food Prep Other | E4 |  | Codes & Standards Forecast | 0 | 0 | 0 | 0 | 0 | 0 | 0 | 0 | 0 | 0 | 0 | 0 | 0 | 0 | 0 | 0 | 0 | 0 | 0 | 0 | 0 | 0 | 0 | 0 | 0 | 0 | 0 | 0 | 0 | 0 | 0 | 0 | 0
Commercial_Lodging_Existing_Food Preparation_Natural Gas_Food Prep Other_E5_Codes & Standards Forecast | Commercial | Lodging | Existing | Food Preparation | Natural Gas | Food Prep Other | E5 |  | Codes & Standards Forecast | 0 | 0 | 0 | 0 | 0 | 0 | 0 | 0 | 0 | 0 | 0 | 0 | 0 | 0 | 0 | 0 | 0 | 0 | 0 | 0 | 0 | 0 | 0 | 0 | 0 | 0 | 0 | 0 | 0 | 0 | 0 | 0 | 0
Commercial_Lodging_Existing_Food Preparation_Natural Gas_Food Prep Other_E6_Codes & Standards Forecast | Commercial | Lodging | Existing | Food Preparation | Natural Gas | Food Prep Other | E6 |  | Codes & Standards Forecast | 0 | 0 | 0 | 0 | 0 | 0 | 0 | 0 | 0 | 0 | 0 | 0 | 0 | 0 | 0 | 0 | 0 | 0 | 0 | 0 | 0 | 0 | 0 | 0 | 0 | 0 | 0 | 0 | 0 | 0 | 0 | 0 | 0
Commercial_Lodging_Existing_Food Preparation_Natural Gas_Food Prep Other_E7_Codes & Standards Forecast | Commercial | Lodging | Existing | Food Preparation | Natural Gas | Food Prep Other | E7 |  | Codes & Standards Forecast | 0 | 0 | 0 | 0 | 0 | 0 | 0 | 0 | 0 | 0 | 0 | 0 | 0 | 0 | 0 | 0 | 0 | 0 | 0 | 0 | 0 | 0 | 0 | 0 | 0 | 0 | 0 | 0 | 0 | 0 | 0 | 0 | 0
Commercial_Lodging_Existing_Food Preparation_Natural Gas_Food Prep Other_E8_Codes & Standards Forecast | Commercial | Lodging | Existing | Food Preparation | Natural Gas | Food Prep Other | E8 |  | Codes & Standards Forecast | 0 | 0 | 0 | 0 | 0 | 0 | 0 | 0 | 0 | 0 | 0 | 0 | 0 | 0 | 0 | 0 | 0 | 0 | 0 | 0 | 0 | 0 | 0 | 0 | 0 | 0 | 0 | 0 | 0 | 0 | 0 | 0 | 0
Commercial_Lodging_Existing_Food Preparation_Natural Gas_Food Prep Other_E9_Codes & Standards Forecast | Commercial | Lodging | Existing | Food Preparation | Natural Gas | Food Prep Other | E9 |  | Codes & Standards Forecast | 0 | 0 | 0 | 0 | 0 | 0 | 0 | 0 | 0 | 0 | 0 | 0 | 0 | 0 | 0 | 0 | 0 | 0 | 0 | 0 | 0 | 0 | 0 | 0 | 0 | 0 | 0 | 0 | 0 | 0 | 0 | 0 | 0
Commercial_Lodging_Existing_Food Preparation_Natural Gas_Food Prep Other_E10_Codes & Standards Forecast | Commercial | Lodging | Existing | Food Preparation | Natural Gas | Food Prep Other | E10 |  | Codes & Standards Forecast | 0 | 0 | 0 | 0 | 0 | 0 | 0 | 0 | 0 | 0 | 0 | 0 | 0 | 0 | 0 | 0 | 0 | 0 | 0 | 0 | 0 | 0 | 0 | 0 | 0 | 0 | 0 | 0 | 0 | 0 | 0 | 0 | 0
Commercial_Lodging_Existing_Miscellaneous_Natural Gas_Pool Heater_E1_Codes & Standards Forecast | Commercial | Lodging | Existing | Miscellaneous | Natural Gas | Pool Heater | E1 |  | Codes & Standards Forecast | 0 | 3504.3735 | 4532.3887 | 5335.8094 | 7215.4186 | 6515.6906 | 5889.6085 | 5595.9352 | 5524.7181 | 5837.3806 | 5949.3392 | 6809.4394 | 6811.5777 | 6745.3333 | 7022.7854 | 6609.7664 | 6468.15 | 6440.2745 | 6462.1075 | 6633.4545 | 6637.4458 | 6805.0107 | 6713.3045 | 6626.7208 | 6679.6312 | 6545.1313 | 6540.2799 | 6547.209 | 6548.1193 | 6597.5335 | 6567.2295 | 6583.9899 | 7231.6238
Commercial_Lodging_Existing_Miscellaneous_Natural Gas_Pool Heater_E2_Codes & Standards Forecast | Commercial | Lodging | Existing | Miscellaneous | Natural Gas | Pool Heater | E2 |  | Codes & Standards Forecast | 0 | 0 | 0 | 0 | 0 | 0 | 0 | 0 | 0 | 0 | 0 | 0 | 0 | 0 | 0 | 0 | 0 | 0 | 0 | 0 | 0 | 0 | 0 | 0 | 0 | 0 | 0 | 0 | 0 | 0 | 0 | 0 | 0
Commercial_Lodging_Existing_Miscellaneous_Natural Gas_Pool Heater_E3_Codes & Standards Forecast | Commercial | Lodging | Existing | Miscellaneous | Natural Gas | Pool Heater | E3 |  | Codes & Standards Forecast | 0 | 0 | 0 | 0 | 0 | 0 | 0 | 0 | 0 | 0 | 0 | 0 | 0 | 0 | 0 | 0 | 0 | 0 | 0 | 0 | 0 | 0 | 0 | 0 | 0 | 0 | 0 | 0 | 0 | 0 | 0 | 0 | 0
Commercial_Lodging_Existing_Miscellaneous_Natural Gas_Pool Heater_E4_Codes & Standards Forecast | Commercial | Lodging | Existing | Miscellaneous | Natural Gas | Pool Heater | E4 |  | Codes & Standards Forecast | 0 | 0 | 0 | 0 | 0 | 0 | 0 | 0 | 0 | 0 | 0 | 0 | 0 | 0 | 0 | 0 | 0 | 0 | 0 | 0 | 0 | 0 | 0 | 0 | 0 | 0 | 0 | 0 | 0 | 0 | 0 | 0 | 0
Commercial_Lodging_Existing_Miscellaneous_Natural Gas_Pool Heater_E5_Codes & Standards Forecast | Commercial | Lodging | Existing | Miscellaneous | Natural Gas | Pool Heater | E5 |  | Codes & Standards Forecast | 0 | 0 | 0 | 0 | 0 | 0 | 0 | 0 | 0 | 0 | 0 | 0 | 0 | 0 | 0 | 0 | 0 | 0 | 0 | 0 | 0 | 0 | 0 | 0 | 0 | 0 | 0 | 0 | 0 | 0 | 0 | 0 | 0
Commercial_Lodging_Existing_Miscellaneous_Natural Gas_Pool Heater_E6_Codes & Standards Forecast | Commercial | Lodging | Existing | Miscellaneous | Natural Gas | Pool Heater | E6 |  | Codes & Standards Forecast | 0 | 0 | 0 | 0 | 0 | 0 | 0 | 0 | 0 | 0 | 0 | 0 | 0 | 0 | 0 | 0 | 0 | 0 | 0 | 0 | 0 | 0 | 0 | 0 | 0 | 0 | 0 | 0 | 0 | 0 | 0 | 0 | 0
Commercial_Lodging_Existing_Miscellaneous_Natural Gas_Pool Heater_E7_Codes & Standards Forecast | Commercial | Lodging | Existing | Miscellaneous | Natural Gas | Pool Heater | E7 |  | Codes & Standards Forecast | 0 | 0 | 0 | 0 | 0 | 0 | 0 | 0 | 0 | 0 | 0 | 0 | 0 | 0 | 0 | 0 | 0 | 0 | 0 | 0 | 0 | 0 | 0 | 0 | 0 | 0 | 0 | 0 | 0 | 0 | 0 | 0 | 0
Commercial_Lodging_Existing_Miscellaneous_Natural Gas_Pool Heater_E8_Codes & Standards Forecast | Commercial | Lodging | Existing | Miscellaneous | Natural Gas | Pool Heater | E8 |  | Codes & Standards Forecast | 0 | 0 | 0 | 0 | 0 | 0 | 0 | 0 | 0 | 0 | 0 | 0 | 0 | 0 | 0 | 0 | 0 | 0 | 0 | 0 | 0 | 0 | 0 | 0 | 0 | 0 | 0 | 0 | 0 | 0 | 0 | 0 | 0
Commercial_Lodging_Existing_Miscellaneous_Natural Gas_Pool Heater_E9_Codes & Standards Forecast | Commercial | Lodging | Existing | Miscellaneous | Natural Gas | Pool Heater | E9 |  | Codes & Standards Forecast | 0 | 0 | 0 | 0 | 0 | 0 | 0 | 0 | 0 | 0 | 0 | 0 | 0 | 0 | 0 | 0 | 0 | 0 | 0 | 0 | 0 | 0 | 0 | 0 | 0 | 0 | 0 | 0 | 0 | 0 | 0 | 0 | 0
Commercial_Lodging_Existing_Miscellaneous_Natural Gas_Pool Heater_E10_Codes & Standards Forecast | Commercial | Lodging | Existing | Miscellaneous | Natural Gas | Pool Heater | E10 |  | Codes & Standards Forecast | 0 | 0 | 0 | 0 | 0 | 0 | 0 | 0 | 0 | 0 | 0 | 0 | 0 | 0 | 0 | 0 | 0 | 0 | 0 | 0 | 0 | 0 | 0 | 0 | 0 | 0 | 0 | 0 | 0 | 0 | 0 | 0 | 0
Commercial_Lodging_Existing_Miscellaneous_Natural Gas_Miscellaneous_E1_Codes & Standards Forecast | Commercial | Lodging | Existing | Miscellaneous | Natural Gas | Miscellaneous | E1 |  | Codes & Standards Forecast | 0 | 45672.9233 | 54094.478 | 61131.317 | 71159.1811 | 57965.8853 | 58255.7081 | 59918.6592 | 59478.3153 | 59145.7828 | 59097.2027 | 71946.8339 | 72399.8541 | 72425.7833 | 75025.6641 | 70746.3971 | 70920.5359 | 71828.2203 | 71400.1721 | 71093.5666 | 71044.0639 | 74624.4395 | 74109.9833 | 73538.871 | 74291.8291 | 72897.4637 | 72891.9527 | 73202.3944 | 72886.8089 | 72648.4815 | 72560.1626 | 73475.4784 | 80161.6615
Commercial_Lodging_Existing_Miscellaneous_Natural Gas_Miscellaneous_E2_Codes & Standards Forecast | Commercial | Lodging | Existing | Miscellaneous | Natural Gas | Miscellaneous | E2 |  | Codes & Standards Forecast | 0 | 0 | 0 | 0 | 0 | 0 | 0 | 0 | 0 | 0 | 0 | 0 | 0 | 0 | 0 | 0 | 0 | 0 | 0 | 0 | 0 | 0 | 0 | 0 | 0 | 0 | 0 | 0 | 0 | 0 | 0 | 0 | 0
Commercial_Lodging_Existing_Miscellaneous_Natural Gas_Miscellaneous_E3_Codes & Standards Forecast | Commercial | Lodging | Existing | Miscellaneous | Natural Gas | Miscellaneous | E3 |  | Codes & Standards Forecast | 0 | 0 | 0 | 0 | 0 | 0 | 0 | 0 | 0 | 0 | 0 | 0 | 0 | 0 | 0 | 0 | 0 | 0 | 0 | 0 | 0 | 0 | 0 | 0 | 0 | 0 | 0 | 0 | 0 | 0 | 0 | 0 | 0
Commercial_Lodging_Existing_Miscellaneous_Natural Gas_Miscellaneous_E4_Codes & Standards Forecast | Commercial | Lodging | Existing | Miscellaneous | Natural Gas | Miscellaneous | E4 |  | Codes & Standards Forecast | 0 | 0 | 0 | 0 | 0 | 0 | 0 | 0 | 0 | 0 | 0 | 0 | 0 | 0 | 0 | 0 | 0 | 0 | 0 | 0 | 0 | 0 | 0 | 0 | 0 | 0 | 0 | 0 | 0 | 0 | 0 | 0 | 0
Commercial_Lodging_Existing_Miscellaneous_Natural Gas_Miscellaneous_E5_Codes & Standards Forecast | Commercial | Lodging | Existing | Miscellaneous | Natural Gas | Miscellaneous | E5 |  | Codes & Standards Forecast | 0 | 0 | 0 | 0 | 0 | 0 | 0 | 0 | 0 | 0 | 0 | 0 | 0 | 0 | 0 | 0 | 0 | 0 | 0 | 0 | 0 | 0 | 0 | 0 | 0 | 0 | 0 | 0 | 0 | 0 | 0 | 0 | 0
Commercial_Lodging_Existing_Miscellaneous_Natural Gas_Miscellaneous_E6_Codes & Standards Forecast | Commercial | Lodging | Existing | Miscellaneous | Natural Gas | Miscellaneous | E6 |  | Codes & Standards Forecast | 0 | 0 | 0 | 0 | 0 | 0 | 0 | 0 | 0 | 0 | 0 | 0 | 0 | 0 | 0 | 0 | 0 | 0 | 0 | 0 | 0 | 0 | 0 | 0 | 0 | 0 | 0 | 0 | 0 | 0 | 0 | 0 | 0
Commercial_Lodging_Existing_Miscellaneous_Natural Gas_Miscellaneous_E7_Codes & Standards Forecast | Commercial | Lodging | Existing | Miscellaneous | Natural Gas | Miscellaneous | E7 |  | Codes & Standards Forecast | 0 | 0 | 0 | 0 | 0 | 0 | 0 | 0 | 0 | 0 | 0 | 0 | 0 | 0 | 0 | 0 | 0 | 0 | 0 | 0 | 0 | 0 | 0 | 0 | 0 | 0 | 0 | 0 | 0 | 0 | 0 | 0 | 0
Commercial_Lodging_Existing_Miscellaneous_Natural Gas_Miscellaneous_E8_Codes & Standards Forecast | Commercial | Lodging | Existing | Miscellaneous | Natural Gas | Miscellaneous | E8 |  | Codes & Standards Forecast | 0 | 0 | 0 | 0 | 0 | 0 | 0 | 0 | 0 | 0 | 0 | 0 | 0 | 0 | 0 | 0 | 0 | 0 | 0 | 0 | 0 | 0 | 0 | 0 | 0 | 0 | 0 | 0 | 0 | 0 | 0 | 0 | 0
Commercial_Lodging_Existing_Miscellaneous_Natural Gas_Miscellaneous_E9_Codes & Standards Forecast | Commercial | Lodging | Existing | Miscellaneous | Natural Gas | Miscellaneous | E9 |  | Codes & Standards Forecast | 0 | 0 | 0 | 0 | 0 | 0 | 0 | 0 | 0 | 0 | 0 | 0 | 0 | 0 | 0 | 0 | 0 | 0 | 0 | 0 | 0 | 0 | 0 | 0 | 0 | 0 | 0 | 0 | 0 | 0 | 0 | 0 | 0
Commercial_Lodging_Existing_Miscellaneous_Natural Gas_Miscellaneous_E10_Codes & Standards Forecast | Commercial | Lodging | Existing | Miscellaneous | Natural Gas | Miscellaneous | E10 |  | Codes & Standards Forecast | 0 | 0 | 0 | 0 | 0 | 0 | 0 | 0 | 0 | 0 | 0 | 0 | 0 | 0 | 0 | 0 | 0 | 0 | 0 | 0 | 0 | 0 | 0 | 0 | 0 | 0 | 0 | 0 | 0 | 0 | 0 | 0 | 0
Commercial_Lodging_New_Space Heating_Natural Gas_Furnace_E1_Codes & Standards Forecast | Commercial | Lodging | New | Space Heating | Natural Gas | Furnace | E1 |  | Codes & Standards Forecast | 0 | 0 | 0 | 0 | 0 | 0 | 0 | 0 | 0 | 0 | 0 | 0 | 0 | 0 | 0 | 0 | 0 | 0 | 0 | 0 | 0 | 0 | 0 | 0 | 0 | 0 | 0 | 0 | 0 | 0 | 0 | 0 | 0
Commercial_Lodging_New_Space Heating_Natural Gas_Furnace_E2_Codes & Standards Forecast | Commercial | Lodging | New | Space Heating | Natural Gas | Furnace | E2 |  | Codes & Standards Forecast | 0 | 0 | 0 | 0 | 0 | 0 | 0 | 0 | 0 | 0 | 0 | 0 | 0 | 0 | 0 | 0 | 0 | 0 | 0 | 0 | 0 | 0 | 0 | 0 | 0 | 0 | 0 | 0 | 0 | 0 | 0 | 0 | 0
Commercial_Lodging_New_Space Heating_Natural Gas_Furnace_E3_Codes & Standards Forecast | Commercial | Lodging | New | Space Heating | Natural Gas | Furnace | E3 |  | Codes & Standards Forecast | 0 | 0 | 0 | 0 | 0 | 0 | 0 | 0 | 0 | 0 | 0 | 0 | 0 | 0 | 0 | 0 | 0 | 0 | 0 | 0 | 0 | 0 | 0 | 0 | 0 | 0 | 0 | 0 | 0 | 0 | 0 | 0 | 0
Commercial_Lodging_New_Space Heating_Natural Gas_Furnace_E4_Codes & Standards Forecast | Commercial | Lodging | New | Space Heating | Natural Gas | Furnace | E4 |  | Codes & Standards Forecast | 0 | 0 | 0 | 0 | 0 | 0 | 0 | 0 | 0 | 0 | 0 | 0 | 0 | 0 | 0 | 0 | 0 | 0 | 0 | 0 | 0 | 0 | 0 | 0 | 0 | 0 | 0 | 0 | 0 | 0 | 0 | 0 | 0
Commercial_Lodging_New_Space Heating_Natural Gas_Furnace_E5_Codes & Standards Forecast | Commercial | Lodging | New | Space Heating | Natural Gas | Furnace | E5 |  | Codes & Standards Forecast | 0 | 0 | 0 | 0 | 0 | 0 | 0 | 0 | 0 | 0 | 0 | 0 | 0 | 0 | 0 | 0 | 0 | 0 | 0 | 0 | 0 | 0 | 0 | 0 | 0 | 0 | 0 | 0 | 0 | 0 | 0 | 0 | 0
Commercial_Lodging_New_Space Heating_Natural Gas_Furnace_E6_Codes & Standards Forecast | Commercial | Lodging | New | Space Heating | Natural Gas | Furnace | E6 |  | Codes & Standards Forecast | 0 | 0 | 0 | 0 | 0 | 0 | 0 | 0 | 0 | 0 | 0 | 0 | 0 | 0 | 0 | 0 | 0 | 0 | 0 | 0 | 0 | 0 | 0 | 0 | 0 | 0 | 0 | 0 | 0 | 0 | 0 | 0 | 0
Commercial_Lodging_New_Space Heating_Natural Gas_Furnace_E7_Codes & Standards Forecast | Commercial | Lodging | New | Space Heating | Natural Gas | Furnace | E7 |  | Codes & Standards Forecast | 0 | 0 | 0 | 0 | 0 | 0 | 0 | 0 | 0 | 0 | 0 | 0 | 0 | 0 | 0 | 0 | 0 | 0 | 0 | 0 | 0 | 0 | 0 | 0 | 0 | 0 | 0 | 0 | 0 | 0 | 0 | 0 | 0
Commercial_Lodging_New_Space Heating_Natural Gas_Furnace_E8_Codes & Standards Forecast | Commercial | Lodging | New | Space Heating | Natural Gas | Furnace | E8 |  | Codes & Standards Forecast | 0 | 0 | 0 | 0 | 0 | 0 | 0 | 0 | 0 | 0 | 0 | 0 | 0 | 0 | 0 | 0 | 0 | 0 | 0 | 0 | 0 | 0 | 0 | 0 | 0 | 0 | 0 | 0 | 0 | 0 | 0 | 0 | 0
Commercial_Lodging_New_Space Heating_Natural Gas_Furnace_E9_Codes & Standards Forecast | Commercial | Lodging | New | Space Heating | Natural Gas | Furnace | E9 |  | Codes & Standards Forecast | 0 | 0 | 0 | 0 | 0 | 0 | 0 | 0 | 0 | 0 | 0 | 0 | 0 | 0 | 0 | 0 | 0 | 0 | 0 | 0 | 0 | 0 | 0 | 0 | 0 | 0 | 0 | 0 | 0 | 0 | 0 | 0 | 0
Commercial_Lodging_New_Space Heating_Natural Gas_Furnace_E10_Codes & Standards Forecast | Commercial | Lodging | New | Space Heating | Natural Gas | Furnace | E10 |  | Codes & Standards Forecast | 0 | 0 | 0 | 0 | 0 | 0 | 0 | 0 | 0 | 0 | 0 | 0 | 0 | 0 | 0 | 0 | 0 | 0 | 0 | 0 | 0 | 0 | 0 | 0 | 0 | 0 | 0 | 0 | 0 | 0 | 0 | 0 | 0
Commercial_Lodging_New_Space Heating_Natural Gas_Boiler_E1_Codes & Standards Forecast | Commercial | Lodging | New | Space Heating | Natural Gas | Boiler | E1 |  | Codes & Standards Forecast | 0 | 0 | 0 | 0 | 0 | 0 | 0 | 0 | 0 | 0 | 0 | 0 | 0 | 0 | 0 | 0 | 0 | 0 | 0 | 0 | 0 | 0 | 0 | 0 | 0 | 0 | 0 | 0 | 0 | 0 | 0 | 0 | 0
Commercial_Lodging_New_Space Heating_Natural Gas_Boiler_E2_Codes & Standards Forecast | Commercial | Lodging | New | Space Heating | Natural Gas | Boiler | E2 |  | Codes & Standards Forecast | 0 | 0 | 0 | 0 | 0 | 0 | 0 | 0 | 0 | 0 | 0 | 0 | 0 | 0 | 0 | 0 | 0 | 0 | 0 | 0 | 0 | 0 | 0 | 0 | 0 | 0 | 0 | 0 | 0 | 0 | 0 | 0 | 0
Commercial_Lodging_New_Space Heating_Natural Gas_Boiler_E3_Codes & Standards Forecast | Commercial | Lodging | New | Space Heating | Natural Gas | Boiler | E3 |  | Codes & Standards Forecast | 0 | 0 | 0 | 0 | 0 | 0 | 0 | 0 | 0 | 0 | 0 | 0 | 0 | 0 | 0 | 0 | 0 | 0 | 0 | 0 | 0 | 0 | 0 | 0 | 0 | 0 | 0 | 0 | 0 | 0 | 0 | 0 | 0
Commercial_Lodging_New_Space Heating_Natural Gas_Boiler_E4_Codes & Standards Forecast | Commercial | Lodging | New | Space Heating | Natural Gas | Boiler | E4 |  | Codes & Standards Forecast | 0 | 0 | 0 | 0 | 0 | 0 | 0 | 0 | 0 | 0 | 0 | 0 | 0 | 0 | 0 | 0 | 0 | 0 | 0 | 0 | 0 | 0 | 0 | 0 | 0 | 0 | 0 | 0 | 0 | 0 | 0 | 0 | 0
Commercial_Lodging_New_Space Heating_Natural Gas_Boiler_E5_Codes & Standards Forecast | Commercial | Lodging | New | Space Heating | Natural Gas | Boiler | E5 |  | Codes & Standards Forecast | 0 | 0 | 0 | 0 | 0 | 0 | 0 | 0 | 0 | 0 | 0 | 0 | 0 | 0 | 0 | 0 | 0 | 0 | 0 | 0 | 0 | 0 | 0 | 0 | 0 | 0 | 0 | 0 | 0 | 0 | 0 | 0 | 0
Commercial_Lodging_New_Space Heating_Natural Gas_Boiler_E6_Codes & Standards Forecast | Commercial | Lodging | New | Space Heating | Natural Gas | Boiler | E6 |  | Codes & Standards Forecast | 0 | 0 | 0 | 0 | 0 | 0 | 0 | 0 | 0 | 0 | 0 | 0 | 0 | 0 | 0 | 0 | 0 | 0 | 0 | 0 | 0 | 0 | 0 | 0 | 0 | 0 | 0 | 0 | 0 | 0 | 0 | 0 | 0
Commercial_Lodging_New_Space Heating_Natural Gas_Boiler_E7_Codes & Standards Forecast | Commercial | Lodging | New | Space Heating | Natural Gas | Boiler | E7 |  | Codes & Standards Forecast | 0 | 0 | 0 | 0 | 0 | 0 | 0 | 0 | 0 | 0 | 0 | 0 | 0 | 0 | 0 | 0 | 0 | 0 | 0 | 0 | 0 | 0 | 0 | 0 | 0 | 0 | 0 | 0 | 0 | 0 | 0 | 0 | 0
Commercial_Lodging_New_Space Heating_Natural Gas_Boiler_E8_Codes & Standards Forecast | Commercial | Lodging | New | Space Heating | Natural Gas | Boiler | E8 |  | Codes & Standards Forecast | 0 | 0 | 0 | 0 | 0 | 0 | 0 | 0 | 0 | 0 | 0 | 0 | 0 | 0 | 0 | 0 | 0 | 0 | 0 | 0 | 0 | 0 | 0 | 0 | 0 | 0 | 0 | 0 | 0 | 0 | 0 | 0 | 0
Commercial_Lodging_New_Space Heating_Natural Gas_Boiler_E9_Codes & Standards Forecast | Commercial | Lodging | New | Space Heating | Natural Gas | Boiler | E9 |  | Codes & Standards Forecast | 0 | 0 | 0 | 0 | 0 | 0 | 0 | 0 | 0 | 0 | 0 | 0 | 0 | 0 | 0 | 0 | 0 | 0 | 0 | 0 | 0 | 0 | 0 | 0 | 0 | 0 | 0 | 0 | 0 | 0 | 0 | 0 | 0
Commercial_Lodging_New_Space Heating_Natural Gas_Boiler_E10_Codes & Standards Forecast | Commercial | Lodging | New | Space Heating | Natural Gas | Boiler | E10 |  | Codes & Standards Forecast | 0 | 0 | 0 | 0 | 0 | 0 | 0 | 0 | 0 | 0 | 0 | 0 | 0 | 0 | 0 | 0 | 0 | 0 | 0 | 0 | 0 | 0 | 0 | 0 | 0 | 0 | 0 | 0 | 0 | 0 | 0 | 0 | 0
Commercial_Lodging_New_Space Heating_Natural Gas_Unit Heater_E1_Codes & Standards Forecast | Commercial | Lodging | New | Space Heating | Natural Gas | Unit Heater | E1 |  | Codes & Standards Forecast | 0 | 14.9621 | 72.1678 | 46.1203 | 55.1437 | 0 | 0 | 0 | 0 | 0 | 0 | 0 | 0 | 0 | 0 | 0 | 0 | 0 | 0 | 0 | 0 | 0 | 0 | 0 | 0 | 0 | 0 | 0 | 0 | 0 | 0 | 0 | 0
Commercial_Lodging_New_Space Heating_Natural Gas_Unit Heater_E2_Codes & Standards Forecast | Commercial | Lodging | New | Space Heating | Natural Gas | Unit Heater | E2 |  | Codes & Standards Forecast | 0 | 0 | 0 | 0 | 0 | 56.8306 | 57.1162 | 49.4339 | 48.7411 | 49.882 | 50.6939 | 52.4462 | 61.6637 | 65.8428 | 71.3631 | 76.1273 | 80.6611 | 82.0632 | 86.6033 | 103.1124 | 94.4169 | 98.3152 | 100.6551 | 102.8289 | 103.2415 | 106.0163 | 109.6475 | 112.7382 | 116.4917 | 124.167 | 128.3015 | 132.5238 | 108.575
Commercial_Lodging_New_Space Heating_Natural Gas_Unit Heater_E3_Codes & Standards Forecast | Commercial | Lodging | New | Space Heating | Natural Gas | Unit Heater | E3 |  | Codes & Standards Forecast | 0 | 0 | 0 | 0 | 0 | 0 | 0 | 0 | 0 | 0 | 0 | 0 | 0 | 0 | 0 | 0 | 0 | 0 | 0 | 0 | 0 | 0 | 0 | 0 | 0 | 0 | 0 | 0 | 0 | 0 | 0 | 0 | 0
Commercial_Lodging_New_Space Heating_Natural Gas_Unit Heater_E4_Codes & Standards Forecast | Commercial | Lodging | New | Space Heating | Natural Gas | Unit Heater | E4 |  | Codes & Standards Forecast | 0 | 0 | 0 | 0 | 0 | 0 | 0 | 0 | 0 | 0 | 0 | 0 | 0 | 0 | 0 | 0 | 0 | 0 | 0 | 0 | 0 | 0 | 0 | 0 | 0 | 0 | 0 | 0 | 0 | 0 | 0 | 0 | 0
Commercial_Lodging_New_Space Heating_Natural Gas_Unit Heater_E5_Codes & Standards Forecast | Commercial | Lodging | New | Space Heating | Natural Gas | Unit Heater | E5 |  | Codes & Standards Forecast | 0 | 0 | 0 | 0 | 0 | 0 | 0 | 0 | 0 | 0 | 0 | 0 | 0 | 0 | 0 | 0 | 0 | 0 | 0 | 0 | 0 | 0 | 0 | 0 | 0 | 0 | 0 | 0 | 0 | 0 | 0 | 0 | 0
Commercial_Lodging_New_Space Heating_Natural Gas_Unit Heater_E6_Codes & Standards Forecast | Commercial | Lodging | New | Space Heating | Natural Gas | Unit Heater | E6 |  | Codes & Standards Forecast | 0 | 0 | 0 | 0 | 0 | 0 | 0 | 0 | 0 | 0 | 0 | 0 | 0 | 0 | 0 | 0 | 0 | 0 | 0 | 0 | 0 | 0 | 0 | 0 | 0 | 0 | 0 | 0 | 0 | 0 | 0 | 0 | 0
Commercial_Lodging_New_Space Heating_Natural Gas_Unit Heater_E7_Codes & Standards Forecast | Commercial | Lodging | New | Space Heating | Natural Gas | Unit Heater | E7 |  | Codes & Standards Forecast | 0 | 0 | 0 | 0 | 0 | 0 | 0 | 0 | 0 | 0 | 0 | 0 | 0 | 0 | 0 | 0 | 0 | 0 | 0 | 0 | 0 | 0 | 0 | 0 | 0 | 0 | 0 | 0 | 0 | 0 | 0 | 0 | 0
Commercial_Lodging_New_Space Heating_Natural Gas_Unit Heater_E8_Codes & Standards Forecast | Commercial | Lodging | New | Space Heating | Natural Gas | Unit Heater | E8 |  | Codes & Standards Forecast | 0 | 0 | 0 | 0 | 0 | 0 | 0 | 0 | 0 | 0 | 0 | 0 | 0 | 0 | 0 | 0 | 0 | 0 | 0 | 0 | 0 | 0 | 0 | 0 | 0 | 0 | 0 | 0 | 0 | 0 | 0 | 0 | 0
Commercial_Lodging_New_Space Heating_Natural Gas_Unit Heater_E9_Codes & Standards Forecast | Commercial | Lodging | New | Space Heating | Natural Gas | Unit Heater | E9 |  | Codes & Standards Forecast | 0 | 0 | 0 | 0 | 0 | 0 | 0 | 0 | 0 | 0 | 0 | 0 | 0 | 0 | 0 | 0 | 0 | 0 | 0 | 0 | 0 | 0 | 0 | 0 | 0 | 0 | 0 | 0 | 0 | 0 | 0 | 0 | 0
Commercial_Lodging_New_Space Heating_Natural Gas_Unit Heater_E10_Codes & Standards Forecast | Commercial | Lodging | New | Space Heating | Natural Gas | Unit Heater | E10 |  | Codes & Standards Forecast | 0 | 0 | 0 | 0 | 0 | 0 | 0 | 0 | 0 | 0 | 0 | 0 | 0 | 0 | 0 | 0 | 0 | 0 | 0 | 0 | 0 | 0 | 0 | 0 | 0 | 0 | 0 | 0 | 0 | 0 | 0 | 0 | 0
Commercial_Lodging_New_Water Heating_Natural Gas_Water Heater_E1_Codes & Standards Forecast | Commercial | Lodging | New | Water Heating | Natural Gas | Water Heater | E1 |  | Codes & Standards Forecast | 0 | 0 | 0 | 0 | 0 | 0 | 0 | 0 | 0 | 0 | 0 | 0 | 0 | 0 | 0 | 0 | 0 | 0 | 0 | 0 | 0 | 0 | 0 | 0 | 0 | 0 | 0 | 0 | 0 | 0 | 0 | 0 | 0
Commercial_Lodging_New_Water Heating_Natural Gas_Water Heater_E2_Codes & Standards Forecast | Commercial | Lodging | New | Water Heating | Natural Gas | Water Heater | E2 |  | Codes & Standards Forecast | 0 | 0 | 0 | 0 | 0 | 0 | 0 | 0 | 0 | 0 | 0 | 0 | 0 | 0 | 0 | 0 | 0 | 0 | 0 | 0 | 0 | 0 | 0 | 0 | 0 | 0 | 0 | 0 | 0 | 0 | 0 | 0 | 0
Commercial_Lodging_New_Water Heating_Natural Gas_Water Heater_E3_Codes & Standards Forecast | Commercial | Lodging | New | Water Heating | Natural Gas | Water Heater | E3 |  | Codes & Standards Forecast | 0 | 0 | 0 | 0 | 0 | 0 | 0 | 0 | 0 | 0 | 0 | 0 | 0 | 0 | 0 | 0 | 0 | 0 | 0 | 0 | 0 | 0 | 0 | 0 | 0 | 0 | 0 | 0 | 0 | 0 | 0 | 0 | 0
Commercial_Lodging_New_Water Heating_Natural Gas_Water Heater_E4_Codes & Standards Forecast | Commercial | Lodging | New | Water Heating | Natural Gas | Water Heater | E4 |  | Codes & Standards Forecast | 0 | 0 | 0 | 0 | 0 | 0 | 0 | 0 | 0 | 0 | 0 | 0 | 0 | 0 | 0 | 0 | 0 | 0 | 0 | 0 | 0 | 0 | 0 | 0 | 0 | 0 | 0 | 0 | 0 | 0 | 0 | 0 | 0
Commercial_Lodging_New_Water Heating_Natural Gas_Water Heater_E5_Codes & Standards Forecast | Commercial | Lodging | New | Water Heating | Natural Gas | Water Heater | E5 |  | Codes & Standards Forecast | 0 | 0 | 0 | 0 | 0 | 0 | 0 | 0 | 0 | 0 | 0 | 0 | 0 | 0 | 0 | 0 | 0 | 0 | 0 | 0 | 0 | 0 | 0 | 0 | 0 | 0 | 0 | 0 | 0 | 0 | 0 | 0 | 0
Commercial_Lodging_New_Water Heating_Natural Gas_Water Heater_E6_Codes & Standards Forecast | Commercial | Lodging | New | Water Heating | Natural Gas | Water Heater | E6 |  | Codes & Standards Forecast | 0 | 0 | 0 | 0 | 0 | 0 | 0 | 0 | 0 | 0 | 0 | 0 | 0 | 0 | 0 | 0 | 0 | 0 | 0 | 0 | 0 | 0 | 0 | 0 | 0 | 0 | 0 | 0 | 0 | 0 | 0 | 0 | 0
Commercial_Lodging_New_Water Heating_Natural Gas_Water Heater_E7_Codes & Standards Forecast | Commercial | Lodging | New | Water Heating | Natural Gas | Water Heater | E7 |  | Codes & Standards Forecast | 0 | 0 | 0 | 0 | 0 | 0 | 0 | 0 | 0 | 0 | 0 | 0 | 0 | 0 | 0 | 0 | 0 | 0 | 0 | 0 | 0 | 0 | 0 | 0 | 0 | 0 | 0 | 0 | 0 | 0 | 0 | 0 | 0
Commercial_Lodging_New_Water Heating_Natural Gas_Water Heater_E8_Codes & Standards Forecast | Commercial | Lodging | New | Water Heating | Natural Gas | Water Heater | E8 |  | Codes & Standards Forecast | 0 | 0 | 0 | 0 | 0 | 0 | 0 | 0 | 0 | 0 | 0 | 0 | 0 | 0 | 0 | 0 | 0 | 0 | 0 | 0 | 0 | 0 | 0 | 0 | 0 | 0 | 0 | 0 | 0 | 0 | 0 | 0 | 0
Commercial_Lodging_New_Water Heating_Natural Gas_Water Heater_E9_Codes & Standards Forecast | Commercial | Lodging | New | Water Heating | Natural Gas | Water Heater | E9 |  | Codes & Standards Forecast | 0 | 0 | 0 | 0 | 0 | 0 | 0 | 0 | 0 | 0 | 0 | 0 | 0 | 0 | 0 | 0 | 0 | 0 | 0 | 0 | 0 | 0 | 0 | 0 | 0 | 0 | 0 | 0 | 0 | 0 | 0 | 0 | 0
Commercial_Lodging_New_Water Heating_Natural Gas_Water Heater_E10_Codes & Standards Forecast | Commercial | Lodging | New | Water Heating | Natural Gas | Water Heater | E10 |  | Codes & Standards Forecast | 0 | 0 | 0 | 0 | 0 | 0 | 0 | 0 | 0 | 0 | 0 | 0 | 0 | 0 | 0 | 0 | 0 | 0 | 0 | 0 | 0 | 0 | 0 | 0 | 0 | 0 | 0 | 0 | 0 | 0 | 0 | 0 | 0
Commercial_Lodging_New_Food Preparation_Natural Gas_Oven_E1_Codes & Standards Forecast | Commercial | Lodging | New | Food Preparation | Natural Gas | Oven | E1 |  | Codes & Standards Forecast | 0 | 265.5662 | 1280.9246 | 818.6005 | 978.7586 | 1008.7003 | 1013.7691 | 877.4139 | 865.1174 | 885.3668 | 944.0396 | 1143.3147 | 1224.053 | 1317.6857 | 1411.9407 | 1487.661 | 1609.3548 | 1893.478 | 1704.3792 | 1732.0988 | 1774.4136 | 1831.8757 | 1853.069 | 1920.9474 | 2000.8823 | 2093.4591 | 2258.5122 | 2329.2978 | 2399.742 | 2464.4215 | 2527.4884 | 2591.779 | 2210.6782
Commercial_Lodging_New_Food Preparation_Natural Gas_Oven_E2_Codes & Standards Forecast | Commercial | Lodging | New | Food Preparation | Natural Gas | Oven | E2 |  | Codes & Standards Forecast | 0 | 0 | 0 | 0 | 0 | 0 | 0 | 0 | 0 | 0 | 0 | 0 | 0 | 0 | 0 | 0 | 0 | 0 | 0 | 0 | 0 | 0 | 0 | 0 | 0 | 0 | 0 | 0 | 0 | 0 | 0 | 0 | 0
Commercial_Lodging_New_Food Preparation_Natural Gas_Oven_E3_Codes & Standards Forecast | Commercial | Lodging | New | Food Preparation | Natural Gas | Oven | E3 |  | Codes & Standards Forecast | 0 | 0 | 0 | 0 | 0 | 0 | 0 | 0 | 0 | 0 | 0 | 0 | 0 | 0 | 0 | 0 | 0 | 0 | 0 | 0 | 0 | 0 | 0 | 0 | 0 | 0 | 0 | 0 | 0 | 0 | 0 | 0 | 0
Commercial_Lodging_New_Food Preparation_Natural Gas_Oven_E4_Codes & Standards Forecast | Commercial | Lodging | New | Food Preparation | Natural Gas | Oven | E4 |  | Codes & Standards Forecast | 0 | 0 | 0 | 0 | 0 | 0 | 0 | 0 | 0 | 0 | 0 | 0 | 0 | 0 | 0 | 0 | 0 | 0 | 0 | 0 | 0 | 0 | 0 | 0 | 0 | 0 | 0 | 0 | 0 | 0 | 0 | 0 | 0
Commercial_Lodging_New_Food Preparation_Natural Gas_Oven_E5_Codes & Standards Forecast | Commercial | Lodging | New | Food Preparation | Natural Gas | Oven | E5 |  | Codes & Standards Forecast | 0 | 0 | 0 | 0 | 0 | 0 | 0 | 0 | 0 | 0 | 0 | 0 | 0 | 0 | 0 | 0 | 0 | 0 | 0 | 0 | 0 | 0 | 0 | 0 | 0 | 0 | 0 | 0 | 0 | 0 | 0 | 0 | 0
Commercial_Lodging_New_Food Preparation_Natural Gas_Oven_E6_Codes & Standards Forecast | Commercial | Lodging | New | Food Preparation | Natural Gas | Oven | E6 |  | Codes & Standards Forecast | 0 | 0 | 0 | 0 | 0 | 0 | 0 | 0 | 0 | 0 | 0 | 0 | 0 | 0 | 0 | 0 | 0 | 0 | 0 | 0 | 0 | 0 | 0 | 0 | 0 | 0 | 0 | 0 | 0 | 0 | 0 | 0 | 0
Commercial_Lodging_New_Food Preparation_Natural Gas_Oven_E7_Codes & Standards Forecast | Commercial | Lodging | New | Food Preparation | Natural Gas | Oven | E7 |  | Codes & Standards Forecast | 0 | 0 | 0 | 0 | 0 | 0 | 0 | 0 | 0 | 0 | 0 | 0 | 0 | 0 | 0 | 0 | 0 | 0 | 0 | 0 | 0 | 0 | 0 | 0 | 0 | 0 | 0 | 0 | 0 | 0 | 0 | 0 | 0
Commercial_Lodging_New_Food Preparation_Natural Gas_Oven_E8_Codes & Standards Forecast | Commercial | Lodging | New | Food Preparation | Natural Gas | Oven | E8 |  | Codes & Standards Forecast | 0 | 0 | 0 | 0 | 0 | 0 | 0 | 0 | 0 | 0 | 0 | 0 | 0 | 0 | 0 | 0 | 0 | 0 | 0 | 0 | 0 | 0 | 0 | 0 | 0 | 0 | 0 | 0 | 0 | 0 | 0 | 0 | 0
Commercial_Lodging_New_Food Preparation_Natural Gas_Oven_E9_Codes & Standards Forecast | Commercial | Lodging | New | Food Preparation | Natural Gas | Oven | E9 |  | Codes & Standards Forecast | 0 | 0 | 0 | 0 | 0 | 0 | 0 | 0 | 0 | 0 | 0 | 0 | 0 | 0 | 0 | 0 | 0 | 0 | 0 | 0 | 0 | 0 | 0 | 0 | 0 | 0 | 0 | 0 | 0 | 0 | 0 | 0 | 0
Commercial_Lodging_New_Food Preparation_Natural Gas_Oven_E10_Codes & Standards Forecast | Commercial | Lodging | New | Food Preparation | Natural Gas | Oven | E10 |  | Codes & Standards Forecast | 0 | 0 | 0 | 0 | 0 | 0 | 0 | 0 | 0 | 0 | 0 | 0 | 0 | 0 | 0 | 0 | 0 | 0 | 0 | 0 | 0 | 0 | 0 | 0 | 0 | 0 | 0 | 0 | 0 | 0 | 0 | 0 | 0
Commercial_Lodging_New_Food Preparation_Natural Gas_Conveyor Oven_E1_Codes & Standards Forecast | Commercial | Lodging | New | Food Preparation | Natural Gas | Conveyor Oven | E1 |  | Codes & Standards Forecast | 0 | 132.7831 | 640.4623 | 409.3003 | 489.3793 | 504.3501 | 506.8846 | 438.707 | 432.5587 | 442.6834 | 449.8893 | 446.4715 | 439.4883 | 433.4978 | 434.1244 | 432.8115 | 435.3197 | 451.7205 | 557.6139 | 596.4333 | 654.2372 | 711.3235 | 791.1603 | 939.789 | 864.757 | 885.9735 | 888.0155 | 884.6796 | 863.7058 | 861.426 | 866.4055 | 867.1525 | 619.8169
Commercial_Lodging_New_Food Preparation_Natural Gas_Conveyor Oven_E2_Codes & Standards Forecast | Commercial | Lodging | New | Food Preparation | Natural Gas | Conveyor Oven | E2 |  | Codes & Standards Forecast | 0 | 0 | 0 | 0 | 0 | 0 | 0 | 0 | 0 | 0 | 0 | 0 | 0 | 0 | 0 | 0 | 0 | 0 | 0 | 0 | 0 | 0 | 0 | 0 | 0 | 0 | 0 | 0 | 0 | 0 | 0 | 0 | 0
Commercial_Lodging_New_Food Preparation_Natural Gas_Conveyor Oven_E3_Codes & Standards Forecast | Commercial | Lodging | New | Food Preparation | Natural Gas | Conveyor Oven | E3 |  | Codes & Standards Forecast | 0 | 0 | 0 | 0 | 0 | 0 | 0 | 0 | 0 | 0 | 0 | 0 | 0 | 0 | 0 | 0 | 0 | 0 | 0 | 0 | 0 | 0 | 0 | 0 | 0 | 0 | 0 | 0 | 0 | 0 | 0 | 0 | 0
Commercial_Lodging_New_Food Preparation_Natural Gas_Conveyor Oven_E4_Codes & Standards Forecast | Commercial | Lodging | New | Food Preparation | Natural Gas | Conveyor Oven | E4 |  | Codes & Standards Forecast | 0 | 0 | 0 | 0 | 0 | 0 | 0 | 0 | 0 | 0 | 0 | 0 | 0 | 0 | 0 | 0 | 0 | 0 | 0 | 0 | 0 | 0 | 0 | 0 | 0 | 0 | 0 | 0 | 0 | 0 | 0 | 0 | 0
Commercial_Lodging_New_Food Preparation_Natural Gas_Conveyor Oven_E5_Codes & Standards Forecast | Commercial | Lodging | New | Food Preparation | Natural Gas | Conveyor Oven | E5 |  | Codes & Standards Forecast | 0 | 0 | 0 | 0 | 0 | 0 | 0 | 0 | 0 | 0 | 0 | 0 | 0 | 0 | 0 | 0 | 0 | 0 | 0 | 0 | 0 | 0 | 0 | 0 | 0 | 0 | 0 | 0 | 0 | 0 | 0 | 0 | 0
Commercial_Lodging_New_Food Preparation_Natural Gas_Conveyor Oven_E6_Codes & Standards Forecast | Commercial | Lodging | New | Food Preparation | Natural Gas | Conveyor Oven | E6 |  | Codes & Standards Forecast | 0 | 0 | 0 | 0 | 0 | 0 | 0 | 0 | 0 | 0 | 0 | 0 | 0 | 0 | 0 | 0 | 0 | 0 | 0 | 0 | 0 | 0 | 0 | 0 | 0 | 0 | 0 | 0 | 0 | 0 | 0 | 0 | 0
Commercial_Lodging_New_Food Preparation_Natural Gas_Conveyor Oven_E7_Codes & Standards Forecast | Commercial | Lodging | New | Food Preparation | Natural Gas | Conveyor Oven | E7 |  | Codes & Standards Forecast | 0 | 0 | 0 | 0 | 0 | 0 | 0 | 0 | 0 | 0 | 0 | 0 | 0 | 0 | 0 | 0 | 0 | 0 | 0 | 0 | 0 | 0 | 0 | 0 | 0 | 0 | 0 | 0 | 0 | 0 | 0 | 0 | 0
Commercial_Lodging_New_Food Preparation_Natural Gas_Conveyor Oven_E8_Codes & Standards Forecast | Commercial | Lodging | New | Food Preparation | Natural Gas | Conveyor Oven | E8 |  | Codes & Standards Forecast | 0 | 0 | 0 | 0 | 0 | 0 | 0 | 0 | 0 | 0 | 0 | 0 | 0 | 0 | 0 | 0 | 0 | 0 | 0 | 0 | 0 | 0 | 0 | 0 | 0 | 0 | 0 | 0 | 0 | 0 | 0 | 0 | 0
Commercial_Lodging_New_Food Preparation_Natural Gas_Conveyor Oven_E9_Codes & Standards Forecast | Commercial | Lodging | New | Food Preparation | Natural Gas | Conveyor Oven | E9 |  | Codes & Standards Forecast | 0 | 0 | 0 | 0 | 0 | 0 | 0 | 0 | 0 | 0 | 0 | 0 | 0 | 0 | 0 | 0 | 0 | 0 | 0 | 0 | 0 | 0 | 0 | 0 | 0 | 0 | 0 | 0 | 0 | 0 | 0 | 0 | 0
Commercial_Lodging_New_Food Preparation_Natural Gas_Conveyor Oven_E10_Codes & Standards Forecast | Commercial | Lodging | New | Food Preparation | Natural Gas | Conveyor Oven | E10 |  | Codes & Standards Forecast | 0 | 0 | 0 | 0 | 0 | 0 | 0 | 0 | 0 | 0 | 0 | 0 | 0 | 0 | 0 | 0 | 0 | 0 | 0 | 0 | 0 | 0 | 0 | 0 | 0 | 0 | 0 | 0 | 0 | 0 | 0 | 0 | 0
Commercial_Lodging_New_Food Preparation_Natural Gas_Double Rack Oven_E1_Codes & Standards Forecast | Commercial | Lodging | New | Food Preparation | Natural Gas | Double Rack Oven | E1 |  | Codes & Standards Forecast | 0 | 132.7831 | 640.4623 | 409.3003 | 489.3793 | 504.3501 | 506.8846 | 438.707 | 432.5587 | 442.6834 | 449.8893 | 446.4715 | 466.0449 | 582.8355 | 635.4547 | 691.7515 | 743.3418 | 807.7667 | 935.1849 | 842.544 | 862.7789 | 871.1891 | 872.8264 | 859.632 | 889.6727 | 926.1222 | 966.4714 | 1005.2581 | 1056.8276 | 1148.4886 | 1188.8792 | 1223.9938 | 1006.8839
Commercial_Lodging_New_Food Preparation_Natural Gas_Double Rack Oven_E2_Codes & Standards Forecast | Commercial | Lodging | New | Food Preparation | Natural Gas | Double Rack Oven | E2 |  | Codes & Standards Forecast | 0 | 0 | 0 | 0 | 0 | 0 | 0 | 0 | 0 | 0 | 0 | 0 | 0 | 0 | 0 | 0 | 0 | 0 | 0 | 0 | 0 | 0 | 0 | 0 | 0 | 0 | 0 | 0 | 0 | 0 | 0 | 0 | 0
Commercial_Lodging_New_Food Preparation_Natural Gas_Double Rack Oven_E3_Codes & Standards Forecast | Commercial | Lodging | New | Food Preparation | Natural Gas | Double Rack Oven | E3 |  | Codes & Standards Forecast | 0 | 0 | 0 | 0 | 0 | 0 | 0 | 0 | 0 | 0 | 0 | 0 | 0 | 0 | 0 | 0 | 0 | 0 | 0 | 0 | 0 | 0 | 0 | 0 | 0 | 0 | 0 | 0 | 0 | 0 | 0 | 0 | 0
Commercial_Lodging_New_Food Preparation_Natural Gas_Double Rack Oven_E4_Codes & Standards Forecast | Commercial | Lodging | New | Food Preparation | Natural Gas | Double Rack Oven | E4 |  | Codes & Standards Forecast | 0 | 0 | 0 | 0 | 0 | 0 | 0 | 0 | 0 | 0 | 0 | 0 | 0 | 0 | 0 | 0 | 0 | 0 | 0 | 0 | 0 | 0 | 0 | 0 | 0 | 0 | 0 | 0 | 0 | 0 | 0 | 0 | 0
Commercial_Lodging_New_Food Preparation_Natural Gas_Double Rack Oven_E5_Codes & Standards Forecast | Commercial | Lodging | New | Food Preparation | Natural Gas | Double Rack Oven | E5 |  | Codes & Standards Forecast | 0 | 0 | 0 | 0 | 0 | 0 | 0 | 0 | 0 | 0 | 0 | 0 | 0 | 0 | 0 | 0 | 0 | 0 | 0 | 0 | 0 | 0 | 0 | 0 | 0 | 0 | 0 | 0 | 0 | 0 | 0 | 0 | 0
Commercial_Lodging_New_Food Preparation_Natural Gas_Double Rack Oven_E6_Codes & Standards Forecast | Commercial | Lodging | New | Food Preparation | Natural Gas | Double Rack Oven | E6 |  | Codes & Standards Forecast | 0 | 0 | 0 | 0 | 0 | 0 | 0 | 0 | 0 | 0 | 0 | 0 | 0 | 0 | 0 | 0 | 0 | 0 | 0 | 0 | 0 | 0 | 0 | 0 | 0 | 0 | 0 | 0 | 0 | 0 | 0 | 0 | 0
Commercial_Lodging_New_Food Preparation_Natural Gas_Double Rack Oven_E7_Codes & Standards Forecast | Commercial | Lodging | New | Food Preparation | Natural Gas | Double Rack Oven | E7 |  | Codes & Standards Forecast | 0 | 0 | 0 | 0 | 0 | 0 | 0 | 0 | 0 | 0 | 0 | 0 | 0 | 0 | 0 | 0 | 0 | 0 | 0 | 0 | 0 | 0 | 0 | 0 | 0 | 0 | 0 | 0 | 0 | 0 | 0 | 0 | 0
Commercial_Lodging_New_Food Preparation_Natural Gas_Double Rack Oven_E8_Codes & Standards Forecast | Commercial | Lodging | New | Food Preparation | Natural Gas | Double Rack Oven | E8 |  | Codes & Standards Forecast | 0 | 0 | 0 | 0 | 0 | 0 | 0 | 0 | 0 | 0 | 0 | 0 | 0 | 0 | 0 | 0 | 0 | 0 | 0 | 0 | 0 | 0 | 0 | 0 | 0 | 0 | 0 | 0 | 0 | 0 | 0 | 0 | 0
Commercial_Lodging_New_Food Preparation_Natural Gas_Double Rack Oven_E9_Codes & Standards Forecast | Commercial | Lodging | New | Food Preparation | Natural Gas | Double Rack Oven | E9 |  | Codes & Standards Forecast | 0 | 0 | 0 | 0 | 0 | 0 | 0 | 0 | 0 | 0 | 0 | 0 | 0 | 0 | 0 | 0 | 0 | 0 | 0 | 0 | 0 | 0 | 0 | 0 | 0 | 0 | 0 | 0 | 0 | 0 | 0 | 0 | 0
Commercial_Lodging_New_Food Preparation_Natural Gas_Double Rack Oven_E10_Codes & Standards Forecast | Commercial | Lodging | New | Food Preparation | Natural Gas | Double Rack Oven | E10 |  | Codes & Standards Forecast | 0 | 0 | 0 | 0 | 0 | 0 | 0 | 0 | 0 | 0 | 0 | 0 | 0 | 0 | 0 | 0 | 0 | 0 | 0 | 0 | 0 | 0 | 0 | 0 | 0 | 0 | 0 | 0 | 0 | 0 | 0 | 0 | 0
Commercial_Lodging_New_Food Preparation_Natural Gas_Fryer_E1_Codes & Standards Forecast | Commercial | Lodging | New | Food Preparation | Natural Gas | Fryer | E1 |  | Codes & Standards Forecast | 0 | 201.748 | 973.1055 | 0 | 0 | 0 | 0 | 0 | 0 | 0 | 0 | 0 | 0 | 0 | 0 | 0 | 0 | 0 | 0 | 0 | 0 | 0 | 0 | 0 | 0 | 0 | 0 | 0 | 0 | 0 | 0 | 0 | 0
Commercial_Lodging_New_Food Preparation_Natural Gas_Fryer_E2_Codes & Standards Forecast | Commercial | Lodging | New | Food Preparation | Natural Gas | Fryer | E2 |  | Codes & Standards Forecast | 0 | 0 | 0 | 621.8826 | 743.553 | 766.2994 | 770.1502 | 666.5625 | 657.221 | 712.9539 | 910.4535 | 984.257 | 1061.1779 | 1126.6503 | 1240.919 | 1458.1796 | 1341.2488 | 1364.3376 | 1383.0619 | 1408.3607 | 1432.1265 | 1500.8652 | 1594.0256 | 1749.3485 | 1819.2796 | 1877.0543 | 1925.0744 | 1979.7831 | 2057.776 | 2045.456 | 2094.6023 | 2160.4837 | 1855.663
Commercial_Lodging_New_Food Preparation_Natural Gas_Fryer_E3_Codes & Standards Forecast | Commercial | Lodging | New | Food Preparation | Natural Gas | Fryer | E3 |  | Codes & Standards Forecast | 0 | 0 | 0 | 0 | 0 | 0 | 0 | 0 | 0 | 0 | 0 | 0 | 0 | 0 | 0 | 0 | 0 | 0 | 0 | 0 | 0 | 0 | 0 | 0 | 0 | 0 | 0 | 0 | 0 | 0 | 0 | 0 | 0
Commercial_Lodging_New_Food Preparation_Natural Gas_Fryer_E4_Codes & Standards Forecast | Commercial | Lodging | New | Food Preparation | Natural Gas | Fryer | E4 |  | Codes & Standards Forecast | 0 | 0 | 0 | 0 | 0 | 0 | 0 | 0 | 0 | 0 | 0 | 0 | 0 | 0 | 0 | 0 | 0 | 0 | 0 | 0 | 0 | 0 | 0 | 0 | 0 | 0 | 0 | 0 | 0 | 0 | 0 | 0 | 0
Commercial_Lodging_New_Food Preparation_Natural Gas_Fryer_E5_Codes & Standards Forecast | Commercial | Lodging | New | Food Preparation | Natural Gas | Fryer | E5 |  | Codes & Standards Forecast | 0 | 0 | 0 | 0 | 0 | 0 | 0 | 0 | 0 | 0 | 0 | 0 | 0 | 0 | 0 | 0 | 0 | 0 | 0 | 0 | 0 | 0 | 0 | 0 | 0 | 0 | 0 | 0 | 0 | 0 | 0 | 0 | 0
Commercial_Lodging_New_Food Preparation_Natural Gas_Fryer_E6_Codes & Standards Forecast | Commercial | Lodging | New | Food Preparation | Natural Gas | Fryer | E6 |  | Codes & Standards Forecast | 0 | 0 | 0 | 0 | 0 | 0 | 0 | 0 | 0 | 0 | 0 | 0 | 0 | 0 | 0 | 0 | 0 | 0 | 0 | 0 | 0 | 0 | 0 | 0 | 0 | 0 | 0 | 0 | 0 | 0 | 0 | 0 | 0
Commercial_Lodging_New_Food Preparation_Natural Gas_Fryer_E7_Codes & Standards Forecast | Commercial | Lodging | New | Food Preparation | Natural Gas | Fryer | E7 |  | Codes & Standards Forecast | 0 | 0 | 0 | 0 | 0 | 0 | 0 | 0 | 0 | 0 | 0 | 0 | 0 | 0 | 0 | 0 | 0 | 0 | 0 | 0 | 0 | 0 | 0 | 0 | 0 | 0 | 0 | 0 | 0 | 0 | 0 | 0 | 0
Commercial_Lodging_New_Food Preparation_Natural Gas_Fryer_E8_Codes & Standards Forecast | Commercial | Lodging | New | Food Preparation | Natural Gas | Fryer | E8 |  | Codes & Standards Forecast | 0 | 0 | 0 | 0 | 0 | 0 | 0 | 0 | 0 | 0 | 0 | 0 | 0 | 0 | 0 | 0 | 0 | 0 | 0 | 0 | 0 | 0 | 0 | 0 | 0 | 0 | 0 | 0 | 0 | 0 | 0 | 0 | 0
Commercial_Lodging_New_Food Preparation_Natural Gas_Fryer_E9_Codes & Standards Forecast | Commercial | Lodging | New | Food Preparation | Natural Gas | Fryer | E9 |  | Codes & Standards Forecast | 0 | 0 | 0 | 0 | 0 | 0 | 0 | 0 | 0 | 0 | 0 | 0 | 0 | 0 | 0 | 0 | 0 | 0 | 0 | 0 | 0 | 0 | 0 | 0 | 0 | 0 | 0 | 0 | 0 | 0 | 0 | 0 | 0
Commercial_Lodging_New_Food Preparation_Natural Gas_Fryer_E10_Codes & Standards Forecast | Commercial | Lodging | New | Food Preparation | Natural Gas | Fryer | E10 |  | Codes & Standards Forecast | 0 | 0 | 0 | 0 | 0 | 0 | 0 | 0 | 0 | 0 | 0 | 0 | 0 | 0 | 0 | 0 | 0 | 0 | 0 | 0 | 0 | 0 | 0 | 0 | 0 | 0 | 0 | 0 | 0 | 0 | 0 | 0 | 0
Commercial_Lodging_New_Food Preparation_Natural Gas_Broiler_E1_Codes & Standards Forecast | Commercial | Lodging | New | Food Preparation | Natural Gas | Broiler | E1 |  | Codes & Standards Forecast | 0 | 201.748 | 973.1055 | 621.8826 | 743.553 | 766.2994 | 770.1502 | 666.5625 | 657.221 | 672.6043 | 683.5527 | 678.3598 | 708.0992 | 885.5486 | 965.497 | 1051.0333 | 1129.4185 | 1227.3045 | 1420.9011 | 1280.1444 | 1310.8888 | 1323.6672 | 1326.1548 | 1306.1076 | 1351.7508 | 1407.1314 | 1468.4372 | 1527.3689 | 1605.7226 | 1744.9904 | 1806.3591 | 1859.7115 | 1529.8391
Commercial_Lodging_New_Food Preparation_Natural Gas_Broiler_E2_Codes & Standards Forecast | Commercial | Lodging | New | Food Preparation | Natural Gas | Broiler | E2 |  | Codes & Standards Forecast | 0 | 0 | 0 | 0 | 0 | 0 | 0 | 0 | 0 | 0 | 0 | 0 | 0 | 0 | 0 | 0 | 0 | 0 | 0 | 0 | 0 | 0 | 0 | 0 | 0 | 0 | 0 | 0 | 0 | 0 | 0 | 0 | 0
Commercial_Lodging_New_Food Preparation_Natural Gas_Broiler_E3_Codes & Standards Forecast | Commercial | Lodging | New | Food Preparation | Natural Gas | Broiler | E3 |  | Codes & Standards Forecast | 0 | 0 | 0 | 0 | 0 | 0 | 0 | 0 | 0 | 0 | 0 | 0 | 0 | 0 | 0 | 0 | 0 | 0 | 0 | 0 | 0 | 0 | 0 | 0 | 0 | 0 | 0 | 0 | 0 | 0 | 0 | 0 | 0
Commercial_Lodging_New_Food Preparation_Natural Gas_Broiler_E4_Codes & Standards Forecast | Commercial | Lodging | New | Food Preparation | Natural Gas | Broiler | E4 |  | Codes & Standards Forecast | 0 | 0 | 0 | 0 | 0 | 0 | 0 | 0 | 0 | 0 | 0 | 0 | 0 | 0 | 0 | 0 | 0 | 0 | 0 | 0 | 0 | 0 | 0 | 0 | 0 | 0 | 0 | 0 | 0 | 0 | 0 | 0 | 0
Commercial_Lodging_New_Food Preparation_Natural Gas_Broiler_E5_Codes & Standards Forecast | Commercial | Lodging | New | Food Preparation | Natural Gas | Broiler | E5 |  | Codes & Standards Forecast | 0 | 0 | 0 | 0 | 0 | 0 | 0 | 0 | 0 | 0 | 0 | 0 | 0 | 0 | 0 | 0 | 0 | 0 | 0 | 0 | 0 | 0 | 0 | 0 | 0 | 0 | 0 | 0 | 0 | 0 | 0 | 0 | 0
Commercial_Lodging_New_Food Preparation_Natural Gas_Broiler_E6_Codes & Standards Forecast | Commercial | Lodging | New | Food Preparation | Natural Gas | Broiler | E6 |  | Codes & Standards Forecast | 0 | 0 | 0 | 0 | 0 | 0 | 0 | 0 | 0 | 0 | 0 | 0 | 0 | 0 | 0 | 0 | 0 | 0 | 0 | 0 | 0 | 0 | 0 | 0 | 0 | 0 | 0 | 0 | 0 | 0 | 0 | 0 | 0
Commercial_Lodging_New_Food Preparation_Natural Gas_Broiler_E7_Codes & Standards Forecast | Commercial | Lodging | New | Food Preparation | Natural Gas | Broiler | E7 |  | Codes & Standards Forecast | 0 | 0 | 0 | 0 | 0 | 0 | 0 | 0 | 0 | 0 | 0 | 0 | 0 | 0 | 0 | 0 | 0 | 0 | 0 | 0 | 0 | 0 | 0 | 0 | 0 | 0 | 0 | 0 | 0 | 0 | 0 | 0 | 0
Commercial_Lodging_New_Food Preparation_Natural Gas_Broiler_E8_Codes & Standards Forecast | Commercial | Lodging | New | Food Preparation | Natural Gas | Broiler | E8 |  | Codes & Standards Forecast | 0 | 0 | 0 | 0 | 0 | 0 | 0 | 0 | 0 | 0 | 0 | 0 | 0 | 0 | 0 | 0 | 0 | 0 | 0 | 0 | 0 | 0 | 0 | 0 | 0 | 0 | 0 | 0 | 0 | 0 | 0 | 0 | 0
Commercial_Lodging_New_Food Preparation_Natural Gas_Broiler_E9_Codes & Standards Forecast | Commercial | Lodging | New | Food Preparation | Natural Gas | Broiler | E9 |  | Codes & Standards Forecast | 0 | 0 | 0 | 0 | 0 | 0 | 0 | 0 | 0 | 0 | 0 | 0 | 0 | 0 | 0 | 0 | 0 | 0 | 0 | 0 | 0 | 0 | 0 | 0 | 0 | 0 | 0 | 0 | 0 | 0 | 0 | 0 | 0
Commercial_Lodging_New_Food Preparation_Natural Gas_Broiler_E10_Codes & Standards Forecast | Commercial | Lodging | New | Food Preparation | Natural Gas | Broiler | E10 |  | Codes & Standards Forecast | 0 | 0 | 0 | 0 | 0 | 0 | 0 | 0 | 0 | 0 | 0 | 0 | 0 | 0 | 0 | 0 | 0 | 0 | 0 | 0 | 0 | 0 | 0 | 0 | 0 | 0 | 0 | 0 | 0 | 0 | 0 | 0 | 0
Commercial_Lodging_New_Food Preparation_Natural Gas_Griddle_E1_Codes & Standards Forecast | Commercial | Lodging | New | Food Preparation | Natural Gas | Griddle | E1 |  | Codes & Standards Forecast | 0 | 539.3671 | 2601.5678 | 0 | 0 | 0 | 0 | 0 | 0 | 0 | 0 | 0 | 0 | 0 | 0 | 0 | 0 | 0 | 0 | 0 | 0 | 0 | 0 | 0 | 0 | 0 | 0 | 0 | 0 | 0 | 0 | 0 | 0
Commercial_Lodging_New_Food Preparation_Natural Gas_Griddle_E2_Codes & Standards Forecast | Commercial | Lodging | New | Food Preparation | Natural Gas | Griddle | E2 |  | Codes & Standards Forecast | 0 | 0 | 0 | 1662.584 | 1987.8663 | 2048.6781 | 2058.973 | 1782.0345 | 1757.0602 | 1798.1869 | 1827.4572 | 1813.5743 | 1893.0816 | 2367.487 | 2581.2267 | 2809.9055 | 3019.4659 | 3281.161 | 3798.7356 | 3422.4269 | 3504.6211 | 3538.7838 | 3545.4342 | 3491.8386 | 3613.8644 | 3761.9228 | 3925.8219 | 4083.374 | 4292.8502 | 4665.1785 | 4829.2457 | 4971.8818 | 4089.978
Commercial_Lodging_New_Food Preparation_Natural Gas_Griddle_E3_Codes & Standards Forecast | Commercial | Lodging | New | Food Preparation | Natural Gas | Griddle | E3 |  | Codes & Standards Forecast | 0 | 0 | 0 | 0 | 0 | 0 | 0 | 0 | 0 | 0 | 0 | 0 | 0 | 0 | 0 | 0 | 0 | 0 | 0 | 0 | 0 | 0 | 0 | 0 | 0 | 0 | 0 | 0 | 0 | 0 | 0 | 0 | 0
Commercial_Lodging_New_Food Preparation_Natural Gas_Griddle_E4_Codes & Standards Forecast | Commercial | Lodging | New | Food Preparation | Natural Gas | Griddle | E4 |  | Codes & Standards Forecast | 0 | 0 | 0 | 0 | 0 | 0 | 0 | 0 | 0 | 0 | 0 | 0 | 0 | 0 | 0 | 0 | 0 | 0 | 0 | 0 | 0 | 0 | 0 | 0 | 0 | 0 | 0 | 0 | 0 | 0 | 0 | 0 | 0
Commercial_Lodging_New_Food Preparation_Natural Gas_Griddle_E5_Codes & Standards Forecast | Commercial | Lodging | New | Food Preparation | Natural Gas | Griddle | E5 |  | Codes & Standards Forecast | 0 | 0 | 0 | 0 | 0 | 0 | 0 | 0 | 0 | 0 | 0 | 0 | 0 | 0 | 0 | 0 | 0 | 0 | 0 | 0 | 0 | 0 | 0 | 0 | 0 | 0 | 0 | 0 | 0 | 0 | 0 | 0 | 0
Commercial_Lodging_New_Food Preparation_Natural Gas_Griddle_E6_Codes & Standards Forecast | Commercial | Lodging | New | Food Preparation | Natural Gas | Griddle | E6 |  | Codes & Standards Forecast | 0 | 0 | 0 | 0 | 0 | 0 | 0 | 0 | 0 | 0 | 0 | 0 | 0 | 0 | 0 | 0 | 0 | 0 | 0 | 0 | 0 | 0 | 0 | 0 | 0 | 0 | 0 | 0 | 0 | 0 | 0 | 0 | 0
Commercial_Lodging_New_Food Preparation_Natural Gas_Griddle_E7_Codes & Standards Forecast | Commercial | Lodging | New | Food Preparation | Natural Gas | Griddle | E7 |  | Codes & Standards Forecast | 0 | 0 | 0 | 0 | 0 | 0 | 0 | 0 | 0 | 0 | 0 | 0 | 0 | 0 | 0 | 0 | 0 | 0 | 0 | 0 | 0 | 0 | 0 | 0 | 0 | 0 | 0 | 0 | 0 | 0 | 0 | 0 | 0
Commercial_Lodging_New_Food Preparation_Natural Gas_Griddle_E8_Codes & Standards Forecast | Commercial | Lodging | New | Food Preparation | Natural Gas | Griddle | E8 |  | Codes & Standards Forecast | 0 | 0 | 0 | 0 | 0 | 0 | 0 | 0 | 0 | 0 | 0 | 0 | 0 | 0 | 0 | 0 | 0 | 0 | 0 | 0 | 0 | 0 | 0 | 0 | 0 | 0 | 0 | 0 | 0 | 0 | 0 | 0 | 0
Commercial_Lodging_New_Food Preparation_Natural Gas_Griddle_E9_Codes & Standards Forecast | Commercial | Lodging | New | Food Preparation | Natural Gas | Griddle | E9 |  | Codes & Standards Forecast | 0 | 0 | 0 | 0 | 0 | 0 | 0 | 0 | 0 | 0 | 0 | 0 | 0 | 0 | 0 | 0 | 0 | 0 | 0 | 0 | 0 | 0 | 0 | 0 | 0 | 0 | 0 | 0 | 0 | 0 | 0 | 0 | 0
Commercial_Lodging_New_Food Preparation_Natural Gas_Griddle_E10_Codes & Standards Forecast | Commercial | Lodging | New | Food Preparation | Natural Gas | Griddle | E10 |  | Codes & Standards Forecast | 0 | 0 | 0 | 0 | 0 | 0 | 0 | 0 | 0 | 0 | 0 | 0 | 0 | 0 | 0 | 0 | 0 | 0 | 0 | 0 | 0 | 0 | 0 | 0 | 0 | 0 | 0 | 0 | 0 | 0 | 0 | 0 | 0
Commercial_Lodging_New_Food Preparation_Natural Gas_Range_E1_Codes & Standards Forecast | Commercial | Lodging | New | Food Preparation | Natural Gas | Range | E1 |  | Codes & Standards Forecast | 0 | 8.2346 | 39.7186 | 25.383 | 30.3491 | 31.2775 | 31.4347 | 27.2066 | 26.8253 | 27.4532 | 29.547 | 36.9494 | 39.7407 | 42.9419 | 46.0246 | 50.5683 | 59.6731 | 54.115 | 54.3106 | 53.8482 | 55.4222 | 56.5768 | 59.078 | 61.9674 | 65.6325 | 71.6301 | 74.1508 | 76.2504 | 77.9075 | 79.896 | 83.063 | 82.1161 | 68.2106
Commercial_Lodging_New_Food Preparation_Natural Gas_Range_E2_Codes & Standards Forecast | Commercial | Lodging | New | Food Preparation | Natural Gas | Range | E2 |  | Codes & Standards Forecast | 0 | 0 | 0 | 0 | 0 | 0 | 0 | 0 | 0 | 0 | 0 | 0 | 0 | 0 | 0 | 0 | 0 | 0 | 0 | 0 | 0 | 0 | 0 | 0 | 0 | 0 | 0 | 0 | 0 | 0 | 0 | 0 | 0
Commercial_Lodging_New_Food Preparation_Natural Gas_Range_E3_Codes & Standards Forecast | Commercial | Lodging | New | Food Preparation | Natural Gas | Range | E3 |  | Codes & Standards Forecast | 0 | 0 | 0 | 0 | 0 | 0 | 0 | 0 | 0 | 0 | 0 | 0 | 0 | 0 | 0 | 0 | 0 | 0 | 0 | 0 | 0 | 0 | 0 | 0 | 0 | 0 | 0 | 0 | 0 | 0 | 0 | 0 | 0
Commercial_Lodging_New_Food Preparation_Natural Gas_Range_E4_Codes & Standards Forecast | Commercial | Lodging | New | Food Preparation | Natural Gas | Range | E4 |  | Codes & Standards Forecast | 0 | 0 | 0 | 0 | 0 | 0 | 0 | 0 | 0 | 0 | 0 | 0 | 0 | 0 | 0 | 0 | 0 | 0 | 0 | 0 | 0 | 0 | 0 | 0 | 0 | 0 | 0 | 0 | 0 | 0 | 0 | 0 | 0
Commercial_Lodging_New_Food Preparation_Natural Gas_Range_E5_Codes & Standards Forecast | Commercial | Lodging | New | Food Preparation | Natural Gas | Range | E5 |  | Codes & Standards Forecast | 0 | 0 | 0 | 0 | 0 | 0 | 0 | 0 | 0 | 0 | 0 | 0 | 0 | 0 | 0 | 0 | 0 | 0 | 0 | 0 | 0 | 0 | 0 | 0 | 0 | 0 | 0 | 0 | 0 | 0 | 0 | 0 | 0
Commercial_Lodging_New_Food Preparation_Natural Gas_Range_E6_Codes & Standards Forecast | Commercial | Lodging | New | Food Preparation | Natural Gas | Range | E6 |  | Codes & Standards Forecast | 0 | 0 | 0 | 0 | 0 | 0 | 0 | 0 | 0 | 0 | 0 | 0 | 0 | 0 | 0 | 0 | 0 | 0 | 0 | 0 | 0 | 0 | 0 | 0 | 0 | 0 | 0 | 0 | 0 | 0 | 0 | 0 | 0
Commercial_Lodging_New_Food Preparation_Natural Gas_Range_E7_Codes & Standards Forecast | Commercial | Lodging | New | Food Preparation | Natural Gas | Range | E7 |  | Codes & Standards Forecast | 0 | 0 | 0 | 0 | 0 | 0 | 0 | 0 | 0 | 0 | 0 | 0 | 0 | 0 | 0 | 0 | 0 | 0 | 0 | 0 | 0 | 0 | 0 | 0 | 0 | 0 | 0 | 0 | 0 | 0 | 0 | 0 | 0
Commercial_Lodging_New_Food Preparation_Natural Gas_Range_E8_Codes & Standards Forecast | Commercial | Lodging | New | Food Preparation | Natural Gas | Range | E8 |  | Codes & Standards Forecast | 0 | 0 | 0 | 0 | 0 | 0 | 0 | 0 | 0 | 0 | 0 | 0 | 0 | 0 | 0 | 0 | 0 | 0 | 0 | 0 | 0 | 0 | 0 | 0 | 0 | 0 | 0 | 0 | 0 | 0 | 0 | 0 | 0
Commercial_Lodging_New_Food Preparation_Natural Gas_Range_E9_Codes & Standards Forecast | Commercial | Lodging | New | Food Preparation | Natural Gas | Range | E9 |  | Codes & Standards Forecast | 0 | 0 | 0 | 0 | 0 | 0 | 0 | 0 | 0 | 0 | 0 | 0 | 0 | 0 | 0 | 0 | 0 | 0 | 0 | 0 | 0 | 0 | 0 | 0 | 0 | 0 | 0 | 0 | 0 | 0 | 0 | 0 | 0
Commercial_Lodging_New_Food Preparation_Natural Gas_Range_E10_Codes & Standards Forecast | Commercial | Lodging | New | Food Preparation | Natural Gas | Range | E10 |  | Codes & Standards Forecast | 0 | 0 | 0 | 0 | 0 | 0 | 0 | 0 | 0 | 0 | 0 | 0 | 0 | 0 | 0 | 0 | 0 | 0 | 0 | 0 | 0 | 0 | 0 | 0 | 0 | 0 | 0 | 0 | 0 | 0 | 0 | 0 | 0
Commercial_Lodging_New_Food Preparation_Natural Gas_Steamer_E1_Codes & Standards Forecast | Commercial | Lodging | New | Food Preparation | Natural Gas | Steamer | E1 |  | Codes & Standards Forecast | 0 | 8.2346 | 39.7186 | 0 | 0 | 0 | 0 | 0 | 0 | 0 | 0 | 0 | 0 | 0 | 0 | 0 | 0 | 0 | 0 | 0 | 0 | 0 | 0 | 0 | 0 | 0 | 0 | 0 | 0 | 0 | 0 | 0 | 0
Commercial_Lodging_New_Food Preparation_Natural Gas_Steamer_E2_Codes & Standards Forecast | Commercial | Lodging | New | Food Preparation | Natural Gas | Steamer | E2 |  | Codes & Standards Forecast | 0 | 0 | 0 | 25.383 | 30.3491 | 31.2775 | 31.4347 | 27.2066 | 26.8253 | 27.4532 | 28.8151 | 32.9146 | 34.7212 | 36.8922 | 39.2943 | 41.331 | 42.8995 | 43.4833 | 43.5845 | 46.4756 | 57.3987 | 53.6846 | 56.4531 | 57.9157 | 59.2415 | 59.0721 | 60.2078 | 61.4666 | 63.2322 | 66.8132 | 69.0221 | 71.251 | 58.2301
Commercial_Lodging_New_Food Preparation_Natural Gas_Steamer_E3_Codes & Standards Forecast | Commercial | Lodging | New | Food Preparation | Natural Gas | Steamer | E3 |  | Codes & Standards Forecast | 0 | 0 | 0 | 0 | 0 | 0 | 0 | 0 | 0 | 0 | 0 | 0 | 0 | 0 | 0 | 0 | 0 | 0 | 0 | 0 | 0 | 0 | 0 | 0 | 0 | 0 | 0 | 0 | 0 | 0 | 0 | 0 | 0
Commercial_Lodging_New_Food Preparation_Natural Gas_Steamer_E4_Codes & Standards Forecast | Commercial | Lodging | New | Food Preparation | Natural Gas | Steamer | E4 |  | Codes & Standards Forecast | 0 | 0 | 0 | 0 | 0 | 0 | 0 | 0 | 0 | 0 | 0 | 0 | 0 | 0 | 0 | 0 | 0 | 0 | 0 | 0 | 0 | 0 | 0 | 0 | 0 | 0 | 0 | 0 | 0 | 0 | 0 | 0 | 0
Commercial_Lodging_New_Food Preparation_Natural Gas_Steamer_E5_Codes & Standards Forecast | Commercial | Lodging | New | Food Preparation | Natural Gas | Steamer | E5 |  | Codes & Standards Forecast | 0 | 0 | 0 | 0 | 0 | 0 | 0 | 0 | 0 | 0 | 0 | 0 | 0 | 0 | 0 | 0 | 0 | 0 | 0 | 0 | 0 | 0 | 0 | 0 | 0 | 0 | 0 | 0 | 0 | 0 | 0 | 0 | 0
Commercial_Lodging_New_Food Preparation_Natural Gas_Steamer_E6_Codes & Standards Forecast | Commercial | Lodging | New | Food Preparation | Natural Gas | Steamer | E6 |  | Codes & Standards Forecast | 0 | 0 | 0 | 0 | 0 | 0 | 0 | 0 | 0 | 0 | 0 | 0 | 0 | 0 | 0 | 0 | 0 | 0 | 0 | 0 | 0 | 0 | 0 | 0 | 0 | 0 | 0 | 0 | 0 | 0 | 0 | 0 | 0
Commercial_Lodging_New_Food Preparation_Natural Gas_Steamer_E7_Codes & Standards Forecast | Commercial | Lodging | New | Food Preparation | Natural Gas | Steamer | E7 |  | Codes & Standards Forecast | 0 | 0 | 0 | 0 | 0 | 0 | 0 | 0 | 0 | 0 | 0 | 0 | 0 | 0 | 0 | 0 | 0 | 0 | 0 | 0 | 0 | 0 | 0 | 0 | 0 | 0 | 0 | 0 | 0 | 0 | 0 | 0 | 0
Commercial_Lodging_New_Food Preparation_Natural Gas_Steamer_E8_Codes & Standards Forecast | Commercial | Lodging | New | Food Preparation | Natural Gas | Steamer | E8 |  | Codes & Standards Forecast | 0 | 0 | 0 | 0 | 0 | 0 | 0 | 0 | 0 | 0 | 0 | 0 | 0 | 0 | 0 | 0 | 0 | 0 | 0 | 0 | 0 | 0 | 0 | 0 | 0 | 0 | 0 | 0 | 0 | 0 | 0 | 0 | 0
Commercial_Lodging_New_Food Preparation_Natural Gas_Steamer_E9_Codes & Standards Forecast | Commercial | Lodging | New | Food Preparation | Natural Gas | Steamer | E9 |  | Codes & Standards Forecast | 0 | 0 | 0 | 0 | 0 | 0 | 0 | 0 | 0 | 0 | 0 | 0 | 0 | 0 | 0 | 0 | 0 | 0 | 0 | 0 | 0 | 0 | 0 | 0 | 0 | 0 | 0 | 0 | 0 | 0 | 0 | 0 | 0
Commercial_Lodging_New_Food Preparation_Natural Gas_Steamer_E10_Codes & Standards Forecast | Commercial | Lodging | New | Food Preparation | Natural Gas | Steamer | E10 |  | Codes & Standards Forecast | 0 | 0 | 0 | 0 | 0 | 0 | 0 | 0 | 0 | 0 | 0 | 0 | 0 | 0 | 0 | 0 | 0 | 0 | 0 | 0 | 0 | 0 | 0 | 0 | 0 | 0 | 0 | 0 | 0 | 0 | 0 | 0 | 0
Commercial_Lodging_New_Food Preparation_Natural Gas_Food Prep Other_E1_Codes & Standards Forecast | Commercial | Lodging | New | Food Preparation | Natural Gas | Food Prep Other | E1 |  | Codes & Standards Forecast | 0 | 0 | 0 | 0 | 0 | 0 | 0 | 0 | 0 | 0 | 0 | 0 | 0 | 0 | 0 | 0 | 0 | 0 | 0 | 0 | 0 | 0 | 0 | 0 | 0 | 0 | 0 | 0 | 0 | 0 | 0 | 0 | 0
Commercial_Lodging_New_Food Preparation_Natural Gas_Food Prep Other_E2_Codes & Standards Forecast | Commercial | Lodging | New | Food Preparation | Natural Gas | Food Prep Other | E2 |  | Codes & Standards Forecast | 0 | 0 | 0 | 0 | 0 | 0 | 0 | 0 | 0 | 0 | 0 | 0 | 0 | 0 | 0 | 0 | 0 | 0 | 0 | 0 | 0 | 0 | 0 | 0 | 0 | 0 | 0 | 0 | 0 | 0 | 0 | 0 | 0
Commercial_Lodging_New_Food Preparation_Natural Gas_Food Prep Other_E3_Codes & Standards Forecast | Commercial | Lodging | New | Food Preparation | Natural Gas | Food Prep Other | E3 |  | Codes & Standards Forecast | 0 | 0 | 0 | 0 | 0 | 0 | 0 | 0 | 0 | 0 | 0 | 0 | 0 | 0 | 0 | 0 | 0 | 0 | 0 | 0 | 0 | 0 | 0 | 0 | 0 | 0 | 0 | 0 | 0 | 0 | 0 | 0 | 0
Commercial_Lodging_New_Food Preparation_Natural Gas_Food Prep Other_E4_Codes & Standards Forecast | Commercial | Lodging | New | Food Preparation | Natural Gas | Food Prep Other | E4 |  | Codes & Standards Forecast | 0 | 0 | 0 | 0 | 0 | 0 | 0 | 0 | 0 | 0 | 0 | 0 | 0 | 0 | 0 | 0 | 0 | 0 | 0 | 0 | 0 | 0 | 0 | 0 | 0 | 0 | 0 | 0 | 0 | 0 | 0 | 0 | 0
Commercial_Lodging_New_Food Preparation_Natural Gas_Food Prep Other_E5_Codes & Standards Forecast | Commercial | Lodging | New | Food Preparation | Natural Gas | Food Prep Other | E5 |  | Codes & Standards Forecast | 0 | 0 | 0 | 0 | 0 | 0 | 0 | 0 | 0 | 0 | 0 | 0 | 0 | 0 | 0 | 0 | 0 | 0 | 0 | 0 | 0 | 0 | 0 | 0 | 0 | 0 | 0 | 0 | 0 | 0 | 0 | 0 | 0
Commercial_Lodging_New_Food Preparation_Natural Gas_Food Prep Other_E6_Codes & Standards Forecast | Commercial | Lodging | New | Food Preparation | Natural Gas | Food Prep Other | E6 |  | Codes & Standards Forecast | 0 | 0 | 0 | 0 | 0 | 0 | 0 | 0 | 0 | 0 | 0 | 0 | 0 | 0 | 0 | 0 | 0 | 0 | 0 | 0 | 0 | 0 | 0 | 0 | 0 | 0 | 0 | 0 | 0 | 0 | 0 | 0 | 0
Commercial_Lodging_New_Food Preparation_Natural Gas_Food Prep Other_E7_Codes & Standards Forecast | Commercial | Lodging | New | Food Preparation | Natural Gas | Food Prep Other | E7 |  | Codes & Standards Forecast | 0 | 0 | 0 | 0 | 0 | 0 | 0 | 0 | 0 | 0 | 0 | 0 | 0 | 0 | 0 | 0 | 0 | 0 | 0 | 0 | 0 | 0 | 0 | 0 | 0 | 0 | 0 | 0 | 0 | 0 | 0 | 0 | 0
Commercial_Lodging_New_Food Preparation_Natural Gas_Food Prep Other_E8_Codes & Standards Forecast | Commercial | Lodging | New | Food Preparation | Natural Gas | Food Prep Other | E8 |  | Codes & Standards Forecast | 0 | 0 | 0 | 0 | 0 | 0 | 0 | 0 | 0 | 0 | 0 | 0 | 0 | 0 | 0 | 0 | 0 | 0 | 0 | 0 | 0 | 0 | 0 | 0 | 0 | 0 | 0 | 0 | 0 | 0 | 0 | 0 | 0
Commercial_Lodging_New_Food Preparation_Natural Gas_Food Prep Other_E9_Codes & Standards Forecast | Commercial | Lodging | New | Food Preparation | Natural Gas | Food Prep Other | E9 |  | Codes & Standards Forecast | 0 | 0 | 0 | 0 | 0 | 0 | 0 | 0 | 0 | 0 | 0 | 0 | 0 | 0 | 0 | 0 | 0 | 0 | 0 | 0 | 0 | 0 | 0 | 0 | 0 | 0 | 0 | 0 | 0 | 0 | 0 | 0 | 0
Commercial_Lodging_New_Food Preparation_Natural Gas_Food Prep Other_E10_Codes & Standards Forecast | Commercial | Lodging | New | Food Preparation | Natural Gas | Food Prep Other | E10 |  | Codes & Standards Forecast | 0 | 0 | 0 | 0 | 0 | 0 | 0 | 0 | 0 | 0 | 0 | 0 | 0 | 0 | 0 | 0 | 0 | 0 | 0 | 0 | 0 | 0 | 0 | 0 | 0 | 0 | 0 | 0 | 0 | 0 | 0 | 0 | 0
Commercial_Lodging_New_Miscellaneous_Natural Gas_Pool Heater_E1_Codes & Standards Forecast | Commercial | Lodging | New | Miscellaneous | Natural Gas | Pool Heater | E1 |  | Codes & Standards Forecast | 0 | 0 | 0 | 0 | 0 | 0 | 0 | 0 | 0 | 0 | 0 | 0 | 0 | 0 | 0 | 0 | 0 | 0 | 0 | 0 | 0 | 0 | 0 | 0 | 0 | 0 | 0 | 0 | 0 | 0 | 0 | 0 | 0
Commercial_Lodging_New_Miscellaneous_Natural Gas_Pool Heater_E2_Codes & Standards Forecast | Commercial | Lodging | New | Miscellaneous | Natural Gas | Pool Heater | E2 |  | Codes & Standards Forecast | 0 | 0 | 0 | 0 | 0 | 0 | 0 | 0 | 0 | 0 | 0 | 0 | 0 | 0 | 0 | 0 | 0 | 0 | 0 | 0 | 0 | 0 | 0 | 0 | 0 | 0 | 0 | 0 | 0 | 0 | 0 | 0 | 0
Commercial_Lodging_New_Miscellaneous_Natural Gas_Pool Heater_E3_Codes & Standards Forecast | Commercial | Lodging | New | Miscellaneous | Natural Gas | Pool Heater | E3 |  | Codes & Standards Forecast | 0 | 0 | 0 | 0 | 0 | 0 | 0 | 0 | 0 | 0 | 0 | 0 | 0 | 0 | 0 | 0 | 0 | 0 | 0 | 0 | 0 | 0 | 0 | 0 | 0 | 0 | 0 | 0 | 0 | 0 | 0 | 0 | 0
Commercial_Lodging_New_Miscellaneous_Natural Gas_Pool Heater_E4_Codes & Standards Forecast | Commercial | Lodging | New | Miscellaneous | Natural Gas | Pool Heater | E4 |  | Codes & Standards Forecast | 0 | 0 | 0 | 0 | 0 | 0 | 0 | 0 | 0 | 0 | 0 | 0 | 0 | 0 | 0 | 0 | 0 | 0 | 0 | 0 | 0 | 0 | 0 | 0 | 0 | 0 | 0 | 0 | 0 | 0 | 0 | 0 | 0
Commercial_Lodging_New_Miscellaneous_Natural Gas_Pool Heater_E5_Codes & Standards Forecast | Commercial | Lodging | New | Miscellaneous | Natural Gas | Pool Heater | E5 |  | Codes & Standards Forecast | 0 | 0 | 0 | 0 | 0 | 0 | 0 | 0 | 0 | 0 | 0 | 0 | 0 | 0 | 0 | 0 | 0 | 0 | 0 | 0 | 0 | 0 | 0 | 0 | 0 | 0 | 0 | 0 | 0 | 0 | 0 | 0 | 0
Commercial_Lodging_New_Miscellaneous_Natural Gas_Pool Heater_E6_Codes & Standards Forecast | Commercial | Lodging | New | Miscellaneous | Natural Gas | Pool Heater | E6 |  | Codes & Standards Forecast | 0 | 0 | 0 | 0 | 0 | 0 | 0 | 0 | 0 | 0 | 0 | 0 | 0 | 0 | 0 | 0 | 0 | 0 | 0 | 0 | 0 | 0 | 0 | 0 | 0 | 0 | 0 | 0 | 0 | 0 | 0 | 0 | 0
Commercial_Lodging_New_Miscellaneous_Natural Gas_Pool Heater_E7_Codes & Standards Forecast | Commercial | Lodging | New | Miscellaneous | Natural Gas | Pool Heater | E7 |  | Codes & Standards Forecast | 0 | 0 | 0 | 0 | 0 | 0 | 0 | 0 | 0 | 0 | 0 | 0 | 0 | 0 | 0 | 0 | 0 | 0 | 0 | 0 | 0 | 0 | 0 | 0 | 0 | 0 | 0 | 0 | 0 | 0 | 0 | 0 | 0
Commercial_Lodging_New_Miscellaneous_Natural Gas_Pool Heater_E8_Codes & Standards Forecast | Commercial | Lodging | New | Miscellaneous | Natural Gas | Pool Heater | E8 |  | Codes & Standards Forecast | 0 | 0 | 0 | 0 | 0 | 0 | 0 | 0 | 0 | 0 | 0 | 0 | 0 | 0 | 0 | 0 | 0 | 0 | 0 | 0 | 0 | 0 | 0 | 0 | 0 | 0 | 0 | 0 | 0 | 0 | 0 | 0 | 0
Commercial_Lodging_New_Miscellaneous_Natural Gas_Pool Heater_E9_Codes & Standards Forecast | Commercial | Lodging | New | Miscellaneous | Natural Gas | Pool Heater | E9 |  | Codes & Standards Forecast | 0 | 0 | 0 | 0 | 0 | 0 | 0 | 0 | 0 | 0 | 0 | 0 | 0 | 0 | 0 | 0 | 0 | 0 | 0 | 0 | 0 | 0 | 0 | 0 | 0 | 0 | 0 | 0 | 0 | 0 | 0 | 0 | 0
Commercial_Lodging_New_Miscellaneous_Natural Gas_Pool Heater_E10_Codes & Standards Forecast | Commercial | Lodging | New | Miscellaneous | Natural Gas | Pool Heater | E10 |  | Codes & Standards Forecast | 0 | 0 | 0 | 0 | 0 | 0 | 0 | 0 | 0 | 0 | 0 | 0 | 0 | 0 | 0 | 0 | 0 | 0 | 0 | 0 | 0 | 0 | 0 | 0 | 0 | 0 | 0 | 0 | 0 | 0 | 0 | 0 | 0
Commercial_Lodging_New_Miscellaneous_Natural Gas_Miscellaneous_E1_Codes & Standards Forecast | Commercial | Lodging | New | Miscellaneous | Natural Gas | Miscellaneous | E1 |  | Codes & Standards Forecast | 0 | 4240.8252 | 20455.0749 | 13072.2255 | 16235.6207 | 19549.365 | 21006.1367 | 20459.8751 | 22135.0703 | 24270.7355 | 25976.2409 | 28606.5924 | 34525.3481 | 32966.8726 | 35263.5302 | 38062.3486 | 39813.7046 | 40666.3414 | 42182.9031 | 43908.752 | 45751.3463 | 48067.1507 | 51205.5245 | 51974.4168 | 54110.8452 | 56452.8402 | 58284.9843 | 59863.0002 | 61795.0818 | 63752.4903 | 65765.0752 | 67827.7375 | 62268.8988
Commercial_Lodging_New_Miscellaneous_Natural Gas_Miscellaneous_E2_Codes & Standards Forecast | Commercial | Lodging | New | Miscellaneous | Natural Gas | Miscellaneous | E2 |  | Codes & Standards Forecast | 0 | 0 | 0 | 0 | 0 | 0 | 0 | 0 | 0 | 0 | 0 | 0 | 0 | 0 | 0 | 0 | 0 | 0 | 0 | 0 | 0 | 0 | 0 | 0 | 0 | 0 | 0 | 0 | 0 | 0 | 0 | 0 | 0
Commercial_Lodging_New_Miscellaneous_Natural Gas_Miscellaneous_E3_Codes & Standards Forecast | Commercial | Lodging | New | Miscellaneous | Natural Gas | Miscellaneous | E3 |  | Codes & Standards Forecast | 0 | 0 | 0 | 0 | 0 | 0 | 0 | 0 | 0 | 0 | 0 | 0 | 0 | 0 | 0 | 0 | 0 | 0 | 0 | 0 | 0 | 0 | 0 | 0 | 0 | 0 | 0 | 0 | 0 | 0 | 0 | 0 | 0
Commercial_Lodging_New_Miscellaneous_Natural Gas_Miscellaneous_E4_Codes & Standards Forecast | Commercial | Lodging | New | Miscellaneous | Natural Gas | Miscellaneous | E4 |  | Codes & Standards Forecast | 0 | 0 | 0 | 0 | 0 | 0 | 0 | 0 | 0 | 0 | 0 | 0 | 0 | 0 | 0 | 0 | 0 | 0 | 0 | 0 | 0 | 0 | 0 | 0 | 0 | 0 | 0 | 0 | 0 | 0 | 0 | 0 | 0
Commercial_Lodging_New_Miscellaneous_Natural Gas_Miscellaneous_E5_Codes & Standards Forecast | Commercial | Lodging | New | Miscellaneous | Natural Gas | Miscellaneous | E5 |  | Codes & Standards Forecast | 0 | 0 | 0 | 0 | 0 | 0 | 0 | 0 | 0 | 0 | 0 | 0 | 0 | 0 | 0 | 0 | 0 | 0 | 0 | 0 | 0 | 0 | 0 | 0 | 0 | 0 | 0 | 0 | 0 | 0 | 0 | 0 | 0
Commercial_Lodging_New_Miscellaneous_Natural Gas_Miscellaneous_E6_Codes & Standards Forecast | Commercial | Lodging | New | Miscellaneous | Natural Gas | Miscellaneous | E6 |  | Codes & Standards Forecast | 0 | 0 | 0 | 0 | 0 | 0 | 0 | 0 | 0 | 0 | 0 | 0 | 0 | 0 | 0 | 0 | 0 | 0 | 0 | 0 | 0 | 0 | 0 | 0 | 0 | 0 | 0 | 0 | 0 | 0 | 0 | 0 | 0
Commercial_Lodging_New_Miscellaneous_Natural Gas_Miscellaneous_E7_Codes & Standards Forecast | Commercial | Lodging | New | Miscellaneous | Natural Gas | Miscellaneous | E7 |  | Codes & Standards Forecast | 0 | 0 | 0 | 0 | 0 | 0 | 0 | 0 | 0 | 0 | 0 | 0 | 0 | 0 | 0 | 0 | 0 | 0 | 0 | 0 | 0 | 0 | 0 | 0 | 0 | 0 | 0 | 0 | 0 | 0 | 0 | 0 | 0
Commercial_Lodging_New_Miscellaneous_Natural Gas_Miscellaneous_E8_Codes & Standards Forecast | Commercial | Lodging | New | Miscellaneous | Natural Gas | Miscellaneous | E8 |  | Codes & Standards Forecast | 0 | 0 | 0 | 0 | 0 | 0 | 0 | 0 | 0 | 0 | 0 | 0 | 0 | 0 | 0 | 0 | 0 | 0 | 0 | 0 | 0 | 0 | 0 | 0 | 0 | 0 | 0 | 0 | 0 | 0 | 0 | 0 | 0
Commercial_Lodging_New_Miscellaneous_Natural Gas_Miscellaneous_E9_Codes & Standards Forecast | Commercial | Lodging | New | Miscellaneous | Natural Gas | Miscellaneous | E9 |  | Codes & Standards Forecast | 0 | 0 | 0 | 0 | 0 | 0 | 0 | 0 | 0 | 0 | 0 | 0 | 0 | 0 | 0 | 0 | 0 | 0 | 0 | 0 | 0 | 0 | 0 | 0 | 0 | 0 | 0 | 0 | 0 | 0 | 0 | 0 | 0
Commercial_Lodging_New_Miscellaneous_Natural Gas_Miscellaneous_E10_Codes & Standards Forecast | Commercial | Lodging | New | Miscellaneous | Natural Gas | Miscellaneous | E10 |  | Codes & Standards Forecast | 0 | 0 | 0 | 0 | 0 | 0 | 0 | 0 | 0 | 0 | 0 | 0 | 0 | 0 | 0 | 0 | 0 | 0 | 0 | 0 | 0 | 0 | 0 | 0 | 0 | 0 | 0 | 0 | 0 | 0 | 0 | 0 | 0
Commercial_Warehouse_Existing_Space Heating_Natural Gas_Furnace_E1_Codes & Standards Forecast | Commercial | Warehouse | Existing | Space Heating | Natural Gas | Furnace | E1 |  | Codes & Standards Forecast | 0 | 8798.2421 | 9538.7977 | 10200.2075 | 20994.3253 | 0 | 0 | 0 | 0 | 0 | 0 | 0 | 0 | 0 | 0 | 0 | 0 | 0 | 0 | 0 | 0 | 0 | 0 | 0 | 0 | 0 | 0 | 0 | 0 | 0 | 0 | 0 | 0
Commercial_Warehouse_Existing_Space Heating_Natural Gas_Furnace_E2_Codes & Standards Forecast | Commercial | Warehouse | Existing | Space Heating | Natural Gas | Furnace | E2 |  | Codes & Standards Forecast | 0 | 0 | 0 | 0 | 0 | 0 | 0 | 0 | 0 | 0 | 0 | 0 | 0 | 0 | 0 | 0 | 0 | 0 | 0 | 0 | 0 | 0 | 0 | 0 | 0 | 0 | 0 | 0 | 0 | 0 | 0 | 0 | 0
Commercial_Warehouse_Existing_Space Heating_Natural Gas_Furnace_E3_Codes & Standards Forecast | Commercial | Warehouse | Existing | Space Heating | Natural Gas | Furnace | E3 |  | Codes & Standards Forecast | 0 | 0 | 0 | 0 | 0 | 11448.5649 | 11985.2499 | 12478.932 | 12931.4542 | 13345.4263 | 13723.5928 | 14068.9365 | 14384.2648 | 14672.0551 | 14934.3284 | 15173.0837 | 15390.0339 | 15587.2832 | 15766.8777 | 15174.1452 | 14685.2336 | 14286.8164 | 14717.7533 | 14407.8734 | 14162.2242 | 13972.4609 | 13831.0962 | 13731.5039 | 13667.7244 | 13634.5137 | 13627.1494 | 13641.5767 | 22106.5754
Commercial_Warehouse_Existing_Space Heating_Natural Gas_Furnace_E4_Codes & Standards Forecast | Commercial | Warehouse | Existing | Space Heating | Natural Gas | Furnace | E4 |  | Codes & Standards Forecast | 0 | 0 | 0 | 0 | 0 | 0 | 0 | 0 | 0 | 0 | 0 | 0 | 0 | 0 | 0 | 0 | 0 | 0 | 0 | 0 | 0 | 0 | 0 | 0 | 0 | 0 | 0 | 0 | 0 | 0 | 0 | 0 | 0
Commercial_Warehouse_Existing_Space Heating_Natural Gas_Furnace_E5_Codes & Standards Forecast | Commercial | Warehouse | Existing | Space Heating | Natural Gas | Furnace | E5 |  | Codes & Standards Forecast | 0 | 0 | 0 | 0 | 0 | 0 | 0 | 0 | 0 | 0 | 0 | 0 | 0 | 0 | 0 | 0 | 0 | 0 | 0 | 0 | 0 | 0 | 0 | 0 | 0 | 0 | 0 | 0 | 0 | 0 | 0 | 0 | 0
Commercial_Warehouse_Existing_Space Heating_Natural Gas_Furnace_E6_Codes & Standards Forecast | Commercial | Warehouse | Existing | Space Heating | Natural Gas | Furnace | E6 |  | Codes & Standards Forecast | 0 | 0 | 0 | 0 | 0 | 0 | 0 | 0 | 0 | 0 | 0 | 0 | 0 | 0 | 0 | 0 | 0 | 0 | 0 | 0 | 0 | 0 | 0 | 0 | 0 | 0 | 0 | 0 | 0 | 0 | 0 | 0 | 0
Commercial_Warehouse_Existing_Space Heating_Natural Gas_Furnace_E7_Codes & Standards Forecast | Commercial | Warehouse | Existing | Space Heating | Natural Gas | Furnace | E7 |  | Codes & Standards Forecast | 0 | 0 | 0 | 0 | 0 | 0 | 0 | 0 | 0 | 0 | 0 | 0 | 0 | 0 | 0 | 0 | 0 | 0 | 0 | 0 | 0 | 0 | 0 | 0 | 0 | 0 | 0 | 0 | 0 | 0 | 0 | 0 | 0
Commercial_Warehouse_Existing_Space Heating_Natural Gas_Furnace_E8_Codes & Standards Forecast | Commercial | Warehouse | Existing | Space Heating | Natural Gas | Furnace | E8 |  | Codes & Standards Forecast | 0 | 0 | 0 | 0 | 0 | 0 | 0 | 0 | 0 | 0 | 0 | 0 | 0 | 0 | 0 | 0 | 0 | 0 | 0 | 0 | 0 | 0 | 0 | 0 | 0 | 0 | 0 | 0 | 0 | 0 | 0 | 0 | 0
Commercial_Warehouse_Existing_Space Heating_Natural Gas_Furnace_E9_Codes & Standards Forecast | Commercial | Warehouse | Existing | Space Heating | Natural Gas | Furnace | E9 |  | Codes & Standards Forecast | 0 | 0 | 0 | 0 | 0 | 0 | 0 | 0 | 0 | 0 | 0 | 0 | 0 | 0 | 0 | 0 | 0 | 0 | 0 | 0 | 0 | 0 | 0 | 0 | 0 | 0 | 0 | 0 | 0 | 0 | 0 | 0 | 0
Commercial_Warehouse_Existing_Space Heating_Natural Gas_Furnace_E10_Codes & Standards Forecast | Commercial | Warehouse | Existing | Space Heating | Natural Gas | Furnace | E10 |  | Codes & Standards Forecast | 0 | 0 | 0 | 0 | 0 | 0 | 0 | 0 | 0 | 0 | 0 | 0 | 0 | 0 | 0 | 0 | 0 | 0 | 0 | 0 | 0 | 0 | 0 | 0 | 0 | 0 | 0 | 0 | 0 | 0 | 0 | 0 | 0
Commercial_Warehouse_Existing_Space Heating_Natural Gas_Boiler_E1_Codes & Standards Forecast | Commercial | Warehouse | Existing | Space Heating | Natural Gas | Boiler | E1 |  | Codes & Standards Forecast | 0 | 414.5442 | 449.4368 | 480.6002 | 1030.6829 | 0 | 0 | 0 | 0 | 0 | 0 | 0 | 0 | 0 | 0 | 0 | 0 | 0 | 0 | 0 | 0 | 0 | 0 | 0 | 0 | 0 | 0 | 0 | 0 | 0 | 0 | 0 | 0
Commercial_Warehouse_Existing_Space Heating_Natural Gas_Boiler_E2_Codes & Standards Forecast | Commercial | Warehouse | Existing | Space Heating | Natural Gas | Boiler | E2 |  | Codes & Standards Forecast | 0 | 0 | 0 | 0 | 0 | 0 | 0 | 0 | 0 | 0 | 0 | 0 | 0 | 0 | 0 | 0 | 0 | 0 | 0 | 0 | 0 | 0 | 0 | 0 | 0 | 0 | 0 | 0 | 0 | 0 | 0 | 0 | 0
Commercial_Warehouse_Existing_Space Heating_Natural Gas_Boiler_E3_Codes & Standards Forecast | Commercial | Warehouse | Existing | Space Heating | Natural Gas | Boiler | E3 |  | Codes & Standards Forecast | 0 | 0 | 0 | 0 | 0 | 539.4187 | 564.7056 | 587.9663 | 609.2876 | 628.7926 | 646.6106 | 662.882 | 677.7393 | 691.299 | 703.6565 | 714.9058 | 725.1278 | 734.4215 | 742.8834 | 750.5875 | 757.5761 | 728.3866 | 704.1478 | 684.2485 | 706.425 | 690.6182 | 677.93 | 667.9592 | 660.3443 | 654.7659 | 650.9361 | 648.6053 | 941.8977
Commercial_Warehouse_Existing_Space Heating_Natural Gas_Boiler_E4_Codes & Standards Forecast | Commercial | Warehouse | Existing | Space Heating | Natural Gas | Boiler | E4 |  | Codes & Standards Forecast | 0 | 0 | 0 | 0 | 0 | 0 | 0 | 0 | 0 | 0 | 0 | 0 | 0 | 0 | 0 | 0 | 0 | 0 | 0 | 0 | 0 | 0 | 0 | 0 | 0 | 0 | 0 | 0 | 0 | 0 | 0 | 0 | 0
Commercial_Warehouse_Existing_Space Heating_Natural Gas_Boiler_E5_Codes & Standards Forecast | Commercial | Warehouse | Existing | Space Heating | Natural Gas | Boiler | E5 |  | Codes & Standards Forecast | 0 | 0 | 0 | 0 | 0 | 0 | 0 | 0 | 0 | 0 | 0 | 0 | 0 | 0 | 0 | 0 | 0 | 0 | 0 | 0 | 0 | 0 | 0 | 0 | 0 | 0 | 0 | 0 | 0 | 0 | 0 | 0 | 0
Commercial_Warehouse_Existing_Space Heating_Natural Gas_Boiler_E6_Codes & Standards Forecast | Commercial | Warehouse | Existing | Space Heating | Natural Gas | Boiler | E6 |  | Codes & Standards Forecast | 0 | 0 | 0 | 0 | 0 | 0 | 0 | 0 | 0 | 0 | 0 | 0 | 0 | 0 | 0 | 0 | 0 | 0 | 0 | 0 | 0 | 0 | 0 | 0 | 0 | 0 | 0 | 0 | 0 | 0 | 0 | 0 | 0
Commercial_Warehouse_Existing_Space Heating_Natural Gas_Boiler_E7_Codes & Standards Forecast | Commercial | Warehouse | Existing | Space Heating | Natural Gas | Boiler | E7 |  | Codes & Standards Forecast | 0 | 0 | 0 | 0 | 0 | 0 | 0 | 0 | 0 | 0 | 0 | 0 | 0 | 0 | 0 | 0 | 0 | 0 | 0 | 0 | 0 | 0 | 0 | 0 | 0 | 0 | 0 | 0 | 0 | 0 | 0 | 0 | 0
Commercial_Warehouse_Existing_Space Heating_Natural Gas_Boiler_E8_Codes & Standards Forecast | Commercial | Warehouse | Existing | Space Heating | Natural Gas | Boiler | E8 |  | Codes & Standards Forecast | 0 | 0 | 0 | 0 | 0 | 0 | 0 | 0 | 0 | 0 | 0 | 0 | 0 | 0 | 0 | 0 | 0 | 0 | 0 | 0 | 0 | 0 | 0 | 0 | 0 | 0 | 0 | 0 | 0 | 0 | 0 | 0 | 0
Commercial_Warehouse_Existing_Space Heating_Natural Gas_Boiler_E9_Codes & Standards Forecast | Commercial | Warehouse | Existing | Space Heating | Natural Gas | Boiler | E9 |  | Codes & Standards Forecast | 0 | 0 | 0 | 0 | 0 | 0 | 0 | 0 | 0 | 0 | 0 | 0 | 0 | 0 | 0 | 0 | 0 | 0 | 0 | 0 | 0 | 0 | 0 | 0 | 0 | 0 | 0 | 0 | 0 | 0 | 0 | 0 | 0
Commercial_Warehouse_Existing_Space Heating_Natural Gas_Boiler_E10_Codes & Standards Forecast | Commercial | Warehouse | Existing | Space Heating | Natural Gas | Boiler | E10 |  | Codes & Standards Forecast | 0 | 0 | 0 | 0 | 0 | 0 | 0 | 0 | 0 | 0 | 0 | 0 | 0 | 0 | 0 | 0 | 0 | 0 | 0 | 0 | 0 | 0 | 0 | 0 | 0 | 0 | 0 | 0 | 0 | 0 | 0 | 0 | 0
Commercial_Warehouse_Existing_Space Heating_Natural Gas_Unit Heater_E1_Codes & Standards Forecast | Commercial | Warehouse | Existing | Space Heating | Natural Gas | Unit Heater | E1 |  | Codes & Standards Forecast | 0 | 6839.4503 | 8100.5652 | 9154.321 | 14524.7604 | 0 | 0 | 0 | 0 | 0 | 0 | 0 | 0 | 0 | 0 | 0 | 0 | 0 | 0 | 0 | 0 | 0 | 0 | 0 | 0 | 0 | 0 | 0 | 0 | 0 | 0 | 0 | 0
Commercial_Warehouse_Existing_Space Heating_Natural Gas_Unit Heater_E2_Codes & Standards Forecast | Commercial | Warehouse | Existing | Space Heating | Natural Gas | Unit Heater | E2 |  | Codes & Standards Forecast | 0 | 0 | 0 | 0 | 0 | 10882.4459 | 11548.2949 | 12115.1362 | 12596.0133 | 13002.8045 | 13345.9494 | 12366.6352 | 11707.9362 | 11297.019 | 11693.6655 | 11524.829 | 11474.0147 | 11510.2448 | 13521.434 | 13750.9653 | 13943.4528 | 15170.1792 | 13603.5609 | 13414.2945 | 13279.6319 | 13116.5969 | 12949.318 | 12793.5851 | 12569.6622 | 12499.609 | 12535.5282 | 12964.7744 | 15479.0042
Commercial_Warehouse_Existing_Space Heating_Natural Gas_Unit Heater_E3_Codes & Standards Forecast | Commercial | Warehouse | Existing | Space Heating | Natural Gas | Unit Heater | E3 |  | Codes & Standards Forecast | 0 | 0 | 0 | 0 | 0 | 0 | 0 | 0 | 0 | 0 | 0 | 0 | 0 | 0 | 0 | 0 | 0 | 0 | 0 | 0 | 0 | 0 | 0 | 0 | 0 | 0 | 0 | 0 | 0 | 0 | 0 | 0 | 0
Commercial_Warehouse_Existing_Space Heating_Natural Gas_Unit Heater_E4_Codes & Standards Forecast | Commercial | Warehouse | Existing | Space Heating | Natural Gas | Unit Heater | E4 |  | Codes & Standards Forecast | 0 | 0 | 0 | 0 | 0 | 0 | 0 | 0 | 0 | 0 | 0 | 0 | 0 | 0 | 0 | 0 | 0 | 0 | 0 | 0 | 0 | 0 | 0 | 0 | 0 | 0 | 0 | 0 | 0 | 0 | 0 | 0 | 0
Commercial_Warehouse_Existing_Space Heating_Natural Gas_Unit Heater_E5_Codes & Standards Forecast | Commercial | Warehouse | Existing | Space Heating | Natural Gas | Unit Heater | E5 |  | Codes & Standards Forecast | 0 | 0 | 0 | 0 | 0 | 0 | 0 | 0 | 0 | 0 | 0 | 0 | 0 | 0 | 0 | 0 | 0 | 0 | 0 | 0 | 0 | 0 | 0 | 0 | 0 | 0 | 0 | 0 | 0 | 0 | 0 | 0 | 0
Commercial_Warehouse_Existing_Space Heating_Natural Gas_Unit Heater_E6_Codes & Standards Forecast | Commercial | Warehouse | Existing | Space Heating | Natural Gas | Unit Heater | E6 |  | Codes & Standards Forecast | 0 | 0 | 0 | 0 | 0 | 0 | 0 | 0 | 0 | 0 | 0 | 0 | 0 | 0 | 0 | 0 | 0 | 0 | 0 | 0 | 0 | 0 | 0 | 0 | 0 | 0 | 0 | 0 | 0 | 0 | 0 | 0 | 0
Commercial_Warehouse_Existing_Space Heating_Natural Gas_Unit Heater_E7_Codes & Standards Forecast | Commercial | Warehouse | Existing | Space Heating | Natural Gas | Unit Heater | E7 |  | Codes & Standards Forecast | 0 | 0 | 0 | 0 | 0 | 0 | 0 | 0 | 0 | 0 | 0 | 0 | 0 | 0 | 0 | 0 | 0 | 0 | 0 | 0 | 0 | 0 | 0 | 0 | 0 | 0 | 0 | 0 | 0 | 0 | 0 | 0 | 0
Commercial_Warehouse_Existing_Space Heating_Natural Gas_Unit Heater_E8_Codes & Standards Forecast | Commercial | Warehouse | Existing | Space Heating | Natural Gas | Unit Heater | E8 |  | Codes & Standards Forecast | 0 | 0 | 0 | 0 | 0 | 0 | 0 | 0 | 0 | 0 | 0 | 0 | 0 | 0 | 0 | 0 | 0 | 0 | 0 | 0 | 0 | 0 | 0 | 0 | 0 | 0 | 0 | 0 | 0 | 0 | 0 | 0 | 0
Commercial_Warehouse_Existing_Space Heating_Natural Gas_Unit Heater_E9_Codes & Standards Forecast | Commercial | Warehouse | Existing | Space Heating | Natural Gas | Unit Heater | E9 |  | Codes & Standards Forecast | 0 | 0 | 0 | 0 | 0 | 0 | 0 | 0 | 0 | 0 | 0 | 0 | 0 | 0 | 0 | 0 | 0 | 0 | 0 | 0 | 0 | 0 | 0 | 0 | 0 | 0 | 0 | 0 | 0 | 0 | 0 | 0 | 0
Commercial_Warehouse_Existing_Space Heating_Natural Gas_Unit Heater_E10_Codes & Standards Forecast | Commercial | Warehouse | Existing | Space Heating | Natural Gas | Unit Heater | E10 |  | Codes & Standards Forecast | 0 | 0 | 0 | 0 | 0 | 0 | 0 | 0 | 0 | 0 | 0 | 0 | 0 | 0 | 0 | 0 | 0 | 0 | 0 | 0 | 0 | 0 | 0 | 0 | 0 | 0 | 0 | 0 | 0 | 0 | 0 | 0 | 0
Commercial_Warehouse_Existing_Water Heating_Natural Gas_Water Heater_E1_Codes & Standards Forecast | Commercial | Warehouse | Existing | Water Heating | Natural Gas | Water Heater | E1 |  | Codes & Standards Forecast | 0 | 12263.6998 | 15861.2815 | 18672.8854 | 28083.803 | 22801.9284 | 24230.0976 | 25361.4406 | 26253.4423 | 26953.3017 | 23910.2889 | 22192.219 | 21386.2755 | 22581.1299 | 22502.2357 | 25825.0077 | 26525.6139 | 27073.3459 | 29302.085 | 26765.9352 | 26108.1934 | 25349.0931 | 24917.0707 | 24508.0741 | 23880.6753 | 23853.4627 | 24170.7298 | 25371.1588 | 25506.3034 | 26351.2673 | 26208.9573 | 25970.8726 | 30183.129
Commercial_Warehouse_Existing_Water Heating_Natural Gas_Water Heater_E2_Codes & Standards Forecast | Commercial | Warehouse | Existing | Water Heating | Natural Gas | Water Heater | E2 |  | Codes & Standards Forecast | 0 | 0 | 0 | 0 | 0 | 0 | 0 | 0 | 0 | 0 | 0 | 0 | 0 | 0 | 0 | 0 | 0 | 0 | 0 | 0 | 0 | 0 | 0 | 0 | 0 | 0 | 0 | 0 | 0 | 0 | 0 | 0 | 0
Commercial_Warehouse_Existing_Water Heating_Natural Gas_Water Heater_E3_Codes & Standards Forecast | Commercial | Warehouse | Existing | Water Heating | Natural Gas | Water Heater | E3 |  | Codes & Standards Forecast | 0 | 0 | 0 | 0 | 0 | 0 | 0 | 0 | 0 | 0 | 0 | 0 | 0 | 0 | 0 | 0 | 0 | 0 | 0 | 0 | 0 | 0 | 0 | 0 | 0 | 0 | 0 | 0 | 0 | 0 | 0 | 0 | 0
Commercial_Warehouse_Existing_Water Heating_Natural Gas_Water Heater_E4_Codes & Standards Forecast | Commercial | Warehouse | Existing | Water Heating | Natural Gas | Water Heater | E4 |  | Codes & Standards Forecast | 0 | 0 | 0 | 0 | 0 | 0 | 0 | 0 | 0 | 0 | 0 | 0 | 0 | 0 | 0 | 0 | 0 | 0 | 0 | 0 | 0 | 0 | 0 | 0 | 0 | 0 | 0 | 0 | 0 | 0 | 0 | 0 | 0
Commercial_Warehouse_Existing_Water Heating_Natural Gas_Water Heater_E5_Codes & Standards Forecast | Commercial | Warehouse | Existing | Water Heating | Natural Gas | Water Heater | E5 |  | Codes & Standards Forecast | 0 | 0 | 0 | 0 | 0 | 0 | 0 | 0 | 0 | 0 | 0 | 0 | 0 | 0 | 0 | 0 | 0 | 0 | 0 | 0 | 0 | 0 | 0 | 0 | 0 | 0 | 0 | 0 | 0 | 0 | 0 | 0 | 0
Commercial_Warehouse_Existing_Water Heating_Natural Gas_Water Heater_E6_Codes & Standards Forecast | Commercial | Warehouse | Existing | Water Heating | Natural Gas | Water Heater | E6 |  | Codes & Standards Forecast | 0 | 0 | 0 | 0 | 0 | 0 | 0 | 0 | 0 | 0 | 0 | 0 | 0 | 0 | 0 | 0 | 0 | 0 | 0 | 0 | 0 | 0 | 0 | 0 | 0 | 0 | 0 | 0 | 0 | 0 | 0 | 0 | 0
Commercial_Warehouse_Existing_Water Heating_Natural Gas_Water Heater_E7_Codes & Standards Forecast | Commercial | Warehouse | Existing | Water Heating | Natural Gas | Water Heater | E7 |  | Codes & Standards Forecast | 0 | 0 | 0 | 0 | 0 | 0 | 0 | 0 | 0 | 0 | 0 | 0 | 0 | 0 | 0 | 0 | 0 | 0 | 0 | 0 | 0 | 0 | 0 | 0 | 0 | 0 | 0 | 0 | 0 | 0 | 0 | 0 | 0
Commercial_Warehouse_Existing_Water Heating_Natural Gas_Water Heater_E8_Codes & Standards Forecast | Commercial | Warehouse | Existing | Water Heating | Natural Gas | Water Heater | E8 |  | Codes & Standards Forecast | 0 | 0 | 0 | 0 | 0 | 0 | 0 | 0 | 0 | 0 | 0 | 0 | 0 | 0 | 0 | 0 | 0 | 0 | 0 | 0 | 0 | 0 | 0 | 0 | 0 | 0 | 0 | 0 | 0 | 0 | 0 | 0 | 0
Commercial_Warehouse_Existing_Water Heating_Natural Gas_Water Heater_E9_Codes & Standards Forecast | Commercial | Warehouse | Existing | Water Heating | Natural Gas | Water Heater | E9 |  | Codes & Standards Forecast | 0 | 0 | 0 | 0 | 0 | 0 | 0 | 0 | 0 | 0 | 0 | 0 | 0 | 0 | 0 | 0 | 0 | 0 | 0 | 0 | 0 | 0 | 0 | 0 | 0 | 0 | 0 | 0 | 0 | 0 | 0 | 0 | 0
Commercial_Warehouse_Existing_Water Heating_Natural Gas_Water Heater_E10_Codes & Standards Forecast | Commercial | Warehouse | Existing | Water Heating | Natural Gas | Water Heater | E10 |  | Codes & Standards Forecast | 0 | 0 | 0 | 0 | 0 | 0 | 0 | 0 | 0 | 0 | 0 | 0 | 0 | 0 | 0 | 0 | 0 | 0 | 0 | 0 | 0 | 0 | 0 | 0 | 0 | 0 | 0 | 0 | 0 | 0 | 0 | 0 | 0
Commercial_Warehouse_Existing_Food Preparation_Natural Gas_Oven_E1_Codes & Standards Forecast | Commercial | Warehouse | Existing | Food Preparation | Natural Gas | Oven | E1 |  | Codes & Standards Forecast | 0 | 348.8647 | 376.0041 | 397.6233 | 562.6542 | 433.0516 | 445.8131 | 456.324 | 464.9122 | 471.8806 | 449.1326 | 434.8132 | 426.7054 | 446.8048 | 442.388 | 440.8274 | 535.0612 | 528.8395 | 523.5199 | 553.5361 | 496.9101 | 486.8817 | 481.2039 | 475.234 | 469.5741 | 472.2532 | 475.7285 | 479.4133 | 495.0128 | 492.0692 | 488.7328 | 510.9611 | 584.2786
Commercial_Warehouse_Existing_Food Preparation_Natural Gas_Oven_E2_Codes & Standards Forecast | Commercial | Warehouse | Existing | Food Preparation | Natural Gas | Oven | E2 |  | Codes & Standards Forecast | 0 | 0 | 0 | 0 | 0 | 0 | 0 | 0 | 0 | 0 | 0 | 0 | 0 | 0 | 0 | 0 | 0 | 0 | 0 | 0 | 0 | 0 | 0 | 0 | 0 | 0 | 0 | 0 | 0 | 0 | 0 | 0 | 0
Commercial_Warehouse_Existing_Food Preparation_Natural Gas_Oven_E3_Codes & Standards Forecast | Commercial | Warehouse | Existing | Food Preparation | Natural Gas | Oven | E3 |  | Codes & Standards Forecast | 0 | 0 | 0 | 0 | 0 | 0 | 0 | 0 | 0 | 0 | 0 | 0 | 0 | 0 | 0 | 0 | 0 | 0 | 0 | 0 | 0 | 0 | 0 | 0 | 0 | 0 | 0 | 0 | 0 | 0 | 0 | 0 | 0
Commercial_Warehouse_Existing_Food Preparation_Natural Gas_Oven_E4_Codes & Standards Forecast | Commercial | Warehouse | Existing | Food Preparation | Natural Gas | Oven | E4 |  | Codes & Standards Forecast | 0 | 0 | 0 | 0 | 0 | 0 | 0 | 0 | 0 | 0 | 0 | 0 | 0 | 0 | 0 | 0 | 0 | 0 | 0 | 0 | 0 | 0 | 0 | 0 | 0 | 0 | 0 | 0 | 0 | 0 | 0 | 0 | 0
Commercial_Warehouse_Existing_Food Preparation_Natural Gas_Oven_E5_Codes & Standards Forecast | Commercial | Warehouse | Existing | Food Preparation | Natural Gas | Oven | E5 |  | Codes & Standards Forecast | 0 | 0 | 0 | 0 | 0 | 0 | 0 | 0 | 0 | 0 | 0 | 0 | 0 | 0 | 0 | 0 | 0 | 0 | 0 | 0 | 0 | 0 | 0 | 0 | 0 | 0 | 0 | 0 | 0 | 0 | 0 | 0 | 0
Commercial_Warehouse_Existing_Food Preparation_Natural Gas_Oven_E6_Codes & Standards Forecast | Commercial | Warehouse | Existing | Food Preparation | Natural Gas | Oven | E6 |  | Codes & Standards Forecast | 0 | 0 | 0 | 0 | 0 | 0 | 0 | 0 | 0 | 0 | 0 | 0 | 0 | 0 | 0 | 0 | 0 | 0 | 0 | 0 | 0 | 0 | 0 | 0 | 0 | 0 | 0 | 0 | 0 | 0 | 0 | 0 | 0
Commercial_Warehouse_Existing_Food Preparation_Natural Gas_Oven_E7_Codes & Standards Forecast | Commercial | Warehouse | Existing | Food Preparation | Natural Gas | Oven | E7 |  | Codes & Standards Forecast | 0 | 0 | 0 | 0 | 0 | 0 | 0 | 0 | 0 | 0 | 0 | 0 | 0 | 0 | 0 | 0 | 0 | 0 | 0 | 0 | 0 | 0 | 0 | 0 | 0 | 0 | 0 | 0 | 0 | 0 | 0 | 0 | 0
Commercial_Warehouse_Existing_Food Preparation_Natural Gas_Oven_E8_Codes & Standards Forecast | Commercial | Warehouse | Existing | Food Preparation | Natural Gas | Oven | E8 |  | Codes & Standards Forecast | 0 | 0 | 0 | 0 | 0 | 0 | 0 | 0 | 0 | 0 | 0 | 0 | 0 | 0 | 0 | 0 | 0 | 0 | 0 | 0 | 0 | 0 | 0 | 0 | 0 | 0 | 0 | 0 | 0 | 0 | 0 | 0 | 0
Commercial_Warehouse_Existing_Food Preparation_Natural Gas_Oven_E9_Codes & Standards Forecast | Commercial | Warehouse | Existing | Food Preparation | Natural Gas | Oven | E9 |  | Codes & Standards Forecast | 0 | 0 | 0 | 0 | 0 | 0 | 0 | 0 | 0 | 0 | 0 | 0 | 0 | 0 | 0 | 0 | 0 | 0 | 0 | 0 | 0 | 0 | 0 | 0 | 0 | 0 | 0 | 0 | 0 | 0 | 0 | 0 | 0
Commercial_Warehouse_Existing_Food Preparation_Natural Gas_Oven_E10_Codes & Standards Forecast | Commercial | Warehouse | Existing | Food Preparation | Natural Gas | Oven | E10 |  | Codes & Standards Forecast | 0 | 0 | 0 | 0 | 0 | 0 | 0 | 0 | 0 | 0 | 0 | 0 | 0 | 0 | 0 | 0 | 0 | 0 | 0 | 0 | 0 | 0 | 0 | 0 | 0 | 0 | 0 | 0 | 0 | 0 | 0 | 0 | 0
Commercial_Warehouse_Existing_Food Preparation_Natural Gas_Conveyor Oven_E1_Codes & Standards Forecast | Commercial | Warehouse | Existing | Food Preparation | Natural Gas | Conveyor Oven | E1 |  | Codes & Standards Forecast | 0 | 73.8772 | 95.5493 | 112.4865 | 199.0458 | 137.3601 | 145.9635 | 152.7788 | 158.1522 | 162.3682 | 165.6568 | 168.2068 | 170.1698 | 171.6657 | 172.7875 | 173.6105 | 174.1935 | 153.2787 | 140.8122 | 134.2256 | 145.6657 | 142.8916 | 160.794 | 163.4904 | 165.5708 | 185.365 | 164.7222 | 166.3381 | 167.556 | 168.456 | 169.1012 | 169.5434 | 211.1466
Commercial_Warehouse_Existing_Food Preparation_Natural Gas_Conveyor Oven_E2_Codes & Standards Forecast | Commercial | Warehouse | Existing | Food Preparation | Natural Gas | Conveyor Oven | E2 |  | Codes & Standards Forecast | 0 | 0 | 0 | 0 | 0 | 0 | 0 | 0 | 0 | 0 | 0 | 0 | 0 | 0 | 0 | 0 | 0 | 0 | 0 | 0 | 0 | 0 | 0 | 0 | 0 | 0 | 0 | 0 | 0 | 0 | 0 | 0 | 0
Commercial_Warehouse_Existing_Food Preparation_Natural Gas_Conveyor Oven_E3_Codes & Standards Forecast | Commercial | Warehouse | Existing | Food Preparation | Natural Gas | Conveyor Oven | E3 |  | Codes & Standards Forecast | 0 | 0 | 0 | 0 | 0 | 0 | 0 | 0 | 0 | 0 | 0 | 0 | 0 | 0 | 0 | 0 | 0 | 0 | 0 | 0 | 0 | 0 | 0 | 0 | 0 | 0 | 0 | 0 | 0 | 0 | 0 | 0 | 0
Commercial_Warehouse_Existing_Food Preparation_Natural Gas_Conveyor Oven_E4_Codes & Standards Forecast | Commercial | Warehouse | Existing | Food Preparation | Natural Gas | Conveyor Oven | E4 |  | Codes & Standards Forecast | 0 | 0 | 0 | 0 | 0 | 0 | 0 | 0 | 0 | 0 | 0 | 0 | 0 | 0 | 0 | 0 | 0 | 0 | 0 | 0 | 0 | 0 | 0 | 0 | 0 | 0 | 0 | 0 | 0 | 0 | 0 | 0 | 0
Commercial_Warehouse_Existing_Food Preparation_Natural Gas_Conveyor Oven_E5_Codes & Standards Forecast | Commercial | Warehouse | Existing | Food Preparation | Natural Gas | Conveyor Oven | E5 |  | Codes & Standards Forecast | 0 | 0 | 0 | 0 | 0 | 0 | 0 | 0 | 0 | 0 | 0 | 0 | 0 | 0 | 0 | 0 | 0 | 0 | 0 | 0 | 0 | 0 | 0 | 0 | 0 | 0 | 0 | 0 | 0 | 0 | 0 | 0 | 0
Commercial_Warehouse_Existing_Food Preparation_Natural Gas_Conveyor Oven_E6_Codes & Standards Forecast | Commercial | Warehouse | Existing | Food Preparation | Natural Gas | Conveyor Oven | E6 |  | Codes & Standards Forecast | 0 | 0 | 0 | 0 | 0 | 0 | 0 | 0 | 0 | 0 | 0 | 0 | 0 | 0 | 0 | 0 | 0 | 0 | 0 | 0 | 0 | 0 | 0 | 0 | 0 | 0 | 0 | 0 | 0 | 0 | 0 | 0 | 0
Commercial_Warehouse_Existing_Food Preparation_Natural Gas_Conveyor Oven_E7_Codes & Standards Forecast | Commercial | Warehouse | Existing | Food Preparation | Natural Gas | Conveyor Oven | E7 |  | Codes & Standards Forecast | 0 | 0 | 0 | 0 | 0 | 0 | 0 | 0 | 0 | 0 | 0 | 0 | 0 | 0 | 0 | 0 | 0 | 0 | 0 | 0 | 0 | 0 | 0 | 0 | 0 | 0 | 0 | 0 | 0 | 0 | 0 | 0 | 0
Commercial_Warehouse_Existing_Food Preparation_Natural Gas_Conveyor Oven_E8_Codes & Standards Forecast | Commercial | Warehouse | Existing | Food Preparation | Natural Gas | Conveyor Oven | E8 |  | Codes & Standards Forecast | 0 | 0 | 0 | 0 | 0 | 0 | 0 | 0 | 0 | 0 | 0 | 0 | 0 | 0 | 0 | 0 | 0 | 0 | 0 | 0 | 0 | 0 | 0 | 0 | 0 | 0 | 0 | 0 | 0 | 0 | 0 | 0 | 0
Commercial_Warehouse_Existing_Food Preparation_Natural Gas_Conveyor Oven_E9_Codes & Standards Forecast | Commercial | Warehouse | Existing | Food Preparation | Natural Gas | Conveyor Oven | E9 |  | Codes & Standards Forecast | 0 | 0 | 0 | 0 | 0 | 0 | 0 | 0 | 0 | 0 | 0 | 0 | 0 | 0 | 0 | 0 | 0 | 0 | 0 | 0 | 0 | 0 | 0 | 0 | 0 | 0 | 0 | 0 | 0 | 0 | 0 | 0 | 0
Commercial_Warehouse_Existing_Food Preparation_Natural Gas_Conveyor Oven_E10_Codes & Standards Forecast | Commercial | Warehouse | Existing | Food Preparation | Natural Gas | Conveyor Oven | E10 |  | Codes & Standards Forecast | 0 | 0 | 0 | 0 | 0 | 0 | 0 | 0 | 0 | 0 | 0 | 0 | 0 | 0 | 0 | 0 | 0 | 0 | 0 | 0 | 0 | 0 | 0 | 0 | 0 | 0 | 0 | 0 | 0 | 0 | 0 | 0 | 0
Commercial_Warehouse_Existing_Food Preparation_Natural Gas_Double Rack Oven_E1_Codes & Standards Forecast | Commercial | Warehouse | Existing | Food Preparation | Natural Gas | Double Rack Oven | E1 |  | Codes & Standards Forecast | 0 | 104.6594 | 135.3615 | 159.3559 | 251.7586 | 194.5935 | 206.7816 | 216.4366 | 224.049 | 230.0217 | 234.6805 | 238.293 | 210.573 | 194.492 | 186.4607 | 198.0317 | 196.1286 | 223.3886 | 228.5731 | 232.6253 | 254.1543 | 234.5134 | 237.0799 | 233.0594 | 226.1845 | 218.7102 | 214.6766 | 210.8202 | 205.12 | 204.5192 | 206.8596 | 217.9038 | 260.8809
Commercial_Warehouse_Existing_Food Preparation_Natural Gas_Double Rack Oven_E2_Codes & Standards Forecast | Commercial | Warehouse | Existing | Food Preparation | Natural Gas | Double Rack Oven | E2 |  | Codes & Standards Forecast | 0 | 0 | 0 | 0 | 0 | 0 | 0 | 0 | 0 | 0 | 0 | 0 | 0 | 0 | 0 | 0 | 0 | 0 | 0 | 0 | 0 | 0 | 0 | 0 | 0 | 0 | 0 | 0 | 0 | 0 | 0 | 0 | 0
Commercial_Warehouse_Existing_Food Preparation_Natural Gas_Double Rack Oven_E3_Codes & Standards Forecast | Commercial | Warehouse | Existing | Food Preparation | Natural Gas | Double Rack Oven | E3 |  | Codes & Standards Forecast | 0 | 0 | 0 | 0 | 0 | 0 | 0 | 0 | 0 | 0 | 0 | 0 | 0 | 0 | 0 | 0 | 0 | 0 | 0 | 0 | 0 | 0 | 0 | 0 | 0 | 0 | 0 | 0 | 0 | 0 | 0 | 0 | 0
Commercial_Warehouse_Existing_Food Preparation_Natural Gas_Double Rack Oven_E4_Codes & Standards Forecast | Commercial | Warehouse | Existing | Food Preparation | Natural Gas | Double Rack Oven | E4 |  | Codes & Standards Forecast | 0 | 0 | 0 | 0 | 0 | 0 | 0 | 0 | 0 | 0 | 0 | 0 | 0 | 0 | 0 | 0 | 0 | 0 | 0 | 0 | 0 | 0 | 0 | 0 | 0 | 0 | 0 | 0 | 0 | 0 | 0 | 0 | 0
Commercial_Warehouse_Existing_Food Preparation_Natural Gas_Double Rack Oven_E5_Codes & Standards Forecast | Commercial | Warehouse | Existing | Food Preparation | Natural Gas | Double Rack Oven | E5 |  | Codes & Standards Forecast | 0 | 0 | 0 | 0 | 0 | 0 | 0 | 0 | 0 | 0 | 0 | 0 | 0 | 0 | 0 | 0 | 0 | 0 | 0 | 0 | 0 | 0 | 0 | 0 | 0 | 0 | 0 | 0 | 0 | 0 | 0 | 0 | 0
Commercial_Warehouse_Existing_Food Preparation_Natural Gas_Double Rack Oven_E6_Codes & Standards Forecast | Commercial | Warehouse | Existing | Food Preparation | Natural Gas | Double Rack Oven | E6 |  | Codes & Standards Forecast | 0 | 0 | 0 | 0 | 0 | 0 | 0 | 0 | 0 | 0 | 0 | 0 | 0 | 0 | 0 | 0 | 0 | 0 | 0 | 0 | 0 | 0 | 0 | 0 | 0 | 0 | 0 | 0 | 0 | 0 | 0 | 0 | 0
Commercial_Warehouse_Existing_Food Preparation_Natural Gas_Double Rack Oven_E7_Codes & Standards Forecast | Commercial | Warehouse | Existing | Food Preparation | Natural Gas | Double Rack Oven | E7 |  | Codes & Standards Forecast | 0 | 0 | 0 | 0 | 0 | 0 | 0 | 0 | 0 | 0 | 0 | 0 | 0 | 0 | 0 | 0 | 0 | 0 | 0 | 0 | 0 | 0 | 0 | 0 | 0 | 0 | 0 | 0 | 0 | 0 | 0 | 0 | 0
Commercial_Warehouse_Existing_Food Preparation_Natural Gas_Double Rack Oven_E8_Codes & Standards Forecast | Commercial | Warehouse | Existing | Food Preparation | Natural Gas | Double Rack Oven | E8 |  | Codes & Standards Forecast | 0 | 0 | 0 | 0 | 0 | 0 | 0 | 0 | 0 | 0 | 0 | 0 | 0 | 0 | 0 | 0 | 0 | 0 | 0 | 0 | 0 | 0 | 0 | 0 | 0 | 0 | 0 | 0 | 0 | 0 | 0 | 0 | 0
Commercial_Warehouse_Existing_Food Preparation_Natural Gas_Double Rack Oven_E9_Codes & Standards Forecast | Commercial | Warehouse | Existing | Food Preparation | Natural Gas | Double Rack Oven | E9 |  | Codes & Standards Forecast | 0 | 0 | 0 | 0 | 0 | 0 | 0 | 0 | 0 | 0 | 0 | 0 | 0 | 0 | 0 | 0 | 0 | 0 | 0 | 0 | 0 | 0 | 0 | 0 | 0 | 0 | 0 | 0 | 0 | 0 | 0 | 0 | 0
Commercial_Warehouse_Existing_Food Preparation_Natural Gas_Double Rack Oven_E10_Codes & Standards Forecast | Commercial | Warehouse | Existing | Food Preparation | Natural Gas | Double Rack Oven | E10 |  | Codes & Standards Forecast | 0 | 0 | 0 | 0 | 0 | 0 | 0 | 0 | 0 | 0 | 0 | 0 | 0 | 0 | 0 | 0 | 0 | 0 | 0 | 0 | 0 | 0 | 0 | 0 | 0 | 0 | 0 | 0 | 0 | 0 | 0 | 0 | 0
Commercial_Warehouse_Existing_Food Preparation_Natural Gas_Fryer_E1_Codes & Standards Forecast | Commercial | Warehouse | Existing | Food Preparation | Natural Gas | Fryer | E1 |  | Codes & Standards Forecast | 0 | 0 | 0 | 0 | 0 | 0 | 0 | 0 | 0 | 0 | 0 | 0 | 0 | 0 | 0 | 0 | 0 | 0 | 0 | 0 | 0 | 0 | 0 | 0 | 0 | 0 | 0 | 0 | 0 | 0 | 0 | 0 | 0
Commercial_Warehouse_Existing_Food Preparation_Natural Gas_Fryer_E2_Codes & Standards Forecast | Commercial | Warehouse | Existing | Food Preparation | Natural Gas | Fryer | E2 |  | Codes & Standards Forecast | 0 | 0 | 0 | 225.7699 | 922.2955 | 954.6918 | 1211.1917 | 1415.1625 | 1577.1339 | 1259.0944 | 1005.1749 | 846.9187 | 857.3657 | 872.2038 | 934.5681 | 1024.509 | 1185.855 | 1372.0263 | 1302.1062 | 1272.3757 | 1237.4362 | 1201.8454 | 1063.2137 | 986.4309 | 981.1824 | 1056.6499 | 1104.2408 | 1148.5003 | 1183.9934 | 1223.5757 | 1234.2698 | 1162.322 | 1280.2339
Commercial_Warehouse_Existing_Food Preparation_Natural Gas_Fryer_E3_Codes & Standards Forecast | Commercial | Warehouse | Existing | Food Preparation | Natural Gas | Fryer | E3 |  | Codes & Standards Forecast | 0 | 0 | 0 | 0 | 0 | 0 | 0 | 0 | 0 | 0 | 0 | 0 | 0 | 0 | 0 | 0 | 0 | 0 | 0 | 0 | 0 | 0 | 0 | 0 | 0 | 0 | 0 | 0 | 0 | 0 | 0 | 0 | 0
Commercial_Warehouse_Existing_Food Preparation_Natural Gas_Fryer_E4_Codes & Standards Forecast | Commercial | Warehouse | Existing | Food Preparation | Natural Gas | Fryer | E4 |  | Codes & Standards Forecast | 0 | 0 | 0 | 0 | 0 | 0 | 0 | 0 | 0 | 0 | 0 | 0 | 0 | 0 | 0 | 0 | 0 | 0 | 0 | 0 | 0 | 0 | 0 | 0 | 0 | 0 | 0 | 0 | 0 | 0 | 0 | 0 | 0
Commercial_Warehouse_Existing_Food Preparation_Natural Gas_Fryer_E5_Codes & Standards Forecast | Commercial | Warehouse | Existing | Food Preparation | Natural Gas | Fryer | E5 |  | Codes & Standards Forecast | 0 | 0 | 0 | 0 | 0 | 0 | 0 | 0 | 0 | 0 | 0 | 0 | 0 | 0 | 0 | 0 | 0 | 0 | 0 | 0 | 0 | 0 | 0 | 0 | 0 | 0 | 0 | 0 | 0 | 0 | 0 | 0 | 0
Commercial_Warehouse_Existing_Food Preparation_Natural Gas_Fryer_E6_Codes & Standards Forecast | Commercial | Warehouse | Existing | Food Preparation | Natural Gas | Fryer | E6 |  | Codes & Standards Forecast | 0 | 0 | 0 | 0 | 0 | 0 | 0 | 0 | 0 | 0 | 0 | 0 | 0 | 0 | 0 | 0 | 0 | 0 | 0 | 0 | 0 | 0 | 0 | 0 | 0 | 0 | 0 | 0 | 0 | 0 | 0 | 0 | 0
Commercial_Warehouse_Existing_Food Preparation_Natural Gas_Fryer_E7_Codes & Standards Forecast | Commercial | Warehouse | Existing | Food Preparation | Natural Gas | Fryer | E7 |  | Codes & Standards Forecast | 0 | 0 | 0 | 0 | 0 | 0 | 0 | 0 | 0 | 0 | 0 | 0 | 0 | 0 | 0 | 0 | 0 | 0 | 0 | 0 | 0 | 0 | 0 | 0 | 0 | 0 | 0 | 0 | 0 | 0 | 0 | 0 | 0
Commercial_Warehouse_Existing_Food Preparation_Natural Gas_Fryer_E8_Codes & Standards Forecast | Commercial | Warehouse | Existing | Food Preparation | Natural Gas | Fryer | E8 |  | Codes & Standards Forecast | 0 | 0 | 0 | 0 | 0 | 0 | 0 | 0 | 0 | 0 | 0 | 0 | 0 | 0 | 0 | 0 | 0 | 0 | 0 | 0 | 0 | 0 | 0 | 0 | 0 | 0 | 0 | 0 | 0 | 0 | 0 | 0 | 0
Commercial_Warehouse_Existing_Food Preparation_Natural Gas_Fryer_E9_Codes & Standards Forecast | Commercial | Warehouse | Existing | Food Preparation | Natural Gas | Fryer | E9 |  | Codes & Standards Forecast | 0 | 0 | 0 | 0 | 0 | 0 | 0 | 0 | 0 | 0 | 0 | 0 | 0 | 0 | 0 | 0 | 0 | 0 | 0 | 0 | 0 | 0 | 0 | 0 | 0 | 0 | 0 | 0 | 0 | 0 | 0 | 0 | 0
Commercial_Warehouse_Existing_Food Preparation_Natural Gas_Fryer_E10_Codes & Standards Forecast | Commercial | Warehouse | Existing | Food Preparation | Natural Gas | Fryer | E10 |  | Codes & Standards Forecast | 0 | 0 | 0 | 0 | 0 | 0 | 0 | 0 | 0 | 0 | 0 | 0 | 0 | 0 | 0 | 0 | 0 | 0 | 0 | 0 | 0 | 0 | 0 | 0 | 0 | 0 | 0 | 0 | 0 | 0 | 0 | 0 | 0
Commercial_Warehouse_Existing_Food Preparation_Natural Gas_Broiler_E1_Codes & Standards Forecast | Commercial | Warehouse | Existing | Food Preparation | Natural Gas | Broiler | E1 |  | Codes & Standards Forecast | 0 | 0 | 0 | 0 | 0 | 0 | 0 | 0 | 0 | 0 | 0 | 0 | 0 | 0 | 0 | 0 | 0 | 0 | 0 | 0 | 0 | 0 | 0 | 0 | 0 | 0 | 0 | 0 | 0 | 0 | 0 | 0 | 0
Commercial_Warehouse_Existing_Food Preparation_Natural Gas_Broiler_E2_Codes & Standards Forecast | Commercial | Warehouse | Existing | Food Preparation | Natural Gas | Broiler | E2 |  | Codes & Standards Forecast | 0 | 0 | 0 | 0 | 0 | 0 | 0 | 0 | 0 | 0 | 0 | 0 | 0 | 0 | 0 | 0 | 0 | 0 | 0 | 0 | 0 | 0 | 0 | 0 | 0 | 0 | 0 | 0 | 0 | 0 | 0 | 0 | 0
Commercial_Warehouse_Existing_Food Preparation_Natural Gas_Broiler_E3_Codes & Standards Forecast | Commercial | Warehouse | Existing | Food Preparation | Natural Gas | Broiler | E3 |  | Codes & Standards Forecast | 0 | 0 | 0 | 0 | 0 | 0 | 0 | 0 | 0 | 0 | 0 | 0 | 0 | 0 | 0 | 0 | 0 | 0 | 0 | 0 | 0 | 0 | 0 | 0 | 0 | 0 | 0 | 0 | 0 | 0 | 0 | 0 | 0
Commercial_Warehouse_Existing_Food Preparation_Natural Gas_Broiler_E4_Codes & Standards Forecast | Commercial | Warehouse | Existing | Food Preparation | Natural Gas | Broiler | E4 |  | Codes & Standards Forecast | 0 | 0 | 0 | 0 | 0 | 0 | 0 | 0 | 0 | 0 | 0 | 0 | 0 | 0 | 0 | 0 | 0 | 0 | 0 | 0 | 0 | 0 | 0 | 0 | 0 | 0 | 0 | 0 | 0 | 0 | 0 | 0 | 0
Commercial_Warehouse_Existing_Food Preparation_Natural Gas_Broiler_E5_Codes & Standards Forecast | Commercial | Warehouse | Existing | Food Preparation | Natural Gas | Broiler | E5 |  | Codes & Standards Forecast | 0 | 0 | 0 | 0 | 0 | 0 | 0 | 0 | 0 | 0 | 0 | 0 | 0 | 0 | 0 | 0 | 0 | 0 | 0 | 0 | 0 | 0 | 0 | 0 | 0 | 0 | 0 | 0 | 0 | 0 | 0 | 0 | 0
Commercial_Warehouse_Existing_Food Preparation_Natural Gas_Broiler_E6_Codes & Standards Forecast | Commercial | Warehouse | Existing | Food Preparation | Natural Gas | Broiler | E6 |  | Codes & Standards Forecast | 0 | 0 | 0 | 0 | 0 | 0 | 0 | 0 | 0 | 0 | 0 | 0 | 0 | 0 | 0 | 0 | 0 | 0 | 0 | 0 | 0 | 0 | 0 | 0 | 0 | 0 | 0 | 0 | 0 | 0 | 0 | 0 | 0
Commercial_Warehouse_Existing_Food Preparation_Natural Gas_Broiler_E7_Codes & Standards Forecast | Commercial | Warehouse | Existing | Food Preparation | Natural Gas | Broiler | E7 |  | Codes & Standards Forecast | 0 | 0 | 0 | 0 | 0 | 0 | 0 | 0 | 0 | 0 | 0 | 0 | 0 | 0 | 0 | 0 | 0 | 0 | 0 | 0 | 0 | 0 | 0 | 0 | 0 | 0 | 0 | 0 | 0 | 0 | 0 | 0 | 0
Commercial_Warehouse_Existing_Food Preparation_Natural Gas_Broiler_E8_Codes & Standards Forecast | Commercial | Warehouse | Existing | Food Preparation | Natural Gas | Broiler | E8 |  | Codes & Standards Forecast | 0 | 0 | 0 | 0 | 0 | 0 | 0 | 0 | 0 | 0 | 0 | 0 | 0 | 0 | 0 | 0 | 0 | 0 | 0 | 0 | 0 | 0 | 0 | 0 | 0 | 0 | 0 | 0 | 0 | 0 | 0 | 0 | 0
Commercial_Warehouse_Existing_Food Preparation_Natural Gas_Broiler_E9_Codes & Standards Forecast | Commercial | Warehouse | Existing | Food Preparation | Natural Gas | Broiler | E9 |  | Codes & Standards Forecast | 0 | 0 | 0 | 0 | 0 | 0 | 0 | 0 | 0 | 0 | 0 | 0 | 0 | 0 | 0 | 0 | 0 | 0 | 0 | 0 | 0 | 0 | 0 | 0 | 0 | 0 | 0 | 0 | 0 | 0 | 0 | 0 | 0
Commercial_Warehouse_Existing_Food Preparation_Natural Gas_Broiler_E10_Codes & Standards Forecast | Commercial | Warehouse | Existing | Food Preparation | Natural Gas | Broiler | E10 |  | Codes & Standards Forecast | 0 | 0 | 0 | 0 | 0 | 0 | 0 | 0 | 0 | 0 | 0 | 0 | 0 | 0 | 0 | 0 | 0 | 0 | 0 | 0 | 0 | 0 | 0 | 0 | 0 | 0 | 0 | 0 | 0 | 0 | 0 | 0 | 0
Commercial_Warehouse_Existing_Food Preparation_Natural Gas_Griddle_E1_Codes & Standards Forecast | Commercial | Warehouse | Existing | Food Preparation | Natural Gas | Griddle | E1 |  | Codes & Standards Forecast | 0 | 418.6376 | 541.4459 | 0 | 0 | 0 | 0 | 0 | 0 | 0 | 0 | 0 | 0 | 0 | 0 | 0 | 0 | 0 | 0 | 0 | 0 | 0 | 0 | 0 | 0 | 0 | 0 | 0 | 0 | 0 | 0 | 0 | 0
Commercial_Warehouse_Existing_Food Preparation_Natural Gas_Griddle_E2_Codes & Standards Forecast | Commercial | Warehouse | Existing | Food Preparation | Natural Gas | Griddle | E2 |  | Codes & Standards Forecast | 0 | 0 | 0 | 637.4237 | 1007.0345 | 778.374 | 827.1265 | 865.7464 | 896.196 | 920.0867 | 938.7221 | 953.172 | 842.2921 | 777.9681 | 745.8426 | 792.1268 | 784.5144 | 893.5543 | 914.2925 | 930.5013 | 1016.6173 | 938.0535 | 948.3196 | 932.2377 | 904.7381 | 874.8409 | 858.7063 | 843.2807 | 820.4801 | 818.0767 | 827.4383 | 871.6151 | 1043.5235
Commercial_Warehouse_Existing_Food Preparation_Natural Gas_Griddle_E3_Codes & Standards Forecast | Commercial | Warehouse | Existing | Food Preparation | Natural Gas | Griddle | E3 |  | Codes & Standards Forecast | 0 | 0 | 0 | 0 | 0 | 0 | 0 | 0 | 0 | 0 | 0 | 0 | 0 | 0 | 0 | 0 | 0 | 0 | 0 | 0 | 0 | 0 | 0 | 0 | 0 | 0 | 0 | 0 | 0 | 0 | 0 | 0 | 0
Commercial_Warehouse_Existing_Food Preparation_Natural Gas_Griddle_E4_Codes & Standards Forecast | Commercial | Warehouse | Existing | Food Preparation | Natural Gas | Griddle | E4 |  | Codes & Standards Forecast | 0 | 0 | 0 | 0 | 0 | 0 | 0 | 0 | 0 | 0 | 0 | 0 | 0 | 0 | 0 | 0 | 0 | 0 | 0 | 0 | 0 | 0 | 0 | 0 | 0 | 0 | 0 | 0 | 0 | 0 | 0 | 0 | 0
Commercial_Warehouse_Existing_Food Preparation_Natural Gas_Griddle_E5_Codes & Standards Forecast | Commercial | Warehouse | Existing | Food Preparation | Natural Gas | Griddle | E5 |  | Codes & Standards Forecast | 0 | 0 | 0 | 0 | 0 | 0 | 0 | 0 | 0 | 0 | 0 | 0 | 0 | 0 | 0 | 0 | 0 | 0 | 0 | 0 | 0 | 0 | 0 | 0 | 0 | 0 | 0 | 0 | 0 | 0 | 0 | 0 | 0
Commercial_Warehouse_Existing_Food Preparation_Natural Gas_Griddle_E6_Codes & Standards Forecast | Commercial | Warehouse | Existing | Food Preparation | Natural Gas | Griddle | E6 |  | Codes & Standards Forecast | 0 | 0 | 0 | 0 | 0 | 0 | 0 | 0 | 0 | 0 | 0 | 0 | 0 | 0 | 0 | 0 | 0 | 0 | 0 | 0 | 0 | 0 | 0 | 0 | 0 | 0 | 0 | 0 | 0 | 0 | 0 | 0 | 0
Commercial_Warehouse_Existing_Food Preparation_Natural Gas_Griddle_E7_Codes & Standards Forecast | Commercial | Warehouse | Existing | Food Preparation | Natural Gas | Griddle | E7 |  | Codes & Standards Forecast | 0 | 0 | 0 | 0 | 0 | 0 | 0 | 0 | 0 | 0 | 0 | 0 | 0 | 0 | 0 | 0 | 0 | 0 | 0 | 0 | 0 | 0 | 0 | 0 | 0 | 0 | 0 | 0 | 0 | 0 | 0 | 0 | 0
Commercial_Warehouse_Existing_Food Preparation_Natural Gas_Griddle_E8_Codes & Standards Forecast | Commercial | Warehouse | Existing | Food Preparation | Natural Gas | Griddle | E8 |  | Codes & Standards Forecast | 0 | 0 | 0 | 0 | 0 | 0 | 0 | 0 | 0 | 0 | 0 | 0 | 0 | 0 | 0 | 0 | 0 | 0 | 0 | 0 | 0 | 0 | 0 | 0 | 0 | 0 | 0 | 0 | 0 | 0 | 0 | 0 | 0
Commercial_Warehouse_Existing_Food Preparation_Natural Gas_Griddle_E9_Codes & Standards Forecast | Commercial | Warehouse | Existing | Food Preparation | Natural Gas | Griddle | E9 |  | Codes & Standards Forecast | 0 | 0 | 0 | 0 | 0 | 0 | 0 | 0 | 0 | 0 | 0 | 0 | 0 | 0 | 0 | 0 | 0 | 0 | 0 | 0 | 0 | 0 | 0 | 0 | 0 | 0 | 0 | 0 | 0 | 0 | 0 | 0 | 0
Commercial_Warehouse_Existing_Food Preparation_Natural Gas_Griddle_E10_Codes & Standards Forecast | Commercial | Warehouse | Existing | Food Preparation | Natural Gas | Griddle | E10 |  | Codes & Standards Forecast | 0 | 0 | 0 | 0 | 0 | 0 | 0 | 0 | 0 | 0 | 0 | 0 | 0 | 0 | 0 | 0 | 0 | 0 | 0 | 0 | 0 | 0 | 0 | 0 | 0 | 0 | 0 | 0 | 0 | 0 | 0 | 0 | 0
Commercial_Warehouse_Existing_Food Preparation_Natural Gas_Range_E1_Codes & Standards Forecast | Commercial | Warehouse | Existing | Food Preparation | Natural Gas | Range | E1 |  | Codes & Standards Forecast | 0 | 502.3652 | 649.735 | 764.9084 | 1150.4134 | 934.0489 | 992.5518 | 1038.8957 | 1075.4353 | 1104.104 | 979.4513 | 909.073 | 876.0586 | 925.0042 | 921.7724 | 1057.885 | 1086.5844 | 1109.0214 | 1200.3186 | 1096.4288 | 1069.4853 | 1038.3899 | 1020.6927 | 1003.9387 | 978.2382 | 977.1235 | 990.1199 | 1039.2938 | 1044.8298 | 1079.4425 | 1073.613 | 1063.8602 | 1236.4093
Commercial_Warehouse_Existing_Food Preparation_Natural Gas_Range_E2_Codes & Standards Forecast | Commercial | Warehouse | Existing | Food Preparation | Natural Gas | Range | E2 |  | Codes & Standards Forecast | 0 | 0 | 0 | 0 | 0 | 0 | 0 | 0 | 0 | 0 | 0 | 0 | 0 | 0 | 0 | 0 | 0 | 0 | 0 | 0 | 0 | 0 | 0 | 0 | 0 | 0 | 0 | 0 | 0 | 0 | 0 | 0 | 0
Commercial_Warehouse_Existing_Food Preparation_Natural Gas_Range_E3_Codes & Standards Forecast | Commercial | Warehouse | Existing | Food Preparation | Natural Gas | Range | E3 |  | Codes & Standards Forecast | 0 | 0 | 0 | 0 | 0 | 0 | 0 | 0 | 0 | 0 | 0 | 0 | 0 | 0 | 0 | 0 | 0 | 0 | 0 | 0 | 0 | 0 | 0 | 0 | 0 | 0 | 0 | 0 | 0 | 0 | 0 | 0 | 0
Commercial_Warehouse_Existing_Food Preparation_Natural Gas_Range_E4_Codes & Standards Forecast | Commercial | Warehouse | Existing | Food Preparation | Natural Gas | Range | E4 |  | Codes & Standards Forecast | 0 | 0 | 0 | 0 | 0 | 0 | 0 | 0 | 0 | 0 | 0 | 0 | 0 | 0 | 0 | 0 | 0 | 0 | 0 | 0 | 0 | 0 | 0 | 0 | 0 | 0 | 0 | 0 | 0 | 0 | 0 | 0 | 0
Commercial_Warehouse_Existing_Food Preparation_Natural Gas_Range_E5_Codes & Standards Forecast | Commercial | Warehouse | Existing | Food Preparation | Natural Gas | Range | E5 |  | Codes & Standards Forecast | 0 | 0 | 0 | 0 | 0 | 0 | 0 | 0 | 0 | 0 | 0 | 0 | 0 | 0 | 0 | 0 | 0 | 0 | 0 | 0 | 0 | 0 | 0 | 0 | 0 | 0 | 0 | 0 | 0 | 0 | 0 | 0 | 0
Commercial_Warehouse_Existing_Food Preparation_Natural Gas_Range_E6_Codes & Standards Forecast | Commercial | Warehouse | Existing | Food Preparation | Natural Gas | Range | E6 |  | Codes & Standards Forecast | 0 | 0 | 0 | 0 | 0 | 0 | 0 | 0 | 0 | 0 | 0 | 0 | 0 | 0 | 0 | 0 | 0 | 0 | 0 | 0 | 0 | 0 | 0 | 0 | 0 | 0 | 0 | 0 | 0 | 0 | 0 | 0 | 0
Commercial_Warehouse_Existing_Food Preparation_Natural Gas_Range_E7_Codes & Standards Forecast | Commercial | Warehouse | Existing | Food Preparation | Natural Gas | Range | E7 |  | Codes & Standards Forecast | 0 | 0 | 0 | 0 | 0 | 0 | 0 | 0 | 0 | 0 | 0 | 0 | 0 | 0 | 0 | 0 | 0 | 0 | 0 | 0 | 0 | 0 | 0 | 0 | 0 | 0 | 0 | 0 | 0 | 0 | 0 | 0 | 0
Commercial_Warehouse_Existing_Food Preparation_Natural Gas_Range_E8_Codes & Standards Forecast | Commercial | Warehouse | Existing | Food Preparation | Natural Gas | Range | E8 |  | Codes & Standards Forecast | 0 | 0 | 0 | 0 | 0 | 0 | 0 | 0 | 0 | 0 | 0 | 0 | 0 | 0 | 0 | 0 | 0 | 0 | 0 | 0 | 0 | 0 | 0 | 0 | 0 | 0 | 0 | 0 | 0 | 0 | 0 | 0 | 0
Commercial_Warehouse_Existing_Food Preparation_Natural Gas_Range_E9_Codes & Standards Forecast | Commercial | Warehouse | Existing | Food Preparation | Natural Gas | Range | E9 |  | Codes & Standards Forecast | 0 | 0 | 0 | 0 | 0 | 0 | 0 | 0 | 0 | 0 | 0 | 0 | 0 | 0 | 0 | 0 | 0 | 0 | 0 | 0 | 0 | 0 | 0 | 0 | 0 | 0 | 0 | 0 | 0 | 0 | 0 | 0 | 0
Commercial_Warehouse_Existing_Food Preparation_Natural Gas_Range_E10_Codes & Standards Forecast | Commercial | Warehouse | Existing | Food Preparation | Natural Gas | Range | E10 |  | Codes & Standards Forecast | 0 | 0 | 0 | 0 | 0 | 0 | 0 | 0 | 0 | 0 | 0 | 0 | 0 | 0 | 0 | 0 | 0 | 0 | 0 | 0 | 0 | 0 | 0 | 0 | 0 | 0 | 0 | 0 | 0 | 0 | 0 | 0 | 0
Commercial_Warehouse_Existing_Food Preparation_Natural Gas_Steamer_E1_Codes & Standards Forecast | Commercial | Warehouse | Existing | Food Preparation | Natural Gas | Steamer | E1 |  | Codes & Standards Forecast | 0 | 0 | 0 | 0 | 0 | 0 | 0 | 0 | 0 | 0 | 0 | 0 | 0 | 0 | 0 | 0 | 0 | 0 | 0 | 0 | 0 | 0 | 0 | 0 | 0 | 0 | 0 | 0 | 0 | 0 | 0 | 0 | 0
Commercial_Warehouse_Existing_Food Preparation_Natural Gas_Steamer_E2_Codes & Standards Forecast | Commercial | Warehouse | Existing | Food Preparation | Natural Gas | Steamer | E2 |  | Codes & Standards Forecast | 0 | 0 | 0 | 0 | 0 | 0 | 0 | 0 | 0 | 0 | 0 | 0 | 0 | 0 | 0 | 0 | 0 | 0 | 0 | 0 | 0 | 0 | 0 | 0 | 0 | 0 | 0 | 0 | 0 | 0 | 0 | 0 | 0
Commercial_Warehouse_Existing_Food Preparation_Natural Gas_Steamer_E3_Codes & Standards Forecast | Commercial | Warehouse | Existing | Food Preparation | Natural Gas | Steamer | E3 |  | Codes & Standards Forecast | 0 | 0 | 0 | 0 | 0 | 0 | 0 | 0 | 0 | 0 | 0 | 0 | 0 | 0 | 0 | 0 | 0 | 0 | 0 | 0 | 0 | 0 | 0 | 0 | 0 | 0 | 0 | 0 | 0 | 0 | 0 | 0 | 0
Commercial_Warehouse_Existing_Food Preparation_Natural Gas_Steamer_E4_Codes & Standards Forecast | Commercial | Warehouse | Existing | Food Preparation | Natural Gas | Steamer | E4 |  | Codes & Standards Forecast | 0 | 0 | 0 | 0 | 0 | 0 | 0 | 0 | 0 | 0 | 0 | 0 | 0 | 0 | 0 | 0 | 0 | 0 | 0 | 0 | 0 | 0 | 0 | 0 | 0 | 0 | 0 | 0 | 0 | 0 | 0 | 0 | 0
Commercial_Warehouse_Existing_Food Preparation_Natural Gas_Steamer_E5_Codes & Standards Forecast | Commercial | Warehouse | Existing | Food Preparation | Natural Gas | Steamer | E5 |  | Codes & Standards Forecast | 0 | 0 | 0 | 0 | 0 | 0 | 0 | 0 | 0 | 0 | 0 | 0 | 0 | 0 | 0 | 0 | 0 | 0 | 0 | 0 | 0 | 0 | 0 | 0 | 0 | 0 | 0 | 0 | 0 | 0 | 0 | 0 | 0
Commercial_Warehouse_Existing_Food Preparation_Natural Gas_Steamer_E6_Codes & Standards Forecast | Commercial | Warehouse | Existing | Food Preparation | Natural Gas | Steamer | E6 |  | Codes & Standards Forecast | 0 | 0 | 0 | 0 | 0 | 0 | 0 | 0 | 0 | 0 | 0 | 0 | 0 | 0 | 0 | 0 | 0 | 0 | 0 | 0 | 0 | 0 | 0 | 0 | 0 | 0 | 0 | 0 | 0 | 0 | 0 | 0 | 0
Commercial_Warehouse_Existing_Food Preparation_Natural Gas_Steamer_E7_Codes & Standards Forecast | Commercial | Warehouse | Existing | Food Preparation | Natural Gas | Steamer | E7 |  | Codes & Standards Forecast | 0 | 0 | 0 | 0 | 0 | 0 | 0 | 0 | 0 | 0 | 0 | 0 | 0 | 0 | 0 | 0 | 0 | 0 | 0 | 0 | 0 | 0 | 0 | 0 | 0 | 0 | 0 | 0 | 0 | 0 | 0 | 0 | 0
Commercial_Warehouse_Existing_Food Preparation_Natural Gas_Steamer_E8_Codes & Standards Forecast | Commercial | Warehouse | Existing | Food Preparation | Natural Gas | Steamer | E8 |  | Codes & Standards Forecast | 0 | 0 | 0 | 0 | 0 | 0 | 0 | 0 | 0 | 0 | 0 | 0 | 0 | 0 | 0 | 0 | 0 | 0 | 0 | 0 | 0 | 0 | 0 | 0 | 0 | 0 | 0 | 0 | 0 | 0 | 0 | 0 | 0
Commercial_Warehouse_Existing_Food Preparation_Natural Gas_Steamer_E9_Codes & Standards Forecast | Commercial | Warehouse | Existing | Food Preparation | Natural Gas | Steamer | E9 |  | Codes & Standards Forecast | 0 | 0 | 0 | 0 | 0 | 0 | 0 | 0 | 0 | 0 | 0 | 0 | 0 | 0 | 0 | 0 | 0 | 0 | 0 | 0 | 0 | 0 | 0 | 0 | 0 | 0 | 0 | 0 | 0 | 0 | 0 | 0 | 0
Commercial_Warehouse_Existing_Food Preparation_Natural Gas_Steamer_E10_Codes & Standards Forecast | Commercial | Warehouse | Existing | Food Preparation | Natural Gas | Steamer | E10 |  | Codes & Standards Forecast | 0 | 0 | 0 | 0 | 0 | 0 | 0 | 0 | 0 | 0 | 0 | 0 | 0 | 0 | 0 | 0 | 0 | 0 | 0 | 0 | 0 | 0 | 0 | 0 | 0 | 0 | 0 | 0 | 0 | 0 | 0 | 0 | 0
Commercial_Warehouse_Existing_Food Preparation_Natural Gas_Food Prep Other_E1_Codes & Standards Forecast | Commercial | Warehouse | Existing | Food Preparation | Natural Gas | Food Prep Other | E1 |  | Codes & Standards Forecast | 0 | 0 | 0 | 0 | 0 | 0 | 0 | 0 | 0 | 0 | 0 | 0 | 0 | 0 | 0 | 0 | 0 | 0 | 0 | 0 | 0 | 0 | 0 | 0 | 0 | 0 | 0 | 0 | 0 | 0 | 0 | 0 | 0
Commercial_Warehouse_Existing_Food Preparation_Natural Gas_Food Prep Other_E2_Codes & Standards Forecast | Commercial | Warehouse | Existing | Food Preparation | Natural Gas | Food Prep Other | E2 |  | Codes & Standards Forecast | 0 | 0 | 0 | 0 | 0 | 0 | 0 | 0 | 0 | 0 | 0 | 0 | 0 | 0 | 0 | 0 | 0 | 0 | 0 | 0 | 0 | 0 | 0 | 0 | 0 | 0 | 0 | 0 | 0 | 0 | 0 | 0 | 0
Commercial_Warehouse_Existing_Food Preparation_Natural Gas_Food Prep Other_E3_Codes & Standards Forecast | Commercial | Warehouse | Existing | Food Preparation | Natural Gas | Food Prep Other | E3 |  | Codes & Standards Forecast | 0 | 0 | 0 | 0 | 0 | 0 | 0 | 0 | 0 | 0 | 0 | 0 | 0 | 0 | 0 | 0 | 0 | 0 | 0 | 0 | 0 | 0 | 0 | 0 | 0 | 0 | 0 | 0 | 0 | 0 | 0 | 0 | 0
Commercial_Warehouse_Existing_Food Preparation_Natural Gas_Food Prep Other_E4_Codes & Standards Forecast | Commercial | Warehouse | Existing | Food Preparation | Natural Gas | Food Prep Other | E4 |  | Codes & Standards Forecast | 0 | 0 | 0 | 0 | 0 | 0 | 0 | 0 | 0 | 0 | 0 | 0 | 0 | 0 | 0 | 0 | 0 | 0 | 0 | 0 | 0 | 0 | 0 | 0 | 0 | 0 | 0 | 0 | 0 | 0 | 0 | 0 | 0
Commercial_Warehouse_Existing_Food Preparation_Natural Gas_Food Prep Other_E5_Codes & Standards Forecast | Commercial | Warehouse | Existing | Food Preparation | Natural Gas | Food Prep Other | E5 |  | Codes & Standards Forecast | 0 | 0 | 0 | 0 | 0 | 0 | 0 | 0 | 0 | 0 | 0 | 0 | 0 | 0 | 0 | 0 | 0 | 0 | 0 | 0 | 0 | 0 | 0 | 0 | 0 | 0 | 0 | 0 | 0 | 0 | 0 | 0 | 0
Commercial_Warehouse_Existing_Food Preparation_Natural Gas_Food Prep Other_E6_Codes & Standards Forecast | Commercial | Warehouse | Existing | Food Preparation | Natural Gas | Food Prep Other | E6 |  | Codes & Standards Forecast | 0 | 0 | 0 | 0 | 0 | 0 | 0 | 0 | 0 | 0 | 0 | 0 | 0 | 0 | 0 | 0 | 0 | 0 | 0 | 0 | 0 | 0 | 0 | 0 | 0 | 0 | 0 | 0 | 0 | 0 | 0 | 0 | 0
Commercial_Warehouse_Existing_Food Preparation_Natural Gas_Food Prep Other_E7_Codes & Standards Forecast | Commercial | Warehouse | Existing | Food Preparation | Natural Gas | Food Prep Other | E7 |  | Codes & Standards Forecast | 0 | 0 | 0 | 0 | 0 | 0 | 0 | 0 | 0 | 0 | 0 | 0 | 0 | 0 | 0 | 0 | 0 | 0 | 0 | 0 | 0 | 0 | 0 | 0 | 0 | 0 | 0 | 0 | 0 | 0 | 0 | 0 | 0
Commercial_Warehouse_Existing_Food Preparation_Natural Gas_Food Prep Other_E8_Codes & Standards Forecast | Commercial | Warehouse | Existing | Food Preparation | Natural Gas | Food Prep Other | E8 |  | Codes & Standards Forecast | 0 | 0 | 0 | 0 | 0 | 0 | 0 | 0 | 0 | 0 | 0 | 0 | 0 | 0 | 0 | 0 | 0 | 0 | 0 | 0 | 0 | 0 | 0 | 0 | 0 | 0 | 0 | 0 | 0 | 0 | 0 | 0 | 0
Commercial_Warehouse_Existing_Food Preparation_Natural Gas_Food Prep Other_E9_Codes & Standards Forecast | Commercial | Warehouse | Existing | Food Preparation | Natural Gas | Food Prep Other | E9 |  | Codes & Standards Forecast | 0 | 0 | 0 | 0 | 0 | 0 | 0 | 0 | 0 | 0 | 0 | 0 | 0 | 0 | 0 | 0 | 0 | 0 | 0 | 0 | 0 | 0 | 0 | 0 | 0 | 0 | 0 | 0 | 0 | 0 | 0 | 0 | 0
Commercial_Warehouse_Existing_Food Preparation_Natural Gas_Food Prep Other_E10_Codes & Standards Forecast | Commercial | Warehouse | Existing | Food Preparation | Natural Gas | Food Prep Other | E10 |  | Codes & Standards Forecast | 0 | 0 | 0 | 0 | 0 | 0 | 0 | 0 | 0 | 0 | 0 | 0 | 0 | 0 | 0 | 0 | 0 | 0 | 0 | 0 | 0 | 0 | 0 | 0 | 0 | 0 | 0 | 0 | 0 | 0 | 0 | 0 | 0
Commercial_Warehouse_Existing_Miscellaneous_Natural Gas_Pool Heater_E1_Codes & Standards Forecast | Commercial | Warehouse | Existing | Miscellaneous | Natural Gas | Pool Heater | E1 |  | Codes & Standards Forecast | 0 | 0 | 0 | 0 | 0 | 0 | 0 | 0 | 0 | 0 | 0 | 0 | 0 | 0 | 0 | 0 | 0 | 0 | 0 | 0 | 0 | 0 | 0 | 0 | 0 | 0 | 0 | 0 | 0 | 0 | 0 | 0 | 0
Commercial_Warehouse_Existing_Miscellaneous_Natural Gas_Pool Heater_E2_Codes & Standards Forecast | Commercial | Warehouse | Existing | Miscellaneous | Natural Gas | Pool Heater | E2 |  | Codes & Standards Forecast | 0 | 0 | 0 | 0 | 0 | 0 | 0 | 0 | 0 | 0 | 0 | 0 | 0 | 0 | 0 | 0 | 0 | 0 | 0 | 0 | 0 | 0 | 0 | 0 | 0 | 0 | 0 | 0 | 0 | 0 | 0 | 0 | 0
Commercial_Warehouse_Existing_Miscellaneous_Natural Gas_Pool Heater_E3_Codes & Standards Forecast | Commercial | Warehouse | Existing | Miscellaneous | Natural Gas | Pool Heater | E3 |  | Codes & Standards Forecast | 0 | 0 | 0 | 0 | 0 | 0 | 0 | 0 | 0 | 0 | 0 | 0 | 0 | 0 | 0 | 0 | 0 | 0 | 0 | 0 | 0 | 0 | 0 | 0 | 0 | 0 | 0 | 0 | 0 | 0 | 0 | 0 | 0
Commercial_Warehouse_Existing_Miscellaneous_Natural Gas_Pool Heater_E4_Codes & Standards Forecast | Commercial | Warehouse | Existing | Miscellaneous | Natural Gas | Pool Heater | E4 |  | Codes & Standards Forecast | 0 | 0 | 0 | 0 | 0 | 0 | 0 | 0 | 0 | 0 | 0 | 0 | 0 | 0 | 0 | 0 | 0 | 0 | 0 | 0 | 0 | 0 | 0 | 0 | 0 | 0 | 0 | 0 | 0 | 0 | 0 | 0 | 0
Commercial_Warehouse_Existing_Miscellaneous_Natural Gas_Pool Heater_E5_Codes & Standards Forecast | Commercial | Warehouse | Existing | Miscellaneous | Natural Gas | Pool Heater | E5 |  | Codes & Standards Forecast | 0 | 0 | 0 | 0 | 0 | 0 | 0 | 0 | 0 | 0 | 0 | 0 | 0 | 0 | 0 | 0 | 0 | 0 | 0 | 0 | 0 | 0 | 0 | 0 | 0 | 0 | 0 | 0 | 0 | 0 | 0 | 0 | 0
Commercial_Warehouse_Existing_Miscellaneous_Natural Gas_Pool Heater_E6_Codes & Standards Forecast | Commercial | Warehouse | Existing | Miscellaneous | Natural Gas | Pool Heater | E6 |  | Codes & Standards Forecast | 0 | 0 | 0 | 0 | 0 | 0 | 0 | 0 | 0 | 0 | 0 | 0 | 0 | 0 | 0 | 0 | 0 | 0 | 0 | 0 | 0 | 0 | 0 | 0 | 0 | 0 | 0 | 0 | 0 | 0 | 0 | 0 | 0
Commercial_Warehouse_Existing_Miscellaneous_Natural Gas_Pool Heater_E7_Codes & Standards Forecast | Commercial | Warehouse | Existing | Miscellaneous | Natural Gas | Pool Heater | E7 |  | Codes & Standards Forecast | 0 | 0 | 0 | 0 | 0 | 0 | 0 | 0 | 0 | 0 | 0 | 0 | 0 | 0 | 0 | 0 | 0 | 0 | 0 | 0 | 0 | 0 | 0 | 0 | 0 | 0 | 0 | 0 | 0 | 0 | 0 | 0 | 0
Commercial_Warehouse_Existing_Miscellaneous_Natural Gas_Pool Heater_E8_Codes & Standards Forecast | Commercial | Warehouse | Existing | Miscellaneous | Natural Gas | Pool Heater | E8 |  | Codes & Standards Forecast | 0 | 0 | 0 | 0 | 0 | 0 | 0 | 0 | 0 | 0 | 0 | 0 | 0 | 0 | 0 | 0 | 0 | 0 | 0 | 0 | 0 | 0 | 0 | 0 | 0 | 0 | 0 | 0 | 0 | 0 | 0 | 0 | 0
Commercial_Warehouse_Existing_Miscellaneous_Natural Gas_Pool Heater_E9_Codes & Standards Forecast | Commercial | Warehouse | Existing | Miscellaneous | Natural Gas | Pool Heater | E9 |  | Codes & Standards Forecast | 0 | 0 | 0 | 0 | 0 | 0 | 0 | 0 | 0 | 0 | 0 | 0 | 0 | 0 | 0 | 0 | 0 | 0 | 0 | 0 | 0 | 0 | 0 | 0 | 0 | 0 | 0 | 0 | 0 | 0 | 0 | 0 | 0
Commercial_Warehouse_Existing_Miscellaneous_Natural Gas_Pool Heater_E10_Codes & Standards Forecast | Commercial | Warehouse | Existing | Miscellaneous | Natural Gas | Pool Heater | E10 |  | Codes & Standards Forecast | 0 | 0 | 0 | 0 | 0 | 0 | 0 | 0 | 0 | 0 | 0 | 0 | 0 | 0 | 0 | 0 | 0 | 0 | 0 | 0 | 0 | 0 | 0 | 0 | 0 | 0 | 0 | 0 | 0 | 0 | 0 | 0 | 0
Commercial_Warehouse_Existing_Miscellaneous_Natural Gas_Miscellaneous_E1_Codes & Standards Forecast | Commercial | Warehouse | Existing | Miscellaneous | Natural Gas | Miscellaneous | E1 |  | Codes & Standards Forecast | 0 | 67944.8897 | 80473.1353 | 90941.4218 | 105859.2784 | 86232.3976 | 86663.5496 | 89137.423 | 88482.3497 | 87987.6607 | 87915.3911 | 107031.0226 | 107704.9538 | 107743.5272 | 111611.2151 | 105245.2042 | 105504.2601 | 106854.5682 | 106217.7864 | 105761.6677 | 105688.0255 | 111014.337 | 110249.0112 | 109399.4015 | 110519.5324 | 108445.218 | 108437.0196 | 108898.8453 | 108429.3675 | 108074.822 | 107943.4353 | 109305.0961 | 119251.7327
Commercial_Warehouse_Existing_Miscellaneous_Natural Gas_Miscellaneous_E2_Codes & Standards Forecast | Commercial | Warehouse | Existing | Miscellaneous | Natural Gas | Miscellaneous | E2 |  | Codes & Standards Forecast | 0 | 0 | 0 | 0 | 0 | 0 | 0 | 0 | 0 | 0 | 0 | 0 | 0 | 0 | 0 | 0 | 0 | 0 | 0 | 0 | 0 | 0 | 0 | 0 | 0 | 0 | 0 | 0 | 0 | 0 | 0 | 0 | 0
Commercial_Warehouse_Existing_Miscellaneous_Natural Gas_Miscellaneous_E3_Codes & Standards Forecast | Commercial | Warehouse | Existing | Miscellaneous | Natural Gas | Miscellaneous | E3 |  | Codes & Standards Forecast | 0 | 0 | 0 | 0 | 0 | 0 | 0 | 0 | 0 | 0 | 0 | 0 | 0 | 0 | 0 | 0 | 0 | 0 | 0 | 0 | 0 | 0 | 0 | 0 | 0 | 0 | 0 | 0 | 0 | 0 | 0 | 0 | 0
Commercial_Warehouse_Existing_Miscellaneous_Natural Gas_Miscellaneous_E4_Codes & Standards Forecast | Commercial | Warehouse | Existing | Miscellaneous | Natural Gas | Miscellaneous | E4 |  | Codes & Standards Forecast | 0 | 0 | 0 | 0 | 0 | 0 | 0 | 0 | 0 | 0 | 0 | 0 | 0 | 0 | 0 | 0 | 0 | 0 | 0 | 0 | 0 | 0 | 0 | 0 | 0 | 0 | 0 | 0 | 0 | 0 | 0 | 0 | 0
Commercial_Warehouse_Existing_Miscellaneous_Natural Gas_Miscellaneous_E5_Codes & Standards Forecast | Commercial | Warehouse | Existing | Miscellaneous | Natural Gas | Miscellaneous | E5 |  | Codes & Standards Forecast | 0 | 0 | 0 | 0 | 0 | 0 | 0 | 0 | 0 | 0 | 0 | 0 | 0 | 0 | 0 | 0 | 0 | 0 | 0 | 0 | 0 | 0 | 0 | 0 | 0 | 0 | 0 | 0 | 0 | 0 | 0 | 0 | 0
Commercial_Warehouse_Existing_Miscellaneous_Natural Gas_Miscellaneous_E6_Codes & Standards Forecast | Commercial | Warehouse | Existing | Miscellaneous | Natural Gas | Miscellaneous | E6 |  | Codes & Standards Forecast | 0 | 0 | 0 | 0 | 0 | 0 | 0 | 0 | 0 | 0 | 0 | 0 | 0 | 0 | 0 | 0 | 0 | 0 | 0 | 0 | 0 | 0 | 0 | 0 | 0 | 0 | 0 | 0 | 0 | 0 | 0 | 0 | 0
Commercial_Warehouse_Existing_Miscellaneous_Natural Gas_Miscellaneous_E7_Codes & Standards Forecast | Commercial | Warehouse | Existing | Miscellaneous | Natural Gas | Miscellaneous | E7 |  | Codes & Standards Forecast | 0 | 0 | 0 | 0 | 0 | 0 | 0 | 0 | 0 | 0 | 0 | 0 | 0 | 0 | 0 | 0 | 0 | 0 | 0 | 0 | 0 | 0 | 0 | 0 | 0 | 0 | 0 | 0 | 0 | 0 | 0 | 0 | 0
Commercial_Warehouse_Existing_Miscellaneous_Natural Gas_Miscellaneous_E8_Codes & Standards Forecast | Commercial | Warehouse | Existing | Miscellaneous | Natural Gas | Miscellaneous | E8 |  | Codes & Standards Forecast | 0 | 0 | 0 | 0 | 0 | 0 | 0 | 0 | 0 | 0 | 0 | 0 | 0 | 0 | 0 | 0 | 0 | 0 | 0 | 0 | 0 | 0 | 0 | 0 | 0 | 0 | 0 | 0 | 0 | 0 | 0 | 0 | 0
Commercial_Warehouse_Existing_Miscellaneous_Natural Gas_Miscellaneous_E9_Codes & Standards Forecast | Commercial | Warehouse | Existing | Miscellaneous | Natural Gas | Miscellaneous | E9 |  | Codes & Standards Forecast | 0 | 0 | 0 | 0 | 0 | 0 | 0 | 0 | 0 | 0 | 0 | 0 | 0 | 0 | 0 | 0 | 0 | 0 | 0 | 0 | 0 | 0 | 0 | 0 | 0 | 0 | 0 | 0 | 0 | 0 | 0 | 0 | 0
Commercial_Warehouse_Existing_Miscellaneous_Natural Gas_Miscellaneous_E10_Codes & Standards Forecast | Commercial | Warehouse | Existing | Miscellaneous | Natural Gas | Miscellaneous | E10 |  | Codes & Standards Forecast | 0 | 0 | 0 | 0 | 0 | 0 | 0 | 0 | 0 | 0 | 0 | 0 | 0 | 0 | 0 | 0 | 0 | 0 | 0 | 0 | 0 | 0 | 0 | 0 | 0 | 0 | 0 | 0 | 0 | 0 | 0 | 0 | 0
Commercial_Warehouse_New_Space Heating_Natural Gas_Furnace_E1_Codes & Standards Forecast | Commercial | Warehouse | New | Space Heating | Natural Gas | Furnace | E1 |  | Codes & Standards Forecast | 0 | 0 | 0 | 0 | 0 | 0 | 0 | 0 | 0 | 0 | 0 | 0 | 0 | 0 | 0 | 0 | 0 | 0 | 0 | 0 | 0 | 0 | 0 | 0 | 0 | 0 | 0 | 0 | 0 | 0 | 0 | 0 | 0
Commercial_Warehouse_New_Space Heating_Natural Gas_Furnace_E2_Codes & Standards Forecast | Commercial | Warehouse | New | Space Heating | Natural Gas | Furnace | E2 |  | Codes & Standards Forecast | 0 | 0 | 0 | 0 | 0 | 0 | 0 | 0 | 0 | 0 | 0 | 0 | 0 | 0 | 0 | 0 | 0 | 0 | 0 | 0 | 0 | 0 | 0 | 0 | 0 | 0 | 0 | 0 | 0 | 0 | 0 | 0 | 0
Commercial_Warehouse_New_Space Heating_Natural Gas_Furnace_E3_Codes & Standards Forecast | Commercial | Warehouse | New | Space Heating | Natural Gas | Furnace | E3 |  | Codes & Standards Forecast | 0 | 0 | 0 | 0 | 0 | 0 | 0 | 0 | 0 | 0 | 0 | 0 | 0 | 0 | 0 | 0 | 0 | 0 | 0 | 0 | 0 | 0 | 0 | 0 | 0 | 0 | 0 | 0 | 0 | 0 | 0 | 0 | 0
Commercial_Warehouse_New_Space Heating_Natural Gas_Furnace_E4_Codes & Standards Forecast | Commercial | Warehouse | New | Space Heating | Natural Gas | Furnace | E4 |  | Codes & Standards Forecast | 0 | 0 | 0 | 0 | 0 | 0 | 0 | 0 | 0 | 0 | 0 | 0 | 0 | 0 | 0 | 0 | 0 | 0 | 0 | 0 | 0 | 0 | 0 | 0 | 0 | 0 | 0 | 0 | 0 | 0 | 0 | 0 | 0
Commercial_Warehouse_New_Space Heating_Natural Gas_Furnace_E5_Codes & Standards Forecast | Commercial | Warehouse | New | Space Heating | Natural Gas | Furnace | E5 |  | Codes & Standards Forecast | 0 | 0 | 0 | 0 | 0 | 0 | 0 | 0 | 0 | 0 | 0 | 0 | 0 | 0 | 0 | 0 | 0 | 0 | 0 | 0 | 0 | 0 | 0 | 0 | 0 | 0 | 0 | 0 | 0 | 0 | 0 | 0 | 0
Commercial_Warehouse_New_Space Heating_Natural Gas_Furnace_E6_Codes & Standards Forecast | Commercial | Warehouse | New | Space Heating | Natural Gas | Furnace | E6 |  | Codes & Standards Forecast | 0 | 0 | 0 | 0 | 0 | 0 | 0 | 0 | 0 | 0 | 0 | 0 | 0 | 0 | 0 | 0 | 0 | 0 | 0 | 0 | 0 | 0 | 0 | 0 | 0 | 0 | 0 | 0 | 0 | 0 | 0 | 0 | 0
Commercial_Warehouse_New_Space Heating_Natural Gas_Furnace_E7_Codes & Standards Forecast | Commercial | Warehouse | New | Space Heating | Natural Gas | Furnace | E7 |  | Codes & Standards Forecast | 0 | 0 | 0 | 0 | 0 | 0 | 0 | 0 | 0 | 0 | 0 | 0 | 0 | 0 | 0 | 0 | 0 | 0 | 0 | 0 | 0 | 0 | 0 | 0 | 0 | 0 | 0 | 0 | 0 | 0 | 0 | 0 | 0
Commercial_Warehouse_New_Space Heating_Natural Gas_Furnace_E8_Codes & Standards Forecast | Commercial | Warehouse | New | Space Heating | Natural Gas | Furnace | E8 |  | Codes & Standards Forecast | 0 | 0 | 0 | 0 | 0 | 0 | 0 | 0 | 0 | 0 | 0 | 0 | 0 | 0 | 0 | 0 | 0 | 0 | 0 | 0 | 0 | 0 | 0 | 0 | 0 | 0 | 0 | 0 | 0 | 0 | 0 | 0 | 0
Commercial_Warehouse_New_Space Heating_Natural Gas_Furnace_E9_Codes & Standards Forecast | Commercial | Warehouse | New | Space Heating | Natural Gas | Furnace | E9 |  | Codes & Standards Forecast | 0 | 0 | 0 | 0 | 0 | 0 | 0 | 0 | 0 | 0 | 0 | 0 | 0 | 0 | 0 | 0 | 0 | 0 | 0 | 0 | 0 | 0 | 0 | 0 | 0 | 0 | 0 | 0 | 0 | 0 | 0 | 0 | 0
Commercial_Warehouse_New_Space Heating_Natural Gas_Furnace_E10_Codes & Standards Forecast | Commercial | Warehouse | New | Space Heating | Natural Gas | Furnace | E10 |  | Codes & Standards Forecast | 0 | 0 | 0 | 0 | 0 | 0 | 0 | 0 | 0 | 0 | 0 | 0 | 0 | 0 | 0 | 0 | 0 | 0 | 0 | 0 | 0 | 0 | 0 | 0 | 0 | 0 | 0 | 0 | 0 | 0 | 0 | 0 | 0
Commercial_Warehouse_New_Space Heating_Natural Gas_Boiler_E1_Codes & Standards Forecast | Commercial | Warehouse | New | Space Heating | Natural Gas | Boiler | E1 |  | Codes & Standards Forecast | 0 | 0 | 0 | 0 | 0 | 0 | 0 | 0 | 0 | 0 | 0 | 0 | 0 | 0 | 0 | 0 | 0 | 0 | 0 | 0 | 0 | 0 | 0 | 0 | 0 | 0 | 0 | 0 | 0 | 0 | 0 | 0 | 0
Commercial_Warehouse_New_Space Heating_Natural Gas_Boiler_E2_Codes & Standards Forecast | Commercial | Warehouse | New | Space Heating | Natural Gas | Boiler | E2 |  | Codes & Standards Forecast | 0 | 0 | 0 | 0 | 0 | 0 | 0 | 0 | 0 | 0 | 0 | 0 | 0 | 0 | 0 | 0 | 0 | 0 | 0 | 0 | 0 | 0 | 0 | 0 | 0 | 0 | 0 | 0 | 0 | 0 | 0 | 0 | 0
Commercial_Warehouse_New_Space Heating_Natural Gas_Boiler_E3_Codes & Standards Forecast | Commercial | Warehouse | New | Space Heating | Natural Gas | Boiler | E3 |  | Codes & Standards Forecast | 0 | 0 | 0 | 0 | 0 | 0 | 0 | 0 | 0 | 0 | 0 | 0 | 0 | 0 | 0 | 0 | 0 | 0 | 0 | 0 | 0 | 0 | 0 | 0 | 0 | 0 | 0 | 0 | 0 | 0 | 0 | 0 | 0
Commercial_Warehouse_New_Space Heating_Natural Gas_Boiler_E4_Codes & Standards Forecast | Commercial | Warehouse | New | Space Heating | Natural Gas | Boiler | E4 |  | Codes & Standards Forecast | 0 | 0 | 0 | 0 | 0 | 0 | 0 | 0 | 0 | 0 | 0 | 0 | 0 | 0 | 0 | 0 | 0 | 0 | 0 | 0 | 0 | 0 | 0 | 0 | 0 | 0 | 0 | 0 | 0 | 0 | 0 | 0 | 0
Commercial_Warehouse_New_Space Heating_Natural Gas_Boiler_E5_Codes & Standards Forecast | Commercial | Warehouse | New | Space Heating | Natural Gas | Boiler | E5 |  | Codes & Standards Forecast | 0 | 0 | 0 | 0 | 0 | 0 | 0 | 0 | 0 | 0 | 0 | 0 | 0 | 0 | 0 | 0 | 0 | 0 | 0 | 0 | 0 | 0 | 0 | 0 | 0 | 0 | 0 | 0 | 0 | 0 | 0 | 0 | 0
Commercial_Warehouse_New_Space Heating_Natural Gas_Boiler_E6_Codes & Standards Forecast | Commercial | Warehouse | New | Space Heating | Natural Gas | Boiler | E6 |  | Codes & Standards Forecast | 0 | 0 | 0 | 0 | 0 | 0 | 0 | 0 | 0 | 0 | 0 | 0 | 0 | 0 | 0 | 0 | 0 | 0 | 0 | 0 | 0 | 0 | 0 | 0 | 0 | 0 | 0 | 0 | 0 | 0 | 0 | 0 | 0
Commercial_Warehouse_New_Space Heating_Natural Gas_Boiler_E7_Codes & Standards Forecast | Commercial | Warehouse | New | Space Heating | Natural Gas | Boiler | E7 |  | Codes & Standards Forecast | 0 | 0 | 0 | 0 | 0 | 0 | 0 | 0 | 0 | 0 | 0 | 0 | 0 | 0 | 0 | 0 | 0 | 0 | 0 | 0 | 0 | 0 | 0 | 0 | 0 | 0 | 0 | 0 | 0 | 0 | 0 | 0 | 0
Commercial_Warehouse_New_Space Heating_Natural Gas_Boiler_E8_Codes & Standards Forecast | Commercial | Warehouse | New | Space Heating | Natural Gas | Boiler | E8 |  | Codes & Standards Forecast | 0 | 0 | 0 | 0 | 0 | 0 | 0 | 0 | 0 | 0 | 0 | 0 | 0 | 0 | 0 | 0 | 0 | 0 | 0 | 0 | 0 | 0 | 0 | 0 | 0 | 0 | 0 | 0 | 0 | 0 | 0 | 0 | 0
Commercial_Warehouse_New_Space Heating_Natural Gas_Boiler_E9_Codes & Standards Forecast | Commercial | Warehouse | New | Space Heating | Natural Gas | Boiler | E9 |  | Codes & Standards Forecast | 0 | 0 | 0 | 0 | 0 | 0 | 0 | 0 | 0 | 0 | 0 | 0 | 0 | 0 | 0 | 0 | 0 | 0 | 0 | 0 | 0 | 0 | 0 | 0 | 0 | 0 | 0 | 0 | 0 | 0 | 0 | 0 | 0
Commercial_Warehouse_New_Space Heating_Natural Gas_Boiler_E10_Codes & Standards Forecast | Commercial | Warehouse | New | Space Heating | Natural Gas | Boiler | E10 |  | Codes & Standards Forecast | 0 | 0 | 0 | 0 | 0 | 0 | 0 | 0 | 0 | 0 | 0 | 0 | 0 | 0 | 0 | 0 | 0 | 0 | 0 | 0 | 0 | 0 | 0 | 0 | 0 | 0 | 0 | 0 | 0 | 0 | 0 | 0 | 0
Commercial_Warehouse_New_Space Heating_Natural Gas_Unit Heater_E1_Codes & Standards Forecast | Commercial | Warehouse | New | Space Heating | Natural Gas | Unit Heater | E1 |  | Codes & Standards Forecast | 0 | 304.8274 | 1470.2957 | 939.6219 | 1123.4577 | 0 | 0 | 0 | 0 | 0 | 0 | 0 | 0 | 0 | 0 | 0 | 0 | 0 | 0 | 0 | 0 | 0 | 0 | 0 | 0 | 0 | 0 | 0 | 0 | 0 | 0 | 0 | 0
Commercial_Warehouse_New_Space Heating_Natural Gas_Unit Heater_E2_Codes & Standards Forecast | Commercial | Warehouse | New | Space Heating | Natural Gas | Unit Heater | E2 |  | Codes & Standards Forecast | 0 | 0 | 0 | 0 | 0 | 1157.8259 | 1163.6442 | 1007.1303 | 993.0159 | 1016.2589 | 1032.8013 | 1068.502 | 1256.292 | 1341.4332 | 1453.8997 | 1550.9623 | 1643.3315 | 1671.8959 | 1764.3922 | 2100.7381 | 1923.5814 | 2003.0036 | 2050.6745 | 2094.9614 | 2103.3684 | 2159.9006 | 2233.8789 | 2296.8476 | 2373.3173 | 2529.6881 | 2613.9216 | 2699.9451 | 2212.0278
Commercial_Warehouse_New_Space Heating_Natural Gas_Unit Heater_E3_Codes & Standards Forecast | Commercial | Warehouse | New | Space Heating | Natural Gas | Unit Heater | E3 |  | Codes & Standards Forecast | 0 | 0 | 0 | 0 | 0 | 0 | 0 | 0 | 0 | 0 | 0 | 0 | 0 | 0 | 0 | 0 | 0 | 0 | 0 | 0 | 0 | 0 | 0 | 0 | 0 | 0 | 0 | 0 | 0 | 0 | 0 | 0 | 0
Commercial_Warehouse_New_Space Heating_Natural Gas_Unit Heater_E4_Codes & Standards Forecast | Commercial | Warehouse | New | Space Heating | Natural Gas | Unit Heater | E4 |  | Codes & Standards Forecast | 0 | 0 | 0 | 0 | 0 | 0 | 0 | 0 | 0 | 0 | 0 | 0 | 0 | 0 | 0 | 0 | 0 | 0 | 0 | 0 | 0 | 0 | 0 | 0 | 0 | 0 | 0 | 0 | 0 | 0 | 0 | 0 | 0
Commercial_Warehouse_New_Space Heating_Natural Gas_Unit Heater_E5_Codes & Standards Forecast | Commercial | Warehouse | New | Space Heating | Natural Gas | Unit Heater | E5 |  | Codes & Standards Forecast | 0 | 0 | 0 | 0 | 0 | 0 | 0 | 0 | 0 | 0 | 0 | 0 | 0 | 0 | 0 | 0 | 0 | 0 | 0 | 0 | 0 | 0 | 0 | 0 | 0 | 0 | 0 | 0 | 0 | 0 | 0 | 0 | 0
Commercial_Warehouse_New_Space Heating_Natural Gas_Unit Heater_E6_Codes & Standards Forecast | Commercial | Warehouse | New | Space Heating | Natural Gas | Unit Heater | E6 |  | Codes & Standards Forecast | 0 | 0 | 0 | 0 | 0 | 0 | 0 | 0 | 0 | 0 | 0 | 0 | 0 | 0 | 0 | 0 | 0 | 0 | 0 | 0 | 0 | 0 | 0 | 0 | 0 | 0 | 0 | 0 | 0 | 0 | 0 | 0 | 0
Commercial_Warehouse_New_Space Heating_Natural Gas_Unit Heater_E7_Codes & Standards Forecast | Commercial | Warehouse | New | Space Heating | Natural Gas | Unit Heater | E7 |  | Codes & Standards Forecast | 0 | 0 | 0 | 0 | 0 | 0 | 0 | 0 | 0 | 0 | 0 | 0 | 0 | 0 | 0 | 0 | 0 | 0 | 0 | 0 | 0 | 0 | 0 | 0 | 0 | 0 | 0 | 0 | 0 | 0 | 0 | 0 | 0
Commercial_Warehouse_New_Space Heating_Natural Gas_Unit Heater_E8_Codes & Standards Forecast | Commercial | Warehouse | New | Space Heating | Natural Gas | Unit Heater | E8 |  | Codes & Standards Forecast | 0 | 0 | 0 | 0 | 0 | 0 | 0 | 0 | 0 | 0 | 0 | 0 | 0 | 0 | 0 | 0 | 0 | 0 | 0 | 0 | 0 | 0 | 0 | 0 | 0 | 0 | 0 | 0 | 0 | 0 | 0 | 0 | 0
Commercial_Warehouse_New_Space Heating_Natural Gas_Unit Heater_E9_Codes & Standards Forecast | Commercial | Warehouse | New | Space Heating | Natural Gas | Unit Heater | E9 |  | Codes & Standards Forecast | 0 | 0 | 0 | 0 | 0 | 0 | 0 | 0 | 0 | 0 | 0 | 0 | 0 | 0 | 0 | 0 | 0 | 0 | 0 | 0 | 0 | 0 | 0 | 0 | 0 | 0 | 0 | 0 | 0 | 0 | 0 | 0 | 0
Commercial_Warehouse_New_Space Heating_Natural Gas_Unit Heater_E10_Codes & Standards Forecast | Commercial | Warehouse | New | Space Heating | Natural Gas | Unit Heater | E10 |  | Codes & Standards Forecast | 0 | 0 | 0 | 0 | 0 | 0 | 0 | 0 | 0 | 0 | 0 | 0 | 0 | 0 | 0 | 0 | 0 | 0 | 0 | 0 | 0 | 0 | 0 | 0 | 0 | 0 | 0 | 0 | 0 | 0 | 0 | 0 | 0
Commercial_Warehouse_New_Water Heating_Natural Gas_Water Heater_E1_Codes & Standards Forecast | Commercial | Warehouse | New | Water Heating | Natural Gas | Water Heater | E1 |  | Codes & Standards Forecast | 0 | 0 | 0 | 0 | 0 | 0 | 0 | 0 | 0 | 0 | 0 | 0 | 0 | 0 | 0 | 0 | 0 | 0 | 0 | 0 | 0 | 0 | 0 | 0 | 0 | 0 | 0 | 0 | 0 | 0 | 0 | 0 | 0
Commercial_Warehouse_New_Water Heating_Natural Gas_Water Heater_E2_Codes & Standards Forecast | Commercial | Warehouse | New | Water Heating | Natural Gas | Water Heater | E2 |  | Codes & Standards Forecast | 0 | 0 | 0 | 0 | 0 | 0 | 0 | 0 | 0 | 0 | 0 | 0 | 0 | 0 | 0 | 0 | 0 | 0 | 0 | 0 | 0 | 0 | 0 | 0 | 0 | 0 | 0 | 0 | 0 | 0 | 0 | 0 | 0
Commercial_Warehouse_New_Water Heating_Natural Gas_Water Heater_E3_Codes & Standards Forecast | Commercial | Warehouse | New | Water Heating | Natural Gas | Water Heater | E3 |  | Codes & Standards Forecast | 0 | 0 | 0 | 0 | 0 | 0 | 0 | 0 | 0 | 0 | 0 | 0 | 0 | 0 | 0 | 0 | 0 | 0 | 0 | 0 | 0 | 0 | 0 | 0 | 0 | 0 | 0 | 0 | 0 | 0 | 0 | 0 | 0
Commercial_Warehouse_New_Water Heating_Natural Gas_Water Heater_E4_Codes & Standards Forecast | Commercial | Warehouse | New | Water Heating | Natural Gas | Water Heater | E4 |  | Codes & Standards Forecast | 0 | 0 | 0 | 0 | 0 | 0 | 0 | 0 | 0 | 0 | 0 | 0 | 0 | 0 | 0 | 0 | 0 | 0 | 0 | 0 | 0 | 0 | 0 | 0 | 0 | 0 | 0 | 0 | 0 | 0 | 0 | 0 | 0
Commercial_Warehouse_New_Water Heating_Natural Gas_Water Heater_E5_Codes & Standards Forecast | Commercial | Warehouse | New | Water Heating | Natural Gas | Water Heater | E5 |  | Codes & Standards Forecast | 0 | 0 | 0 | 0 | 0 | 0 | 0 | 0 | 0 | 0 | 0 | 0 | 0 | 0 | 0 | 0 | 0 | 0 | 0 | 0 | 0 | 0 | 0 | 0 | 0 | 0 | 0 | 0 | 0 | 0 | 0 | 0 | 0
Commercial_Warehouse_New_Water Heating_Natural Gas_Water Heater_E6_Codes & Standards Forecast | Commercial | Warehouse | New | Water Heating | Natural Gas | Water Heater | E6 |  | Codes & Standards Forecast | 0 | 0 | 0 | 0 | 0 | 0 | 0 | 0 | 0 | 0 | 0 | 0 | 0 | 0 | 0 | 0 | 0 | 0 | 0 | 0 | 0 | 0 | 0 | 0 | 0 | 0 | 0 | 0 | 0 | 0 | 0 | 0 | 0
Commercial_Warehouse_New_Water Heating_Natural Gas_Water Heater_E7_Codes & Standards Forecast | Commercial | Warehouse | New | Water Heating | Natural Gas | Water Heater | E7 |  | Codes & Standards Forecast | 0 | 0 | 0 | 0 | 0 | 0 | 0 | 0 | 0 | 0 | 0 | 0 | 0 | 0 | 0 | 0 | 0 | 0 | 0 | 0 | 0 | 0 | 0 | 0 | 0 | 0 | 0 | 0 | 0 | 0 | 0 | 0 | 0
Commercial_Warehouse_New_Water Heating_Natural Gas_Water Heater_E8_Codes & Standards Forecast | Commercial | Warehouse | New | Water Heating | Natural Gas | Water Heater | E8 |  | Codes & Standards Forecast | 0 | 0 | 0 | 0 | 0 | 0 | 0 | 0 | 0 | 0 | 0 | 0 | 0 | 0 | 0 | 0 | 0 | 0 | 0 | 0 | 0 | 0 | 0 | 0 | 0 | 0 | 0 | 0 | 0 | 0 | 0 | 0 | 0
Commercial_Warehouse_New_Water Heating_Natural Gas_Water Heater_E9_Codes & Standards Forecast | Commercial | Warehouse | New | Water Heating | Natural Gas | Water Heater | E9 |  | Codes & Standards Forecast | 0 | 0 | 0 | 0 | 0 | 0 | 0 | 0 | 0 | 0 | 0 | 0 | 0 | 0 | 0 | 0 | 0 | 0 | 0 | 0 | 0 | 0 | 0 | 0 | 0 | 0 | 0 | 0 | 0 | 0 | 0 | 0 | 0
Commercial_Warehouse_New_Water Heating_Natural Gas_Water Heater_E10_Codes & Standards Forecast | Commercial | Warehouse | New | Water Heating | Natural Gas | Water Heater | E10 |  | Codes & Standards Forecast | 0 | 0 | 0 | 0 | 0 | 0 | 0 | 0 | 0 | 0 | 0 | 0 | 0 | 0 | 0 | 0 | 0 | 0 | 0 | 0 | 0 | 0 | 0 | 0 | 0 | 0 | 0 | 0 | 0 | 0 | 0 | 0 | 0
Commercial_Warehouse_New_Food Preparation_Natural Gas_Oven_E1_Codes & Standards Forecast | Commercial | Warehouse | New | Food Preparation | Natural Gas | Oven | E1 |  | Codes & Standards Forecast | 0 | 24.9887 | 120.53 | 77.0271 | 92.0973 | 94.9147 | 95.3917 | 82.5612 | 81.4041 | 83.3095 | 88.8304 | 107.5814 | 115.1786 | 123.989 | 132.8581 | 139.983 | 151.4339 | 178.1688 | 160.3754 | 162.9837 | 166.9653 | 172.3723 | 174.3665 | 180.7536 | 188.2751 | 196.9863 | 212.5171 | 219.1778 | 225.8063 | 231.8924 | 237.8267 | 243.8762 | 208.0161
Commercial_Warehouse_New_Food Preparation_Natural Gas_Oven_E2_Codes & Standards Forecast | Commercial | Warehouse | New | Food Preparation | Natural Gas | Oven | E2 |  | Codes & Standards Forecast | 0 | 0 | 0 | 0 | 0 | 0 | 0 | 0 | 0 | 0 | 0 | 0 | 0 | 0 | 0 | 0 | 0 | 0 | 0 | 0 | 0 | 0 | 0 | 0 | 0 | 0 | 0 | 0 | 0 | 0 | 0 | 0 | 0
Commercial_Warehouse_New_Food Preparation_Natural Gas_Oven_E3_Codes & Standards Forecast | Commercial | Warehouse | New | Food Preparation | Natural Gas | Oven | E3 |  | Codes & Standards Forecast | 0 | 0 | 0 | 0 | 0 | 0 | 0 | 0 | 0 | 0 | 0 | 0 | 0 | 0 | 0 | 0 | 0 | 0 | 0 | 0 | 0 | 0 | 0 | 0 | 0 | 0 | 0 | 0 | 0 | 0 | 0 | 0 | 0
Commercial_Warehouse_New_Food Preparation_Natural Gas_Oven_E4_Codes & Standards Forecast | Commercial | Warehouse | New | Food Preparation | Natural Gas | Oven | E4 |  | Codes & Standards Forecast | 0 | 0 | 0 | 0 | 0 | 0 | 0 | 0 | 0 | 0 | 0 | 0 | 0 | 0 | 0 | 0 | 0 | 0 | 0 | 0 | 0 | 0 | 0 | 0 | 0 | 0 | 0 | 0 | 0 | 0 | 0 | 0 | 0
Commercial_Warehouse_New_Food Preparation_Natural Gas_Oven_E5_Codes & Standards Forecast | Commercial | Warehouse | New | Food Preparation | Natural Gas | Oven | E5 |  | Codes & Standards Forecast | 0 | 0 | 0 | 0 | 0 | 0 | 0 | 0 | 0 | 0 | 0 | 0 | 0 | 0 | 0 | 0 | 0 | 0 | 0 | 0 | 0 | 0 | 0 | 0 | 0 | 0 | 0 | 0 | 0 | 0 | 0 | 0 | 0
Commercial_Warehouse_New_Food Preparation_Natural Gas_Oven_E6_Codes & Standards Forecast | Commercial | Warehouse | New | Food Preparation | Natural Gas | Oven | E6 |  | Codes & Standards Forecast | 0 | 0 | 0 | 0 | 0 | 0 | 0 | 0 | 0 | 0 | 0 | 0 | 0 | 0 | 0 | 0 | 0 | 0 | 0 | 0 | 0 | 0 | 0 | 0 | 0 | 0 | 0 | 0 | 0 | 0 | 0 | 0 | 0
Commercial_Warehouse_New_Food Preparation_Natural Gas_Oven_E7_Codes & Standards Forecast | Commercial | Warehouse | New | Food Preparation | Natural Gas | Oven | E7 |  | Codes & Standards Forecast | 0 | 0 | 0 | 0 | 0 | 0 | 0 | 0 | 0 | 0 | 0 | 0 | 0 | 0 | 0 | 0 | 0 | 0 | 0 | 0 | 0 | 0 | 0 | 0 | 0 | 0 | 0 | 0 | 0 | 0 | 0 | 0 | 0
Commercial_Warehouse_New_Food Preparation_Natural Gas_Oven_E8_Codes & Standards Forecast | Commercial | Warehouse | New | Food Preparation | Natural Gas | Oven | E8 |  | Codes & Standards Forecast | 0 | 0 | 0 | 0 | 0 | 0 | 0 | 0 | 0 | 0 | 0 | 0 | 0 | 0 | 0 | 0 | 0 | 0 | 0 | 0 | 0 | 0 | 0 | 0 | 0 | 0 | 0 | 0 | 0 | 0 | 0 | 0 | 0
Commercial_Warehouse_New_Food Preparation_Natural Gas_Oven_E9_Codes & Standards Forecast | Commercial | Warehouse | New | Food Preparation | Natural Gas | Oven | E9 |  | Codes & Standards Forecast | 0 | 0 | 0 | 0 | 0 | 0 | 0 | 0 | 0 | 0 | 0 | 0 | 0 | 0 | 0 | 0 | 0 | 0 | 0 | 0 | 0 | 0 | 0 | 0 | 0 | 0 | 0 | 0 | 0 | 0 | 0 | 0 | 0
Commercial_Warehouse_New_Food Preparation_Natural Gas_Oven_E10_Codes & Standards Forecast | Commercial | Warehouse | New | Food Preparation | Natural Gas | Oven | E10 |  | Codes & Standards Forecast | 0 | 0 | 0 | 0 | 0 | 0 | 0 | 0 | 0 | 0 | 0 | 0 | 0 | 0 | 0 | 0 | 0 | 0 | 0 | 0 | 0 | 0 | 0 | 0 | 0 | 0 | 0 | 0 | 0 | 0 | 0 | 0 | 0
Commercial_Warehouse_New_Food Preparation_Natural Gas_Conveyor Oven_E1_Codes & Standards Forecast | Commercial | Warehouse | New | Food Preparation | Natural Gas | Conveyor Oven | E1 |  | Codes & Standards Forecast | 0 | 12.4944 | 60.265 | 38.5135 | 46.0487 | 47.4574 | 47.6958 | 41.2806 | 40.7021 | 41.6548 | 42.3328 | 42.0112 | 41.3541 | 40.7904 | 40.8494 | 40.7259 | 40.9619 | 42.5051 | 52.4693 | 56.122 | 61.5611 | 66.9327 | 74.4451 | 88.4304 | 81.3702 | 83.3666 | 83.5588 | 83.2449 | 81.2713 | 81.0568 | 81.5253 | 81.5956 | 58.3223
Commercial_Warehouse_New_Food Preparation_Natural Gas_Conveyor Oven_E2_Codes & Standards Forecast | Commercial | Warehouse | New | Food Preparation | Natural Gas | Conveyor Oven | E2 |  | Codes & Standards Forecast | 0 | 0 | 0 | 0 | 0 | 0 | 0 | 0 | 0 | 0 | 0 | 0 | 0 | 0 | 0 | 0 | 0 | 0 | 0 | 0 | 0 | 0 | 0 | 0 | 0 | 0 | 0 | 0 | 0 | 0 | 0 | 0 | 0
Commercial_Warehouse_New_Food Preparation_Natural Gas_Conveyor Oven_E3_Codes & Standards Forecast | Commercial | Warehouse | New | Food Preparation | Natural Gas | Conveyor Oven | E3 |  | Codes & Standards Forecast | 0 | 0 | 0 | 0 | 0 | 0 | 0 | 0 | 0 | 0 | 0 | 0 | 0 | 0 | 0 | 0 | 0 | 0 | 0 | 0 | 0 | 0 | 0 | 0 | 0 | 0 | 0 | 0 | 0 | 0 | 0 | 0 | 0
Commercial_Warehouse_New_Food Preparation_Natural Gas_Conveyor Oven_E4_Codes & Standards Forecast | Commercial | Warehouse | New | Food Preparation | Natural Gas | Conveyor Oven | E4 |  | Codes & Standards Forecast | 0 | 0 | 0 | 0 | 0 | 0 | 0 | 0 | 0 | 0 | 0 | 0 | 0 | 0 | 0 | 0 | 0 | 0 | 0 | 0 | 0 | 0 | 0 | 0 | 0 | 0 | 0 | 0 | 0 | 0 | 0 | 0 | 0
Commercial_Warehouse_New_Food Preparation_Natural Gas_Conveyor Oven_E5_Codes & Standards Forecast | Commercial | Warehouse | New | Food Preparation | Natural Gas | Conveyor Oven | E5 |  | Codes & Standards Forecast | 0 | 0 | 0 | 0 | 0 | 0 | 0 | 0 | 0 | 0 | 0 | 0 | 0 | 0 | 0 | 0 | 0 | 0 | 0 | 0 | 0 | 0 | 0 | 0 | 0 | 0 | 0 | 0 | 0 | 0 | 0 | 0 | 0
Commercial_Warehouse_New_Food Preparation_Natural Gas_Conveyor Oven_E6_Codes & Standards Forecast | Commercial | Warehouse | New | Food Preparation | Natural Gas | Conveyor Oven | E6 |  | Codes & Standards Forecast | 0 | 0 | 0 | 0 | 0 | 0 | 0 | 0 | 0 | 0 | 0 | 0 | 0 | 0 | 0 | 0 | 0 | 0 | 0 | 0 | 0 | 0 | 0 | 0 | 0 | 0 | 0 | 0 | 0 | 0 | 0 | 0 | 0
Commercial_Warehouse_New_Food Preparation_Natural Gas_Conveyor Oven_E7_Codes & Standards Forecast | Commercial | Warehouse | New | Food Preparation | Natural Gas | Conveyor Oven | E7 |  | Codes & Standards Forecast | 0 | 0 | 0 | 0 | 0 | 0 | 0 | 0 | 0 | 0 | 0 | 0 | 0 | 0 | 0 | 0 | 0 | 0 | 0 | 0 | 0 | 0 | 0 | 0 | 0 | 0 | 0 | 0 | 0 | 0 | 0 | 0 | 0
Commercial_Warehouse_New_Food Preparation_Natural Gas_Conveyor Oven_E8_Codes & Standards Forecast | Commercial | Warehouse | New | Food Preparation | Natural Gas | Conveyor Oven | E8 |  | Codes & Standards Forecast | 0 | 0 | 0 | 0 | 0 | 0 | 0 | 0 | 0 | 0 | 0 | 0 | 0 | 0 | 0 | 0 | 0 | 0 | 0 | 0 | 0 | 0 | 0 | 0 | 0 | 0 | 0 | 0 | 0 | 0 | 0 | 0 | 0
Commercial_Warehouse_New_Food Preparation_Natural Gas_Conveyor Oven_E9_Codes & Standards Forecast | Commercial | Warehouse | New | Food Preparation | Natural Gas | Conveyor Oven | E9 |  | Codes & Standards Forecast | 0 | 0 | 0 | 0 | 0 | 0 | 0 | 0 | 0 | 0 | 0 | 0 | 0 | 0 | 0 | 0 | 0 | 0 | 0 | 0 | 0 | 0 | 0 | 0 | 0 | 0 | 0 | 0 | 0 | 0 | 0 | 0 | 0
Commercial_Warehouse_New_Food Preparation_Natural Gas_Conveyor Oven_E10_Codes & Standards Forecast | Commercial | Warehouse | New | Food Preparation | Natural Gas | Conveyor Oven | E10 |  | Codes & Standards Forecast | 0 | 0 | 0 | 0 | 0 | 0 | 0 | 0 | 0 | 0 | 0 | 0 | 0 | 0 | 0 | 0 | 0 | 0 | 0 | 0 | 0 | 0 | 0 | 0 | 0 | 0 | 0 | 0 | 0 | 0 | 0 | 0 | 0
Commercial_Warehouse_New_Food Preparation_Natural Gas_Double Rack Oven_E1_Codes & Standards Forecast | Commercial | Warehouse | New | Food Preparation | Natural Gas | Double Rack Oven | E1 |  | Codes & Standards Forecast | 0 | 12.4944 | 60.265 | 38.5135 | 46.0487 | 47.4574 | 47.6958 | 41.2806 | 40.7021 | 41.6548 | 42.3328 | 42.0112 | 43.853 | 54.8425 | 59.7938 | 65.0911 | 69.9455 | 76.0077 | 87.9972 | 79.2801 | 81.1841 | 81.9755 | 82.1295 | 80.888 | 83.7147 | 87.1445 | 90.9412 | 94.5908 | 99.4433 | 108.0683 | 111.8689 | 115.173 | 94.7438
Commercial_Warehouse_New_Food Preparation_Natural Gas_Double Rack Oven_E2_Codes & Standards Forecast | Commercial | Warehouse | New | Food Preparation | Natural Gas | Double Rack Oven | E2 |  | Codes & Standards Forecast | 0 | 0 | 0 | 0 | 0 | 0 | 0 | 0 | 0 | 0 | 0 | 0 | 0 | 0 | 0 | 0 | 0 | 0 | 0 | 0 | 0 | 0 | 0 | 0 | 0 | 0 | 0 | 0 | 0 | 0 | 0 | 0 | 0
Commercial_Warehouse_New_Food Preparation_Natural Gas_Double Rack Oven_E3_Codes & Standards Forecast | Commercial | Warehouse | New | Food Preparation | Natural Gas | Double Rack Oven | E3 |  | Codes & Standards Forecast | 0 | 0 | 0 | 0 | 0 | 0 | 0 | 0 | 0 | 0 | 0 | 0 | 0 | 0 | 0 | 0 | 0 | 0 | 0 | 0 | 0 | 0 | 0 | 0 | 0 | 0 | 0 | 0 | 0 | 0 | 0 | 0 | 0
Commercial_Warehouse_New_Food Preparation_Natural Gas_Double Rack Oven_E4_Codes & Standards Forecast | Commercial | Warehouse | New | Food Preparation | Natural Gas | Double Rack Oven | E4 |  | Codes & Standards Forecast | 0 | 0 | 0 | 0 | 0 | 0 | 0 | 0 | 0 | 0 | 0 | 0 | 0 | 0 | 0 | 0 | 0 | 0 | 0 | 0 | 0 | 0 | 0 | 0 | 0 | 0 | 0 | 0 | 0 | 0 | 0 | 0 | 0
Commercial_Warehouse_New_Food Preparation_Natural Gas_Double Rack Oven_E5_Codes & Standards Forecast | Commercial | Warehouse | New | Food Preparation | Natural Gas | Double Rack Oven | E5 |  | Codes & Standards Forecast | 0 | 0 | 0 | 0 | 0 | 0 | 0 | 0 | 0 | 0 | 0 | 0 | 0 | 0 | 0 | 0 | 0 | 0 | 0 | 0 | 0 | 0 | 0 | 0 | 0 | 0 | 0 | 0 | 0 | 0 | 0 | 0 | 0
Commercial_Warehouse_New_Food Preparation_Natural Gas_Double Rack Oven_E6_Codes & Standards Forecast | Commercial | Warehouse | New | Food Preparation | Natural Gas | Double Rack Oven | E6 |  | Codes & Standards Forecast | 0 | 0 | 0 | 0 | 0 | 0 | 0 | 0 | 0 | 0 | 0 | 0 | 0 | 0 | 0 | 0 | 0 | 0 | 0 | 0 | 0 | 0 | 0 | 0 | 0 | 0 | 0 | 0 | 0 | 0 | 0 | 0 | 0
Commercial_Warehouse_New_Food Preparation_Natural Gas_Double Rack Oven_E7_Codes & Standards Forecast | Commercial | Warehouse | New | Food Preparation | Natural Gas | Double Rack Oven | E7 |  | Codes & Standards Forecast | 0 | 0 | 0 | 0 | 0 | 0 | 0 | 0 | 0 | 0 | 0 | 0 | 0 | 0 | 0 | 0 | 0 | 0 | 0 | 0 | 0 | 0 | 0 | 0 | 0 | 0 | 0 | 0 | 0 | 0 | 0 | 0 | 0
Commercial_Warehouse_New_Food Preparation_Natural Gas_Double Rack Oven_E8_Codes & Standards Forecast | Commercial | Warehouse | New | Food Preparation | Natural Gas | Double Rack Oven | E8 |  | Codes & Standards Forecast | 0 | 0 | 0 | 0 | 0 | 0 | 0 | 0 | 0 | 0 | 0 | 0 | 0 | 0 | 0 | 0 | 0 | 0 | 0 | 0 | 0 | 0 | 0 | 0 | 0 | 0 | 0 | 0 | 0 | 0 | 0 | 0 | 0
Commercial_Warehouse_New_Food Preparation_Natural Gas_Double Rack Oven_E9_Codes & Standards Forecast | Commercial | Warehouse | New | Food Preparation | Natural Gas | Double Rack Oven | E9 |  | Codes & Standards Forecast | 0 | 0 | 0 | 0 | 0 | 0 | 0 | 0 | 0 | 0 | 0 | 0 | 0 | 0 | 0 | 0 | 0 | 0 | 0 | 0 | 0 | 0 | 0 | 0 | 0 | 0 | 0 | 0 | 0 | 0 | 0 | 0 | 0
Commercial_Warehouse_New_Food Preparation_Natural Gas_Double Rack Oven_E10_Codes & Standards Forecast | Commercial | Warehouse | New | Food Preparation | Natural Gas | Double Rack Oven | E10 |  | Codes & Standards Forecast | 0 | 0 | 0 | 0 | 0 | 0 | 0 | 0 | 0 | 0 | 0 | 0 | 0 | 0 | 0 | 0 | 0 | 0 | 0 | 0 | 0 | 0 | 0 | 0 | 0 | 0 | 0 | 0 | 0 | 0 | 0 | 0 | 0
Commercial_Warehouse_New_Food Preparation_Natural Gas_Fryer_E1_Codes & Standards Forecast | Commercial | Warehouse | New | Food Preparation | Natural Gas | Fryer | E1 |  | Codes & Standards Forecast | 0 | 49.9775 | 241.0599 | 0 | 0 | 0 | 0 | 0 | 0 | 0 | 0 | 0 | 0 | 0 | 0 | 0 | 0 | 0 | 0 | 0 | 0 | 0 | 0 | 0 | 0 | 0 | 0 | 0 | 0 | 0 | 0 | 0 | 0
Commercial_Warehouse_New_Food Preparation_Natural Gas_Fryer_E2_Codes & Standards Forecast | Commercial | Warehouse | New | Food Preparation | Natural Gas | Fryer | E2 |  | Codes & Standards Forecast | 0 | 0 | 0 | 154.0542 | 184.1947 | 189.8294 | 190.7834 | 165.1224 | 162.8083 | 176.6146 | 225.5396 | 243.8224 | 262.8774 | 279.0964 | 307.4033 | 361.2236 | 332.2572 | 337.9768 | 342.6153 | 348.8823 | 354.7696 | 371.7978 | 394.8757 | 433.3526 | 450.6761 | 464.9882 | 476.8838 | 490.4364 | 509.757 | 506.705 | 518.8797 | 535.2 | 459.6891
Commercial_Warehouse_New_Food Preparation_Natural Gas_Fryer_E3_Codes & Standards Forecast | Commercial | Warehouse | New | Food Preparation | Natural Gas | Fryer | E3 |  | Codes & Standards Forecast | 0 | 0 | 0 | 0 | 0 | 0 | 0 | 0 | 0 | 0 | 0 | 0 | 0 | 0 | 0 | 0 | 0 | 0 | 0 | 0 | 0 | 0 | 0 | 0 | 0 | 0 | 0 | 0 | 0 | 0 | 0 | 0 | 0
Commercial_Warehouse_New_Food Preparation_Natural Gas_Fryer_E4_Codes & Standards Forecast | Commercial | Warehouse | New | Food Preparation | Natural Gas | Fryer | E4 |  | Codes & Standards Forecast | 0 | 0 | 0 | 0 | 0 | 0 | 0 | 0 | 0 | 0 | 0 | 0 | 0 | 0 | 0 | 0 | 0 | 0 | 0 | 0 | 0 | 0 | 0 | 0 | 0 | 0 | 0 | 0 | 0 | 0 | 0 | 0 | 0
Commercial_Warehouse_New_Food Preparation_Natural Gas_Fryer_E5_Codes & Standards Forecast | Commercial | Warehouse | New | Food Preparation | Natural Gas | Fryer | E5 |  | Codes & Standards Forecast | 0 | 0 | 0 | 0 | 0 | 0 | 0 | 0 | 0 | 0 | 0 | 0 | 0 | 0 | 0 | 0 | 0 | 0 | 0 | 0 | 0 | 0 | 0 | 0 | 0 | 0 | 0 | 0 | 0 | 0 | 0 | 0 | 0
Commercial_Warehouse_New_Food Preparation_Natural Gas_Fryer_E6_Codes & Standards Forecast | Commercial | Warehouse | New | Food Preparation | Natural Gas | Fryer | E6 |  | Codes & Standards Forecast | 0 | 0 | 0 | 0 | 0 | 0 | 0 | 0 | 0 | 0 | 0 | 0 | 0 | 0 | 0 | 0 | 0 | 0 | 0 | 0 | 0 | 0 | 0 | 0 | 0 | 0 | 0 | 0 | 0 | 0 | 0 | 0 | 0
Commercial_Warehouse_New_Food Preparation_Natural Gas_Fryer_E7_Codes & Standards Forecast | Commercial | Warehouse | New | Food Preparation | Natural Gas | Fryer | E7 |  | Codes & Standards Forecast | 0 | 0 | 0 | 0 | 0 | 0 | 0 | 0 | 0 | 0 | 0 | 0 | 0 | 0 | 0 | 0 | 0 | 0 | 0 | 0 | 0 | 0 | 0 | 0 | 0 | 0 | 0 | 0 | 0 | 0 | 0 | 0 | 0
Commercial_Warehouse_New_Food Preparation_Natural Gas_Fryer_E8_Codes & Standards Forecast | Commercial | Warehouse | New | Food Preparation | Natural Gas | Fryer | E8 |  | Codes & Standards Forecast | 0 | 0 | 0 | 0 | 0 | 0 | 0 | 0 | 0 | 0 | 0 | 0 | 0 | 0 | 0 | 0 | 0 | 0 | 0 | 0 | 0 | 0 | 0 | 0 | 0 | 0 | 0 | 0 | 0 | 0 | 0 | 0 | 0
Commercial_Warehouse_New_Food Preparation_Natural Gas_Fryer_E9_Codes & Standards Forecast | Commercial | Warehouse | New | Food Preparation | Natural Gas | Fryer | E9 |  | Codes & Standards Forecast | 0 | 0 | 0 | 0 | 0 | 0 | 0 | 0 | 0 | 0 | 0 | 0 | 0 | 0 | 0 | 0 | 0 | 0 | 0 | 0 | 0 | 0 | 0 | 0 | 0 | 0 | 0 | 0 | 0 | 0 | 0 | 0 | 0
Commercial_Warehouse_New_Food Preparation_Natural Gas_Fryer_E10_Codes & Standards Forecast | Commercial | Warehouse | New | Food Preparation | Natural Gas | Fryer | E10 |  | Codes & Standards Forecast | 0 | 0 | 0 | 0 | 0 | 0 | 0 | 0 | 0 | 0 | 0 | 0 | 0 | 0 | 0 | 0 | 0 | 0 | 0 | 0 | 0 | 0 | 0 | 0 | 0 | 0 | 0 | 0 | 0 | 0 | 0 | 0 | 0
Commercial_Warehouse_New_Food Preparation_Natural Gas_Broiler_E1_Codes & Standards Forecast | Commercial | Warehouse | New | Food Preparation | Natural Gas | Broiler | E1 |  | Codes & Standards Forecast | 0 | 0 | 0 | 0 | 0 | 0 | 0 | 0 | 0 | 0 | 0 | 0 | 0 | 0 | 0 | 0 | 0 | 0 | 0 | 0 | 0 | 0 | 0 | 0 | 0 | 0 | 0 | 0 | 0 | 0 | 0 | 0 | 0
Commercial_Warehouse_New_Food Preparation_Natural Gas_Broiler_E2_Codes & Standards Forecast | Commercial | Warehouse | New | Food Preparation | Natural Gas | Broiler | E2 |  | Codes & Standards Forecast | 0 | 0 | 0 | 0 | 0 | 0 | 0 | 0 | 0 | 0 | 0 | 0 | 0 | 0 | 0 | 0 | 0 | 0 | 0 | 0 | 0 | 0 | 0 | 0 | 0 | 0 | 0 | 0 | 0 | 0 | 0 | 0 | 0
Commercial_Warehouse_New_Food Preparation_Natural Gas_Broiler_E3_Codes & Standards Forecast | Commercial | Warehouse | New | Food Preparation | Natural Gas | Broiler | E3 |  | Codes & Standards Forecast | 0 | 0 | 0 | 0 | 0 | 0 | 0 | 0 | 0 | 0 | 0 | 0 | 0 | 0 | 0 | 0 | 0 | 0 | 0 | 0 | 0 | 0 | 0 | 0 | 0 | 0 | 0 | 0 | 0 | 0 | 0 | 0 | 0
Commercial_Warehouse_New_Food Preparation_Natural Gas_Broiler_E4_Codes & Standards Forecast | Commercial | Warehouse | New | Food Preparation | Natural Gas | Broiler | E4 |  | Codes & Standards Forecast | 0 | 0 | 0 | 0 | 0 | 0 | 0 | 0 | 0 | 0 | 0 | 0 | 0 | 0 | 0 | 0 | 0 | 0 | 0 | 0 | 0 | 0 | 0 | 0 | 0 | 0 | 0 | 0 | 0 | 0 | 0 | 0 | 0
Commercial_Warehouse_New_Food Preparation_Natural Gas_Broiler_E5_Codes & Standards Forecast | Commercial | Warehouse | New | Food Preparation | Natural Gas | Broiler | E5 |  | Codes & Standards Forecast | 0 | 0 | 0 | 0 | 0 | 0 | 0 | 0 | 0 | 0 | 0 | 0 | 0 | 0 | 0 | 0 | 0 | 0 | 0 | 0 | 0 | 0 | 0 | 0 | 0 | 0 | 0 | 0 | 0 | 0 | 0 | 0 | 0
Commercial_Warehouse_New_Food Preparation_Natural Gas_Broiler_E6_Codes & Standards Forecast | Commercial | Warehouse | New | Food Preparation | Natural Gas | Broiler | E6 |  | Codes & Standards Forecast | 0 | 0 | 0 | 0 | 0 | 0 | 0 | 0 | 0 | 0 | 0 | 0 | 0 | 0 | 0 | 0 | 0 | 0 | 0 | 0 | 0 | 0 | 0 | 0 | 0 | 0 | 0 | 0 | 0 | 0 | 0 | 0 | 0
Commercial_Warehouse_New_Food Preparation_Natural Gas_Broiler_E7_Codes & Standards Forecast | Commercial | Warehouse | New | Food Preparation | Natural Gas | Broiler | E7 |  | Codes & Standards Forecast | 0 | 0 | 0 | 0 | 0 | 0 | 0 | 0 | 0 | 0 | 0 | 0 | 0 | 0 | 0 | 0 | 0 | 0 | 0 | 0 | 0 | 0 | 0 | 0 | 0 | 0 | 0 | 0 | 0 | 0 | 0 | 0 | 0
Commercial_Warehouse_New_Food Preparation_Natural Gas_Broiler_E8_Codes & Standards Forecast | Commercial | Warehouse | New | Food Preparation | Natural Gas | Broiler | E8 |  | Codes & Standards Forecast | 0 | 0 | 0 | 0 | 0 | 0 | 0 | 0 | 0 | 0 | 0 | 0 | 0 | 0 | 0 | 0 | 0 | 0 | 0 | 0 | 0 | 0 | 0 | 0 | 0 | 0 | 0 | 0 | 0 | 0 | 0 | 0 | 0
Commercial_Warehouse_New_Food Preparation_Natural Gas_Broiler_E9_Codes & Standards Forecast | Commercial | Warehouse | New | Food Preparation | Natural Gas | Broiler | E9 |  | Codes & Standards Forecast | 0 | 0 | 0 | 0 | 0 | 0 | 0 | 0 | 0 | 0 | 0 | 0 | 0 | 0 | 0 | 0 | 0 | 0 | 0 | 0 | 0 | 0 | 0 | 0 | 0 | 0 | 0 | 0 | 0 | 0 | 0 | 0 | 0
Commercial_Warehouse_New_Food Preparation_Natural Gas_Broiler_E10_Codes & Standards Forecast | Commercial | Warehouse | New | Food Preparation | Natural Gas | Broiler | E10 |  | Codes & Standards Forecast | 0 | 0 | 0 | 0 | 0 | 0 | 0 | 0 | 0 | 0 | 0 | 0 | 0 | 0 | 0 | 0 | 0 | 0 | 0 | 0 | 0 | 0 | 0 | 0 | 0 | 0 | 0 | 0 | 0 | 0 | 0 | 0 | 0
Commercial_Warehouse_New_Food Preparation_Natural Gas_Griddle_E1_Codes & Standards Forecast | Commercial | Warehouse | New | Food Preparation | Natural Gas | Griddle | E1 |  | Codes & Standards Forecast | 0 | 49.9775 | 241.0599 | 0 | 0 | 0 | 0 | 0 | 0 | 0 | 0 | 0 | 0 | 0 | 0 | 0 | 0 | 0 | 0 | 0 | 0 | 0 | 0 | 0 | 0 | 0 | 0 | 0 | 0 | 0 | 0 | 0 | 0
Commercial_Warehouse_New_Food Preparation_Natural Gas_Griddle_E2_Codes & Standards Forecast | Commercial | Warehouse | New | Food Preparation | Natural Gas | Griddle | E2 |  | Codes & Standards Forecast | 0 | 0 | 0 | 154.0542 | 184.1947 | 189.8294 | 190.7834 | 165.1224 | 162.8083 | 166.6191 | 169.3312 | 168.0449 | 175.412 | 219.3701 | 239.1751 | 260.3644 | 279.7821 | 304.0307 | 351.9889 | 317.1203 | 324.7364 | 327.9019 | 328.5181 | 323.552 | 334.8588 | 348.5778 | 363.7646 | 378.3633 | 397.7733 | 432.273 | 447.4754 | 460.692 | 378.9752
Commercial_Warehouse_New_Food Preparation_Natural Gas_Griddle_E3_Codes & Standards Forecast | Commercial | Warehouse | New | Food Preparation | Natural Gas | Griddle | E3 |  | Codes & Standards Forecast | 0 | 0 | 0 | 0 | 0 | 0 | 0 | 0 | 0 | 0 | 0 | 0 | 0 | 0 | 0 | 0 | 0 | 0 | 0 | 0 | 0 | 0 | 0 | 0 | 0 | 0 | 0 | 0 | 0 | 0 | 0 | 0 | 0
Commercial_Warehouse_New_Food Preparation_Natural Gas_Griddle_E4_Codes & Standards Forecast | Commercial | Warehouse | New | Food Preparation | Natural Gas | Griddle | E4 |  | Codes & Standards Forecast | 0 | 0 | 0 | 0 | 0 | 0 | 0 | 0 | 0 | 0 | 0 | 0 | 0 | 0 | 0 | 0 | 0 | 0 | 0 | 0 | 0 | 0 | 0 | 0 | 0 | 0 | 0 | 0 | 0 | 0 | 0 | 0 | 0
Commercial_Warehouse_New_Food Preparation_Natural Gas_Griddle_E5_Codes & Standards Forecast | Commercial | Warehouse | New | Food Preparation | Natural Gas | Griddle | E5 |  | Codes & Standards Forecast | 0 | 0 | 0 | 0 | 0 | 0 | 0 | 0 | 0 | 0 | 0 | 0 | 0 | 0 | 0 | 0 | 0 | 0 | 0 | 0 | 0 | 0 | 0 | 0 | 0 | 0 | 0 | 0 | 0 | 0 | 0 | 0 | 0
Commercial_Warehouse_New_Food Preparation_Natural Gas_Griddle_E6_Codes & Standards Forecast | Commercial | Warehouse | New | Food Preparation | Natural Gas | Griddle | E6 |  | Codes & Standards Forecast | 0 | 0 | 0 | 0 | 0 | 0 | 0 | 0 | 0 | 0 | 0 | 0 | 0 | 0 | 0 | 0 | 0 | 0 | 0 | 0 | 0 | 0 | 0 | 0 | 0 | 0 | 0 | 0 | 0 | 0 | 0 | 0 | 0
Commercial_Warehouse_New_Food Preparation_Natural Gas_Griddle_E7_Codes & Standards Forecast | Commercial | Warehouse | New | Food Preparation | Natural Gas | Griddle | E7 |  | Codes & Standards Forecast | 0 | 0 | 0 | 0 | 0 | 0 | 0 | 0 | 0 | 0 | 0 | 0 | 0 | 0 | 0 | 0 | 0 | 0 | 0 | 0 | 0 | 0 | 0 | 0 | 0 | 0 | 0 | 0 | 0 | 0 | 0 | 0 | 0
Commercial_Warehouse_New_Food Preparation_Natural Gas_Griddle_E8_Codes & Standards Forecast | Commercial | Warehouse | New | Food Preparation | Natural Gas | Griddle | E8 |  | Codes & Standards Forecast | 0 | 0 | 0 | 0 | 0 | 0 | 0 | 0 | 0 | 0 | 0 | 0 | 0 | 0 | 0 | 0 | 0 | 0 | 0 | 0 | 0 | 0 | 0 | 0 | 0 | 0 | 0 | 0 | 0 | 0 | 0 | 0 | 0
Commercial_Warehouse_New_Food Preparation_Natural Gas_Griddle_E9_Codes & Standards Forecast | Commercial | Warehouse | New | Food Preparation | Natural Gas | Griddle | E9 |  | Codes & Standards Forecast | 0 | 0 | 0 | 0 | 0 | 0 | 0 | 0 | 0 | 0 | 0 | 0 | 0 | 0 | 0 | 0 | 0 | 0 | 0 | 0 | 0 | 0 | 0 | 0 | 0 | 0 | 0 | 0 | 0 | 0 | 0 | 0 | 0
Commercial_Warehouse_New_Food Preparation_Natural Gas_Griddle_E10_Codes & Standards Forecast | Commercial | Warehouse | New | Food Preparation | Natural Gas | Griddle | E10 |  | Codes & Standards Forecast | 0 | 0 | 0 | 0 | 0 | 0 | 0 | 0 | 0 | 0 | 0 | 0 | 0 | 0 | 0 | 0 | 0 | 0 | 0 | 0 | 0 | 0 | 0 | 0 | 0 | 0 | 0 | 0 | 0 | 0 | 0 | 0 | 0
Commercial_Warehouse_New_Food Preparation_Natural Gas_Range_E1_Codes & Standards Forecast | Commercial | Warehouse | New | Food Preparation | Natural Gas | Range | E1 |  | Codes & Standards Forecast | 0 | 49.9775 | 241.0599 | 154.0542 | 184.1947 | 189.8294 | 190.7834 | 165.1224 | 162.8083 | 166.6191 | 179.3267 | 224.2532 | 241.194 | 260.6227 | 279.3323 | 306.9091 | 362.1676 | 328.4347 | 329.6215 | 326.8152 | 336.3681 | 343.3758 | 358.5561 | 376.0923 | 398.3367 | 434.7369 | 450.0359 | 462.7785 | 472.8357 | 484.9045 | 504.1256 | 498.3786 | 413.9835
Commercial_Warehouse_New_Food Preparation_Natural Gas_Range_E2_Codes & Standards Forecast | Commercial | Warehouse | New | Food Preparation | Natural Gas | Range | E2 |  | Codes & Standards Forecast | 0 | 0 | 0 | 0 | 0 | 0 | 0 | 0 | 0 | 0 | 0 | 0 | 0 | 0 | 0 | 0 | 0 | 0 | 0 | 0 | 0 | 0 | 0 | 0 | 0 | 0 | 0 | 0 | 0 | 0 | 0 | 0 | 0
Commercial_Warehouse_New_Food Preparation_Natural Gas_Range_E3_Codes & Standards Forecast | Commercial | Warehouse | New | Food Preparation | Natural Gas | Range | E3 |  | Codes & Standards Forecast | 0 | 0 | 0 | 0 | 0 | 0 | 0 | 0 | 0 | 0 | 0 | 0 | 0 | 0 | 0 | 0 | 0 | 0 | 0 | 0 | 0 | 0 | 0 | 0 | 0 | 0 | 0 | 0 | 0 | 0 | 0 | 0 | 0
Commercial_Warehouse_New_Food Preparation_Natural Gas_Range_E4_Codes & Standards Forecast | Commercial | Warehouse | New | Food Preparation | Natural Gas | Range | E4 |  | Codes & Standards Forecast | 0 | 0 | 0 | 0 | 0 | 0 | 0 | 0 | 0 | 0 | 0 | 0 | 0 | 0 | 0 | 0 | 0 | 0 | 0 | 0 | 0 | 0 | 0 | 0 | 0 | 0 | 0 | 0 | 0 | 0 | 0 | 0 | 0
Commercial_Warehouse_New_Food Preparation_Natural Gas_Range_E5_Codes & Standards Forecast | Commercial | Warehouse | New | Food Preparation | Natural Gas | Range | E5 |  | Codes & Standards Forecast | 0 | 0 | 0 | 0 | 0 | 0 | 0 | 0 | 0 | 0 | 0 | 0 | 0 | 0 | 0 | 0 | 0 | 0 | 0 | 0 | 0 | 0 | 0 | 0 | 0 | 0 | 0 | 0 | 0 | 0 | 0 | 0 | 0
Commercial_Warehouse_New_Food Preparation_Natural Gas_Range_E6_Codes & Standards Forecast | Commercial | Warehouse | New | Food Preparation | Natural Gas | Range | E6 |  | Codes & Standards Forecast | 0 | 0 | 0 | 0 | 0 | 0 | 0 | 0 | 0 | 0 | 0 | 0 | 0 | 0 | 0 | 0 | 0 | 0 | 0 | 0 | 0 | 0 | 0 | 0 | 0 | 0 | 0 | 0 | 0 | 0 | 0 | 0 | 0
Commercial_Warehouse_New_Food Preparation_Natural Gas_Range_E7_Codes & Standards Forecast | Commercial | Warehouse | New | Food Preparation | Natural Gas | Range | E7 |  | Codes & Standards Forecast | 0 | 0 | 0 | 0 | 0 | 0 | 0 | 0 | 0 | 0 | 0 | 0 | 0 | 0 | 0 | 0 | 0 | 0 | 0 | 0 | 0 | 0 | 0 | 0 | 0 | 0 | 0 | 0 | 0 | 0 | 0 | 0 | 0
Commercial_Warehouse_New_Food Preparation_Natural Gas_Range_E8_Codes & Standards Forecast | Commercial | Warehouse | New | Food Preparation | Natural Gas | Range | E8 |  | Codes & Standards Forecast | 0 | 0 | 0 | 0 | 0 | 0 | 0 | 0 | 0 | 0 | 0 | 0 | 0 | 0 | 0 | 0 | 0 | 0 | 0 | 0 | 0 | 0 | 0 | 0 | 0 | 0 | 0 | 0 | 0 | 0 | 0 | 0 | 0
Commercial_Warehouse_New_Food Preparation_Natural Gas_Range_E9_Codes & Standards Forecast | Commercial | Warehouse | New | Food Preparation | Natural Gas | Range | E9 |  | Codes & Standards Forecast | 0 | 0 | 0 | 0 | 0 | 0 | 0 | 0 | 0 | 0 | 0 | 0 | 0 | 0 | 0 | 0 | 0 | 0 | 0 | 0 | 0 | 0 | 0 | 0 | 0 | 0 | 0 | 0 | 0 | 0 | 0 | 0 | 0
Commercial_Warehouse_New_Food Preparation_Natural Gas_Range_E10_Codes & Standards Forecast | Commercial | Warehouse | New | Food Preparation | Natural Gas | Range | E10 |  | Codes & Standards Forecast | 0 | 0 | 0 | 0 | 0 | 0 | 0 | 0 | 0 | 0 | 0 | 0 | 0 | 0 | 0 | 0 | 0 | 0 | 0 | 0 | 0 | 0 | 0 | 0 | 0 | 0 | 0 | 0 | 0 | 0 | 0 | 0 | 0
Commercial_Warehouse_New_Food Preparation_Natural Gas_Steamer_E1_Codes & Standards Forecast | Commercial | Warehouse | New | Food Preparation | Natural Gas | Steamer | E1 |  | Codes & Standards Forecast | 0 | 0 | 0 | 0 | 0 | 0 | 0 | 0 | 0 | 0 | 0 | 0 | 0 | 0 | 0 | 0 | 0 | 0 | 0 | 0 | 0 | 0 | 0 | 0 | 0 | 0 | 0 | 0 | 0 | 0 | 0 | 0 | 0
Commercial_Warehouse_New_Food Preparation_Natural Gas_Steamer_E2_Codes & Standards Forecast | Commercial | Warehouse | New | Food Preparation | Natural Gas | Steamer | E2 |  | Codes & Standards Forecast | 0 | 0 | 0 | 0 | 0 | 0 | 0 | 0 | 0 | 0 | 0 | 0 | 0 | 0 | 0 | 0 | 0 | 0 | 0 | 0 | 0 | 0 | 0 | 0 | 0 | 0 | 0 | 0 | 0 | 0 | 0 | 0 | 0
Commercial_Warehouse_New_Food Preparation_Natural Gas_Steamer_E3_Codes & Standards Forecast | Commercial | Warehouse | New | Food Preparation | Natural Gas | Steamer | E3 |  | Codes & Standards Forecast | 0 | 0 | 0 | 0 | 0 | 0 | 0 | 0 | 0 | 0 | 0 | 0 | 0 | 0 | 0 | 0 | 0 | 0 | 0 | 0 | 0 | 0 | 0 | 0 | 0 | 0 | 0 | 0 | 0 | 0 | 0 | 0 | 0
Commercial_Warehouse_New_Food Preparation_Natural Gas_Steamer_E4_Codes & Standards Forecast | Commercial | Warehouse | New | Food Preparation | Natural Gas | Steamer | E4 |  | Codes & Standards Forecast | 0 | 0 | 0 | 0 | 0 | 0 | 0 | 0 | 0 | 0 | 0 | 0 | 0 | 0 | 0 | 0 | 0 | 0 | 0 | 0 | 0 | 0 | 0 | 0 | 0 | 0 | 0 | 0 | 0 | 0 | 0 | 0 | 0
Commercial_Warehouse_New_Food Preparation_Natural Gas_Steamer_E5_Codes & Standards Forecast | Commercial | Warehouse | New | Food Preparation | Natural Gas | Steamer | E5 |  | Codes & Standards Forecast | 0 | 0 | 0 | 0 | 0 | 0 | 0 | 0 | 0 | 0 | 0 | 0 | 0 | 0 | 0 | 0 | 0 | 0 | 0 | 0 | 0 | 0 | 0 | 0 | 0 | 0 | 0 | 0 | 0 | 0 | 0 | 0 | 0
Commercial_Warehouse_New_Food Preparation_Natural Gas_Steamer_E6_Codes & Standards Forecast | Commercial | Warehouse | New | Food Preparation | Natural Gas | Steamer | E6 |  | Codes & Standards Forecast | 0 | 0 | 0 | 0 | 0 | 0 | 0 | 0 | 0 | 0 | 0 | 0 | 0 | 0 | 0 | 0 | 0 | 0 | 0 | 0 | 0 | 0 | 0 | 0 | 0 | 0 | 0 | 0 | 0 | 0 | 0 | 0 | 0
Commercial_Warehouse_New_Food Preparation_Natural Gas_Steamer_E7_Codes & Standards Forecast | Commercial | Warehouse | New | Food Preparation | Natural Gas | Steamer | E7 |  | Codes & Standards Forecast | 0 | 0 | 0 | 0 | 0 | 0 | 0 | 0 | 0 | 0 | 0 | 0 | 0 | 0 | 0 | 0 | 0 | 0 | 0 | 0 | 0 | 0 | 0 | 0 | 0 | 0 | 0 | 0 | 0 | 0 | 0 | 0 | 0
Commercial_Warehouse_New_Food Preparation_Natural Gas_Steamer_E8_Codes & Standards Forecast | Commercial | Warehouse | New | Food Preparation | Natural Gas | Steamer | E8 |  | Codes & Standards Forecast | 0 | 0 | 0 | 0 | 0 | 0 | 0 | 0 | 0 | 0 | 0 | 0 | 0 | 0 | 0 | 0 | 0 | 0 | 0 | 0 | 0 | 0 | 0 | 0 | 0 | 0 | 0 | 0 | 0 | 0 | 0 | 0 | 0
Commercial_Warehouse_New_Food Preparation_Natural Gas_Steamer_E9_Codes & Standards Forecast | Commercial | Warehouse | New | Food Preparation | Natural Gas | Steamer | E9 |  | Codes & Standards Forecast | 0 | 0 | 0 | 0 | 0 | 0 | 0 | 0 | 0 | 0 | 0 | 0 | 0 | 0 | 0 | 0 | 0 | 0 | 0 | 0 | 0 | 0 | 0 | 0 | 0 | 0 | 0 | 0 | 0 | 0 | 0 | 0 | 0
Commercial_Warehouse_New_Food Preparation_Natural Gas_Steamer_E10_Codes & Standards Forecast | Commercial | Warehouse | New | Food Preparation | Natural Gas | Steamer | E10 |  | Codes & Standards Forecast | 0 | 0 | 0 | 0 | 0 | 0 | 0 | 0 | 0 | 0 | 0 | 0 | 0 | 0 | 0 | 0 | 0 | 0 | 0 | 0 | 0 | 0 | 0 | 0 | 0 | 0 | 0 | 0 | 0 | 0 | 0 | 0 | 0
Commercial_Warehouse_New_Food Preparation_Natural Gas_Food Prep Other_E1_Codes & Standards Forecast | Commercial | Warehouse | New | Food Preparation | Natural Gas | Food Prep Other | E1 |  | Codes & Standards Forecast | 0 | 0 | 0 | 0 | 0 | 0 | 0 | 0 | 0 | 0 | 0 | 0 | 0 | 0 | 0 | 0 | 0 | 0 | 0 | 0 | 0 | 0 | 0 | 0 | 0 | 0 | 0 | 0 | 0 | 0 | 0 | 0 | 0
Commercial_Warehouse_New_Food Preparation_Natural Gas_Food Prep Other_E2_Codes & Standards Forecast | Commercial | Warehouse | New | Food Preparation | Natural Gas | Food Prep Other | E2 |  | Codes & Standards Forecast | 0 | 0 | 0 | 0 | 0 | 0 | 0 | 0 | 0 | 0 | 0 | 0 | 0 | 0 | 0 | 0 | 0 | 0 | 0 | 0 | 0 | 0 | 0 | 0 | 0 | 0 | 0 | 0 | 0 | 0 | 0 | 0 | 0
Commercial_Warehouse_New_Food Preparation_Natural Gas_Food Prep Other_E3_Codes & Standards Forecast | Commercial | Warehouse | New | Food Preparation | Natural Gas | Food Prep Other | E3 |  | Codes & Standards Forecast | 0 | 0 | 0 | 0 | 0 | 0 | 0 | 0 | 0 | 0 | 0 | 0 | 0 | 0 | 0 | 0 | 0 | 0 | 0 | 0 | 0 | 0 | 0 | 0 | 0 | 0 | 0 | 0 | 0 | 0 | 0 | 0 | 0
Commercial_Warehouse_New_Food Preparation_Natural Gas_Food Prep Other_E4_Codes & Standards Forecast | Commercial | Warehouse | New | Food Preparation | Natural Gas | Food Prep Other | E4 |  | Codes & Standards Forecast | 0 | 0 | 0 | 0 | 0 | 0 | 0 | 0 | 0 | 0 | 0 | 0 | 0 | 0 | 0 | 0 | 0 | 0 | 0 | 0 | 0 | 0 | 0 | 0 | 0 | 0 | 0 | 0 | 0 | 0 | 0 | 0 | 0
Commercial_Warehouse_New_Food Preparation_Natural Gas_Food Prep Other_E5_Codes & Standards Forecast | Commercial | Warehouse | New | Food Preparation | Natural Gas | Food Prep Other | E5 |  | Codes & Standards Forecast | 0 | 0 | 0 | 0 | 0 | 0 | 0 | 0 | 0 | 0 | 0 | 0 | 0 | 0 | 0 | 0 | 0 | 0 | 0 | 0 | 0 | 0 | 0 | 0 | 0 | 0 | 0 | 0 | 0 | 0 | 0 | 0 | 0
Commercial_Warehouse_New_Food Preparation_Natural Gas_Food Prep Other_E6_Codes & Standards Forecast | Commercial | Warehouse | New | Food Preparation | Natural Gas | Food Prep Other | E6 |  | Codes & Standards Forecast | 0 | 0 | 0 | 0 | 0 | 0 | 0 | 0 | 0 | 0 | 0 | 0 | 0 | 0 | 0 | 0 | 0 | 0 | 0 | 0 | 0 | 0 | 0 | 0 | 0 | 0 | 0 | 0 | 0 | 0 | 0 | 0 | 0
Commercial_Warehouse_New_Food Preparation_Natural Gas_Food Prep Other_E7_Codes & Standards Forecast | Commercial | Warehouse | New | Food Preparation | Natural Gas | Food Prep Other | E7 |  | Codes & Standards Forecast | 0 | 0 | 0 | 0 | 0 | 0 | 0 | 0 | 0 | 0 | 0 | 0 | 0 | 0 | 0 | 0 | 0 | 0 | 0 | 0 | 0 | 0 | 0 | 0 | 0 | 0 | 0 | 0 | 0 | 0 | 0 | 0 | 0
Commercial_Warehouse_New_Food Preparation_Natural Gas_Food Prep Other_E8_Codes & Standards Forecast | Commercial | Warehouse | New | Food Preparation | Natural Gas | Food Prep Other | E8 |  | Codes & Standards Forecast | 0 | 0 | 0 | 0 | 0 | 0 | 0 | 0 | 0 | 0 | 0 | 0 | 0 | 0 | 0 | 0 | 0 | 0 | 0 | 0 | 0 | 0 | 0 | 0 | 0 | 0 | 0 | 0 | 0 | 0 | 0 | 0 | 0
Commercial_Warehouse_New_Food Preparation_Natural Gas_Food Prep Other_E9_Codes & Standards Forecast | Commercial | Warehouse | New | Food Preparation | Natural Gas | Food Prep Other | E9 |  | Codes & Standards Forecast | 0 | 0 | 0 | 0 | 0 | 0 | 0 | 0 | 0 | 0 | 0 | 0 | 0 | 0 | 0 | 0 | 0 | 0 | 0 | 0 | 0 | 0 | 0 | 0 | 0 | 0 | 0 | 0 | 0 | 0 | 0 | 0 | 0
Commercial_Warehouse_New_Food Preparation_Natural Gas_Food Prep Other_E10_Codes & Standards Forecast | Commercial | Warehouse | New | Food Preparation | Natural Gas | Food Prep Other | E10 |  | Codes & Standards Forecast | 0 | 0 | 0 | 0 | 0 | 0 | 0 | 0 | 0 | 0 | 0 | 0 | 0 | 0 | 0 | 0 | 0 | 0 | 0 | 0 | 0 | 0 | 0 | 0 | 0 | 0 | 0 | 0 | 0 | 0 | 0 | 0 | 0
Commercial_Warehouse_New_Miscellaneous_Natural Gas_Pool Heater_E1_Codes & Standards Forecast | Commercial | Warehouse | New | Miscellaneous | Natural Gas | Pool Heater | E1 |  | Codes & Standards Forecast | 0 | 0 | 0 | 0 | 0 | 0 | 0 | 0 | 0 | 0 | 0 | 0 | 0 | 0 | 0 | 0 | 0 | 0 | 0 | 0 | 0 | 0 | 0 | 0 | 0 | 0 | 0 | 0 | 0 | 0 | 0 | 0 | 0
Commercial_Warehouse_New_Miscellaneous_Natural Gas_Pool Heater_E2_Codes & Standards Forecast | Commercial | Warehouse | New | Miscellaneous | Natural Gas | Pool Heater | E2 |  | Codes & Standards Forecast | 0 | 0 | 0 | 0 | 0 | 0 | 0 | 0 | 0 | 0 | 0 | 0 | 0 | 0 | 0 | 0 | 0 | 0 | 0 | 0 | 0 | 0 | 0 | 0 | 0 | 0 | 0 | 0 | 0 | 0 | 0 | 0 | 0
Commercial_Warehouse_New_Miscellaneous_Natural Gas_Pool Heater_E3_Codes & Standards Forecast | Commercial | Warehouse | New | Miscellaneous | Natural Gas | Pool Heater | E3 |  | Codes & Standards Forecast | 0 | 0 | 0 | 0 | 0 | 0 | 0 | 0 | 0 | 0 | 0 | 0 | 0 | 0 | 0 | 0 | 0 | 0 | 0 | 0 | 0 | 0 | 0 | 0 | 0 | 0 | 0 | 0 | 0 | 0 | 0 | 0 | 0
Commercial_Warehouse_New_Miscellaneous_Natural Gas_Pool Heater_E4_Codes & Standards Forecast | Commercial | Warehouse | New | Miscellaneous | Natural Gas | Pool Heater | E4 |  | Codes & Standards Forecast | 0 | 0 | 0 | 0 | 0 | 0 | 0 | 0 | 0 | 0 | 0 | 0 | 0 | 0 | 0 | 0 | 0 | 0 | 0 | 0 | 0 | 0 | 0 | 0 | 0 | 0 | 0 | 0 | 0 | 0 | 0 | 0 | 0
Commercial_Warehouse_New_Miscellaneous_Natural Gas_Pool Heater_E5_Codes & Standards Forecast | Commercial | Warehouse | New | Miscellaneous | Natural Gas | Pool Heater | E5 |  | Codes & Standards Forecast | 0 | 0 | 0 | 0 | 0 | 0 | 0 | 0 | 0 | 0 | 0 | 0 | 0 | 0 | 0 | 0 | 0 | 0 | 0 | 0 | 0 | 0 | 0 | 0 | 0 | 0 | 0 | 0 | 0 | 0 | 0 | 0 | 0
Commercial_Warehouse_New_Miscellaneous_Natural Gas_Pool Heater_E6_Codes & Standards Forecast | Commercial | Warehouse | New | Miscellaneous | Natural Gas | Pool Heater | E6 |  | Codes & Standards Forecast | 0 | 0 | 0 | 0 | 0 | 0 | 0 | 0 | 0 | 0 | 0 | 0 | 0 | 0 | 0 | 0 | 0 | 0 | 0 | 0 | 0 | 0 | 0 | 0 | 0 | 0 | 0 | 0 | 0 | 0 | 0 | 0 | 0
Commercial_Warehouse_New_Miscellaneous_Natural Gas_Pool Heater_E7_Codes & Standards Forecast | Commercial | Warehouse | New | Miscellaneous | Natural Gas | Pool Heater | E7 |  | Codes & Standards Forecast | 0 | 0 | 0 | 0 | 0 | 0 | 0 | 0 | 0 | 0 | 0 | 0 | 0 | 0 | 0 | 0 | 0 | 0 | 0 | 0 | 0 | 0 | 0 | 0 | 0 | 0 | 0 | 0 | 0 | 0 | 0 | 0 | 0
Commercial_Warehouse_New_Miscellaneous_Natural Gas_Pool Heater_E8_Codes & Standards Forecast | Commercial | Warehouse | New | Miscellaneous | Natural Gas | Pool Heater | E8 |  | Codes & Standards Forecast | 0 | 0 | 0 | 0 | 0 | 0 | 0 | 0 | 0 | 0 | 0 | 0 | 0 | 0 | 0 | 0 | 0 | 0 | 0 | 0 | 0 | 0 | 0 | 0 | 0 | 0 | 0 | 0 | 0 | 0 | 0 | 0 | 0
Commercial_Warehouse_New_Miscellaneous_Natural Gas_Pool Heater_E9_Codes & Standards Forecast | Commercial | Warehouse | New | Miscellaneous | Natural Gas | Pool Heater | E9 |  | Codes & Standards Forecast | 0 | 0 | 0 | 0 | 0 | 0 | 0 | 0 | 0 | 0 | 0 | 0 | 0 | 0 | 0 | 0 | 0 | 0 | 0 | 0 | 0 | 0 | 0 | 0 | 0 | 0 | 0 | 0 | 0 | 0 | 0 | 0 | 0
Commercial_Warehouse_New_Miscellaneous_Natural Gas_Pool Heater_E10_Codes & Standards Forecast | Commercial | Warehouse | New | Miscellaneous | Natural Gas | Pool Heater | E10 |  | Codes & Standards Forecast | 0 | 0 | 0 | 0 | 0 | 0 | 0 | 0 | 0 | 0 | 0 | 0 | 0 | 0 | 0 | 0 | 0 | 0 | 0 | 0 | 0 | 0 | 0 | 0 | 0 | 0 | 0 | 0 | 0 | 0 | 0 | 0 | 0
Commercial_Warehouse_New_Miscellaneous_Natural Gas_Miscellaneous_E1_Codes & Standards Forecast | Commercial | Warehouse | New | Miscellaneous | Natural Gas | Miscellaneous | E1 |  | Codes & Standards Forecast | 0 | 6308.8232 | 30429.7975 | 19446.7718 | 24152.7666 | 29082.4268 | 31249.5793 | 30436.9384 | 32929.0266 | 36106.1287 | 38643.3076 | 42556.325 | 51361.3055 | 49042.8542 | 52459.455 | 56623.0905 | 59228.4787 | 60496.8957 | 62752.9943 | 65320.437 | 68061.5548 | 71506.6392 | 76175.4111 | 77319.2464 | 80497.4838 | 83981.5304 | 86707.102 | 89054.6225 | 91928.8652 | 94840.7854 | 97834.7881 | 100903.2881 | 92633.7346
Commercial_Warehouse_New_Miscellaneous_Natural Gas_Miscellaneous_E2_Codes & Standards Forecast | Commercial | Warehouse | New | Miscellaneous | Natural Gas | Miscellaneous | E2 |  | Codes & Standards Forecast | 0 | 0 | 0 | 0 | 0 | 0 | 0 | 0 | 0 | 0 | 0 | 0 | 0 | 0 | 0 | 0 | 0 | 0 | 0 | 0 | 0 | 0 | 0 | 0 | 0 | 0 | 0 | 0 | 0 | 0 | 0 | 0 | 0
Commercial_Warehouse_New_Miscellaneous_Natural Gas_Miscellaneous_E3_Codes & Standards Forecast | Commercial | Warehouse | New | Miscellaneous | Natural Gas | Miscellaneous | E3 |  | Codes & Standards Forecast | 0 | 0 | 0 | 0 | 0 | 0 | 0 | 0 | 0 | 0 | 0 | 0 | 0 | 0 | 0 | 0 | 0 | 0 | 0 | 0 | 0 | 0 | 0 | 0 | 0 | 0 | 0 | 0 | 0 | 0 | 0 | 0 | 0
Commercial_Warehouse_New_Miscellaneous_Natural Gas_Miscellaneous_E4_Codes & Standards Forecast | Commercial | Warehouse | New | Miscellaneous | Natural Gas | Miscellaneous | E4 |  | Codes & Standards Forecast | 0 | 0 | 0 | 0 | 0 | 0 | 0 | 0 | 0 | 0 | 0 | 0 | 0 | 0 | 0 | 0 | 0 | 0 | 0 | 0 | 0 | 0 | 0 | 0 | 0 | 0 | 0 | 0 | 0 | 0 | 0 | 0 | 0
Commercial_Warehouse_New_Miscellaneous_Natural Gas_Miscellaneous_E5_Codes & Standards Forecast | Commercial | Warehouse | New | Miscellaneous | Natural Gas | Miscellaneous | E5 |  | Codes & Standards Forecast | 0 | 0 | 0 | 0 | 0 | 0 | 0 | 0 | 0 | 0 | 0 | 0 | 0 | 0 | 0 | 0 | 0 | 0 | 0 | 0 | 0 | 0 | 0 | 0 | 0 | 0 | 0 | 0 | 0 | 0 | 0 | 0 | 0
Commercial_Warehouse_New_Miscellaneous_Natural Gas_Miscellaneous_E6_Codes & Standards Forecast | Commercial | Warehouse | New | Miscellaneous | Natural Gas | Miscellaneous | E6 |  | Codes & Standards Forecast | 0 | 0 | 0 | 0 | 0 | 0 | 0 | 0 | 0 | 0 | 0 | 0 | 0 | 0 | 0 | 0 | 0 | 0 | 0 | 0 | 0 | 0 | 0 | 0 | 0 | 0 | 0 | 0 | 0 | 0 | 0 | 0 | 0
Commercial_Warehouse_New_Miscellaneous_Natural Gas_Miscellaneous_E7_Codes & Standards Forecast | Commercial | Warehouse | New | Miscellaneous | Natural Gas | Miscellaneous | E7 |  | Codes & Standards Forecast | 0 | 0 | 0 | 0 | 0 | 0 | 0 | 0 | 0 | 0 | 0 | 0 | 0 | 0 | 0 | 0 | 0 | 0 | 0 | 0 | 0 | 0 | 0 | 0 | 0 | 0 | 0 | 0 | 0 | 0 | 0 | 0 | 0
Commercial_Warehouse_New_Miscellaneous_Natural Gas_Miscellaneous_E8_Codes & Standards Forecast | Commercial | Warehouse | New | Miscellaneous | Natural Gas | Miscellaneous | E8 |  | Codes & Standards Forecast | 0 | 0 | 0 | 0 | 0 | 0 | 0 | 0 | 0 | 0 | 0 | 0 | 0 | 0 | 0 | 0 | 0 | 0 | 0 | 0 | 0 | 0 | 0 | 0 | 0 | 0 | 0 | 0 | 0 | 0 | 0 | 0 | 0
Commercial_Warehouse_New_Miscellaneous_Natural Gas_Miscellaneous_E9_Codes & Standards Forecast | Commercial | Warehouse | New | Miscellaneous | Natural Gas | Miscellaneous | E9 |  | Codes & Standards Forecast | 0 | 0 | 0 | 0 | 0 | 0 | 0 | 0 | 0 | 0 | 0 | 0 | 0 | 0 | 0 | 0 | 0 | 0 | 0 | 0 | 0 | 0 | 0 | 0 | 0 | 0 | 0 | 0 | 0 | 0 | 0 | 0 | 0
Commercial_Warehouse_New_Miscellaneous_Natural Gas_Miscellaneous_E10_Codes & Standards Forecast | Commercial | Warehouse | New | Miscellaneous | Natural Gas | Miscellaneous | E10 |  | Codes & Standards Forecast | 0 | 0 | 0 | 0 | 0 | 0 | 0 | 0 | 0 | 0 | 0 | 0 | 0 | 0 | 0 | 0 | 0 | 0 | 0 | 0 | 0 | 0 | 0 | 0 | 0 | 0 | 0 | 0 | 0 | 0 | 0 | 0 | 0
Commercial_Miscellaneous_Existing_Space Heating_Natural Gas_Furnace_E1_Codes & Standards Forecast | Commercial | Miscellaneous | Existing | Space Heating | Natural Gas | Furnace | E1 |  | Codes & Standards Forecast | 0 | 21184.2762 | 22967.3751 | 24559.9077 | 50549.8239 | 0 | 0 | 0 | 0 | 0 | 0 | 0 | 0 | 0 | 0 | 0 | 0 | 0 | 0 | 0 | 0 | 0 | 0 | 0 | 0 | 0 | 0 | 0 | 0 | 0 | 0 | 0 | 0
Commercial_Miscellaneous_Existing_Space Heating_Natural Gas_Furnace_E2_Codes & Standards Forecast | Commercial | Miscellaneous | Existing | Space Heating | Natural Gas | Furnace | E2 |  | Codes & Standards Forecast | 0 | 0 | 0 | 0 | 0 | 0 | 0 | 0 | 0 | 0 | 0 | 0 | 0 | 0 | 0 | 0 | 0 | 0 | 0 | 0 | 0 | 0 | 0 | 0 | 0 | 0 | 0 | 0 | 0 | 0 | 0 | 0 | 0
Commercial_Miscellaneous_Existing_Space Heating_Natural Gas_Furnace_E3_Codes & Standards Forecast | Commercial | Miscellaneous | Existing | Space Heating | Natural Gas | Furnace | E3 |  | Codes & Standards Forecast | 0 | 0 | 0 | 0 | 0 | 27565.6842 | 28857.9062 | 30046.5866 | 31136.1629 | 32132.9187 | 33043.4624 | 33874.9757 | 34634.2187 | 35327.1559 | 35958.6535 | 36533.525 | 37055.8945 | 37530.8284 | 37963.2533 | 36536.0808 | 35358.8869 | 34399.5838 | 35437.1873 | 34691.063 | 34099.5926 | 33642.6833 | 33302.3076 | 33062.5108 | 32908.9432 | 32828.9791 | 32811.2474 | 32845.9853 | 53227.8831
Commercial_Miscellaneous_Existing_Space Heating_Natural Gas_Furnace_E4_Codes & Standards Forecast | Commercial | Miscellaneous | Existing | Space Heating | Natural Gas | Furnace | E4 |  | Codes & Standards Forecast | 0 | 0 | 0 | 0 | 0 | 0 | 0 | 0 | 0 | 0 | 0 | 0 | 0 | 0 | 0 | 0 | 0 | 0 | 0 | 0 | 0 | 0 | 0 | 0 | 0 | 0 | 0 | 0 | 0 | 0 | 0 | 0 | 0
Commercial_Miscellaneous_Existing_Space Heating_Natural Gas_Furnace_E5_Codes & Standards Forecast | Commercial | Miscellaneous | Existing | Space Heating | Natural Gas | Furnace | E5 |  | Codes & Standards Forecast | 0 | 0 | 0 | 0 | 0 | 0 | 0 | 0 | 0 | 0 | 0 | 0 | 0 | 0 | 0 | 0 | 0 | 0 | 0 | 0 | 0 | 0 | 0 | 0 | 0 | 0 | 0 | 0 | 0 | 0 | 0 | 0 | 0
Commercial_Miscellaneous_Existing_Space Heating_Natural Gas_Furnace_E6_Codes & Standards Forecast | Commercial | Miscellaneous | Existing | Space Heating | Natural Gas | Furnace | E6 |  | Codes & Standards Forecast | 0 | 0 | 0 | 0 | 0 | 0 | 0 | 0 | 0 | 0 | 0 | 0 | 0 | 0 | 0 | 0 | 0 | 0 | 0 | 0 | 0 | 0 | 0 | 0 | 0 | 0 | 0 | 0 | 0 | 0 | 0 | 0 | 0
Commercial_Miscellaneous_Existing_Space Heating_Natural Gas_Furnace_E7_Codes & Standards Forecast | Commercial | Miscellaneous | Existing | Space Heating | Natural Gas | Furnace | E7 |  | Codes & Standards Forecast | 0 | 0 | 0 | 0 | 0 | 0 | 0 | 0 | 0 | 0 | 0 | 0 | 0 | 0 | 0 | 0 | 0 | 0 | 0 | 0 | 0 | 0 | 0 | 0 | 0 | 0 | 0 | 0 | 0 | 0 | 0 | 0 | 0
Commercial_Miscellaneous_Existing_Space Heating_Natural Gas_Furnace_E8_Codes & Standards Forecast | Commercial | Miscellaneous | Existing | Space Heating | Natural Gas | Furnace | E8 |  | Codes & Standards Forecast | 0 | 0 | 0 | 0 | 0 | 0 | 0 | 0 | 0 | 0 | 0 | 0 | 0 | 0 | 0 | 0 | 0 | 0 | 0 | 0 | 0 | 0 | 0 | 0 | 0 | 0 | 0 | 0 | 0 | 0 | 0 | 0 | 0
Commercial_Miscellaneous_Existing_Space Heating_Natural Gas_Furnace_E9_Codes & Standards Forecast | Commercial | Miscellaneous | Existing | Space Heating | Natural Gas | Furnace | E9 |  | Codes & Standards Forecast | 0 | 0 | 0 | 0 | 0 | 0 | 0 | 0 | 0 | 0 | 0 | 0 | 0 | 0 | 0 | 0 | 0 | 0 | 0 | 0 | 0 | 0 | 0 | 0 | 0 | 0 | 0 | 0 | 0 | 0 | 0 | 0 | 0
Commercial_Miscellaneous_Existing_Space Heating_Natural Gas_Furnace_E10_Codes & Standards Forecast | Commercial | Miscellaneous | Existing | Space Heating | Natural Gas | Furnace | E10 |  | Codes & Standards Forecast | 0 | 0 | 0 | 0 | 0 | 0 | 0 | 0 | 0 | 0 | 0 | 0 | 0 | 0 | 0 | 0 | 0 | 0 | 0 | 0 | 0 | 0 | 0 | 0 | 0 | 0 | 0 | 0 | 0 | 0 | 0 | 0 | 0
Commercial_Miscellaneous_Existing_Space Heating_Natural Gas_Boiler_E1_Codes & Standards Forecast | Commercial | Miscellaneous | Existing | Space Heating | Natural Gas | Boiler | E1 |  | Codes & Standards Forecast | 0 | 9201.8664 | 9976.3955 | 10668.1478 | 22878.6346 | 0 | 0 | 0 | 0 | 0 | 0 | 0 | 0 | 0 | 0 | 0 | 0 | 0 | 0 | 0 | 0 | 0 | 0 | 0 | 0 | 0 | 0 | 0 | 0 | 0 | 0 | 0 | 0
Commercial_Miscellaneous_Existing_Space Heating_Natural Gas_Boiler_E2_Codes & Standards Forecast | Commercial | Miscellaneous | Existing | Space Heating | Natural Gas | Boiler | E2 |  | Codes & Standards Forecast | 0 | 0 | 0 | 0 | 0 | 0 | 0 | 0 | 0 | 0 | 0 | 0 | 0 | 0 | 0 | 0 | 0 | 0 | 0 | 0 | 0 | 0 | 0 | 0 | 0 | 0 | 0 | 0 | 0 | 0 | 0 | 0 | 0
Commercial_Miscellaneous_Existing_Space Heating_Natural Gas_Boiler_E3_Codes & Standards Forecast | Commercial | Miscellaneous | Existing | Space Heating | Natural Gas | Boiler | E3 |  | Codes & Standards Forecast | 0 | 0 | 0 | 0 | 0 | 11973.7744 | 12535.08 | 13051.4101 | 13524.692 | 13957.6553 | 14353.1704 | 14714.3569 | 15044.1511 | 15345.144 | 15619.4492 | 15869.1575 | 16096.0604 | 16302.3587 | 16490.1921 | 16661.2041 | 16816.3335 | 16168.3983 | 15630.3553 | 15188.6402 | 15680.9038 | 15330.0307 | 15048.3854 | 14827.0576 | 14658.0261 | 14534.1984 | 14449.186 | 14397.4475 | 20907.8218
Commercial_Miscellaneous_Existing_Space Heating_Natural Gas_Boiler_E4_Codes & Standards Forecast | Commercial | Miscellaneous | Existing | Space Heating | Natural Gas | Boiler | E4 |  | Codes & Standards Forecast | 0 | 0 | 0 | 0 | 0 | 0 | 0 | 0 | 0 | 0 | 0 | 0 | 0 | 0 | 0 | 0 | 0 | 0 | 0 | 0 | 0 | 0 | 0 | 0 | 0 | 0 | 0 | 0 | 0 | 0 | 0 | 0 | 0
Commercial_Miscellaneous_Existing_Space Heating_Natural Gas_Boiler_E5_Codes & Standards Forecast | Commercial | Miscellaneous | Existing | Space Heating | Natural Gas | Boiler | E5 |  | Codes & Standards Forecast | 0 | 0 | 0 | 0 | 0 | 0 | 0 | 0 | 0 | 0 | 0 | 0 | 0 | 0 | 0 | 0 | 0 | 0 | 0 | 0 | 0 | 0 | 0 | 0 | 0 | 0 | 0 | 0 | 0 | 0 | 0 | 0 | 0
Commercial_Miscellaneous_Existing_Space Heating_Natural Gas_Boiler_E6_Codes & Standards Forecast | Commercial | Miscellaneous | Existing | Space Heating | Natural Gas | Boiler | E6 |  | Codes & Standards Forecast | 0 | 0 | 0 | 0 | 0 | 0 | 0 | 0 | 0 | 0 | 0 | 0 | 0 | 0 | 0 | 0 | 0 | 0 | 0 | 0 | 0 | 0 | 0 | 0 | 0 | 0 | 0 | 0 | 0 | 0 | 0 | 0 | 0
Commercial_Miscellaneous_Existing_Space Heating_Natural Gas_Boiler_E7_Codes & Standards Forecast | Commercial | Miscellaneous | Existing | Space Heating | Natural Gas | Boiler | E7 |  | Codes & Standards Forecast | 0 | 0 | 0 | 0 | 0 | 0 | 0 | 0 | 0 | 0 | 0 | 0 | 0 | 0 | 0 | 0 | 0 | 0 | 0 | 0 | 0 | 0 | 0 | 0 | 0 | 0 | 0 | 0 | 0 | 0 | 0 | 0 | 0
Commercial_Miscellaneous_Existing_Space Heating_Natural Gas_Boiler_E8_Codes & Standards Forecast | Commercial | Miscellaneous | Existing | Space Heating | Natural Gas | Boiler | E8 |  | Codes & Standards Forecast | 0 | 0 | 0 | 0 | 0 | 0 | 0 | 0 | 0 | 0 | 0 | 0 | 0 | 0 | 0 | 0 | 0 | 0 | 0 | 0 | 0 | 0 | 0 | 0 | 0 | 0 | 0 | 0 | 0 | 0 | 0 | 0 | 0
Commercial_Miscellaneous_Existing_Space Heating_Natural Gas_Boiler_E9_Codes & Standards Forecast | Commercial | Miscellaneous | Existing | Space Heating | Natural Gas | Boiler | E9 |  | Codes & Standards Forecast | 0 | 0 | 0 | 0 | 0 | 0 | 0 | 0 | 0 | 0 | 0 | 0 | 0 | 0 | 0 | 0 | 0 | 0 | 0 | 0 | 0 | 0 | 0 | 0 | 0 | 0 | 0 | 0 | 0 | 0 | 0 | 0 | 0
Commercial_Miscellaneous_Existing_Space Heating_Natural Gas_Boiler_E10_Codes & Standards Forecast | Commercial | Miscellaneous | Existing | Space Heating | Natural Gas | Boiler | E10 |  | Codes & Standards Forecast | 0 | 0 | 0 | 0 | 0 | 0 | 0 | 0 | 0 | 0 | 0 | 0 | 0 | 0 | 0 | 0 | 0 | 0 | 0 | 0 | 0 | 0 | 0 | 0 | 0 | 0 | 0 | 0 | 0 | 0 | 0 | 0 | 0
Commercial_Miscellaneous_Existing_Space Heating_Natural Gas_Unit Heater_E1_Codes & Standards Forecast | Commercial | Miscellaneous | Existing | Space Heating | Natural Gas | Unit Heater | E1 |  | Codes & Standards Forecast | 0 | 334.0206 | 395.6101 | 447.0728 | 709.3508 | 0 | 0 | 0 | 0 | 0 | 0 | 0 | 0 | 0 | 0 | 0 | 0 | 0 | 0 | 0 | 0 | 0 | 0 | 0 | 0 | 0 | 0 | 0 | 0 | 0 | 0 | 0 | 0
Commercial_Miscellaneous_Existing_Space Heating_Natural Gas_Unit Heater_E2_Codes & Standards Forecast | Commercial | Miscellaneous | Existing | Space Heating | Natural Gas | Unit Heater | E2 |  | Codes & Standards Forecast | 0 | 0 | 0 | 0 | 0 | 531.4698 | 563.9881 | 591.6712 | 615.1559 | 635.0225 | 651.7808 | 603.9537 | 571.7846 | 551.7165 | 571.0876 | 562.8421 | 560.3605 | 562.1299 | 660.351 | 671.5607 | 680.9613 | 740.8714 | 664.3619 | 655.1186 | 648.542 | 640.5798 | 632.4104 | 624.8048 | 613.869 | 610.4478 | 612.202 | 633.1652 | 755.9536
Commercial_Miscellaneous_Existing_Space Heating_Natural Gas_Unit Heater_E3_Codes & Standards Forecast | Commercial | Miscellaneous | Existing | Space Heating | Natural Gas | Unit Heater | E3 |  | Codes & Standards Forecast | 0 | 0 | 0 | 0 | 0 | 0 | 0 | 0 | 0 | 0 | 0 | 0 | 0 | 0 | 0 | 0 | 0 | 0 | 0 | 0 | 0 | 0 | 0 | 0 | 0 | 0 | 0 | 0 | 0 | 0 | 0 | 0 | 0
Commercial_Miscellaneous_Existing_Space Heating_Natural Gas_Unit Heater_E4_Codes & Standards Forecast | Commercial | Miscellaneous | Existing | Space Heating | Natural Gas | Unit Heater | E4 |  | Codes & Standards Forecast | 0 | 0 | 0 | 0 | 0 | 0 | 0 | 0 | 0 | 0 | 0 | 0 | 0 | 0 | 0 | 0 | 0 | 0 | 0 | 0 | 0 | 0 | 0 | 0 | 0 | 0 | 0 | 0 | 0 | 0 | 0 | 0 | 0
Commercial_Miscellaneous_Existing_Space Heating_Natural Gas_Unit Heater_E5_Codes & Standards Forecast | Commercial | Miscellaneous | Existing | Space Heating | Natural Gas | Unit Heater | E5 |  | Codes & Standards Forecast | 0 | 0 | 0 | 0 | 0 | 0 | 0 | 0 | 0 | 0 | 0 | 0 | 0 | 0 | 0 | 0 | 0 | 0 | 0 | 0 | 0 | 0 | 0 | 0 | 0 | 0 | 0 | 0 | 0 | 0 | 0 | 0 | 0
Commercial_Miscellaneous_Existing_Space Heating_Natural Gas_Unit Heater_E6_Codes & Standards Forecast | Commercial | Miscellaneous | Existing | Space Heating | Natural Gas | Unit Heater | E6 |  | Codes & Standards Forecast | 0 | 0 | 0 | 0 | 0 | 0 | 0 | 0 | 0 | 0 | 0 | 0 | 0 | 0 | 0 | 0 | 0 | 0 | 0 | 0 | 0 | 0 | 0 | 0 | 0 | 0 | 0 | 0 | 0 | 0 | 0 | 0 | 0
Commercial_Miscellaneous_Existing_Space Heating_Natural Gas_Unit Heater_E7_Codes & Standards Forecast | Commercial | Miscellaneous | Existing | Space Heating | Natural Gas | Unit Heater | E7 |  | Codes & Standards Forecast | 0 | 0 | 0 | 0 | 0 | 0 | 0 | 0 | 0 | 0 | 0 | 0 | 0 | 0 | 0 | 0 | 0 | 0 | 0 | 0 | 0 | 0 | 0 | 0 | 0 | 0 | 0 | 0 | 0 | 0 | 0 | 0 | 0
Commercial_Miscellaneous_Existing_Space Heating_Natural Gas_Unit Heater_E8_Codes & Standards Forecast | Commercial | Miscellaneous | Existing | Space Heating | Natural Gas | Unit Heater | E8 |  | Codes & Standards Forecast | 0 | 0 | 0 | 0 | 0 | 0 | 0 | 0 | 0 | 0 | 0 | 0 | 0 | 0 | 0 | 0 | 0 | 0 | 0 | 0 | 0 | 0 | 0 | 0 | 0 | 0 | 0 | 0 | 0 | 0 | 0 | 0 | 0
Commercial_Miscellaneous_Existing_Space Heating_Natural Gas_Unit Heater_E9_Codes & Standards Forecast | Commercial | Miscellaneous | Existing | Space Heating | Natural Gas | Unit Heater | E9 |  | Codes & Standards Forecast | 0 | 0 | 0 | 0 | 0 | 0 | 0 | 0 | 0 | 0 | 0 | 0 | 0 | 0 | 0 | 0 | 0 | 0 | 0 | 0 | 0 | 0 | 0 | 0 | 0 | 0 | 0 | 0 | 0 | 0 | 0 | 0 | 0
Commercial_Miscellaneous_Existing_Space Heating_Natural Gas_Unit Heater_E10_Codes & Standards Forecast | Commercial | Miscellaneous | Existing | Space Heating | Natural Gas | Unit Heater | E10 |  | Codes & Standards Forecast | 0 | 0 | 0 | 0 | 0 | 0 | 0 | 0 | 0 | 0 | 0 | 0 | 0 | 0 | 0 | 0 | 0 | 0 | 0 | 0 | 0 | 0 | 0 | 0 | 0 | 0 | 0 | 0 | 0 | 0 | 0 | 0 | 0
Commercial_Miscellaneous_Existing_Water Heating_Natural Gas_Water Heater_E1_Codes & Standards Forecast | Commercial | Miscellaneous | Existing | Water Heating | Natural Gas | Water Heater | E1 |  | Codes & Standards Forecast | 0 | 46306.2736 | 59890.3148 | 70506.5971 | 106041.104 | 86097.3729 | 91489.9703 | 95761.7869 | 99129.8796 | 101772.4655 | 90282.4106 | 83795.1827 | 80752.0359 | 85263.6643 | 84965.7691 | 97512.1612 | 100157.5673 | 102225.7382 | 110641.1923 | 101064.9918 | 98581.4369 | 95715.1642 | 94083.8992 | 92539.5766 | 90170.5933 | 90067.8417 | 91265.8044 | 95798.4819 | 96308.7718 | 99499.2552 | 98961.9093 | 98062.93 | 113967.9098
Commercial_Miscellaneous_Existing_Water Heating_Natural Gas_Water Heater_E2_Codes & Standards Forecast | Commercial | Miscellaneous | Existing | Water Heating | Natural Gas | Water Heater | E2 |  | Codes & Standards Forecast | 0 | 0 | 0 | 0 | 0 | 0 | 0 | 0 | 0 | 0 | 0 | 0 | 0 | 0 | 0 | 0 | 0 | 0 | 0 | 0 | 0 | 0 | 0 | 0 | 0 | 0 | 0 | 0 | 0 | 0 | 0 | 0 | 0
Commercial_Miscellaneous_Existing_Water Heating_Natural Gas_Water Heater_E3_Codes & Standards Forecast | Commercial | Miscellaneous | Existing | Water Heating | Natural Gas | Water Heater | E3 |  | Codes & Standards Forecast | 0 | 0 | 0 | 0 | 0 | 0 | 0 | 0 | 0 | 0 | 0 | 0 | 0 | 0 | 0 | 0 | 0 | 0 | 0 | 0 | 0 | 0 | 0 | 0 | 0 | 0 | 0 | 0 | 0 | 0 | 0 | 0 | 0
Commercial_Miscellaneous_Existing_Water Heating_Natural Gas_Water Heater_E4_Codes & Standards Forecast | Commercial | Miscellaneous | Existing | Water Heating | Natural Gas | Water Heater | E4 |  | Codes & Standards Forecast | 0 | 0 | 0 | 0 | 0 | 0 | 0 | 0 | 0 | 0 | 0 | 0 | 0 | 0 | 0 | 0 | 0 | 0 | 0 | 0 | 0 | 0 | 0 | 0 | 0 | 0 | 0 | 0 | 0 | 0 | 0 | 0 | 0
Commercial_Miscellaneous_Existing_Water Heating_Natural Gas_Water Heater_E5_Codes & Standards Forecast | Commercial | Miscellaneous | Existing | Water Heating | Natural Gas | Water Heater | E5 |  | Codes & Standards Forecast | 0 | 0 | 0 | 0 | 0 | 0 | 0 | 0 | 0 | 0 | 0 | 0 | 0 | 0 | 0 | 0 | 0 | 0 | 0 | 0 | 0 | 0 | 0 | 0 | 0 | 0 | 0 | 0 | 0 | 0 | 0 | 0 | 0
Commercial_Miscellaneous_Existing_Water Heating_Natural Gas_Water Heater_E6_Codes & Standards Forecast | Commercial | Miscellaneous | Existing | Water Heating | Natural Gas | Water Heater | E6 |  | Codes & Standards Forecast | 0 | 0 | 0 | 0 | 0 | 0 | 0 | 0 | 0 | 0 | 0 | 0 | 0 | 0 | 0 | 0 | 0 | 0 | 0 | 0 | 0 | 0 | 0 | 0 | 0 | 0 | 0 | 0 | 0 | 0 | 0 | 0 | 0
Commercial_Miscellaneous_Existing_Water Heating_Natural Gas_Water Heater_E7_Codes & Standards Forecast | Commercial | Miscellaneous | Existing | Water Heating | Natural Gas | Water Heater | E7 |  | Codes & Standards Forecast | 0 | 0 | 0 | 0 | 0 | 0 | 0 | 0 | 0 | 0 | 0 | 0 | 0 | 0 | 0 | 0 | 0 | 0 | 0 | 0 | 0 | 0 | 0 | 0 | 0 | 0 | 0 | 0 | 0 | 0 | 0 | 0 | 0
Commercial_Miscellaneous_Existing_Water Heating_Natural Gas_Water Heater_E8_Codes & Standards Forecast | Commercial | Miscellaneous | Existing | Water Heating | Natural Gas | Water Heater | E8 |  | Codes & Standards Forecast | 0 | 0 | 0 | 0 | 0 | 0 | 0 | 0 | 0 | 0 | 0 | 0 | 0 | 0 | 0 | 0 | 0 | 0 | 0 | 0 | 0 | 0 | 0 | 0 | 0 | 0 | 0 | 0 | 0 | 0 | 0 | 0 | 0
Commercial_Miscellaneous_Existing_Water Heating_Natural Gas_Water Heater_E9_Codes & Standards Forecast | Commercial | Miscellaneous | Existing | Water Heating | Natural Gas | Water Heater | E9 |  | Codes & Standards Forecast | 0 | 0 | 0 | 0 | 0 | 0 | 0 | 0 | 0 | 0 | 0 | 0 | 0 | 0 | 0 | 0 | 0 | 0 | 0 | 0 | 0 | 0 | 0 | 0 | 0 | 0 | 0 | 0 | 0 | 0 | 0 | 0 | 0
Commercial_Miscellaneous_Existing_Water Heating_Natural Gas_Water Heater_E10_Codes & Standards Forecast | Commercial | Miscellaneous | Existing | Water Heating | Natural Gas | Water Heater | E10 |  | Codes & Standards Forecast | 0 | 0 | 0 | 0 | 0 | 0 | 0 | 0 | 0 | 0 | 0 | 0 | 0 | 0 | 0 | 0 | 0 | 0 | 0 | 0 | 0 | 0 | 0 | 0 | 0 | 0 | 0 | 0 | 0 | 0 | 0 | 0 | 0
Commercial_Miscellaneous_Existing_Food Preparation_Natural Gas_Oven_E1_Codes & Standards Forecast | Commercial | Miscellaneous | Existing | Food Preparation | Natural Gas | Oven | E1 |  | Codes & Standards Forecast | 0 | 36004.6903 | 38805.6173 | 41036.8367 | 58068.9012 | 44693.2208 | 46010.2759 | 47095.0562 | 47981.4088 | 48700.5842 | 46352.8681 | 44875.0299 | 44038.2659 | 46112.6267 | 45656.787 | 45495.7338 | 55221.1582 | 54579.0444 | 54030.031 | 57127.8607 | 51283.7609 | 50248.7789 | 49662.8028 | 49046.6756 | 48462.5423 | 48739.0343 | 49097.7065 | 49477.9995 | 51087.9529 | 50784.151 | 50439.8187 | 52733.9026 | 60300.6577
Commercial_Miscellaneous_Existing_Food Preparation_Natural Gas_Oven_E2_Codes & Standards Forecast | Commercial | Miscellaneous | Existing | Food Preparation | Natural Gas | Oven | E2 |  | Codes & Standards Forecast | 0 | 0 | 0 | 0 | 0 | 0 | 0 | 0 | 0 | 0 | 0 | 0 | 0 | 0 | 0 | 0 | 0 | 0 | 0 | 0 | 0 | 0 | 0 | 0 | 0 | 0 | 0 | 0 | 0 | 0 | 0 | 0 | 0
Commercial_Miscellaneous_Existing_Food Preparation_Natural Gas_Oven_E3_Codes & Standards Forecast | Commercial | Miscellaneous | Existing | Food Preparation | Natural Gas | Oven | E3 |  | Codes & Standards Forecast | 0 | 0 | 0 | 0 | 0 | 0 | 0 | 0 | 0 | 0 | 0 | 0 | 0 | 0 | 0 | 0 | 0 | 0 | 0 | 0 | 0 | 0 | 0 | 0 | 0 | 0 | 0 | 0 | 0 | 0 | 0 | 0 | 0
Commercial_Miscellaneous_Existing_Food Preparation_Natural Gas_Oven_E4_Codes & Standards Forecast | Commercial | Miscellaneous | Existing | Food Preparation | Natural Gas | Oven | E4 |  | Codes & Standards Forecast | 0 | 0 | 0 | 0 | 0 | 0 | 0 | 0 | 0 | 0 | 0 | 0 | 0 | 0 | 0 | 0 | 0 | 0 | 0 | 0 | 0 | 0 | 0 | 0 | 0 | 0 | 0 | 0 | 0 | 0 | 0 | 0 | 0
Commercial_Miscellaneous_Existing_Food Preparation_Natural Gas_Oven_E5_Codes & Standards Forecast | Commercial | Miscellaneous | Existing | Food Preparation | Natural Gas | Oven | E5 |  | Codes & Standards Forecast | 0 | 0 | 0 | 0 | 0 | 0 | 0 | 0 | 0 | 0 | 0 | 0 | 0 | 0 | 0 | 0 | 0 | 0 | 0 | 0 | 0 | 0 | 0 | 0 | 0 | 0 | 0 | 0 | 0 | 0 | 0 | 0 | 0
Commercial_Miscellaneous_Existing_Food Preparation_Natural Gas_Oven_E6_Codes & Standards Forecast | Commercial | Miscellaneous | Existing | Food Preparation | Natural Gas | Oven | E6 |  | Codes & Standards Forecast | 0 | 0 | 0 | 0 | 0 | 0 | 0 | 0 | 0 | 0 | 0 | 0 | 0 | 0 | 0 | 0 | 0 | 0 | 0 | 0 | 0 | 0 | 0 | 0 | 0 | 0 | 0 | 0 | 0 | 0 | 0 | 0 | 0
Commercial_Miscellaneous_Existing_Food Preparation_Natural Gas_Oven_E7_Codes & Standards Forecast | Commercial | Miscellaneous | Existing | Food Preparation | Natural Gas | Oven | E7 |  | Codes & Standards Forecast | 0 | 0 | 0 | 0 | 0 | 0 | 0 | 0 | 0 | 0 | 0 | 0 | 0 | 0 | 0 | 0 | 0 | 0 | 0 | 0 | 0 | 0 | 0 | 0 | 0 | 0 | 0 | 0 | 0 | 0 | 0 | 0 | 0
Commercial_Miscellaneous_Existing_Food Preparation_Natural Gas_Oven_E8_Codes & Standards Forecast | Commercial | Miscellaneous | Existing | Food Preparation | Natural Gas | Oven | E8 |  | Codes & Standards Forecast | 0 | 0 | 0 | 0 | 0 | 0 | 0 | 0 | 0 | 0 | 0 | 0 | 0 | 0 | 0 | 0 | 0 | 0 | 0 | 0 | 0 | 0 | 0 | 0 | 0 | 0 | 0 | 0 | 0 | 0 | 0 | 0 | 0
Commercial_Miscellaneous_Existing_Food Preparation_Natural Gas_Oven_E9_Codes & Standards Forecast | Commercial | Miscellaneous | Existing | Food Preparation | Natural Gas | Oven | E9 |  | Codes & Standards Forecast | 0 | 0 | 0 | 0 | 0 | 0 | 0 | 0 | 0 | 0 | 0 | 0 | 0 | 0 | 0 | 0 | 0 | 0 | 0 | 0 | 0 | 0 | 0 | 0 | 0 | 0 | 0 | 0 | 0 | 0 | 0 | 0 | 0
Commercial_Miscellaneous_Existing_Food Preparation_Natural Gas_Oven_E10_Codes & Standards Forecast | Commercial | Miscellaneous | Existing | Food Preparation | Natural Gas | Oven | E10 |  | Codes & Standards Forecast | 0 | 0 | 0 | 0 | 0 | 0 | 0 | 0 | 0 | 0 | 0 | 0 | 0 | 0 | 0 | 0 | 0 | 0 | 0 | 0 | 0 | 0 | 0 | 0 | 0 | 0 | 0 | 0 | 0 | 0 | 0 | 0 | 0
Commercial_Miscellaneous_Existing_Food Preparation_Natural Gas_Conveyor Oven_E1_Codes & Standards Forecast | Commercial | Miscellaneous | Existing | Food Preparation | Natural Gas | Conveyor Oven | E1 |  | Codes & Standards Forecast | 0 | 7624.5226 | 9861.1922 | 11609.2077 | 20542.5806 | 14176.2945 | 15064.2083 | 15767.5809 | 16322.1515 | 16757.2644 | 17096.6653 | 17359.8372 | 17562.427 | 17716.8162 | 17832.584 | 17917.5222 | 17977.6975 | 15819.1778 | 14532.5662 | 13852.7897 | 15033.4693 | 14747.1678 | 16594.7991 | 16873.0803 | 17087.7817 | 19130.652 | 17000.2043 | 17166.9787 | 17292.6687 | 17385.5535 | 17452.1421 | 17497.776 | 21791.4462
Commercial_Miscellaneous_Existing_Food Preparation_Natural Gas_Conveyor Oven_E2_Codes & Standards Forecast | Commercial | Miscellaneous | Existing | Food Preparation | Natural Gas | Conveyor Oven | E2 |  | Codes & Standards Forecast | 0 | 0 | 0 | 0 | 0 | 0 | 0 | 0 | 0 | 0 | 0 | 0 | 0 | 0 | 0 | 0 | 0 | 0 | 0 | 0 | 0 | 0 | 0 | 0 | 0 | 0 | 0 | 0 | 0 | 0 | 0 | 0 | 0
Commercial_Miscellaneous_Existing_Food Preparation_Natural Gas_Conveyor Oven_E3_Codes & Standards Forecast | Commercial | Miscellaneous | Existing | Food Preparation | Natural Gas | Conveyor Oven | E3 |  | Codes & Standards Forecast | 0 | 0 | 0 | 0 | 0 | 0 | 0 | 0 | 0 | 0 | 0 | 0 | 0 | 0 | 0 | 0 | 0 | 0 | 0 | 0 | 0 | 0 | 0 | 0 | 0 | 0 | 0 | 0 | 0 | 0 | 0 | 0 | 0
Commercial_Miscellaneous_Existing_Food Preparation_Natural Gas_Conveyor Oven_E4_Codes & Standards Forecast | Commercial | Miscellaneous | Existing | Food Preparation | Natural Gas | Conveyor Oven | E4 |  | Codes & Standards Forecast | 0 | 0 | 0 | 0 | 0 | 0 | 0 | 0 | 0 | 0 | 0 | 0 | 0 | 0 | 0 | 0 | 0 | 0 | 0 | 0 | 0 | 0 | 0 | 0 | 0 | 0 | 0 | 0 | 0 | 0 | 0 | 0 | 0
Commercial_Miscellaneous_Existing_Food Preparation_Natural Gas_Conveyor Oven_E5_Codes & Standards Forecast | Commercial | Miscellaneous | Existing | Food Preparation | Natural Gas | Conveyor Oven | E5 |  | Codes & Standards Forecast | 0 | 0 | 0 | 0 | 0 | 0 | 0 | 0 | 0 | 0 | 0 | 0 | 0 | 0 | 0 | 0 | 0 | 0 | 0 | 0 | 0 | 0 | 0 | 0 | 0 | 0 | 0 | 0 | 0 | 0 | 0 | 0 | 0
Commercial_Miscellaneous_Existing_Food Preparation_Natural Gas_Conveyor Oven_E6_Codes & Standards Forecast | Commercial | Miscellaneous | Existing | Food Preparation | Natural Gas | Conveyor Oven | E6 |  | Codes & Standards Forecast | 0 | 0 | 0 | 0 | 0 | 0 | 0 | 0 | 0 | 0 | 0 | 0 | 0 | 0 | 0 | 0 | 0 | 0 | 0 | 0 | 0 | 0 | 0 | 0 | 0 | 0 | 0 | 0 | 0 | 0 | 0 | 0 | 0
Commercial_Miscellaneous_Existing_Food Preparation_Natural Gas_Conveyor Oven_E7_Codes & Standards Forecast | Commercial | Miscellaneous | Existing | Food Preparation | Natural Gas | Conveyor Oven | E7 |  | Codes & Standards Forecast | 0 | 0 | 0 | 0 | 0 | 0 | 0 | 0 | 0 | 0 | 0 | 0 | 0 | 0 | 0 | 0 | 0 | 0 | 0 | 0 | 0 | 0 | 0 | 0 | 0 | 0 | 0 | 0 | 0 | 0 | 0 | 0 | 0
Commercial_Miscellaneous_Existing_Food Preparation_Natural Gas_Conveyor Oven_E8_Codes & Standards Forecast | Commercial | Miscellaneous | Existing | Food Preparation | Natural Gas | Conveyor Oven | E8 |  | Codes & Standards Forecast | 0 | 0 | 0 | 0 | 0 | 0 | 0 | 0 | 0 | 0 | 0 | 0 | 0 | 0 | 0 | 0 | 0 | 0 | 0 | 0 | 0 | 0 | 0 | 0 | 0 | 0 | 0 | 0 | 0 | 0 | 0 | 0 | 0
Commercial_Miscellaneous_Existing_Food Preparation_Natural Gas_Conveyor Oven_E9_Codes & Standards Forecast | Commercial | Miscellaneous | Existing | Food Preparation | Natural Gas | Conveyor Oven | E9 |  | Codes & Standards Forecast | 0 | 0 | 0 | 0 | 0 | 0 | 0 | 0 | 0 | 0 | 0 | 0 | 0 | 0 | 0 | 0 | 0 | 0 | 0 | 0 | 0 | 0 | 0 | 0 | 0 | 0 | 0 | 0 | 0 | 0 | 0 | 0 | 0
Commercial_Miscellaneous_Existing_Food Preparation_Natural Gas_Conveyor Oven_E10_Codes & Standards Forecast | Commercial | Miscellaneous | Existing | Food Preparation | Natural Gas | Conveyor Oven | E10 |  | Codes & Standards Forecast | 0 | 0 | 0 | 0 | 0 | 0 | 0 | 0 | 0 | 0 | 0 | 0 | 0 | 0 | 0 | 0 | 0 | 0 | 0 | 0 | 0 | 0 | 0 | 0 | 0 | 0 | 0 | 0 | 0 | 0 | 0 | 0 | 0
Commercial_Miscellaneous_Existing_Food Preparation_Natural Gas_Double Rack Oven_E1_Codes & Standards Forecast | Commercial | Miscellaneous | Existing | Food Preparation | Natural Gas | Double Rack Oven | E1 |  | Codes & Standards Forecast | 0 | 10801.4071 | 13970.0222 | 16446.3775 | 25982.8262 | 20083.0838 | 21340.9618 | 22337.4062 | 23123.0479 | 23739.4578 | 24220.2758 | 24593.1027 | 21732.2533 | 20072.6097 | 19243.7299 | 20437.9233 | 20241.5132 | 23054.8879 | 23589.9604 | 24008.1693 | 26230.0765 | 24203.0257 | 24467.9047 | 24052.9708 | 23343.4455 | 22572.0578 | 22155.7626 | 21757.7605 | 21169.475 | 21107.4652 | 21349.0062 | 22488.8279 | 26924.2926
Commercial_Miscellaneous_Existing_Food Preparation_Natural Gas_Double Rack Oven_E2_Codes & Standards Forecast | Commercial | Miscellaneous | Existing | Food Preparation | Natural Gas | Double Rack Oven | E2 |  | Codes & Standards Forecast | 0 | 0 | 0 | 0 | 0 | 0 | 0 | 0 | 0 | 0 | 0 | 0 | 0 | 0 | 0 | 0 | 0 | 0 | 0 | 0 | 0 | 0 | 0 | 0 | 0 | 0 | 0 | 0 | 0 | 0 | 0 | 0 | 0
Commercial_Miscellaneous_Existing_Food Preparation_Natural Gas_Double Rack Oven_E3_Codes & Standards Forecast | Commercial | Miscellaneous | Existing | Food Preparation | Natural Gas | Double Rack Oven | E3 |  | Codes & Standards Forecast | 0 | 0 | 0 | 0 | 0 | 0 | 0 | 0 | 0 | 0 | 0 | 0 | 0 | 0 | 0 | 0 | 0 | 0 | 0 | 0 | 0 | 0 | 0 | 0 | 0 | 0 | 0 | 0 | 0 | 0 | 0 | 0 | 0
Commercial_Miscellaneous_Existing_Food Preparation_Natural Gas_Double Rack Oven_E4_Codes & Standards Forecast | Commercial | Miscellaneous | Existing | Food Preparation | Natural Gas | Double Rack Oven | E4 |  | Codes & Standards Forecast | 0 | 0 | 0 | 0 | 0 | 0 | 0 | 0 | 0 | 0 | 0 | 0 | 0 | 0 | 0 | 0 | 0 | 0 | 0 | 0 | 0 | 0 | 0 | 0 | 0 | 0 | 0 | 0 | 0 | 0 | 0 | 0 | 0
Commercial_Miscellaneous_Existing_Food Preparation_Natural Gas_Double Rack Oven_E5_Codes & Standards Forecast | Commercial | Miscellaneous | Existing | Food Preparation | Natural Gas | Double Rack Oven | E5 |  | Codes & Standards Forecast | 0 | 0 | 0 | 0 | 0 | 0 | 0 | 0 | 0 | 0 | 0 | 0 | 0 | 0 | 0 | 0 | 0 | 0 | 0 | 0 | 0 | 0 | 0 | 0 | 0 | 0 | 0 | 0 | 0 | 0 | 0 | 0 | 0
Commercial_Miscellaneous_Existing_Food Preparation_Natural Gas_Double Rack Oven_E6_Codes & Standards Forecast | Commercial | Miscellaneous | Existing | Food Preparation | Natural Gas | Double Rack Oven | E6 |  | Codes & Standards Forecast | 0 | 0 | 0 | 0 | 0 | 0 | 0 | 0 | 0 | 0 | 0 | 0 | 0 | 0 | 0 | 0 | 0 | 0 | 0 | 0 | 0 | 0 | 0 | 0 | 0 | 0 | 0 | 0 | 0 | 0 | 0 | 0 | 0
Commercial_Miscellaneous_Existing_Food Preparation_Natural Gas_Double Rack Oven_E7_Codes & Standards Forecast | Commercial | Miscellaneous | Existing | Food Preparation | Natural Gas | Double Rack Oven | E7 |  | Codes & Standards Forecast | 0 | 0 | 0 | 0 | 0 | 0 | 0 | 0 | 0 | 0 | 0 | 0 | 0 | 0 | 0 | 0 | 0 | 0 | 0 | 0 | 0 | 0 | 0 | 0 | 0 | 0 | 0 | 0 | 0 | 0 | 0 | 0 | 0
Commercial_Miscellaneous_Existing_Food Preparation_Natural Gas_Double Rack Oven_E8_Codes & Standards Forecast | Commercial | Miscellaneous | Existing | Food Preparation | Natural Gas | Double Rack Oven | E8 |  | Codes & Standards Forecast | 0 | 0 | 0 | 0 | 0 | 0 | 0 | 0 | 0 | 0 | 0 | 0 | 0 | 0 | 0 | 0 | 0 | 0 | 0 | 0 | 0 | 0 | 0 | 0 | 0 | 0 | 0 | 0 | 0 | 0 | 0 | 0 | 0
Commercial_Miscellaneous_Existing_Food Preparation_Natural Gas_Double Rack Oven_E9_Codes & Standards Forecast | Commercial | Miscellaneous | Existing | Food Preparation | Natural Gas | Double Rack Oven | E9 |  | Codes & Standards Forecast | 0 | 0 | 0 | 0 | 0 | 0 | 0 | 0 | 0 | 0 | 0 | 0 | 0 | 0 | 0 | 0 | 0 | 0 | 0 | 0 | 0 | 0 | 0 | 0 | 0 | 0 | 0 | 0 | 0 | 0 | 0 | 0 | 0
Commercial_Miscellaneous_Existing_Food Preparation_Natural Gas_Double Rack Oven_E10_Codes & Standards Forecast | Commercial | Miscellaneous | Existing | Food Preparation | Natural Gas | Double Rack Oven | E10 |  | Codes & Standards Forecast | 0 | 0 | 0 | 0 | 0 | 0 | 0 | 0 | 0 | 0 | 0 | 0 | 0 | 0 | 0 | 0 | 0 | 0 | 0 | 0 | 0 | 0 | 0 | 0 | 0 | 0 | 0 | 0 | 0 | 0 | 0 | 0 | 0
Commercial_Miscellaneous_Existing_Food Preparation_Natural Gas_Fryer_E1_Codes & Standards Forecast | Commercial | Miscellaneous | Existing | Food Preparation | Natural Gas | Fryer | E1 |  | Codes & Standards Forecast | 0 | 0 | 0 | 0 | 0 | 0 | 0 | 0 | 0 | 0 | 0 | 0 | 0 | 0 | 0 | 0 | 0 | 0 | 0 | 0 | 0 | 0 | 0 | 0 | 0 | 0 | 0 | 0 | 0 | 0 | 0 | 0 | 0
Commercial_Miscellaneous_Existing_Food Preparation_Natural Gas_Fryer_E2_Codes & Standards Forecast | Commercial | Miscellaneous | Existing | Food Preparation | Natural Gas | Fryer | E2 |  | Codes & Standards Forecast | 0 | 0 | 0 | 1000.4097 | 4086.7863 | 4230.3377 | 5366.9149 | 6270.7306 | 6988.4427 | 5579.1769 | 4454.0333 | 3752.784 | 3799.0755 | 3864.8247 | 4141.1677 | 4539.7046 | 5254.6458 | 6079.59 | 5769.7665 | 5638.0278 | 5483.207 | 5325.5009 | 4711.2093 | 4370.9767 | 4347.7204 | 4682.1246 | 4893.0046 | 5089.1229 | 5246.3965 | 5421.7897 | 5469.1766 | 5150.3686 | 5672.848
Commercial_Miscellaneous_Existing_Food Preparation_Natural Gas_Fryer_E3_Codes & Standards Forecast | Commercial | Miscellaneous | Existing | Food Preparation | Natural Gas | Fryer | E3 |  | Codes & Standards Forecast | 0 | 0 | 0 | 0 | 0 | 0 | 0 | 0 | 0 | 0 | 0 | 0 | 0 | 0 | 0 | 0 | 0 | 0 | 0 | 0 | 0 | 0 | 0 | 0 | 0 | 0 | 0 | 0 | 0 | 0 | 0 | 0 | 0
Commercial_Miscellaneous_Existing_Food Preparation_Natural Gas_Fryer_E4_Codes & Standards Forecast | Commercial | Miscellaneous | Existing | Food Preparation | Natural Gas | Fryer | E4 |  | Codes & Standards Forecast | 0 | 0 | 0 | 0 | 0 | 0 | 0 | 0 | 0 | 0 | 0 | 0 | 0 | 0 | 0 | 0 | 0 | 0 | 0 | 0 | 0 | 0 | 0 | 0 | 0 | 0 | 0 | 0 | 0 | 0 | 0 | 0 | 0
Commercial_Miscellaneous_Existing_Food Preparation_Natural Gas_Fryer_E5_Codes & Standards Forecast | Commercial | Miscellaneous | Existing | Food Preparation | Natural Gas | Fryer | E5 |  | Codes & Standards Forecast | 0 | 0 | 0 | 0 | 0 | 0 | 0 | 0 | 0 | 0 | 0 | 0 | 0 | 0 | 0 | 0 | 0 | 0 | 0 | 0 | 0 | 0 | 0 | 0 | 0 | 0 | 0 | 0 | 0 | 0 | 0 | 0 | 0
Commercial_Miscellaneous_Existing_Food Preparation_Natural Gas_Fryer_E6_Codes & Standards Forecast | Commercial | Miscellaneous | Existing | Food Preparation | Natural Gas | Fryer | E6 |  | Codes & Standards Forecast | 0 | 0 | 0 | 0 | 0 | 0 | 0 | 0 | 0 | 0 | 0 | 0 | 0 | 0 | 0 | 0 | 0 | 0 | 0 | 0 | 0 | 0 | 0 | 0 | 0 | 0 | 0 | 0 | 0 | 0 | 0 | 0 | 0
Commercial_Miscellaneous_Existing_Food Preparation_Natural Gas_Fryer_E7_Codes & Standards Forecast | Commercial | Miscellaneous | Existing | Food Preparation | Natural Gas | Fryer | E7 |  | Codes & Standards Forecast | 0 | 0 | 0 | 0 | 0 | 0 | 0 | 0 | 0 | 0 | 0 | 0 | 0 | 0 | 0 | 0 | 0 | 0 | 0 | 0 | 0 | 0 | 0 | 0 | 0 | 0 | 0 | 0 | 0 | 0 | 0 | 0 | 0
Commercial_Miscellaneous_Existing_Food Preparation_Natural Gas_Fryer_E8_Codes & Standards Forecast | Commercial | Miscellaneous | Existing | Food Preparation | Natural Gas | Fryer | E8 |  | Codes & Standards Forecast | 0 | 0 | 0 | 0 | 0 | 0 | 0 | 0 | 0 | 0 | 0 | 0 | 0 | 0 | 0 | 0 | 0 | 0 | 0 | 0 | 0 | 0 | 0 | 0 | 0 | 0 | 0 | 0 | 0 | 0 | 0 | 0 | 0
Commercial_Miscellaneous_Existing_Food Preparation_Natural Gas_Fryer_E9_Codes & Standards Forecast | Commercial | Miscellaneous | Existing | Food Preparation | Natural Gas | Fryer | E9 |  | Codes & Standards Forecast | 0 | 0 | 0 | 0 | 0 | 0 | 0 | 0 | 0 | 0 | 0 | 0 | 0 | 0 | 0 | 0 | 0 | 0 | 0 | 0 | 0 | 0 | 0 | 0 | 0 | 0 | 0 | 0 | 0 | 0 | 0 | 0 | 0
Commercial_Miscellaneous_Existing_Food Preparation_Natural Gas_Fryer_E10_Codes & Standards Forecast | Commercial | Miscellaneous | Existing | Food Preparation | Natural Gas | Fryer | E10 |  | Codes & Standards Forecast | 0 | 0 | 0 | 0 | 0 | 0 | 0 | 0 | 0 | 0 | 0 | 0 | 0 | 0 | 0 | 0 | 0 | 0 | 0 | 0 | 0 | 0 | 0 | 0 | 0 | 0 | 0 | 0 | 0 | 0 | 0 | 0 | 0
Commercial_Miscellaneous_Existing_Food Preparation_Natural Gas_Broiler_E1_Codes & Standards Forecast | Commercial | Miscellaneous | Existing | Food Preparation | Natural Gas | Broiler | E1 |  | Codes & Standards Forecast | 0 | 21143.1798 | 27345.5754 | 32192.9092 | 50860.0002 | 39311.5683 | 41773.7975 | 43724.2845 | 45262.1364 | 46468.726 | 47409.9016 | 48139.6903 | 42539.73 | 39291.0657 | 37668.5777 | 40006.1478 | 39621.6855 | 45128.7168 | 46176.0928 | 46994.7144 | 51343.9794 | 47376.1354 | 47894.6219 | 47082.4109 | 45693.5529 | 44183.6026 | 43368.7269 | 42589.6588 | 41438.1212 | 41316.7404 | 41789.5441 | 44020.6843 | 52702.8706
Commercial_Miscellaneous_Existing_Food Preparation_Natural Gas_Broiler_E2_Codes & Standards Forecast | Commercial | Miscellaneous | Existing | Food Preparation | Natural Gas | Broiler | E2 |  | Codes & Standards Forecast | 0 | 0 | 0 | 0 | 0 | 0 | 0 | 0 | 0 | 0 | 0 | 0 | 0 | 0 | 0 | 0 | 0 | 0 | 0 | 0 | 0 | 0 | 0 | 0 | 0 | 0 | 0 | 0 | 0 | 0 | 0 | 0 | 0
Commercial_Miscellaneous_Existing_Food Preparation_Natural Gas_Broiler_E3_Codes & Standards Forecast | Commercial | Miscellaneous | Existing | Food Preparation | Natural Gas | Broiler | E3 |  | Codes & Standards Forecast | 0 | 0 | 0 | 0 | 0 | 0 | 0 | 0 | 0 | 0 | 0 | 0 | 0 | 0 | 0 | 0 | 0 | 0 | 0 | 0 | 0 | 0 | 0 | 0 | 0 | 0 | 0 | 0 | 0 | 0 | 0 | 0 | 0
Commercial_Miscellaneous_Existing_Food Preparation_Natural Gas_Broiler_E4_Codes & Standards Forecast | Commercial | Miscellaneous | Existing | Food Preparation | Natural Gas | Broiler | E4 |  | Codes & Standards Forecast | 0 | 0 | 0 | 0 | 0 | 0 | 0 | 0 | 0 | 0 | 0 | 0 | 0 | 0 | 0 | 0 | 0 | 0 | 0 | 0 | 0 | 0 | 0 | 0 | 0 | 0 | 0 | 0 | 0 | 0 | 0 | 0 | 0
Commercial_Miscellaneous_Existing_Food Preparation_Natural Gas_Broiler_E5_Codes & Standards Forecast | Commercial | Miscellaneous | Existing | Food Preparation | Natural Gas | Broiler | E5 |  | Codes & Standards Forecast | 0 | 0 | 0 | 0 | 0 | 0 | 0 | 0 | 0 | 0 | 0 | 0 | 0 | 0 | 0 | 0 | 0 | 0 | 0 | 0 | 0 | 0 | 0 | 0 | 0 | 0 | 0 | 0 | 0 | 0 | 0 | 0 | 0
Commercial_Miscellaneous_Existing_Food Preparation_Natural Gas_Broiler_E6_Codes & Standards Forecast | Commercial | Miscellaneous | Existing | Food Preparation | Natural Gas | Broiler | E6 |  | Codes & Standards Forecast | 0 | 0 | 0 | 0 | 0 | 0 | 0 | 0 | 0 | 0 | 0 | 0 | 0 | 0 | 0 | 0 | 0 | 0 | 0 | 0 | 0 | 0 | 0 | 0 | 0 | 0 | 0 | 0 | 0 | 0 | 0 | 0 | 0
Commercial_Miscellaneous_Existing_Food Preparation_Natural Gas_Broiler_E7_Codes & Standards Forecast | Commercial | Miscellaneous | Existing | Food Preparation | Natural Gas | Broiler | E7 |  | Codes & Standards Forecast | 0 | 0 | 0 | 0 | 0 | 0 | 0 | 0 | 0 | 0 | 0 | 0 | 0 | 0 | 0 | 0 | 0 | 0 | 0 | 0 | 0 | 0 | 0 | 0 | 0 | 0 | 0 | 0 | 0 | 0 | 0 | 0 | 0
Commercial_Miscellaneous_Existing_Food Preparation_Natural Gas_Broiler_E8_Codes & Standards Forecast | Commercial | Miscellaneous | Existing | Food Preparation | Natural Gas | Broiler | E8 |  | Codes & Standards Forecast | 0 | 0 | 0 | 0 | 0 | 0 | 0 | 0 | 0 | 0 | 0 | 0 | 0 | 0 | 0 | 0 | 0 | 0 | 0 | 0 | 0 | 0 | 0 | 0 | 0 | 0 | 0 | 0 | 0 | 0 | 0 | 0 | 0
Commercial_Miscellaneous_Existing_Food Preparation_Natural Gas_Broiler_E9_Codes & Standards Forecast | Commercial | Miscellaneous | Existing | Food Preparation | Natural Gas | Broiler | E9 |  | Codes & Standards Forecast | 0 | 0 | 0 | 0 | 0 | 0 | 0 | 0 | 0 | 0 | 0 | 0 | 0 | 0 | 0 | 0 | 0 | 0 | 0 | 0 | 0 | 0 | 0 | 0 | 0 | 0 | 0 | 0 | 0 | 0 | 0 | 0 | 0
Commercial_Miscellaneous_Existing_Food Preparation_Natural Gas_Broiler_E10_Codes & Standards Forecast | Commercial | Miscellaneous | Existing | Food Preparation | Natural Gas | Broiler | E10 |  | Codes & Standards Forecast | 0 | 0 | 0 | 0 | 0 | 0 | 0 | 0 | 0 | 0 | 0 | 0 | 0 | 0 | 0 | 0 | 0 | 0 | 0 | 0 | 0 | 0 | 0 | 0 | 0 | 0 | 0 | 0 | 0 | 0 | 0 | 0 | 0
Commercial_Miscellaneous_Existing_Food Preparation_Natural Gas_Griddle_E1_Codes & Standards Forecast | Commercial | Miscellaneous | Existing | Food Preparation | Natural Gas | Griddle | E1 |  | Codes & Standards Forecast | 0 | 23451.6572 | 30331.2495 | 0 | 0 | 0 | 0 | 0 | 0 | 0 | 0 | 0 | 0 | 0 | 0 | 0 | 0 | 0 | 0 | 0 | 0 | 0 | 0 | 0 | 0 | 0 | 0 | 0 | 0 | 0 | 0 | 0 | 0
Commercial_Miscellaneous_Existing_Food Preparation_Natural Gas_Griddle_E2_Codes & Standards Forecast | Commercial | Miscellaneous | Existing | Food Preparation | Natural Gas | Griddle | E2 |  | Codes & Standards Forecast | 0 | 0 | 0 | 35707.8301 | 56413.0515 | 43603.7263 | 46334.7892 | 48498.2364 | 50203.9957 | 51542.3245 | 52586.2606 | 53395.7298 | 47184.3486 | 43580.9852 | 41781.349 | 44374.1421 | 43947.703 | 50056.0089 | 51217.7406 | 52125.7419 | 56949.8731 | 52548.8076 | 53123.904 | 52223.0134 | 50682.5156 | 49007.7042 | 48103.8579 | 47239.7288 | 45962.4628 | 45827.8293 | 46352.2551 | 48826.9981 | 58457.1322
Commercial_Miscellaneous_Existing_Food Preparation_Natural Gas_Griddle_E3_Codes & Standards Forecast | Commercial | Miscellaneous | Existing | Food Preparation | Natural Gas | Griddle | E3 |  | Codes & Standards Forecast | 0 | 0 | 0 | 0 | 0 | 0 | 0 | 0 | 0 | 0 | 0 | 0 | 0 | 0 | 0 | 0 | 0 | 0 | 0 | 0 | 0 | 0 | 0 | 0 | 0 | 0 | 0 | 0 | 0 | 0 | 0 | 0 | 0
Commercial_Miscellaneous_Existing_Food Preparation_Natural Gas_Griddle_E4_Codes & Standards Forecast | Commercial | Miscellaneous | Existing | Food Preparation | Natural Gas | Griddle | E4 |  | Codes & Standards Forecast | 0 | 0 | 0 | 0 | 0 | 0 | 0 | 0 | 0 | 0 | 0 | 0 | 0 | 0 | 0 | 0 | 0 | 0 | 0 | 0 | 0 | 0 | 0 | 0 | 0 | 0 | 0 | 0 | 0 | 0 | 0 | 0 | 0
Commercial_Miscellaneous_Existing_Food Preparation_Natural Gas_Griddle_E5_Codes & Standards Forecast | Commercial | Miscellaneous | Existing | Food Preparation | Natural Gas | Griddle | E5 |  | Codes & Standards Forecast | 0 | 0 | 0 | 0 | 0 | 0 | 0 | 0 | 0 | 0 | 0 | 0 | 0 | 0 | 0 | 0 | 0 | 0 | 0 | 0 | 0 | 0 | 0 | 0 | 0 | 0 | 0 | 0 | 0 | 0 | 0 | 0 | 0
Commercial_Miscellaneous_Existing_Food Preparation_Natural Gas_Griddle_E6_Codes & Standards Forecast | Commercial | Miscellaneous | Existing | Food Preparation | Natural Gas | Griddle | E6 |  | Codes & Standards Forecast | 0 | 0 | 0 | 0 | 0 | 0 | 0 | 0 | 0 | 0 | 0 | 0 | 0 | 0 | 0 | 0 | 0 | 0 | 0 | 0 | 0 | 0 | 0 | 0 | 0 | 0 | 0 | 0 | 0 | 0 | 0 | 0 | 0
Commercial_Miscellaneous_Existing_Food Preparation_Natural Gas_Griddle_E7_Codes & Standards Forecast | Commercial | Miscellaneous | Existing | Food Preparation | Natural Gas | Griddle | E7 |  | Codes & Standards Forecast | 0 | 0 | 0 | 0 | 0 | 0 | 0 | 0 | 0 | 0 | 0 | 0 | 0 | 0 | 0 | 0 | 0 | 0 | 0 | 0 | 0 | 0 | 0 | 0 | 0 | 0 | 0 | 0 | 0 | 0 | 0 | 0 | 0
Commercial_Miscellaneous_Existing_Food Preparation_Natural Gas_Griddle_E8_Codes & Standards Forecast | Commercial | Miscellaneous | Existing | Food Preparation | Natural Gas | Griddle | E8 |  | Codes & Standards Forecast | 0 | 0 | 0 | 0 | 0 | 0 | 0 | 0 | 0 | 0 | 0 | 0 | 0 | 0 | 0 | 0 | 0 | 0 | 0 | 0 | 0 | 0 | 0 | 0 | 0 | 0 | 0 | 0 | 0 | 0 | 0 | 0 | 0
Commercial_Miscellaneous_Existing_Food Preparation_Natural Gas_Griddle_E9_Codes & Standards Forecast | Commercial | Miscellaneous | Existing | Food Preparation | Natural Gas | Griddle | E9 |  | Codes & Standards Forecast | 0 | 0 | 0 | 0 | 0 | 0 | 0 | 0 | 0 | 0 | 0 | 0 | 0 | 0 | 0 | 0 | 0 | 0 | 0 | 0 | 0 | 0 | 0 | 0 | 0 | 0 | 0 | 0 | 0 | 0 | 0 | 0 | 0
Commercial_Miscellaneous_Existing_Food Preparation_Natural Gas_Griddle_E10_Codes & Standards Forecast | Commercial | Miscellaneous | Existing | Food Preparation | Natural Gas | Griddle | E10 |  | Codes & Standards Forecast | 0 | 0 | 0 | 0 | 0 | 0 | 0 | 0 | 0 | 0 | 0 | 0 | 0 | 0 | 0 | 0 | 0 | 0 | 0 | 0 | 0 | 0 | 0 | 0 | 0 | 0 | 0 | 0 | 0 | 0 | 0 | 0 | 0
Commercial_Miscellaneous_Existing_Food Preparation_Natural Gas_Range_E1_Codes & Standards Forecast | Commercial | Miscellaneous | Existing | Food Preparation | Natural Gas | Range | E1 |  | Codes & Standards Forecast | 0 | 31285.1427 | 40462.7041 | 47635.2075 | 71642.7995 | 58168.5459 | 61811.8574 | 64697.9543 | 66973.4831 | 68758.8498 | 60996.0138 | 56613.1551 | 54557.1641 | 57605.2811 | 57404.0191 | 65880.5308 | 67667.8028 | 69065.0869 | 74750.6812 | 68280.871 | 66602.9479 | 64666.4554 | 63564.3508 | 62520.9856 | 60920.4685 | 60851.0481 | 61660.4079 | 64722.7459 | 65067.5047 | 67223.0383 | 66860.0001 | 66252.6376 | 76998.2563
Commercial_Miscellaneous_Existing_Food Preparation_Natural Gas_Range_E2_Codes & Standards Forecast | Commercial | Miscellaneous | Existing | Food Preparation | Natural Gas | Range | E2 |  | Codes & Standards Forecast | 0 | 0 | 0 | 0 | 0 | 0 | 0 | 0 | 0 | 0 | 0 | 0 | 0 | 0 | 0 | 0 | 0 | 0 | 0 | 0 | 0 | 0 | 0 | 0 | 0 | 0 | 0 | 0 | 0 | 0 | 0 | 0 | 0
Commercial_Miscellaneous_Existing_Food Preparation_Natural Gas_Range_E3_Codes & Standards Forecast | Commercial | Miscellaneous | Existing | Food Preparation | Natural Gas | Range | E3 |  | Codes & Standards Forecast | 0 | 0 | 0 | 0 | 0 | 0 | 0 | 0 | 0 | 0 | 0 | 0 | 0 | 0 | 0 | 0 | 0 | 0 | 0 | 0 | 0 | 0 | 0 | 0 | 0 | 0 | 0 | 0 | 0 | 0 | 0 | 0 | 0
Commercial_Miscellaneous_Existing_Food Preparation_Natural Gas_Range_E4_Codes & Standards Forecast | Commercial | Miscellaneous | Existing | Food Preparation | Natural Gas | Range | E4 |  | Codes & Standards Forecast | 0 | 0 | 0 | 0 | 0 | 0 | 0 | 0 | 0 | 0 | 0 | 0 | 0 | 0 | 0 | 0 | 0 | 0 | 0 | 0 | 0 | 0 | 0 | 0 | 0 | 0 | 0 | 0 | 0 | 0 | 0 | 0 | 0
Commercial_Miscellaneous_Existing_Food Preparation_Natural Gas_Range_E5_Codes & Standards Forecast | Commercial | Miscellaneous | Existing | Food Preparation | Natural Gas | Range | E5 |  | Codes & Standards Forecast | 0 | 0 | 0 | 0 | 0 | 0 | 0 | 0 | 0 | 0 | 0 | 0 | 0 | 0 | 0 | 0 | 0 | 0 | 0 | 0 | 0 | 0 | 0 | 0 | 0 | 0 | 0 | 0 | 0 | 0 | 0 | 0 | 0
Commercial_Miscellaneous_Existing_Food Preparation_Natural Gas_Range_E6_Codes & Standards Forecast | Commercial | Miscellaneous | Existing | Food Preparation | Natural Gas | Range | E6 |  | Codes & Standards Forecast | 0 | 0 | 0 | 0 | 0 | 0 | 0 | 0 | 0 | 0 | 0 | 0 | 0 | 0 | 0 | 0 | 0 | 0 | 0 | 0 | 0 | 0 | 0 | 0 | 0 | 0 | 0 | 0 | 0 | 0 | 0 | 0 | 0
Commercial_Miscellaneous_Existing_Food Preparation_Natural Gas_Range_E7_Codes & Standards Forecast | Commercial | Miscellaneous | Existing | Food Preparation | Natural Gas | Range | E7 |  | Codes & Standards Forecast | 0 | 0 | 0 | 0 | 0 | 0 | 0 | 0 | 0 | 0 | 0 | 0 | 0 | 0 | 0 | 0 | 0 | 0 | 0 | 0 | 0 | 0 | 0 | 0 | 0 | 0 | 0 | 0 | 0 | 0 | 0 | 0 | 0
Commercial_Miscellaneous_Existing_Food Preparation_Natural Gas_Range_E8_Codes & Standards Forecast | Commercial | Miscellaneous | Existing | Food Preparation | Natural Gas | Range | E8 |  | Codes & Standards Forecast | 0 | 0 | 0 | 0 | 0 | 0 | 0 | 0 | 0 | 0 | 0 | 0 | 0 | 0 | 0 | 0 | 0 | 0 | 0 | 0 | 0 | 0 | 0 | 0 | 0 | 0 | 0 | 0 | 0 | 0 | 0 | 0 | 0
Commercial_Miscellaneous_Existing_Food Preparation_Natural Gas_Range_E9_Codes & Standards Forecast | Commercial | Miscellaneous | Existing | Food Preparation | Natural Gas | Range | E9 |  | Codes & Standards Forecast | 0 | 0 | 0 | 0 | 0 | 0 | 0 | 0 | 0 | 0 | 0 | 0 | 0 | 0 | 0 | 0 | 0 | 0 | 0 | 0 | 0 | 0 | 0 | 0 | 0 | 0 | 0 | 0 | 0 | 0 | 0 | 0 | 0
Commercial_Miscellaneous_Existing_Food Preparation_Natural Gas_Range_E10_Codes & Standards Forecast | Commercial | Miscellaneous | Existing | Food Preparation | Natural Gas | Range | E10 |  | Codes & Standards Forecast | 0 | 0 | 0 | 0 | 0 | 0 | 0 | 0 | 0 | 0 | 0 | 0 | 0 | 0 | 0 | 0 | 0 | 0 | 0 | 0 | 0 | 0 | 0 | 0 | 0 | 0 | 0 | 0 | 0 | 0 | 0 | 0 | 0
Commercial_Miscellaneous_Existing_Food Preparation_Natural Gas_Steamer_E1_Codes & Standards Forecast | Commercial | Miscellaneous | Existing | Food Preparation | Natural Gas | Steamer | E1 |  | Codes & Standards Forecast | 0 | 1020.7895 | 1156.6207 | 0 | 0 | 0 | 0 | 0 | 0 | 0 | 0 | 0 | 0 | 0 | 0 | 0 | 0 | 0 | 0 | 0 | 0 | 0 | 0 | 0 | 0 | 0 | 0 | 0 | 0 | 0 | 0 | 0 | 0
Commercial_Miscellaneous_Existing_Food Preparation_Natural Gas_Steamer_E2_Codes & Standards Forecast | Commercial | Miscellaneous | Existing | Food Preparation | Natural Gas | Steamer | E2 |  | Codes & Standards Forecast | 0 | 0 | 0 | 1274.0419 | 2021.5169 | 1479.2618 | 1562.8111 | 1636.6824 | 1701.7833 | 1759.0258 | 1670.9584 | 1607.9411 | 1565.4036 | 1608.845 | 1588.4156 | 1579.4641 | 1579.588 | 1586.8334 | 1599.5877 | 1902.4745 | 1905.0479 | 1897.9937 | 2081.1363 | 1860.3265 | 1848.6202 | 1835.3125 | 1821.6892 | 1808.6769 | 1787.0417 | 1775.4722 | 1770.4242 | 1811.3901 | 2168.0401
Commercial_Miscellaneous_Existing_Food Preparation_Natural Gas_Steamer_E3_Codes & Standards Forecast | Commercial | Miscellaneous | Existing | Food Preparation | Natural Gas | Steamer | E3 |  | Codes & Standards Forecast | 0 | 0 | 0 | 0 | 0 | 0 | 0 | 0 | 0 | 0 | 0 | 0 | 0 | 0 | 0 | 0 | 0 | 0 | 0 | 0 | 0 | 0 | 0 | 0 | 0 | 0 | 0 | 0 | 0 | 0 | 0 | 0 | 0
Commercial_Miscellaneous_Existing_Food Preparation_Natural Gas_Steamer_E4_Codes & Standards Forecast | Commercial | Miscellaneous | Existing | Food Preparation | Natural Gas | Steamer | E4 |  | Codes & Standards Forecast | 0 | 0 | 0 | 0 | 0 | 0 | 0 | 0 | 0 | 0 | 0 | 0 | 0 | 0 | 0 | 0 | 0 | 0 | 0 | 0 | 0 | 0 | 0 | 0 | 0 | 0 | 0 | 0 | 0 | 0 | 0 | 0 | 0
Commercial_Miscellaneous_Existing_Food Preparation_Natural Gas_Steamer_E5_Codes & Standards Forecast | Commercial | Miscellaneous | Existing | Food Preparation | Natural Gas | Steamer | E5 |  | Codes & Standards Forecast | 0 | 0 | 0 | 0 | 0 | 0 | 0 | 0 | 0 | 0 | 0 | 0 | 0 | 0 | 0 | 0 | 0 | 0 | 0 | 0 | 0 | 0 | 0 | 0 | 0 | 0 | 0 | 0 | 0 | 0 | 0 | 0 | 0
Commercial_Miscellaneous_Existing_Food Preparation_Natural Gas_Steamer_E6_Codes & Standards Forecast | Commercial | Miscellaneous | Existing | Food Preparation | Natural Gas | Steamer | E6 |  | Codes & Standards Forecast | 0 | 0 | 0 | 0 | 0 | 0 | 0 | 0 | 0 | 0 | 0 | 0 | 0 | 0 | 0 | 0 | 0 | 0 | 0 | 0 | 0 | 0 | 0 | 0 | 0 | 0 | 0 | 0 | 0 | 0 | 0 | 0 | 0
Commercial_Miscellaneous_Existing_Food Preparation_Natural Gas_Steamer_E7_Codes & Standards Forecast | Commercial | Miscellaneous | Existing | Food Preparation | Natural Gas | Steamer | E7 |  | Codes & Standards Forecast | 0 | 0 | 0 | 0 | 0 | 0 | 0 | 0 | 0 | 0 | 0 | 0 | 0 | 0 | 0 | 0 | 0 | 0 | 0 | 0 | 0 | 0 | 0 | 0 | 0 | 0 | 0 | 0 | 0 | 0 | 0 | 0 | 0
Commercial_Miscellaneous_Existing_Food Preparation_Natural Gas_Steamer_E8_Codes & Standards Forecast | Commercial | Miscellaneous | Existing | Food Preparation | Natural Gas | Steamer | E8 |  | Codes & Standards Forecast | 0 | 0 | 0 | 0 | 0 | 0 | 0 | 0 | 0 | 0 | 0 | 0 | 0 | 0 | 0 | 0 | 0 | 0 | 0 | 0 | 0 | 0 | 0 | 0 | 0 | 0 | 0 | 0 | 0 | 0 | 0 | 0 | 0
Commercial_Miscellaneous_Existing_Food Preparation_Natural Gas_Steamer_E9_Codes & Standards Forecast | Commercial | Miscellaneous | Existing | Food Preparation | Natural Gas | Steamer | E9 |  | Codes & Standards Forecast | 0 | 0 | 0 | 0 | 0 | 0 | 0 | 0 | 0 | 0 | 0 | 0 | 0 | 0 | 0 | 0 | 0 | 0 | 0 | 0 | 0 | 0 | 0 | 0 | 0 | 0 | 0 | 0 | 0 | 0 | 0 | 0 | 0
Commercial_Miscellaneous_Existing_Food Preparation_Natural Gas_Steamer_E10_Codes & Standards Forecast | Commercial | Miscellaneous | Existing | Food Preparation | Natural Gas | Steamer | E10 |  | Codes & Standards Forecast | 0 | 0 | 0 | 0 | 0 | 0 | 0 | 0 | 0 | 0 | 0 | 0 | 0 | 0 | 0 | 0 | 0 | 0 | 0 | 0 | 0 | 0 | 0 | 0 | 0 | 0 | 0 | 0 | 0 | 0 | 0 | 0 | 0
Commercial_Miscellaneous_Existing_Food Preparation_Natural Gas_Food Prep Other_E1_Codes & Standards Forecast | Commercial | Miscellaneous | Existing | Food Preparation | Natural Gas | Food Prep Other | E1 |  | Codes & Standards Forecast | 0 | 0 | 0 | 0 | 0 | 0 | 0 | 0 | 0 | 0 | 0 | 0 | 0 | 0 | 0 | 0 | 0 | 0 | 0 | 0 | 0 | 0 | 0 | 0 | 0 | 0 | 0 | 0 | 0 | 0 | 0 | 0 | 0
Commercial_Miscellaneous_Existing_Food Preparation_Natural Gas_Food Prep Other_E2_Codes & Standards Forecast | Commercial | Miscellaneous | Existing | Food Preparation | Natural Gas | Food Prep Other | E2 |  | Codes & Standards Forecast | 0 | 0 | 0 | 0 | 0 | 0 | 0 | 0 | 0 | 0 | 0 | 0 | 0 | 0 | 0 | 0 | 0 | 0 | 0 | 0 | 0 | 0 | 0 | 0 | 0 | 0 | 0 | 0 | 0 | 0 | 0 | 0 | 0
Commercial_Miscellaneous_Existing_Food Preparation_Natural Gas_Food Prep Other_E3_Codes & Standards Forecast | Commercial | Miscellaneous | Existing | Food Preparation | Natural Gas | Food Prep Other | E3 |  | Codes & Standards Forecast | 0 | 0 | 0 | 0 | 0 | 0 | 0 | 0 | 0 | 0 | 0 | 0 | 0 | 0 | 0 | 0 | 0 | 0 | 0 | 0 | 0 | 0 | 0 | 0 | 0 | 0 | 0 | 0 | 0 | 0 | 0 | 0 | 0
Commercial_Miscellaneous_Existing_Food Preparation_Natural Gas_Food Prep Other_E4_Codes & Standards Forecast | Commercial | Miscellaneous | Existing | Food Preparation | Natural Gas | Food Prep Other | E4 |  | Codes & Standards Forecast | 0 | 0 | 0 | 0 | 0 | 0 | 0 | 0 | 0 | 0 | 0 | 0 | 0 | 0 | 0 | 0 | 0 | 0 | 0 | 0 | 0 | 0 | 0 | 0 | 0 | 0 | 0 | 0 | 0 | 0 | 0 | 0 | 0
Commercial_Miscellaneous_Existing_Food Preparation_Natural Gas_Food Prep Other_E5_Codes & Standards Forecast | Commercial | Miscellaneous | Existing | Food Preparation | Natural Gas | Food Prep Other | E5 |  | Codes & Standards Forecast | 0 | 0 | 0 | 0 | 0 | 0 | 0 | 0 | 0 | 0 | 0 | 0 | 0 | 0 | 0 | 0 | 0 | 0 | 0 | 0 | 0 | 0 | 0 | 0 | 0 | 0 | 0 | 0 | 0 | 0 | 0 | 0 | 0
Commercial_Miscellaneous_Existing_Food Preparation_Natural Gas_Food Prep Other_E6_Codes & Standards Forecast | Commercial | Miscellaneous | Existing | Food Preparation | Natural Gas | Food Prep Other | E6 |  | Codes & Standards Forecast | 0 | 0 | 0 | 0 | 0 | 0 | 0 | 0 | 0 | 0 | 0 | 0 | 0 | 0 | 0 | 0 | 0 | 0 | 0 | 0 | 0 | 0 | 0 | 0 | 0 | 0 | 0 | 0 | 0 | 0 | 0 | 0 | 0
Commercial_Miscellaneous_Existing_Food Preparation_Natural Gas_Food Prep Other_E7_Codes & Standards Forecast | Commercial | Miscellaneous | Existing | Food Preparation | Natural Gas | Food Prep Other | E7 |  | Codes & Standards Forecast | 0 | 0 | 0 | 0 | 0 | 0 | 0 | 0 | 0 | 0 | 0 | 0 | 0 | 0 | 0 | 0 | 0 | 0 | 0 | 0 | 0 | 0 | 0 | 0 | 0 | 0 | 0 | 0 | 0 | 0 | 0 | 0 | 0
Commercial_Miscellaneous_Existing_Food Preparation_Natural Gas_Food Prep Other_E8_Codes & Standards Forecast | Commercial | Miscellaneous | Existing | Food Preparation | Natural Gas | Food Prep Other | E8 |  | Codes & Standards Forecast | 0 | 0 | 0 | 0 | 0 | 0 | 0 | 0 | 0 | 0 | 0 | 0 | 0 | 0 | 0 | 0 | 0 | 0 | 0 | 0 | 0 | 0 | 0 | 0 | 0 | 0 | 0 | 0 | 0 | 0 | 0 | 0 | 0
Commercial_Miscellaneous_Existing_Food Preparation_Natural Gas_Food Prep Other_E9_Codes & Standards Forecast | Commercial | Miscellaneous | Existing | Food Preparation | Natural Gas | Food Prep Other | E9 |  | Codes & Standards Forecast | 0 | 0 | 0 | 0 | 0 | 0 | 0 | 0 | 0 | 0 | 0 | 0 | 0 | 0 | 0 | 0 | 0 | 0 | 0 | 0 | 0 | 0 | 0 | 0 | 0 | 0 | 0 | 0 | 0 | 0 | 0 | 0 | 0
Commercial_Miscellaneous_Existing_Food Preparation_Natural Gas_Food Prep Other_E10_Codes & Standards Forecast | Commercial | Miscellaneous | Existing | Food Preparation | Natural Gas | Food Prep Other | E10 |  | Codes & Standards Forecast | 0 | 0 | 0 | 0 | 0 | 0 | 0 | 0 | 0 | 0 | 0 | 0 | 0 | 0 | 0 | 0 | 0 | 0 | 0 | 0 | 0 | 0 | 0 | 0 | 0 | 0 | 0 | 0 | 0 | 0 | 0 | 0 | 0
Commercial_Miscellaneous_Existing_Miscellaneous_Natural Gas_Pool Heater_E1_Codes & Standards Forecast | Commercial | Miscellaneous | Existing | Miscellaneous | Natural Gas | Pool Heater | E1 |  | Codes & Standards Forecast | 0 | 1585.9654 | 2051.2116 | 2414.8136 | 3265.4635 | 2948.7895 | 2665.4451 | 2532.5381 | 2500.3076 | 2641.8084 | 2692.4772 | 3081.7306 | 3082.6983 | 3052.7182 | 3178.284 | 2991.3651 | 2927.2741 | 2914.6586 | 2924.5395 | 3002.0855 | 3003.8919 | 3079.7263 | 3038.223 | 2999.0381 | 3022.9836 | 2962.1134 | 2959.9178 | 2963.0536 | 2963.4656 | 2985.8289 | 2972.1143 | 2979.6995 | 3272.7975
Commercial_Miscellaneous_Existing_Miscellaneous_Natural Gas_Pool Heater_E2_Codes & Standards Forecast | Commercial | Miscellaneous | Existing | Miscellaneous | Natural Gas | Pool Heater | E2 |  | Codes & Standards Forecast | 0 | 0 | 0 | 0 | 0 | 0 | 0 | 0 | 0 | 0 | 0 | 0 | 0 | 0 | 0 | 0 | 0 | 0 | 0 | 0 | 0 | 0 | 0 | 0 | 0 | 0 | 0 | 0 | 0 | 0 | 0 | 0 | 0
Commercial_Miscellaneous_Existing_Miscellaneous_Natural Gas_Pool Heater_E3_Codes & Standards Forecast | Commercial | Miscellaneous | Existing | Miscellaneous | Natural Gas | Pool Heater | E3 |  | Codes & Standards Forecast | 0 | 0 | 0 | 0 | 0 | 0 | 0 | 0 | 0 | 0 | 0 | 0 | 0 | 0 | 0 | 0 | 0 | 0 | 0 | 0 | 0 | 0 | 0 | 0 | 0 | 0 | 0 | 0 | 0 | 0 | 0 | 0 | 0
Commercial_Miscellaneous_Existing_Miscellaneous_Natural Gas_Pool Heater_E4_Codes & Standards Forecast | Commercial | Miscellaneous | Existing | Miscellaneous | Natural Gas | Pool Heater | E4 |  | Codes & Standards Forecast | 0 | 0 | 0 | 0 | 0 | 0 | 0 | 0 | 0 | 0 | 0 | 0 | 0 | 0 | 0 | 0 | 0 | 0 | 0 | 0 | 0 | 0 | 0 | 0 | 0 | 0 | 0 | 0 | 0 | 0 | 0 | 0 | 0
Commercial_Miscellaneous_Existing_Miscellaneous_Natural Gas_Pool Heater_E5_Codes & Standards Forecast | Commercial | Miscellaneous | Existing | Miscellaneous | Natural Gas | Pool Heater | E5 |  | Codes & Standards Forecast | 0 | 0 | 0 | 0 | 0 | 0 | 0 | 0 | 0 | 0 | 0 | 0 | 0 | 0 | 0 | 0 | 0 | 0 | 0 | 0 | 0 | 0 | 0 | 0 | 0 | 0 | 0 | 0 | 0 | 0 | 0 | 0 | 0
Commercial_Miscellaneous_Existing_Miscellaneous_Natural Gas_Pool Heater_E6_Codes & Standards Forecast | Commercial | Miscellaneous | Existing | Miscellaneous | Natural Gas | Pool Heater | E6 |  | Codes & Standards Forecast | 0 | 0 | 0 | 0 | 0 | 0 | 0 | 0 | 0 | 0 | 0 | 0 | 0 | 0 | 0 | 0 | 0 | 0 | 0 | 0 | 0 | 0 | 0 | 0 | 0 | 0 | 0 | 0 | 0 | 0 | 0 | 0 | 0
Commercial_Miscellaneous_Existing_Miscellaneous_Natural Gas_Pool Heater_E7_Codes & Standards Forecast | Commercial | Miscellaneous | Existing | Miscellaneous | Natural Gas | Pool Heater | E7 |  | Codes & Standards Forecast | 0 | 0 | 0 | 0 | 0 | 0 | 0 | 0 | 0 | 0 | 0 | 0 | 0 | 0 | 0 | 0 | 0 | 0 | 0 | 0 | 0 | 0 | 0 | 0 | 0 | 0 | 0 | 0 | 0 | 0 | 0 | 0 | 0
Commercial_Miscellaneous_Existing_Miscellaneous_Natural Gas_Pool Heater_E8_Codes & Standards Forecast | Commercial | Miscellaneous | Existing | Miscellaneous | Natural Gas | Pool Heater | E8 |  | Codes & Standards Forecast | 0 | 0 | 0 | 0 | 0 | 0 | 0 | 0 | 0 | 0 | 0 | 0 | 0 | 0 | 0 | 0 | 0 | 0 | 0 | 0 | 0 | 0 | 0 | 0 | 0 | 0 | 0 | 0 | 0 | 0 | 0 | 0 | 0
Commercial_Miscellaneous_Existing_Miscellaneous_Natural Gas_Pool Heater_E9_Codes & Standards Forecast | Commercial | Miscellaneous | Existing | Miscellaneous | Natural Gas | Pool Heater | E9 |  | Codes & Standards Forecast | 0 | 0 | 0 | 0 | 0 | 0 | 0 | 0 | 0 | 0 | 0 | 0 | 0 | 0 | 0 | 0 | 0 | 0 | 0 | 0 | 0 | 0 | 0 | 0 | 0 | 0 | 0 | 0 | 0 | 0 | 0 | 0 | 0
Commercial_Miscellaneous_Existing_Miscellaneous_Natural Gas_Pool Heater_E10_Codes & Standards Forecast | Commercial | Miscellaneous | Existing | Miscellaneous | Natural Gas | Pool Heater | E10 |  | Codes & Standards Forecast | 0 | 0 | 0 | 0 | 0 | 0 | 0 | 0 | 0 | 0 | 0 | 0 | 0 | 0 | 0 | 0 | 0 | 0 | 0 | 0 | 0 | 0 | 0 | 0 | 0 | 0 | 0 | 0 | 0 | 0 | 0 | 0 | 0
Commercial_Miscellaneous_Existing_Miscellaneous_Natural Gas_Miscellaneous_E1_Codes & Standards Forecast | Commercial | Miscellaneous | Existing | Miscellaneous | Natural Gas | Miscellaneous | E1 |  | Codes & Standards Forecast | 0 | 167842.7978 | 198791.0531 | 224650.6358 | 261501.8959 | 213018.0347 | 214083.1002 | 220194.2565 | 218576.043 | 217354.0235 | 217175.4973 | 264396.4303 | 266061.2278 | 266156.515 | 275710.7811 | 259984.9614 | 260624.9017 | 263960.5387 | 262387.5103 | 261260.7702 | 261078.8534 | 274236.3261 | 272345.7583 | 270246.9855 | 273014.0209 | 267889.8866 | 267869.6344 | 269010.4723 | 267850.7314 | 266974.9053 | 266650.3436 | 270014.0251 | 294584.9872
Commercial_Miscellaneous_Existing_Miscellaneous_Natural Gas_Miscellaneous_E2_Codes & Standards Forecast | Commercial | Miscellaneous | Existing | Miscellaneous | Natural Gas | Miscellaneous | E2 |  | Codes & Standards Forecast | 0 | 0 | 0 | 0 | 0 | 0 | 0 | 0 | 0 | 0 | 0 | 0 | 0 | 0 | 0 | 0 | 0 | 0 | 0 | 0 | 0 | 0 | 0 | 0 | 0 | 0 | 0 | 0 | 0 | 0 | 0 | 0 | 0
Commercial_Miscellaneous_Existing_Miscellaneous_Natural Gas_Miscellaneous_E3_Codes & Standards Forecast | Commercial | Miscellaneous | Existing | Miscellaneous | Natural Gas | Miscellaneous | E3 |  | Codes & Standards Forecast | 0 | 0 | 0 | 0 | 0 | 0 | 0 | 0 | 0 | 0 | 0 | 0 | 0 | 0 | 0 | 0 | 0 | 0 | 0 | 0 | 0 | 0 | 0 | 0 | 0 | 0 | 0 | 0 | 0 | 0 | 0 | 0 | 0
Commercial_Miscellaneous_Existing_Miscellaneous_Natural Gas_Miscellaneous_E4_Codes & Standards Forecast | Commercial | Miscellaneous | Existing | Miscellaneous | Natural Gas | Miscellaneous | E4 |  | Codes & Standards Forecast | 0 | 0 | 0 | 0 | 0 | 0 | 0 | 0 | 0 | 0 | 0 | 0 | 0 | 0 | 0 | 0 | 0 | 0 | 0 | 0 | 0 | 0 | 0 | 0 | 0 | 0 | 0 | 0 | 0 | 0 | 0 | 0 | 0
Commercial_Miscellaneous_Existing_Miscellaneous_Natural Gas_Miscellaneous_E5_Codes & Standards Forecast | Commercial | Miscellaneous | Existing | Miscellaneous | Natural Gas | Miscellaneous | E5 |  | Codes & Standards Forecast | 0 | 0 | 0 | 0 | 0 | 0 | 0 | 0 | 0 | 0 | 0 | 0 | 0 | 0 | 0 | 0 | 0 | 0 | 0 | 0 | 0 | 0 | 0 | 0 | 0 | 0 | 0 | 0 | 0 | 0 | 0 | 0 | 0
Commercial_Miscellaneous_Existing_Miscellaneous_Natural Gas_Miscellaneous_E6_Codes & Standards Forecast | Commercial | Miscellaneous | Existing | Miscellaneous | Natural Gas | Miscellaneous | E6 |  | Codes & Standards Forecast | 0 | 0 | 0 | 0 | 0 | 0 | 0 | 0 | 0 | 0 | 0 | 0 | 0 | 0 | 0 | 0 | 0 | 0 | 0 | 0 | 0 | 0 | 0 | 0 | 0 | 0 | 0 | 0 | 0 | 0 | 0 | 0 | 0
Commercial_Miscellaneous_Existing_Miscellaneous_Natural Gas_Miscellaneous_E7_Codes & Standards Forecast | Commercial | Miscellaneous | Existing | Miscellaneous | Natural Gas | Miscellaneous | E7 |  | Codes & Standards Forecast | 0 | 0 | 0 | 0 | 0 | 0 | 0 | 0 | 0 | 0 | 0 | 0 | 0 | 0 | 0 | 0 | 0 | 0 | 0 | 0 | 0 | 0 | 0 | 0 | 0 | 0 | 0 | 0 | 0 | 0 | 0 | 0 | 0
Commercial_Miscellaneous_Existing_Miscellaneous_Natural Gas_Miscellaneous_E8_Codes & Standards Forecast | Commercial | Miscellaneous | Existing | Miscellaneous | Natural Gas | Miscellaneous | E8 |  | Codes & Standards Forecast | 0 | 0 | 0 | 0 | 0 | 0 | 0 | 0 | 0 | 0 | 0 | 0 | 0 | 0 | 0 | 0 | 0 | 0 | 0 | 0 | 0 | 0 | 0 | 0 | 0 | 0 | 0 | 0 | 0 | 0 | 0 | 0 | 0
Commercial_Miscellaneous_Existing_Miscellaneous_Natural Gas_Miscellaneous_E9_Codes & Standards Forecast | Commercial | Miscellaneous | Existing | Miscellaneous | Natural Gas | Miscellaneous | E9 |  | Codes & Standards Forecast | 0 | 0 | 0 | 0 | 0 | 0 | 0 | 0 | 0 | 0 | 0 | 0 | 0 | 0 | 0 | 0 | 0 | 0 | 0 | 0 | 0 | 0 | 0 | 0 | 0 | 0 | 0 | 0 | 0 | 0 | 0 | 0 | 0
Commercial_Miscellaneous_Existing_Miscellaneous_Natural Gas_Miscellaneous_E10_Codes & Standards Forecast | Commercial | Miscellaneous | Existing | Miscellaneous | Natural Gas | Miscellaneous | E10 |  | Codes & Standards Forecast | 0 | 0 | 0 | 0 | 0 | 0 | 0 | 0 | 0 | 0 | 0 | 0 | 0 | 0 | 0 | 0 | 0 | 0 | 0 | 0 | 0 | 0 | 0 | 0 | 0 | 0 | 0 | 0 | 0 | 0 | 0 | 0 | 0
Commercial_Miscellaneous_New_Space Heating_Natural Gas_Furnace_E1_Codes & Standards Forecast | Commercial | Miscellaneous | New | Space Heating | Natural Gas | Furnace | E1 |  | Codes & Standards Forecast | 0 | 0 | 0 | 0 | 0 | 0 | 0 | 0 | 0 | 0 | 0 | 0 | 0 | 0 | 0 | 0 | 0 | 0 | 0 | 0 | 0 | 0 | 0 | 0 | 0 | 0 | 0 | 0 | 0 | 0 | 0 | 0 | 0
Commercial_Miscellaneous_New_Space Heating_Natural Gas_Furnace_E2_Codes & Standards Forecast | Commercial | Miscellaneous | New | Space Heating | Natural Gas | Furnace | E2 |  | Codes & Standards Forecast | 0 | 0 | 0 | 0 | 0 | 0 | 0 | 0 | 0 | 0 | 0 | 0 | 0 | 0 | 0 | 0 | 0 | 0 | 0 | 0 | 0 | 0 | 0 | 0 | 0 | 0 | 0 | 0 | 0 | 0 | 0 | 0 | 0
Commercial_Miscellaneous_New_Space Heating_Natural Gas_Furnace_E3_Codes & Standards Forecast | Commercial | Miscellaneous | New | Space Heating | Natural Gas | Furnace | E3 |  | Codes & Standards Forecast | 0 | 0 | 0 | 0 | 0 | 0 | 0 | 0 | 0 | 0 | 0 | 0 | 0 | 0 | 0 | 0 | 0 | 0 | 0 | 0 | 0 | 0 | 0 | 0 | 0 | 0 | 0 | 0 | 0 | 0 | 0 | 0 | 0
Commercial_Miscellaneous_New_Space Heating_Natural Gas_Furnace_E4_Codes & Standards Forecast | Commercial | Miscellaneous | New | Space Heating | Natural Gas | Furnace | E4 |  | Codes & Standards Forecast | 0 | 0 | 0 | 0 | 0 | 0 | 0 | 0 | 0 | 0 | 0 | 0 | 0 | 0 | 0 | 0 | 0 | 0 | 0 | 0 | 0 | 0 | 0 | 0 | 0 | 0 | 0 | 0 | 0 | 0 | 0 | 0 | 0
Commercial_Miscellaneous_New_Space Heating_Natural Gas_Furnace_E5_Codes & Standards Forecast | Commercial | Miscellaneous | New | Space Heating | Natural Gas | Furnace | E5 |  | Codes & Standards Forecast | 0 | 0 | 0 | 0 | 0 | 0 | 0 | 0 | 0 | 0 | 0 | 0 | 0 | 0 | 0 | 0 | 0 | 0 | 0 | 0 | 0 | 0 | 0 | 0 | 0 | 0 | 0 | 0 | 0 | 0 | 0 | 0 | 0
Commercial_Miscellaneous_New_Space Heating_Natural Gas_Furnace_E6_Codes & Standards Forecast | Commercial | Miscellaneous | New | Space Heating | Natural Gas | Furnace | E6 |  | Codes & Standards Forecast | 0 | 0 | 0 | 0 | 0 | 0 | 0 | 0 | 0 | 0 | 0 | 0 | 0 | 0 | 0 | 0 | 0 | 0 | 0 | 0 | 0 | 0 | 0 | 0 | 0 | 0 | 0 | 0 | 0 | 0 | 0 | 0 | 0
Commercial_Miscellaneous_New_Space Heating_Natural Gas_Furnace_E7_Codes & Standards Forecast | Commercial | Miscellaneous | New | Space Heating | Natural Gas | Furnace | E7 |  | Codes & Standards Forecast | 0 | 0 | 0 | 0 | 0 | 0 | 0 | 0 | 0 | 0 | 0 | 0 | 0 | 0 | 0 | 0 | 0 | 0 | 0 | 0 | 0 | 0 | 0 | 0 | 0 | 0 | 0 | 0 | 0 | 0 | 0 | 0 | 0
Commercial_Miscellaneous_New_Space Heating_Natural Gas_Furnace_E8_Codes & Standards Forecast | Commercial | Miscellaneous | New | Space Heating | Natural Gas | Furnace | E8 |  | Codes & Standards Forecast | 0 | 0 | 0 | 0 | 0 | 0 | 0 | 0 | 0 | 0 | 0 | 0 | 0 | 0 | 0 | 0 | 0 | 0 | 0 | 0 | 0 | 0 | 0 | 0 | 0 | 0 | 0 | 0 | 0 | 0 | 0 | 0 | 0
Commercial_Miscellaneous_New_Space Heating_Natural Gas_Furnace_E9_Codes & Standards Forecast | Commercial | Miscellaneous | New | Space Heating | Natural Gas | Furnace | E9 |  | Codes & Standards Forecast | 0 | 0 | 0 | 0 | 0 | 0 | 0 | 0 | 0 | 0 | 0 | 0 | 0 | 0 | 0 | 0 | 0 | 0 | 0 | 0 | 0 | 0 | 0 | 0 | 0 | 0 | 0 | 0 | 0 | 0 | 0 | 0 | 0
Commercial_Miscellaneous_New_Space Heating_Natural Gas_Furnace_E10_Codes & Standards Forecast | Commercial | Miscellaneous | New | Space Heating | Natural Gas | Furnace | E10 |  | Codes & Standards Forecast | 0 | 0 | 0 | 0 | 0 | 0 | 0 | 0 | 0 | 0 | 0 | 0 | 0 | 0 | 0 | 0 | 0 | 0 | 0 | 0 | 0 | 0 | 0 | 0 | 0 | 0 | 0 | 0 | 0 | 0 | 0 | 0 | 0
Commercial_Miscellaneous_New_Space Heating_Natural Gas_Boiler_E1_Codes & Standards Forecast | Commercial | Miscellaneous | New | Space Heating | Natural Gas | Boiler | E1 |  | Codes & Standards Forecast | 0 | 0 | 0 | 0 | 0 | 0 | 0 | 0 | 0 | 0 | 0 | 0 | 0 | 0 | 0 | 0 | 0 | 0 | 0 | 0 | 0 | 0 | 0 | 0 | 0 | 0 | 0 | 0 | 0 | 0 | 0 | 0 | 0
Commercial_Miscellaneous_New_Space Heating_Natural Gas_Boiler_E2_Codes & Standards Forecast | Commercial | Miscellaneous | New | Space Heating | Natural Gas | Boiler | E2 |  | Codes & Standards Forecast | 0 | 0 | 0 | 0 | 0 | 0 | 0 | 0 | 0 | 0 | 0 | 0 | 0 | 0 | 0 | 0 | 0 | 0 | 0 | 0 | 0 | 0 | 0 | 0 | 0 | 0 | 0 | 0 | 0 | 0 | 0 | 0 | 0
Commercial_Miscellaneous_New_Space Heating_Natural Gas_Boiler_E3_Codes & Standards Forecast | Commercial | Miscellaneous | New | Space Heating | Natural Gas | Boiler | E3 |  | Codes & Standards Forecast | 0 | 0 | 0 | 0 | 0 | 0 | 0 | 0 | 0 | 0 | 0 | 0 | 0 | 0 | 0 | 0 | 0 | 0 | 0 | 0 | 0 | 0 | 0 | 0 | 0 | 0 | 0 | 0 | 0 | 0 | 0 | 0 | 0
Commercial_Miscellaneous_New_Space Heating_Natural Gas_Boiler_E4_Codes & Standards Forecast | Commercial | Miscellaneous | New | Space Heating | Natural Gas | Boiler | E4 |  | Codes & Standards Forecast | 0 | 0 | 0 | 0 | 0 | 0 | 0 | 0 | 0 | 0 | 0 | 0 | 0 | 0 | 0 | 0 | 0 | 0 | 0 | 0 | 0 | 0 | 0 | 0 | 0 | 0 | 0 | 0 | 0 | 0 | 0 | 0 | 0
Commercial_Miscellaneous_New_Space Heating_Natural Gas_Boiler_E5_Codes & Standards Forecast | Commercial | Miscellaneous | New | Space Heating | Natural Gas | Boiler | E5 |  | Codes & Standards Forecast | 0 | 0 | 0 | 0 | 0 | 0 | 0 | 0 | 0 | 0 | 0 | 0 | 0 | 0 | 0 | 0 | 0 | 0 | 0 | 0 | 0 | 0 | 0 | 0 | 0 | 0 | 0 | 0 | 0 | 0 | 0 | 0 | 0
Commercial_Miscellaneous_New_Space Heating_Natural Gas_Boiler_E6_Codes & Standards Forecast | Commercial | Miscellaneous | New | Space Heating | Natural Gas | Boiler | E6 |  | Codes & Standards Forecast | 0 | 0 | 0 | 0 | 0 | 0 | 0 | 0 | 0 | 0 | 0 | 0 | 0 | 0 | 0 | 0 | 0 | 0 | 0 | 0 | 0 | 0 | 0 | 0 | 0 | 0 | 0 | 0 | 0 | 0 | 0 | 0 | 0
Commercial_Miscellaneous_New_Space Heating_Natural Gas_Boiler_E7_Codes & Standards Forecast | Commercial | Miscellaneous | New | Space Heating | Natural Gas | Boiler | E7 |  | Codes & Standards Forecast | 0 | 0 | 0 | 0 | 0 | 0 | 0 | 0 | 0 | 0 | 0 | 0 | 0 | 0 | 0 | 0 | 0 | 0 | 0 | 0 | 0 | 0 | 0 | 0 | 0 | 0 | 0 | 0 | 0 | 0 | 0 | 0 | 0
Commercial_Miscellaneous_New_Space Heating_Natural Gas_Boiler_E8_Codes & Standards Forecast | Commercial | Miscellaneous | New | Space Heating | Natural Gas | Boiler | E8 |  | Codes & Standards Forecast | 0 | 0 | 0 | 0 | 0 | 0 | 0 | 0 | 0 | 0 | 0 | 0 | 0 | 0 | 0 | 0 | 0 | 0 | 0 | 0 | 0 | 0 | 0 | 0 | 0 | 0 | 0 | 0 | 0 | 0 | 0 | 0 | 0
Commercial_Miscellaneous_New_Space Heating_Natural Gas_Boiler_E9_Codes & Standards Forecast | Commercial | Miscellaneous | New | Space Heating | Natural Gas | Boiler | E9 |  | Codes & Standards Forecast | 0 | 0 | 0 | 0 | 0 | 0 | 0 | 0 | 0 | 0 | 0 | 0 | 0 | 0 | 0 | 0 | 0 | 0 | 0 | 0 | 0 | 0 | 0 | 0 | 0 | 0 | 0 | 0 | 0 | 0 | 0 | 0 | 0
Commercial_Miscellaneous_New_Space Heating_Natural Gas_Boiler_E10_Codes & Standards Forecast | Commercial | Miscellaneous | New | Space Heating | Natural Gas | Boiler | E10 |  | Codes & Standards Forecast | 0 | 0 | 0 | 0 | 0 | 0 | 0 | 0 | 0 | 0 | 0 | 0 | 0 | 0 | 0 | 0 | 0 | 0 | 0 | 0 | 0 | 0 | 0 | 0 | 0 | 0 | 0 | 0 | 0 | 0 | 0 | 0 | 0
Commercial_Miscellaneous_New_Space Heating_Natural Gas_Unit Heater_E1_Codes & Standards Forecast | Commercial | Miscellaneous | New | Space Heating | Natural Gas | Unit Heater | E1 |  | Codes & Standards Forecast | 0 | 14.887 | 71.8053 | 45.8886 | 54.8667 | 0 | 0 | 0 | 0 | 0 | 0 | 0 | 0 | 0 | 0 | 0 | 0 | 0 | 0 | 0 | 0 | 0 | 0 | 0 | 0 | 0 | 0 | 0 | 0 | 0 | 0 | 0 | 0
Commercial_Miscellaneous_New_Space Heating_Natural Gas_Unit Heater_E2_Codes & Standards Forecast | Commercial | Miscellaneous | New | Space Heating | Natural Gas | Unit Heater | E2 |  | Codes & Standards Forecast | 0 | 0 | 0 | 0 | 0 | 56.5452 | 56.8293 | 49.1856 | 48.4963 | 49.6314 | 50.4393 | 52.1828 | 61.354 | 65.512 | 71.0046 | 75.7449 | 80.256 | 81.651 | 86.1682 | 102.5945 | 93.9426 | 97.8214 | 100.1495 | 102.3124 | 102.7229 | 105.4838 | 109.0967 | 112.172 | 115.9065 | 123.5433 | 127.657 | 131.8582 | 108.0296
Commercial_Miscellaneous_New_Space Heating_Natural Gas_Unit Heater_E3_Codes & Standards Forecast | Commercial | Miscellaneous | New | Space Heating | Natural Gas | Unit Heater | E3 |  | Codes & Standards Forecast | 0 | 0 | 0 | 0 | 0 | 0 | 0 | 0 | 0 | 0 | 0 | 0 | 0 | 0 | 0 | 0 | 0 | 0 | 0 | 0 | 0 | 0 | 0 | 0 | 0 | 0 | 0 | 0 | 0 | 0 | 0 | 0 | 0
Commercial_Miscellaneous_New_Space Heating_Natural Gas_Unit Heater_E4_Codes & Standards Forecast | Commercial | Miscellaneous | New | Space Heating | Natural Gas | Unit Heater | E4 |  | Codes & Standards Forecast | 0 | 0 | 0 | 0 | 0 | 0 | 0 | 0 | 0 | 0 | 0 | 0 | 0 | 0 | 0 | 0 | 0 | 0 | 0 | 0 | 0 | 0 | 0 | 0 | 0 | 0 | 0 | 0 | 0 | 0 | 0 | 0 | 0
Commercial_Miscellaneous_New_Space Heating_Natural Gas_Unit Heater_E5_Codes & Standards Forecast | Commercial | Miscellaneous | New | Space Heating | Natural Gas | Unit Heater | E5 |  | Codes & Standards Forecast | 0 | 0 | 0 | 0 | 0 | 0 | 0 | 0 | 0 | 0 | 0 | 0 | 0 | 0 | 0 | 0 | 0 | 0 | 0 | 0 | 0 | 0 | 0 | 0 | 0 | 0 | 0 | 0 | 0 | 0 | 0 | 0 | 0
Commercial_Miscellaneous_New_Space Heating_Natural Gas_Unit Heater_E6_Codes & Standards Forecast | Commercial | Miscellaneous | New | Space Heating | Natural Gas | Unit Heater | E6 |  | Codes & Standards Forecast | 0 | 0 | 0 | 0 | 0 | 0 | 0 | 0 | 0 | 0 | 0 | 0 | 0 | 0 | 0 | 0 | 0 | 0 | 0 | 0 | 0 | 0 | 0 | 0 | 0 | 0 | 0 | 0 | 0 | 0 | 0 | 0 | 0
Commercial_Miscellaneous_New_Space Heating_Natural Gas_Unit Heater_E7_Codes & Standards Forecast | Commercial | Miscellaneous | New | Space Heating | Natural Gas | Unit Heater | E7 |  | Codes & Standards Forecast | 0 | 0 | 0 | 0 | 0 | 0 | 0 | 0 | 0 | 0 | 0 | 0 | 0 | 0 | 0 | 0 | 0 | 0 | 0 | 0 | 0 | 0 | 0 | 0 | 0 | 0 | 0 | 0 | 0 | 0 | 0 | 0 | 0
Commercial_Miscellaneous_New_Space Heating_Natural Gas_Unit Heater_E8_Codes & Standards Forecast | Commercial | Miscellaneous | New | Space Heating | Natural Gas | Unit Heater | E8 |  | Codes & Standards Forecast | 0 | 0 | 0 | 0 | 0 | 0 | 0 | 0 | 0 | 0 | 0 | 0 | 0 | 0 | 0 | 0 | 0 | 0 | 0 | 0 | 0 | 0 | 0 | 0 | 0 | 0 | 0 | 0 | 0 | 0 | 0 | 0 | 0
Commercial_Miscellaneous_New_Space Heating_Natural Gas_Unit Heater_E9_Codes & Standards Forecast | Commercial | Miscellaneous | New | Space Heating | Natural Gas | Unit Heater | E9 |  | Codes & Standards Forecast | 0 | 0 | 0 | 0 | 0 | 0 | 0 | 0 | 0 | 0 | 0 | 0 | 0 | 0 | 0 | 0 | 0 | 0 | 0 | 0 | 0 | 0 | 0 | 0 | 0 | 0 | 0 | 0 | 0 | 0 | 0 | 0 | 0
Commercial_Miscellaneous_New_Space Heating_Natural Gas_Unit Heater_E10_Codes & Standards Forecast | Commercial | Miscellaneous | New | Space Heating | Natural Gas | Unit Heater | E10 |  | Codes & Standards Forecast | 0 | 0 | 0 | 0 | 0 | 0 | 0 | 0 | 0 | 0 | 0 | 0 | 0 | 0 | 0 | 0 | 0 | 0 | 0 | 0 | 0 | 0 | 0 | 0 | 0 | 0 | 0 | 0 | 0 | 0 | 0 | 0 | 0
Commercial_Miscellaneous_New_Water Heating_Natural Gas_Water Heater_E1_Codes & Standards Forecast | Commercial | Miscellaneous | New | Water Heating | Natural Gas | Water Heater | E1 |  | Codes & Standards Forecast | 0 | 0 | 0 | 0 | 0 | 0 | 0 | 0 | 0 | 0 | 0 | 0 | 0 | 0 | 0 | 0 | 0 | 0 | 0 | 0 | 0 | 0 | 0 | 0 | 0 | 0 | 0 | 0 | 0 | 0 | 0 | 0 | 0
Commercial_Miscellaneous_New_Water Heating_Natural Gas_Water Heater_E2_Codes & Standards Forecast | Commercial | Miscellaneous | New | Water Heating | Natural Gas | Water Heater | E2 |  | Codes & Standards Forecast | 0 | 0 | 0 | 0 | 0 | 0 | 0 | 0 | 0 | 0 | 0 | 0 | 0 | 0 | 0 | 0 | 0 | 0 | 0 | 0 | 0 | 0 | 0 | 0 | 0 | 0 | 0 | 0 | 0 | 0 | 0 | 0 | 0
Commercial_Miscellaneous_New_Water Heating_Natural Gas_Water Heater_E3_Codes & Standards Forecast | Commercial | Miscellaneous | New | Water Heating | Natural Gas | Water Heater | E3 |  | Codes & Standards Forecast | 0 | 0 | 0 | 0 | 0 | 0 | 0 | 0 | 0 | 0 | 0 | 0 | 0 | 0 | 0 | 0 | 0 | 0 | 0 | 0 | 0 | 0 | 0 | 0 | 0 | 0 | 0 | 0 | 0 | 0 | 0 | 0 | 0
Commercial_Miscellaneous_New_Water Heating_Natural Gas_Water Heater_E4_Codes & Standards Forecast | Commercial | Miscellaneous | New | Water Heating | Natural Gas | Water Heater | E4 |  | Codes & Standards Forecast | 0 | 0 | 0 | 0 | 0 | 0 | 0 | 0 | 0 | 0 | 0 | 0 | 0 | 0 | 0 | 0 | 0 | 0 | 0 | 0 | 0 | 0 | 0 | 0 | 0 | 0 | 0 | 0 | 0 | 0 | 0 | 0 | 0
Commercial_Miscellaneous_New_Water Heating_Natural Gas_Water Heater_E5_Codes & Standards Forecast | Commercial | Miscellaneous | New | Water Heating | Natural Gas | Water Heater | E5 |  | Codes & Standards Forecast | 0 | 0 | 0 | 0 | 0 | 0 | 0 | 0 | 0 | 0 | 0 | 0 | 0 | 0 | 0 | 0 | 0 | 0 | 0 | 0 | 0 | 0 | 0 | 0 | 0 | 0 | 0 | 0 | 0 | 0 | 0 | 0 | 0
Commercial_Miscellaneous_New_Water Heating_Natural Gas_Water Heater_E6_Codes & Standards Forecast | Commercial | Miscellaneous | New | Water Heating | Natural Gas | Water Heater | E6 |  | Codes & Standards Forecast | 0 | 0 | 0 | 0 | 0 | 0 | 0 | 0 | 0 | 0 | 0 | 0 | 0 | 0 | 0 | 0 | 0 | 0 | 0 | 0 | 0 | 0 | 0 | 0 | 0 | 0 | 0 | 0 | 0 | 0 | 0 | 0 | 0
Commercial_Miscellaneous_New_Water Heating_Natural Gas_Water Heater_E7_Codes & Standards Forecast | Commercial | Miscellaneous | New | Water Heating | Natural Gas | Water Heater | E7 |  | Codes & Standards Forecast | 0 | 0 | 0 | 0 | 0 | 0 | 0 | 0 | 0 | 0 | 0 | 0 | 0 | 0 | 0 | 0 | 0 | 0 | 0 | 0 | 0 | 0 | 0 | 0 | 0 | 0 | 0 | 0 | 0 | 0 | 0 | 0 | 0
Commercial_Miscellaneous_New_Water Heating_Natural Gas_Water Heater_E8_Codes & Standards Forecast | Commercial | Miscellaneous | New | Water Heating | Natural Gas | Water Heater | E8 |  | Codes & Standards Forecast | 0 | 0 | 0 | 0 | 0 | 0 | 0 | 0 | 0 | 0 | 0 | 0 | 0 | 0 | 0 | 0 | 0 | 0 | 0 | 0 | 0 | 0 | 0 | 0 | 0 | 0 | 0 | 0 | 0 | 0 | 0 | 0 | 0
Commercial_Miscellaneous_New_Water Heating_Natural Gas_Water Heater_E9_Codes & Standards Forecast | Commercial | Miscellaneous | New | Water Heating | Natural Gas | Water Heater | E9 |  | Codes & Standards Forecast | 0 | 0 | 0 | 0 | 0 | 0 | 0 | 0 | 0 | 0 | 0 | 0 | 0 | 0 | 0 | 0 | 0 | 0 | 0 | 0 | 0 | 0 | 0 | 0 | 0 | 0 | 0 | 0 | 0 | 0 | 0 | 0 | 0
Commercial_Miscellaneous_New_Water Heating_Natural Gas_Water Heater_E10_Codes & Standards Forecast | Commercial | Miscellaneous | New | Water Heating | Natural Gas | Water Heater | E10 |  | Codes & Standards Forecast | 0 | 0 | 0 | 0 | 0 | 0 | 0 | 0 | 0 | 0 | 0 | 0 | 0 | 0 | 0 | 0 | 0 | 0 | 0 | 0 | 0 | 0 | 0 | 0 | 0 | 0 | 0 | 0 | 0 | 0 | 0 | 0 | 0
Commercial_Miscellaneous_New_Food Preparation_Natural Gas_Oven_E1_Codes & Standards Forecast | Commercial | Miscellaneous | New | Food Preparation | Natural Gas | Oven | E1 |  | Codes & Standards Forecast | 0 | 2578.9704 | 12439.3321 | 7949.6045 | 9504.9337 | 9795.7036 | 9844.9286 | 8520.754 | 8401.34 | 8597.9862 | 9167.7697 | 11102.973 | 11887.0399 | 12796.3272 | 13711.6571 | 14446.9934 | 15628.7877 | 18387.9687 | 16551.59 | 16820.7816 | 17231.7088 | 17789.7355 | 17995.549 | 18654.7298 | 19430.9953 | 20330.0282 | 21932.8943 | 22620.3086 | 23304.407 | 23932.523 | 24544.9792 | 25169.3186 | 21468.3679
Commercial_Miscellaneous_New_Food Preparation_Natural Gas_Oven_E2_Codes & Standards Forecast | Commercial | Miscellaneous | New | Food Preparation | Natural Gas | Oven | E2 |  | Codes & Standards Forecast | 0 | 0 | 0 | 0 | 0 | 0 | 0 | 0 | 0 | 0 | 0 | 0 | 0 | 0 | 0 | 0 | 0 | 0 | 0 | 0 | 0 | 0 | 0 | 0 | 0 | 0 | 0 | 0 | 0 | 0 | 0 | 0 | 0
Commercial_Miscellaneous_New_Food Preparation_Natural Gas_Oven_E3_Codes & Standards Forecast | Commercial | Miscellaneous | New | Food Preparation | Natural Gas | Oven | E3 |  | Codes & Standards Forecast | 0 | 0 | 0 | 0 | 0 | 0 | 0 | 0 | 0 | 0 | 0 | 0 | 0 | 0 | 0 | 0 | 0 | 0 | 0 | 0 | 0 | 0 | 0 | 0 | 0 | 0 | 0 | 0 | 0 | 0 | 0 | 0 | 0
Commercial_Miscellaneous_New_Food Preparation_Natural Gas_Oven_E4_Codes & Standards Forecast | Commercial | Miscellaneous | New | Food Preparation | Natural Gas | Oven | E4 |  | Codes & Standards Forecast | 0 | 0 | 0 | 0 | 0 | 0 | 0 | 0 | 0 | 0 | 0 | 0 | 0 | 0 | 0 | 0 | 0 | 0 | 0 | 0 | 0 | 0 | 0 | 0 | 0 | 0 | 0 | 0 | 0 | 0 | 0 | 0 | 0
Commercial_Miscellaneous_New_Food Preparation_Natural Gas_Oven_E5_Codes & Standards Forecast | Commercial | Miscellaneous | New | Food Preparation | Natural Gas | Oven | E5 |  | Codes & Standards Forecast | 0 | 0 | 0 | 0 | 0 | 0 | 0 | 0 | 0 | 0 | 0 | 0 | 0 | 0 | 0 | 0 | 0 | 0 | 0 | 0 | 0 | 0 | 0 | 0 | 0 | 0 | 0 | 0 | 0 | 0 | 0 | 0 | 0
Commercial_Miscellaneous_New_Food Preparation_Natural Gas_Oven_E6_Codes & Standards Forecast | Commercial | Miscellaneous | New | Food Preparation | Natural Gas | Oven | E6 |  | Codes & Standards Forecast | 0 | 0 | 0 | 0 | 0 | 0 | 0 | 0 | 0 | 0 | 0 | 0 | 0 | 0 | 0 | 0 | 0 | 0 | 0 | 0 | 0 | 0 | 0 | 0 | 0 | 0 | 0 | 0 | 0 | 0 | 0 | 0 | 0
Commercial_Miscellaneous_New_Food Preparation_Natural Gas_Oven_E7_Codes & Standards Forecast | Commercial | Miscellaneous | New | Food Preparation | Natural Gas | Oven | E7 |  | Codes & Standards Forecast | 0 | 0 | 0 | 0 | 0 | 0 | 0 | 0 | 0 | 0 | 0 | 0 | 0 | 0 | 0 | 0 | 0 | 0 | 0 | 0 | 0 | 0 | 0 | 0 | 0 | 0 | 0 | 0 | 0 | 0 | 0 | 0 | 0
Commercial_Miscellaneous_New_Food Preparation_Natural Gas_Oven_E8_Codes & Standards Forecast | Commercial | Miscellaneous | New | Food Preparation | Natural Gas | Oven | E8 |  | Codes & Standards Forecast | 0 | 0 | 0 | 0 | 0 | 0 | 0 | 0 | 0 | 0 | 0 | 0 | 0 | 0 | 0 | 0 | 0 | 0 | 0 | 0 | 0 | 0 | 0 | 0 | 0 | 0 | 0 | 0 | 0 | 0 | 0 | 0 | 0
Commercial_Miscellaneous_New_Food Preparation_Natural Gas_Oven_E9_Codes & Standards Forecast | Commercial | Miscellaneous | New | Food Preparation | Natural Gas | Oven | E9 |  | Codes & Standards Forecast | 0 | 0 | 0 | 0 | 0 | 0 | 0 | 0 | 0 | 0 | 0 | 0 | 0 | 0 | 0 | 0 | 0 | 0 | 0 | 0 | 0 | 0 | 0 | 0 | 0 | 0 | 0 | 0 | 0 | 0 | 0 | 0 | 0
Commercial_Miscellaneous_New_Food Preparation_Natural Gas_Oven_E10_Codes & Standards Forecast | Commercial | Miscellaneous | New | Food Preparation | Natural Gas | Oven | E10 |  | Codes & Standards Forecast | 0 | 0 | 0 | 0 | 0 | 0 | 0 | 0 | 0 | 0 | 0 | 0 | 0 | 0 | 0 | 0 | 0 | 0 | 0 | 0 | 0 | 0 | 0 | 0 | 0 | 0 | 0 | 0 | 0 | 0 | 0 | 0 | 0
Commercial_Miscellaneous_New_Food Preparation_Natural Gas_Conveyor Oven_E1_Codes & Standards Forecast | Commercial | Miscellaneous | New | Food Preparation | Natural Gas | Conveyor Oven | E1 |  | Codes & Standards Forecast | 0 | 1289.4852 | 6219.6661 | 3974.8022 | 4752.4669 | 4897.8518 | 4922.4643 | 4260.377 | 4200.67 | 4298.9931 | 4368.9706 | 4335.7803 | 4267.9645 | 4209.7895 | 4215.8749 | 4203.1246 | 4227.4826 | 4386.754 | 5415.1078 | 5792.0908 | 6353.4371 | 6907.814 | 7683.1269 | 9126.4918 | 8397.8394 | 8603.8774 | 8623.7081 | 8591.3127 | 8387.6312 | 8365.4917 | 8413.849 | 8421.1028 | 6019.1746
Commercial_Miscellaneous_New_Food Preparation_Natural Gas_Conveyor Oven_E2_Codes & Standards Forecast | Commercial | Miscellaneous | New | Food Preparation | Natural Gas | Conveyor Oven | E2 |  | Codes & Standards Forecast | 0 | 0 | 0 | 0 | 0 | 0 | 0 | 0 | 0 | 0 | 0 | 0 | 0 | 0 | 0 | 0 | 0 | 0 | 0 | 0 | 0 | 0 | 0 | 0 | 0 | 0 | 0 | 0 | 0 | 0 | 0 | 0 | 0
Commercial_Miscellaneous_New_Food Preparation_Natural Gas_Conveyor Oven_E3_Codes & Standards Forecast | Commercial | Miscellaneous | New | Food Preparation | Natural Gas | Conveyor Oven | E3 |  | Codes & Standards Forecast | 0 | 0 | 0 | 0 | 0 | 0 | 0 | 0 | 0 | 0 | 0 | 0 | 0 | 0 | 0 | 0 | 0 | 0 | 0 | 0 | 0 | 0 | 0 | 0 | 0 | 0 | 0 | 0 | 0 | 0 | 0 | 0 | 0
Commercial_Miscellaneous_New_Food Preparation_Natural Gas_Conveyor Oven_E4_Codes & Standards Forecast | Commercial | Miscellaneous | New | Food Preparation | Natural Gas | Conveyor Oven | E4 |  | Codes & Standards Forecast | 0 | 0 | 0 | 0 | 0 | 0 | 0 | 0 | 0 | 0 | 0 | 0 | 0 | 0 | 0 | 0 | 0 | 0 | 0 | 0 | 0 | 0 | 0 | 0 | 0 | 0 | 0 | 0 | 0 | 0 | 0 | 0 | 0
Commercial_Miscellaneous_New_Food Preparation_Natural Gas_Conveyor Oven_E5_Codes & Standards Forecast | Commercial | Miscellaneous | New | Food Preparation | Natural Gas | Conveyor Oven | E5 |  | Codes & Standards Forecast | 0 | 0 | 0 | 0 | 0 | 0 | 0 | 0 | 0 | 0 | 0 | 0 | 0 | 0 | 0 | 0 | 0 | 0 | 0 | 0 | 0 | 0 | 0 | 0 | 0 | 0 | 0 | 0 | 0 | 0 | 0 | 0 | 0
Commercial_Miscellaneous_New_Food Preparation_Natural Gas_Conveyor Oven_E6_Codes & Standards Forecast | Commercial | Miscellaneous | New | Food Preparation | Natural Gas | Conveyor Oven | E6 |  | Codes & Standards Forecast | 0 | 0 | 0 | 0 | 0 | 0 | 0 | 0 | 0 | 0 | 0 | 0 | 0 | 0 | 0 | 0 | 0 | 0 | 0 | 0 | 0 | 0 | 0 | 0 | 0 | 0 | 0 | 0 | 0 | 0 | 0 | 0 | 0
Commercial_Miscellaneous_New_Food Preparation_Natural Gas_Conveyor Oven_E7_Codes & Standards Forecast | Commercial | Miscellaneous | New | Food Preparation | Natural Gas | Conveyor Oven | E7 |  | Codes & Standards Forecast | 0 | 0 | 0 | 0 | 0 | 0 | 0 | 0 | 0 | 0 | 0 | 0 | 0 | 0 | 0 | 0 | 0 | 0 | 0 | 0 | 0 | 0 | 0 | 0 | 0 | 0 | 0 | 0 | 0 | 0 | 0 | 0 | 0
Commercial_Miscellaneous_New_Food Preparation_Natural Gas_Conveyor Oven_E8_Codes & Standards Forecast | Commercial | Miscellaneous | New | Food Preparation | Natural Gas | Conveyor Oven | E8 |  | Codes & Standards Forecast | 0 | 0 | 0 | 0 | 0 | 0 | 0 | 0 | 0 | 0 | 0 | 0 | 0 | 0 | 0 | 0 | 0 | 0 | 0 | 0 | 0 | 0 | 0 | 0 | 0 | 0 | 0 | 0 | 0 | 0 | 0 | 0 | 0
Commercial_Miscellaneous_New_Food Preparation_Natural Gas_Conveyor Oven_E9_Codes & Standards Forecast | Commercial | Miscellaneous | New | Food Preparation | Natural Gas | Conveyor Oven | E9 |  | Codes & Standards Forecast | 0 | 0 | 0 | 0 | 0 | 0 | 0 | 0 | 0 | 0 | 0 | 0 | 0 | 0 | 0 | 0 | 0 | 0 | 0 | 0 | 0 | 0 | 0 | 0 | 0 | 0 | 0 | 0 | 0 | 0 | 0 | 0 | 0
Commercial_Miscellaneous_New_Food Preparation_Natural Gas_Conveyor Oven_E10_Codes & Standards Forecast | Commercial | Miscellaneous | New | Food Preparation | Natural Gas | Conveyor Oven | E10 |  | Codes & Standards Forecast | 0 | 0 | 0 | 0 | 0 | 0 | 0 | 0 | 0 | 0 | 0 | 0 | 0 | 0 | 0 | 0 | 0 | 0 | 0 | 0 | 0 | 0 | 0 | 0 | 0 | 0 | 0 | 0 | 0 | 0 | 0 | 0 | 0
Commercial_Miscellaneous_New_Food Preparation_Natural Gas_Double Rack Oven_E1_Codes & Standards Forecast | Commercial | Miscellaneous | New | Food Preparation | Natural Gas | Double Rack Oven | E1 |  | Codes & Standards Forecast | 0 | 1289.4852 | 6219.6661 | 3974.8022 | 4752.4669 | 4897.8518 | 4922.4643 | 4260.377 | 4200.67 | 4298.9931 | 4368.9706 | 4335.7803 | 4525.8615 | 5660.0404 | 6171.036 | 6717.7468 | 7218.7508 | 7844.3952 | 9081.7803 | 8182.1248 | 8378.6296 | 8460.3036 | 8476.203 | 8348.07 | 8639.8018 | 8993.7706 | 9385.6103 | 9762.2759 | 10263.0787 | 11153.2178 | 11545.4596 | 11886.465 | 9778.0644
Commercial_Miscellaneous_New_Food Preparation_Natural Gas_Double Rack Oven_E2_Codes & Standards Forecast | Commercial | Miscellaneous | New | Food Preparation | Natural Gas | Double Rack Oven | E2 |  | Codes & Standards Forecast | 0 | 0 | 0 | 0 | 0 | 0 | 0 | 0 | 0 | 0 | 0 | 0 | 0 | 0 | 0 | 0 | 0 | 0 | 0 | 0 | 0 | 0 | 0 | 0 | 0 | 0 | 0 | 0 | 0 | 0 | 0 | 0 | 0
Commercial_Miscellaneous_New_Food Preparation_Natural Gas_Double Rack Oven_E3_Codes & Standards Forecast | Commercial | Miscellaneous | New | Food Preparation | Natural Gas | Double Rack Oven | E3 |  | Codes & Standards Forecast | 0 | 0 | 0 | 0 | 0 | 0 | 0 | 0 | 0 | 0 | 0 | 0 | 0 | 0 | 0 | 0 | 0 | 0 | 0 | 0 | 0 | 0 | 0 | 0 | 0 | 0 | 0 | 0 | 0 | 0 | 0 | 0 | 0
Commercial_Miscellaneous_New_Food Preparation_Natural Gas_Double Rack Oven_E4_Codes & Standards Forecast | Commercial | Miscellaneous | New | Food Preparation | Natural Gas | Double Rack Oven | E4 |  | Codes & Standards Forecast | 0 | 0 | 0 | 0 | 0 | 0 | 0 | 0 | 0 | 0 | 0 | 0 | 0 | 0 | 0 | 0 | 0 | 0 | 0 | 0 | 0 | 0 | 0 | 0 | 0 | 0 | 0 | 0 | 0 | 0 | 0 | 0 | 0
Commercial_Miscellaneous_New_Food Preparation_Natural Gas_Double Rack Oven_E5_Codes & Standards Forecast | Commercial | Miscellaneous | New | Food Preparation | Natural Gas | Double Rack Oven | E5 |  | Codes & Standards Forecast | 0 | 0 | 0 | 0 | 0 | 0 | 0 | 0 | 0 | 0 | 0 | 0 | 0 | 0 | 0 | 0 | 0 | 0 | 0 | 0 | 0 | 0 | 0 | 0 | 0 | 0 | 0 | 0 | 0 | 0 | 0 | 0 | 0
Commercial_Miscellaneous_New_Food Preparation_Natural Gas_Double Rack Oven_E6_Codes & Standards Forecast | Commercial | Miscellaneous | New | Food Preparation | Natural Gas | Double Rack Oven | E6 |  | Codes & Standards Forecast | 0 | 0 | 0 | 0 | 0 | 0 | 0 | 0 | 0 | 0 | 0 | 0 | 0 | 0 | 0 | 0 | 0 | 0 | 0 | 0 | 0 | 0 | 0 | 0 | 0 | 0 | 0 | 0 | 0 | 0 | 0 | 0 | 0
Commercial_Miscellaneous_New_Food Preparation_Natural Gas_Double Rack Oven_E7_Codes & Standards Forecast | Commercial | Miscellaneous | New | Food Preparation | Natural Gas | Double Rack Oven | E7 |  | Codes & Standards Forecast | 0 | 0 | 0 | 0 | 0 | 0 | 0 | 0 | 0 | 0 | 0 | 0 | 0 | 0 | 0 | 0 | 0 | 0 | 0 | 0 | 0 | 0 | 0 | 0 | 0 | 0 | 0 | 0 | 0 | 0 | 0 | 0 | 0
Commercial_Miscellaneous_New_Food Preparation_Natural Gas_Double Rack Oven_E8_Codes & Standards Forecast | Commercial | Miscellaneous | New | Food Preparation | Natural Gas | Double Rack Oven | E8 |  | Codes & Standards Forecast | 0 | 0 | 0 | 0 | 0 | 0 | 0 | 0 | 0 | 0 | 0 | 0 | 0 | 0 | 0 | 0 | 0 | 0 | 0 | 0 | 0 | 0 | 0 | 0 | 0 | 0 | 0 | 0 | 0 | 0 | 0 | 0 | 0
Commercial_Miscellaneous_New_Food Preparation_Natural Gas_Double Rack Oven_E9_Codes & Standards Forecast | Commercial | Miscellaneous | New | Food Preparation | Natural Gas | Double Rack Oven | E9 |  | Codes & Standards Forecast | 0 | 0 | 0 | 0 | 0 | 0 | 0 | 0 | 0 | 0 | 0 | 0 | 0 | 0 | 0 | 0 | 0 | 0 | 0 | 0 | 0 | 0 | 0 | 0 | 0 | 0 | 0 | 0 | 0 | 0 | 0 | 0 | 0
Commercial_Miscellaneous_New_Food Preparation_Natural Gas_Double Rack Oven_E10_Codes & Standards Forecast | Commercial | Miscellaneous | New | Food Preparation | Natural Gas | Double Rack Oven | E10 |  | Codes & Standards Forecast | 0 | 0 | 0 | 0 | 0 | 0 | 0 | 0 | 0 | 0 | 0 | 0 | 0 | 0 | 0 | 0 | 0 | 0 | 0 | 0 | 0 | 0 | 0 | 0 | 0 | 0 | 0 | 0 | 0 | 0 | 0 | 0 | 0
Commercial_Miscellaneous_New_Food Preparation_Natural Gas_Fryer_E1_Codes & Standards Forecast | Commercial | Miscellaneous | New | Food Preparation | Natural Gas | Fryer | E1 |  | Codes & Standards Forecast | 0 | 221.4553 | 1068.1613 | 0 | 0 | 0 | 0 | 0 | 0 | 0 | 0 | 0 | 0 | 0 | 0 | 0 | 0 | 0 | 0 | 0 | 0 | 0 | 0 | 0 | 0 | 0 | 0 | 0 | 0 | 0 | 0 | 0 | 0
Commercial_Miscellaneous_New_Food Preparation_Natural Gas_Fryer_E2_Codes & Standards Forecast | Commercial | Miscellaneous | New | Food Preparation | Natural Gas | Fryer | E2 |  | Codes & Standards Forecast | 0 | 0 | 0 | 682.6299 | 816.1855 | 841.1538 | 845.3808 | 731.6743 | 721.4203 | 782.5973 | 999.3892 | 1080.4021 | 1164.837 | 1236.7049 | 1362.1356 | 1600.6188 | 1472.266 | 1497.6102 | 1518.1634 | 1545.9335 | 1572.0208 | 1647.4742 | 1749.7347 | 1920.23 | 1996.9922 | 2060.4106 | 2113.1213 | 2173.1742 | 2258.7856 | 2245.2621 | 2299.2093 | 2371.5261 | 2036.9297
Commercial_Miscellaneous_New_Food Preparation_Natural Gas_Fryer_E3_Codes & Standards Forecast | Commercial | Miscellaneous | New | Food Preparation | Natural Gas | Fryer | E3 |  | Codes & Standards Forecast | 0 | 0 | 0 | 0 | 0 | 0 | 0 | 0 | 0 | 0 | 0 | 0 | 0 | 0 | 0 | 0 | 0 | 0 | 0 | 0 | 0 | 0 | 0 | 0 | 0 | 0 | 0 | 0 | 0 | 0 | 0 | 0 | 0
Commercial_Miscellaneous_New_Food Preparation_Natural Gas_Fryer_E4_Codes & Standards Forecast | Commercial | Miscellaneous | New | Food Preparation | Natural Gas | Fryer | E4 |  | Codes & Standards Forecast | 0 | 0 | 0 | 0 | 0 | 0 | 0 | 0 | 0 | 0 | 0 | 0 | 0 | 0 | 0 | 0 | 0 | 0 | 0 | 0 | 0 | 0 | 0 | 0 | 0 | 0 | 0 | 0 | 0 | 0 | 0 | 0 | 0
Commercial_Miscellaneous_New_Food Preparation_Natural Gas_Fryer_E5_Codes & Standards Forecast | Commercial | Miscellaneous | New | Food Preparation | Natural Gas | Fryer | E5 |  | Codes & Standards Forecast | 0 | 0 | 0 | 0 | 0 | 0 | 0 | 0 | 0 | 0 | 0 | 0 | 0 | 0 | 0 | 0 | 0 | 0 | 0 | 0 | 0 | 0 | 0 | 0 | 0 | 0 | 0 | 0 | 0 | 0 | 0 | 0 | 0
Commercial_Miscellaneous_New_Food Preparation_Natural Gas_Fryer_E6_Codes & Standards Forecast | Commercial | Miscellaneous | New | Food Preparation | Natural Gas | Fryer | E6 |  | Codes & Standards Forecast | 0 | 0 | 0 | 0 | 0 | 0 | 0 | 0 | 0 | 0 | 0 | 0 | 0 | 0 | 0 | 0 | 0 | 0 | 0 | 0 | 0 | 0 | 0 | 0 | 0 | 0 | 0 | 0 | 0 | 0 | 0 | 0 | 0
Commercial_Miscellaneous_New_Food Preparation_Natural Gas_Fryer_E7_Codes & Standards Forecast | Commercial | Miscellaneous | New | Food Preparation | Natural Gas | Fryer | E7 |  | Codes & Standards Forecast | 0 | 0 | 0 | 0 | 0 | 0 | 0 | 0 | 0 | 0 | 0 | 0 | 0 | 0 | 0 | 0 | 0 | 0 | 0 | 0 | 0 | 0 | 0 | 0 | 0 | 0 | 0 | 0 | 0 | 0 | 0 | 0 | 0
Commercial_Miscellaneous_New_Food Preparation_Natural Gas_Fryer_E8_Codes & Standards Forecast | Commercial | Miscellaneous | New | Food Preparation | Natural Gas | Fryer | E8 |  | Codes & Standards Forecast | 0 | 0 | 0 | 0 | 0 | 0 | 0 | 0 | 0 | 0 | 0 | 0 | 0 | 0 | 0 | 0 | 0 | 0 | 0 | 0 | 0 | 0 | 0 | 0 | 0 | 0 | 0 | 0 | 0 | 0 | 0 | 0 | 0
Commercial_Miscellaneous_New_Food Preparation_Natural Gas_Fryer_E9_Codes & Standards Forecast | Commercial | Miscellaneous | New | Food Preparation | Natural Gas | Fryer | E9 |  | Codes & Standards Forecast | 0 | 0 | 0 | 0 | 0 | 0 | 0 | 0 | 0 | 0 | 0 | 0 | 0 | 0 | 0 | 0 | 0 | 0 | 0 | 0 | 0 | 0 | 0 | 0 | 0 | 0 | 0 | 0 | 0 | 0 | 0 | 0 | 0
Commercial_Miscellaneous_New_Food Preparation_Natural Gas_Fryer_E10_Codes & Standards Forecast | Commercial | Miscellaneous | New | Food Preparation | Natural Gas | Fryer | E10 |  | Codes & Standards Forecast | 0 | 0 | 0 | 0 | 0 | 0 | 0 | 0 | 0 | 0 | 0 | 0 | 0 | 0 | 0 | 0 | 0 | 0 | 0 | 0 | 0 | 0 | 0 | 0 | 0 | 0 | 0 | 0 | 0 | 0 | 0 | 0 | 0
Commercial_Miscellaneous_New_Food Preparation_Natural Gas_Broiler_E1_Codes & Standards Forecast | Commercial | Miscellaneous | New | Food Preparation | Natural Gas | Broiler | E1 |  | Codes & Standards Forecast | 0 | 2524.0987 | 12174.6655 | 7780.4639 | 9302.7011 | 9587.2844 | 9635.462 | 8339.4614 | 8222.5881 | 8415.0503 | 8552.0277 | 8487.0593 | 8859.1331 | 11079.2279 | 12079.4747 | 13149.6321 | 14130.3206 | 15354.9863 | 17777.1018 | 16016.074 | 16400.7218 | 16560.5943 | 16591.7165 | 16340.903 | 16911.9525 | 17604.8275 | 18371.8329 | 19109.1358 | 20089.4307 | 21831.8307 | 22599.623 | 23267.123 | 19140.0409
Commercial_Miscellaneous_New_Food Preparation_Natural Gas_Broiler_E2_Codes & Standards Forecast | Commercial | Miscellaneous | New | Food Preparation | Natural Gas | Broiler | E2 |  | Codes & Standards Forecast | 0 | 0 | 0 | 0 | 0 | 0 | 0 | 0 | 0 | 0 | 0 | 0 | 0 | 0 | 0 | 0 | 0 | 0 | 0 | 0 | 0 | 0 | 0 | 0 | 0 | 0 | 0 | 0 | 0 | 0 | 0 | 0 | 0
Commercial_Miscellaneous_New_Food Preparation_Natural Gas_Broiler_E3_Codes & Standards Forecast | Commercial | Miscellaneous | New | Food Preparation | Natural Gas | Broiler | E3 |  | Codes & Standards Forecast | 0 | 0 | 0 | 0 | 0 | 0 | 0 | 0 | 0 | 0 | 0 | 0 | 0 | 0 | 0 | 0 | 0 | 0 | 0 | 0 | 0 | 0 | 0 | 0 | 0 | 0 | 0 | 0 | 0 | 0 | 0 | 0 | 0
Commercial_Miscellaneous_New_Food Preparation_Natural Gas_Broiler_E4_Codes & Standards Forecast | Commercial | Miscellaneous | New | Food Preparation | Natural Gas | Broiler | E4 |  | Codes & Standards Forecast | 0 | 0 | 0 | 0 | 0 | 0 | 0 | 0 | 0 | 0 | 0 | 0 | 0 | 0 | 0 | 0 | 0 | 0 | 0 | 0 | 0 | 0 | 0 | 0 | 0 | 0 | 0 | 0 | 0 | 0 | 0 | 0 | 0
Commercial_Miscellaneous_New_Food Preparation_Natural Gas_Broiler_E5_Codes & Standards Forecast | Commercial | Miscellaneous | New | Food Preparation | Natural Gas | Broiler | E5 |  | Codes & Standards Forecast | 0 | 0 | 0 | 0 | 0 | 0 | 0 | 0 | 0 | 0 | 0 | 0 | 0 | 0 | 0 | 0 | 0 | 0 | 0 | 0 | 0 | 0 | 0 | 0 | 0 | 0 | 0 | 0 | 0 | 0 | 0 | 0 | 0
Commercial_Miscellaneous_New_Food Preparation_Natural Gas_Broiler_E6_Codes & Standards Forecast | Commercial | Miscellaneous | New | Food Preparation | Natural Gas | Broiler | E6 |  | Codes & Standards Forecast | 0 | 0 | 0 | 0 | 0 | 0 | 0 | 0 | 0 | 0 | 0 | 0 | 0 | 0 | 0 | 0 | 0 | 0 | 0 | 0 | 0 | 0 | 0 | 0 | 0 | 0 | 0 | 0 | 0 | 0 | 0 | 0 | 0
Commercial_Miscellaneous_New_Food Preparation_Natural Gas_Broiler_E7_Codes & Standards Forecast | Commercial | Miscellaneous | New | Food Preparation | Natural Gas | Broiler | E7 |  | Codes & Standards Forecast | 0 | 0 | 0 | 0 | 0 | 0 | 0 | 0 | 0 | 0 | 0 | 0 | 0 | 0 | 0 | 0 | 0 | 0 | 0 | 0 | 0 | 0 | 0 | 0 | 0 | 0 | 0 | 0 | 0 | 0 | 0 | 0 | 0
Commercial_Miscellaneous_New_Food Preparation_Natural Gas_Broiler_E8_Codes & Standards Forecast | Commercial | Miscellaneous | New | Food Preparation | Natural Gas | Broiler | E8 |  | Codes & Standards Forecast | 0 | 0 | 0 | 0 | 0 | 0 | 0 | 0 | 0 | 0 | 0 | 0 | 0 | 0 | 0 | 0 | 0 | 0 | 0 | 0 | 0 | 0 | 0 | 0 | 0 | 0 | 0 | 0 | 0 | 0 | 0 | 0 | 0
Commercial_Miscellaneous_New_Food Preparation_Natural Gas_Broiler_E9_Codes & Standards Forecast | Commercial | Miscellaneous | New | Food Preparation | Natural Gas | Broiler | E9 |  | Codes & Standards Forecast | 0 | 0 | 0 | 0 | 0 | 0 | 0 | 0 | 0 | 0 | 0 | 0 | 0 | 0 | 0 | 0 | 0 | 0 | 0 | 0 | 0 | 0 | 0 | 0 | 0 | 0 | 0 | 0 | 0 | 0 | 0 | 0 | 0
Commercial_Miscellaneous_New_Food Preparation_Natural Gas_Broiler_E10_Codes & Standards Forecast | Commercial | Miscellaneous | New | Food Preparation | Natural Gas | Broiler | E10 |  | Codes & Standards Forecast | 0 | 0 | 0 | 0 | 0 | 0 | 0 | 0 | 0 | 0 | 0 | 0 | 0 | 0 | 0 | 0 | 0 | 0 | 0 | 0 | 0 | 0 | 0 | 0 | 0 | 0 | 0 | 0 | 0 | 0 | 0 | 0 | 0
Commercial_Miscellaneous_New_Food Preparation_Natural Gas_Griddle_E1_Codes & Standards Forecast | Commercial | Miscellaneous | New | Food Preparation | Natural Gas | Griddle | E1 |  | Codes & Standards Forecast | 0 | 2799.6876 | 13503.9329 | 0 | 0 | 0 | 0 | 0 | 0 | 0 | 0 | 0 | 0 | 0 | 0 | 0 | 0 | 0 | 0 | 0 | 0 | 0 | 0 | 0 | 0 | 0 | 0 | 0 | 0 | 0 | 0 | 0 | 0
Commercial_Miscellaneous_New_Food Preparation_Natural Gas_Griddle_E2_Codes & Standards Forecast | Commercial | Miscellaneous | New | Food Preparation | Natural Gas | Griddle | E2 |  | Codes & Standards Forecast | 0 | 0 | 0 | 8629.9589 | 10318.3986 | 10634.0536 | 10687.4914 | 9249.9894 | 9120.3556 | 9333.8314 | 9485.7643 | 9413.7026 | 9826.4006 | 12288.8921 | 13398.3489 | 14585.3494 | 15673.1125 | 17031.4909 | 19718.0604 | 17764.7583 | 18191.403 | 18368.7309 | 18403.2512 | 18125.053 | 18758.4515 | 19526.9768 | 20377.7262 | 21195.53 | 22282.8566 | 24215.4971 | 25067.1194 | 25807.4991 | 21229.8094
Commercial_Miscellaneous_New_Food Preparation_Natural Gas_Griddle_E3_Codes & Standards Forecast | Commercial | Miscellaneous | New | Food Preparation | Natural Gas | Griddle | E3 |  | Codes & Standards Forecast | 0 | 0 | 0 | 0 | 0 | 0 | 0 | 0 | 0 | 0 | 0 | 0 | 0 | 0 | 0 | 0 | 0 | 0 | 0 | 0 | 0 | 0 | 0 | 0 | 0 | 0 | 0 | 0 | 0 | 0 | 0 | 0 | 0
Commercial_Miscellaneous_New_Food Preparation_Natural Gas_Griddle_E4_Codes & Standards Forecast | Commercial | Miscellaneous | New | Food Preparation | Natural Gas | Griddle | E4 |  | Codes & Standards Forecast | 0 | 0 | 0 | 0 | 0 | 0 | 0 | 0 | 0 | 0 | 0 | 0 | 0 | 0 | 0 | 0 | 0 | 0 | 0 | 0 | 0 | 0 | 0 | 0 | 0 | 0 | 0 | 0 | 0 | 0 | 0 | 0 | 0
Commercial_Miscellaneous_New_Food Preparation_Natural Gas_Griddle_E5_Codes & Standards Forecast | Commercial | Miscellaneous | New | Food Preparation | Natural Gas | Griddle | E5 |  | Codes & Standards Forecast | 0 | 0 | 0 | 0 | 0 | 0 | 0 | 0 | 0 | 0 | 0 | 0 | 0 | 0 | 0 | 0 | 0 | 0 | 0 | 0 | 0 | 0 | 0 | 0 | 0 | 0 | 0 | 0 | 0 | 0 | 0 | 0 | 0
Commercial_Miscellaneous_New_Food Preparation_Natural Gas_Griddle_E6_Codes & Standards Forecast | Commercial | Miscellaneous | New | Food Preparation | Natural Gas | Griddle | E6 |  | Codes & Standards Forecast | 0 | 0 | 0 | 0 | 0 | 0 | 0 | 0 | 0 | 0 | 0 | 0 | 0 | 0 | 0 | 0 | 0 | 0 | 0 | 0 | 0 | 0 | 0 | 0 | 0 | 0 | 0 | 0 | 0 | 0 | 0 | 0 | 0
Commercial_Miscellaneous_New_Food Preparation_Natural Gas_Griddle_E7_Codes & Standards Forecast | Commercial | Miscellaneous | New | Food Preparation | Natural Gas | Griddle | E7 |  | Codes & Standards Forecast | 0 | 0 | 0 | 0 | 0 | 0 | 0 | 0 | 0 | 0 | 0 | 0 | 0 | 0 | 0 | 0 | 0 | 0 | 0 | 0 | 0 | 0 | 0 | 0 | 0 | 0 | 0 | 0 | 0 | 0 | 0 | 0 | 0
Commercial_Miscellaneous_New_Food Preparation_Natural Gas_Griddle_E8_Codes & Standards Forecast | Commercial | Miscellaneous | New | Food Preparation | Natural Gas | Griddle | E8 |  | Codes & Standards Forecast | 0 | 0 | 0 | 0 | 0 | 0 | 0 | 0 | 0 | 0 | 0 | 0 | 0 | 0 | 0 | 0 | 0 | 0 | 0 | 0 | 0 | 0 | 0 | 0 | 0 | 0 | 0 | 0 | 0 | 0 | 0 | 0 | 0
Commercial_Miscellaneous_New_Food Preparation_Natural Gas_Griddle_E9_Codes & Standards Forecast | Commercial | Miscellaneous | New | Food Preparation | Natural Gas | Griddle | E9 |  | Codes & Standards Forecast | 0 | 0 | 0 | 0 | 0 | 0 | 0 | 0 | 0 | 0 | 0 | 0 | 0 | 0 | 0 | 0 | 0 | 0 | 0 | 0 | 0 | 0 | 0 | 0 | 0 | 0 | 0 | 0 | 0 | 0 | 0 | 0 | 0
Commercial_Miscellaneous_New_Food Preparation_Natural Gas_Griddle_E10_Codes & Standards Forecast | Commercial | Miscellaneous | New | Food Preparation | Natural Gas | Griddle | E10 |  | Codes & Standards Forecast | 0 | 0 | 0 | 0 | 0 | 0 | 0 | 0 | 0 | 0 | 0 | 0 | 0 | 0 | 0 | 0 | 0 | 0 | 0 | 0 | 0 | 0 | 0 | 0 | 0 | 0 | 0 | 0 | 0 | 0 | 0 | 0 | 0
Commercial_Miscellaneous_New_Food Preparation_Natural Gas_Range_E1_Codes & Standards Forecast | Commercial | Miscellaneous | New | Food Preparation | Natural Gas | Range | E1 |  | Codes & Standards Forecast | 0 | 3112.3822 | 15012.1753 | 9593.8315 | 11470.8515 | 11821.7617 | 11881.1679 | 10283.1126 | 10139.0001 | 10376.3188 | 11167.6975 | 13965.527 | 15020.5254 | 16230.4612 | 17395.6115 | 19112.9801 | 22554.243 | 20453.5024 | 20527.4081 | 20352.6471 | 20947.5569 | 21383.9672 | 22329.3321 | 23421.4087 | 24806.6979 | 27073.5442 | 28026.3002 | 28819.8568 | 29446.175 | 30197.7701 | 31394.7776 | 31036.877 | 25781.1102
Commercial_Miscellaneous_New_Food Preparation_Natural Gas_Range_E2_Codes & Standards Forecast | Commercial | Miscellaneous | New | Food Preparation | Natural Gas | Range | E2 |  | Codes & Standards Forecast | 0 | 0 | 0 | 0 | 0 | 0 | 0 | 0 | 0 | 0 | 0 | 0 | 0 | 0 | 0 | 0 | 0 | 0 | 0 | 0 | 0 | 0 | 0 | 0 | 0 | 0 | 0 | 0 | 0 | 0 | 0 | 0 | 0
Commercial_Miscellaneous_New_Food Preparation_Natural Gas_Range_E3_Codes & Standards Forecast | Commercial | Miscellaneous | New | Food Preparation | Natural Gas | Range | E3 |  | Codes & Standards Forecast | 0 | 0 | 0 | 0 | 0 | 0 | 0 | 0 | 0 | 0 | 0 | 0 | 0 | 0 | 0 | 0 | 0 | 0 | 0 | 0 | 0 | 0 | 0 | 0 | 0 | 0 | 0 | 0 | 0 | 0 | 0 | 0 | 0
Commercial_Miscellaneous_New_Food Preparation_Natural Gas_Range_E4_Codes & Standards Forecast | Commercial | Miscellaneous | New | Food Preparation | Natural Gas | Range | E4 |  | Codes & Standards Forecast | 0 | 0 | 0 | 0 | 0 | 0 | 0 | 0 | 0 | 0 | 0 | 0 | 0 | 0 | 0 | 0 | 0 | 0 | 0 | 0 | 0 | 0 | 0 | 0 | 0 | 0 | 0 | 0 | 0 | 0 | 0 | 0 | 0
Commercial_Miscellaneous_New_Food Preparation_Natural Gas_Range_E5_Codes & Standards Forecast | Commercial | Miscellaneous | New | Food Preparation | Natural Gas | Range | E5 |  | Codes & Standards Forecast | 0 | 0 | 0 | 0 | 0 | 0 | 0 | 0 | 0 | 0 | 0 | 0 | 0 | 0 | 0 | 0 | 0 | 0 | 0 | 0 | 0 | 0 | 0 | 0 | 0 | 0 | 0 | 0 | 0 | 0 | 0 | 0 | 0
Commercial_Miscellaneous_New_Food Preparation_Natural Gas_Range_E6_Codes & Standards Forecast | Commercial | Miscellaneous | New | Food Preparation | Natural Gas | Range | E6 |  | Codes & Standards Forecast | 0 | 0 | 0 | 0 | 0 | 0 | 0 | 0 | 0 | 0 | 0 | 0 | 0 | 0 | 0 | 0 | 0 | 0 | 0 | 0 | 0 | 0 | 0 | 0 | 0 | 0 | 0 | 0 | 0 | 0 | 0 | 0 | 0
Commercial_Miscellaneous_New_Food Preparation_Natural Gas_Range_E7_Codes & Standards Forecast | Commercial | Miscellaneous | New | Food Preparation | Natural Gas | Range | E7 |  | Codes & Standards Forecast | 0 | 0 | 0 | 0 | 0 | 0 | 0 | 0 | 0 | 0 | 0 | 0 | 0 | 0 | 0 | 0 | 0 | 0 | 0 | 0 | 0 | 0 | 0 | 0 | 0 | 0 | 0 | 0 | 0 | 0 | 0 | 0 | 0
Commercial_Miscellaneous_New_Food Preparation_Natural Gas_Range_E8_Codes & Standards Forecast | Commercial | Miscellaneous | New | Food Preparation | Natural Gas | Range | E8 |  | Codes & Standards Forecast | 0 | 0 | 0 | 0 | 0 | 0 | 0 | 0 | 0 | 0 | 0 | 0 | 0 | 0 | 0 | 0 | 0 | 0 | 0 | 0 | 0 | 0 | 0 | 0 | 0 | 0 | 0 | 0 | 0 | 0 | 0 | 0 | 0
Commercial_Miscellaneous_New_Food Preparation_Natural Gas_Range_E9_Codes & Standards Forecast | Commercial | Miscellaneous | New | Food Preparation | Natural Gas | Range | E9 |  | Codes & Standards Forecast | 0 | 0 | 0 | 0 | 0 | 0 | 0 | 0 | 0 | 0 | 0 | 0 | 0 | 0 | 0 | 0 | 0 | 0 | 0 | 0 | 0 | 0 | 0 | 0 | 0 | 0 | 0 | 0 | 0 | 0 | 0 | 0 | 0
Commercial_Miscellaneous_New_Food Preparation_Natural Gas_Range_E10_Codes & Standards Forecast | Commercial | Miscellaneous | New | Food Preparation | Natural Gas | Range | E10 |  | Codes & Standards Forecast | 0 | 0 | 0 | 0 | 0 | 0 | 0 | 0 | 0 | 0 | 0 | 0 | 0 | 0 | 0 | 0 | 0 | 0 | 0 | 0 | 0 | 0 | 0 | 0 | 0 | 0 | 0 | 0 | 0 | 0 | 0 | 0 | 0
Commercial_Miscellaneous_New_Food Preparation_Natural Gas_Steamer_E1_Codes & Standards Forecast | Commercial | Miscellaneous | New | Food Preparation | Natural Gas | Steamer | E1 |  | Codes & Standards Forecast | 0 | 109.6768 | 529.0119 | 0 | 0 | 0 | 0 | 0 | 0 | 0 | 0 | 0 | 0 | 0 | 0 | 0 | 0 | 0 | 0 | 0 | 0 | 0 | 0 | 0 | 0 | 0 | 0 | 0 | 0 | 0 | 0 | 0 | 0
Commercial_Miscellaneous_New_Food Preparation_Natural Gas_Steamer_E2_Codes & Standards Forecast | Commercial | Miscellaneous | New | Food Preparation | Natural Gas | Steamer | E2 |  | Codes & Standards Forecast | 0 | 0 | 0 | 338.0757 | 404.2197 | 416.5854 | 418.6788 | 362.3651 | 357.2868 | 365.6496 | 383.7879 | 438.3899 | 462.4512 | 491.3675 | 523.3607 | 550.4871 | 571.3782 | 579.1536 | 580.5018 | 619.0084 | 764.4937 | 715.0255 | 751.8983 | 771.3795 | 789.0369 | 786.7818 | 801.907 | 818.6731 | 842.1893 | 889.8851 | 919.3048 | 948.992 | 775.567
Commercial_Miscellaneous_New_Food Preparation_Natural Gas_Steamer_E3_Codes & Standards Forecast | Commercial | Miscellaneous | New | Food Preparation | Natural Gas | Steamer | E3 |  | Codes & Standards Forecast | 0 | 0 | 0 | 0 | 0 | 0 | 0 | 0 | 0 | 0 | 0 | 0 | 0 | 0 | 0 | 0 | 0 | 0 | 0 | 0 | 0 | 0 | 0 | 0 | 0 | 0 | 0 | 0 | 0 | 0 | 0 | 0 | 0
Commercial_Miscellaneous_New_Food Preparation_Natural Gas_Steamer_E4_Codes & Standards Forecast | Commercial | Miscellaneous | New | Food Preparation | Natural Gas | Steamer | E4 |  | Codes & Standards Forecast | 0 | 0 | 0 | 0 | 0 | 0 | 0 | 0 | 0 | 0 | 0 | 0 | 0 | 0 | 0 | 0 | 0 | 0 | 0 | 0 | 0 | 0 | 0 | 0 | 0 | 0 | 0 | 0 | 0 | 0 | 0 | 0 | 0
Commercial_Miscellaneous_New_Food Preparation_Natural Gas_Steamer_E5_Codes & Standards Forecast | Commercial | Miscellaneous | New | Food Preparation | Natural Gas | Steamer | E5 |  | Codes & Standards Forecast | 0 | 0 | 0 | 0 | 0 | 0 | 0 | 0 | 0 | 0 | 0 | 0 | 0 | 0 | 0 | 0 | 0 | 0 | 0 | 0 | 0 | 0 | 0 | 0 | 0 | 0 | 0 | 0 | 0 | 0 | 0 | 0 | 0
Commercial_Miscellaneous_New_Food Preparation_Natural Gas_Steamer_E6_Codes & Standards Forecast | Commercial | Miscellaneous | New | Food Preparation | Natural Gas | Steamer | E6 |  | Codes & Standards Forecast | 0 | 0 | 0 | 0 | 0 | 0 | 0 | 0 | 0 | 0 | 0 | 0 | 0 | 0 | 0 | 0 | 0 | 0 | 0 | 0 | 0 | 0 | 0 | 0 | 0 | 0 | 0 | 0 | 0 | 0 | 0 | 0 | 0
Commercial_Miscellaneous_New_Food Preparation_Natural Gas_Steamer_E7_Codes & Standards Forecast | Commercial | Miscellaneous | New | Food Preparation | Natural Gas | Steamer | E7 |  | Codes & Standards Forecast | 0 | 0 | 0 | 0 | 0 | 0 | 0 | 0 | 0 | 0 | 0 | 0 | 0 | 0 | 0 | 0 | 0 | 0 | 0 | 0 | 0 | 0 | 0 | 0 | 0 | 0 | 0 | 0 | 0 | 0 | 0 | 0 | 0
Commercial_Miscellaneous_New_Food Preparation_Natural Gas_Steamer_E8_Codes & Standards Forecast | Commercial | Miscellaneous | New | Food Preparation | Natural Gas | Steamer | E8 |  | Codes & Standards Forecast | 0 | 0 | 0 | 0 | 0 | 0 | 0 | 0 | 0 | 0 | 0 | 0 | 0 | 0 | 0 | 0 | 0 | 0 | 0 | 0 | 0 | 0 | 0 | 0 | 0 | 0 | 0 | 0 | 0 | 0 | 0 | 0 | 0
Commercial_Miscellaneous_New_Food Preparation_Natural Gas_Steamer_E9_Codes & Standards Forecast | Commercial | Miscellaneous | New | Food Preparation | Natural Gas | Steamer | E9 |  | Codes & Standards Forecast | 0 | 0 | 0 | 0 | 0 | 0 | 0 | 0 | 0 | 0 | 0 | 0 | 0 | 0 | 0 | 0 | 0 | 0 | 0 | 0 | 0 | 0 | 0 | 0 | 0 | 0 | 0 | 0 | 0 | 0 | 0 | 0 | 0
Commercial_Miscellaneous_New_Food Preparation_Natural Gas_Steamer_E10_Codes & Standards Forecast | Commercial | Miscellaneous | New | Food Preparation | Natural Gas | Steamer | E10 |  | Codes & Standards Forecast | 0 | 0 | 0 | 0 | 0 | 0 | 0 | 0 | 0 | 0 | 0 | 0 | 0 | 0 | 0 | 0 | 0 | 0 | 0 | 0 | 0 | 0 | 0 | 0 | 0 | 0 | 0 | 0 | 0 | 0 | 0 | 0 | 0
Commercial_Miscellaneous_New_Food Preparation_Natural Gas_Food Prep Other_E1_Codes & Standards Forecast | Commercial | Miscellaneous | New | Food Preparation | Natural Gas | Food Prep Other | E1 |  | Codes & Standards Forecast | 0 | 0 | 0 | 0 | 0 | 0 | 0 | 0 | 0 | 0 | 0 | 0 | 0 | 0 | 0 | 0 | 0 | 0 | 0 | 0 | 0 | 0 | 0 | 0 | 0 | 0 | 0 | 0 | 0 | 0 | 0 | 0 | 0
Commercial_Miscellaneous_New_Food Preparation_Natural Gas_Food Prep Other_E2_Codes & Standards Forecast | Commercial | Miscellaneous | New | Food Preparation | Natural Gas | Food Prep Other | E2 |  | Codes & Standards Forecast | 0 | 0 | 0 | 0 | 0 | 0 | 0 | 0 | 0 | 0 | 0 | 0 | 0 | 0 | 0 | 0 | 0 | 0 | 0 | 0 | 0 | 0 | 0 | 0 | 0 | 0 | 0 | 0 | 0 | 0 | 0 | 0 | 0
Commercial_Miscellaneous_New_Food Preparation_Natural Gas_Food Prep Other_E3_Codes & Standards Forecast | Commercial | Miscellaneous | New | Food Preparation | Natural Gas | Food Prep Other | E3 |  | Codes & Standards Forecast | 0 | 0 | 0 | 0 | 0 | 0 | 0 | 0 | 0 | 0 | 0 | 0 | 0 | 0 | 0 | 0 | 0 | 0 | 0 | 0 | 0 | 0 | 0 | 0 | 0 | 0 | 0 | 0 | 0 | 0 | 0 | 0 | 0
Commercial_Miscellaneous_New_Food Preparation_Natural Gas_Food Prep Other_E4_Codes & Standards Forecast | Commercial | Miscellaneous | New | Food Preparation | Natural Gas | Food Prep Other | E4 |  | Codes & Standards Forecast | 0 | 0 | 0 | 0 | 0 | 0 | 0 | 0 | 0 | 0 | 0 | 0 | 0 | 0 | 0 | 0 | 0 | 0 | 0 | 0 | 0 | 0 | 0 | 0 | 0 | 0 | 0 | 0 | 0 | 0 | 0 | 0 | 0
Commercial_Miscellaneous_New_Food Preparation_Natural Gas_Food Prep Other_E5_Codes & Standards Forecast | Commercial | Miscellaneous | New | Food Preparation | Natural Gas | Food Prep Other | E5 |  | Codes & Standards Forecast | 0 | 0 | 0 | 0 | 0 | 0 | 0 | 0 | 0 | 0 | 0 | 0 | 0 | 0 | 0 | 0 | 0 | 0 | 0 | 0 | 0 | 0 | 0 | 0 | 0 | 0 | 0 | 0 | 0 | 0 | 0 | 0 | 0
Commercial_Miscellaneous_New_Food Preparation_Natural Gas_Food Prep Other_E6_Codes & Standards Forecast | Commercial | Miscellaneous | New | Food Preparation | Natural Gas | Food Prep Other | E6 |  | Codes & Standards Forecast | 0 | 0 | 0 | 0 | 0 | 0 | 0 | 0 | 0 | 0 | 0 | 0 | 0 | 0 | 0 | 0 | 0 | 0 | 0 | 0 | 0 | 0 | 0 | 0 | 0 | 0 | 0 | 0 | 0 | 0 | 0 | 0 | 0
Commercial_Miscellaneous_New_Food Preparation_Natural Gas_Food Prep Other_E7_Codes & Standards Forecast | Commercial | Miscellaneous | New | Food Preparation | Natural Gas | Food Prep Other | E7 |  | Codes & Standards Forecast | 0 | 0 | 0 | 0 | 0 | 0 | 0 | 0 | 0 | 0 | 0 | 0 | 0 | 0 | 0 | 0 | 0 | 0 | 0 | 0 | 0 | 0 | 0 | 0 | 0 | 0 | 0 | 0 | 0 | 0 | 0 | 0 | 0
Commercial_Miscellaneous_New_Food Preparation_Natural Gas_Food Prep Other_E8_Codes & Standards Forecast | Commercial | Miscellaneous | New | Food Preparation | Natural Gas | Food Prep Other | E8 |  | Codes & Standards Forecast | 0 | 0 | 0 | 0 | 0 | 0 | 0 | 0 | 0 | 0 | 0 | 0 | 0 | 0 | 0 | 0 | 0 | 0 | 0 | 0 | 0 | 0 | 0 | 0 | 0 | 0 | 0 | 0 | 0 | 0 | 0 | 0 | 0
Commercial_Miscellaneous_New_Food Preparation_Natural Gas_Food Prep Other_E9_Codes & Standards Forecast | Commercial | Miscellaneous | New | Food Preparation | Natural Gas | Food Prep Other | E9 |  | Codes & Standards Forecast | 0 | 0 | 0 | 0 | 0 | 0 | 0 | 0 | 0 | 0 | 0 | 0 | 0 | 0 | 0 | 0 | 0 | 0 | 0 | 0 | 0 | 0 | 0 | 0 | 0 | 0 | 0 | 0 | 0 | 0 | 0 | 0 | 0
Commercial_Miscellaneous_New_Food Preparation_Natural Gas_Food Prep Other_E10_Codes & Standards Forecast | Commercial | Miscellaneous | New | Food Preparation | Natural Gas | Food Prep Other | E10 |  | Codes & Standards Forecast | 0 | 0 | 0 | 0 | 0 | 0 | 0 | 0 | 0 | 0 | 0 | 0 | 0 | 0 | 0 | 0 | 0 | 0 | 0 | 0 | 0 | 0 | 0 | 0 | 0 | 0 | 0 | 0 | 0 | 0 | 0 | 0 | 0
Commercial_Miscellaneous_New_Miscellaneous_Natural Gas_Pool Heater_E1_Codes & Standards Forecast | Commercial | Miscellaneous | New | Miscellaneous | Natural Gas | Pool Heater | E1 |  | Codes & Standards Forecast | 0 | 0 | 0 | 0 | 0 | 0 | 0 | 0 | 0 | 0 | 0 | 0 | 0 | 0 | 0 | 0 | 0 | 0 | 0 | 0 | 0 | 0 | 0 | 0 | 0 | 0 | 0 | 0 | 0 | 0 | 0 | 0 | 0
Commercial_Miscellaneous_New_Miscellaneous_Natural Gas_Pool Heater_E2_Codes & Standards Forecast | Commercial | Miscellaneous | New | Miscellaneous | Natural Gas | Pool Heater | E2 |  | Codes & Standards Forecast | 0 | 0 | 0 | 0 | 0 | 0 | 0 | 0 | 0 | 0 | 0 | 0 | 0 | 0 | 0 | 0 | 0 | 0 | 0 | 0 | 0 | 0 | 0 | 0 | 0 | 0 | 0 | 0 | 0 | 0 | 0 | 0 | 0
Commercial_Miscellaneous_New_Miscellaneous_Natural Gas_Pool Heater_E3_Codes & Standards Forecast | Commercial | Miscellaneous | New | Miscellaneous | Natural Gas | Pool Heater | E3 |  | Codes & Standards Forecast | 0 | 0 | 0 | 0 | 0 | 0 | 0 | 0 | 0 | 0 | 0 | 0 | 0 | 0 | 0 | 0 | 0 | 0 | 0 | 0 | 0 | 0 | 0 | 0 | 0 | 0 | 0 | 0 | 0 | 0 | 0 | 0 | 0
Commercial_Miscellaneous_New_Miscellaneous_Natural Gas_Pool Heater_E4_Codes & Standards Forecast | Commercial | Miscellaneous | New | Miscellaneous | Natural Gas | Pool Heater | E4 |  | Codes & Standards Forecast | 0 | 0 | 0 | 0 | 0 | 0 | 0 | 0 | 0 | 0 | 0 | 0 | 0 | 0 | 0 | 0 | 0 | 0 | 0 | 0 | 0 | 0 | 0 | 0 | 0 | 0 | 0 | 0 | 0 | 0 | 0 | 0 | 0
Commercial_Miscellaneous_New_Miscellaneous_Natural Gas_Pool Heater_E5_Codes & Standards Forecast | Commercial | Miscellaneous | New | Miscellaneous | Natural Gas | Pool Heater | E5 |  | Codes & Standards Forecast | 0 | 0 | 0 | 0 | 0 | 0 | 0 | 0 | 0 | 0 | 0 | 0 | 0 | 0 | 0 | 0 | 0 | 0 | 0 | 0 | 0 | 0 | 0 | 0 | 0 | 0 | 0 | 0 | 0 | 0 | 0 | 0 | 0
Commercial_Miscellaneous_New_Miscellaneous_Natural Gas_Pool Heater_E6_Codes & Standards Forecast | Commercial | Miscellaneous | New | Miscellaneous | Natural Gas | Pool Heater | E6 |  | Codes & Standards Forecast | 0 | 0 | 0 | 0 | 0 | 0 | 0 | 0 | 0 | 0 | 0 | 0 | 0 | 0 | 0 | 0 | 0 | 0 | 0 | 0 | 0 | 0 | 0 | 0 | 0 | 0 | 0 | 0 | 0 | 0 | 0 | 0 | 0
Commercial_Miscellaneous_New_Miscellaneous_Natural Gas_Pool Heater_E7_Codes & Standards Forecast | Commercial | Miscellaneous | New | Miscellaneous | Natural Gas | Pool Heater | E7 |  | Codes & Standards Forecast | 0 | 0 | 0 | 0 | 0 | 0 | 0 | 0 | 0 | 0 | 0 | 0 | 0 | 0 | 0 | 0 | 0 | 0 | 0 | 0 | 0 | 0 | 0 | 0 | 0 | 0 | 0 | 0 | 0 | 0 | 0 | 0 | 0
Commercial_Miscellaneous_New_Miscellaneous_Natural Gas_Pool Heater_E8_Codes & Standards Forecast | Commercial | Miscellaneous | New | Miscellaneous | Natural Gas | Pool Heater | E8 |  | Codes & Standards Forecast | 0 | 0 | 0 | 0 | 0 | 0 | 0 | 0 | 0 | 0 | 0 | 0 | 0 | 0 | 0 | 0 | 0 | 0 | 0 | 0 | 0 | 0 | 0 | 0 | 0 | 0 | 0 | 0 | 0 | 0 | 0 | 0 | 0
Commercial_Miscellaneous_New_Miscellaneous_Natural Gas_Pool Heater_E9_Codes & Standards Forecast | Commercial | Miscellaneous | New | Miscellaneous | Natural Gas | Pool Heater | E9 |  | Codes & Standards Forecast | 0 | 0 | 0 | 0 | 0 | 0 | 0 | 0 | 0 | 0 | 0 | 0 | 0 | 0 | 0 | 0 | 0 | 0 | 0 | 0 | 0 | 0 | 0 | 0 | 0 | 0 | 0 | 0 | 0 | 0 | 0 | 0 | 0
Commercial_Miscellaneous_New_Miscellaneous_Natural Gas_Pool Heater_E10_Codes & Standards Forecast | Commercial | Miscellaneous | New | Miscellaneous | Natural Gas | Pool Heater | E10 |  | Codes & Standards Forecast | 0 | 0 | 0 | 0 | 0 | 0 | 0 | 0 | 0 | 0 | 0 | 0 | 0 | 0 | 0 | 0 | 0 | 0 | 0 | 0 | 0 | 0 | 0 | 0 | 0 | 0 | 0 | 0 | 0 | 0 | 0 | 0 | 0
Commercial_Miscellaneous_New_Miscellaneous_Natural Gas_Miscellaneous_E1_Codes & Standards Forecast | Commercial | Miscellaneous | New | Miscellaneous | Natural Gas | Miscellaneous | E1 |  | Codes & Standards Forecast | 0 | 15584.5502 | 75170.0734 | 48038.9417 | 59664.0593 | 71841.6926 | 77195.1628 | 75187.7135 | 81343.8653 | 89192.1922 | 95459.7306 | 105125.9731 | 126876.7269 | 121149.5067 | 129589.4621 | 139874.8012 | 146310.8354 | 149444.1786 | 155017.3705 | 161359.6688 | 168130.9931 | 176641.3109 | 188174.4775 | 191000.0694 | 198851.2007 | 207457.7659 | 214190.6869 | 219989.7162 | 227089.8961 | 234283.1498 | 241679.1701 | 249259.2196 | 228831.1197
Commercial_Miscellaneous_New_Miscellaneous_Natural Gas_Miscellaneous_E2_Codes & Standards Forecast | Commercial | Miscellaneous | New | Miscellaneous | Natural Gas | Miscellaneous | E2 |  | Codes & Standards Forecast | 0 | 0 | 0 | 0 | 0 | 0 | 0 | 0 | 0 | 0 | 0 | 0 | 0 | 0 | 0 | 0 | 0 | 0 | 0 | 0 | 0 | 0 | 0 | 0 | 0 | 0 | 0 | 0 | 0 | 0 | 0 | 0 | 0
Commercial_Miscellaneous_New_Miscellaneous_Natural Gas_Miscellaneous_E3_Codes & Standards Forecast | Commercial | Miscellaneous | New | Miscellaneous | Natural Gas | Miscellaneous | E3 |  | Codes & Standards Forecast | 0 | 0 | 0 | 0 | 0 | 0 | 0 | 0 | 0 | 0 | 0 | 0 | 0 | 0 | 0 | 0 | 0 | 0 | 0 | 0 | 0 | 0 | 0 | 0 | 0 | 0 | 0 | 0 | 0 | 0 | 0 | 0 | 0
Commercial_Miscellaneous_New_Miscellaneous_Natural Gas_Miscellaneous_E4_Codes & Standards Forecast | Commercial | Miscellaneous | New | Miscellaneous | Natural Gas | Miscellaneous | E4 |  | Codes & Standards Forecast | 0 | 0 | 0 | 0 | 0 | 0 | 0 | 0 | 0 | 0 | 0 | 0 | 0 | 0 | 0 | 0 | 0 | 0 | 0 | 0 | 0 | 0 | 0 | 0 | 0 | 0 | 0 | 0 | 0 | 0 | 0 | 0 | 0
Commercial_Miscellaneous_New_Miscellaneous_Natural Gas_Miscellaneous_E5_Codes & Standards Forecast | Commercial | Miscellaneous | New | Miscellaneous | Natural Gas | Miscellaneous | E5 |  | Codes & Standards Forecast | 0 | 0 | 0 | 0 | 0 | 0 | 0 | 0 | 0 | 0 | 0 | 0 | 0 | 0 | 0 | 0 | 0 | 0 | 0 | 0 | 0 | 0 | 0 | 0 | 0 | 0 | 0 | 0 | 0 | 0 | 0 | 0 | 0
Commercial_Miscellaneous_New_Miscellaneous_Natural Gas_Miscellaneous_E6_Codes & Standards Forecast | Commercial | Miscellaneous | New | Miscellaneous | Natural Gas | Miscellaneous | E6 |  | Codes & Standards Forecast | 0 | 0 | 0 | 0 | 0 | 0 | 0 | 0 | 0 | 0 | 0 | 0 | 0 | 0 | 0 | 0 | 0 | 0 | 0 | 0 | 0 | 0 | 0 | 0 | 0 | 0 | 0 | 0 | 0 | 0 | 0 | 0 | 0
Commercial_Miscellaneous_New_Miscellaneous_Natural Gas_Miscellaneous_E7_Codes & Standards Forecast | Commercial | Miscellaneous | New | Miscellaneous | Natural Gas | Miscellaneous | E7 |  | Codes & Standards Forecast | 0 | 0 | 0 | 0 | 0 | 0 | 0 | 0 | 0 | 0 | 0 | 0 | 0 | 0 | 0 | 0 | 0 | 0 | 0 | 0 | 0 | 0 | 0 | 0 | 0 | 0 | 0 | 0 | 0 | 0 | 0 | 0 | 0
Commercial_Miscellaneous_New_Miscellaneous_Natural Gas_Miscellaneous_E8_Codes & Standards Forecast | Commercial | Miscellaneous | New | Miscellaneous | Natural Gas | Miscellaneous | E8 |  | Codes & Standards Forecast | 0 | 0 | 0 | 0 | 0 | 0 | 0 | 0 | 0 | 0 | 0 | 0 | 0 | 0 | 0 | 0 | 0 | 0 | 0 | 0 | 0 | 0 | 0 | 0 | 0 | 0 | 0 | 0 | 0 | 0 | 0 | 0 | 0
Commercial_Miscellaneous_New_Miscellaneous_Natural Gas_Miscellaneous_E9_Codes & Standards Forecast | Commercial | Miscellaneous | New | Miscellaneous | Natural Gas | Miscellaneous | E9 |  | Codes & Standards Forecast | 0 | 0 | 0 | 0 | 0 | 0 | 0 | 0 | 0 | 0 | 0 | 0 | 0 | 0 | 0 | 0 | 0 | 0 | 0 | 0 | 0 | 0 | 0 | 0 | 0 | 0 | 0 | 0 | 0 | 0 | 0 | 0 | 0
Commercial_Miscellaneous_New_Miscellaneous_Natural Gas_Miscellaneous_E10_Codes & Standards Forecast | Commercial | Miscellaneous | New | Miscellaneous | Natural Gas | Miscellaneous | E10 |  | Codes & Standards Forecast | 0 | 0 | 0 | 0 | 0 | 0 | 0 | 0 | 0 | 0 | 0 | 0 | 0 | 0 | 0 | 0 | 0 | 0 | 0 | 0 | 0 | 0 | 0 | 0 | 0 | 0 | 0 | 0 | 0 | 0 | 0 | 0 | 0

## Equipment Stock
Key | Sector | Segment | Vintage | End Use | Fuel | Technology | Equipment | Label | Case | 2019 | 2020 | 2021 | 2022 | 2023 | 2024 | 2025 | 2026 | 2027 | 2028 | 2029 | 2030 | 2031 | 2032 | 2033 | 2034 | 2035 | 2036 | 2037 | 2038 | 2039 | 2040 | 2041 | 2042 | 2043 | 2044 | 2045 | 2046 | 2047 | 2048 | 2049 | 2050 | 2051 | 2052 | 2053 | 2054 | 2055 | 2056 | 2057 | 2058 | 2059 | 2060 | 2061 | 2062 | 2063 | 2064 | 2065 | 2066 | 2067 | 2068 | 2069
Commercial_Office_Existing_Space Heating_Natural Gas_Furnace_E1_Baseline Forecast | Commercial | Office | Existing | Space Heating | Natural Gas | Furnace | E1 |  | Baseline Forecast | 0 | 74602.4811 | 155102.8161 | 240630.1364 | 418646.2386 | 417521.16 | 416527.9369 | 415633.3521 | 414769.1002 | 413910.1996 | 413047 | 412184.9562 | 411330.2595 | 410485.0381 | 409643.9556 | 408806.2082 | 407967.6993 | 407138.6483 | 406330.7001 | 400049.7413 | 388245.0347 | 370908.0919 | 341714.5769 | 314811.9819 | 290020.5493 | 267176.9893 | 246129.1852 | 226737.244 | 208870.7365 | 192410.1305 | 177244.1131 | 163271.8085 | 127964.0499 | 0 | 0 | 0 | 0 | 0 | 0 | 0 | 0 | 0 | 0 | 0 | 0 | 0 | 0 | 0 | 0 | 0 | 0
Commercial_Office_Existing_Space Heating_Natural Gas_Furnace_E2_Baseline Forecast | Commercial | Office | Existing | Space Heating | Natural Gas | Furnace | E2 |  | Baseline Forecast | 0 | 0 | 0 | 0 | 0 | 0 | 0 | 0 | 0 | 0 | 0 | 0 | 0 | 0 | 0 | 0 | 0 | 0 | 0 | 0 | 0 | 0 | 0 | 0 | 0 | 0 | 0 | 0 | 0 | 0 | 0 | 0 | 0 | 0 | 0 | 0 | 0 | 0 | 0 | 0 | 0 | 0 | 0 | 0 | 0 | 0 | 0 | 0 | 0 | 0 | 0
Commercial_Office_Existing_Space Heating_Natural Gas_Furnace_E3_Baseline Forecast | Commercial | Office | Existing | Space Heating | Natural Gas | Furnace | E3 |  | Baseline Forecast | 0 | 0 | 0 | 0 | 0 | 97075.2275 | 198470.2119 | 265535.6956 | 334915.2552 | 406385.8197 | 479741.7269 | 554806.8503 | 631421.9174 | 709439.3086 | 788713.254 | 869113.0077 | 950510.2758 | 1032817.5671 | 1115970.6123 | 1195806.7996 | 1272869.4079 | 1347614.1371 | 1424512.257 | 1492352.1399 | 1551720.9257 | 1606025.7145 | 1655665.6173 | 1701011.9641 | 1742399.9574 | 1780141.3967 | 1814514.8506 | 1845790.7818 | 1923489.4768 | 0 | 0 | 0 | 0 | 0 | 0 | 0 | 0 | 0 | 0 | 0 | 0 | 0 | 0 | 0 | 0 | 0 | 0
Commercial_Office_Existing_Space Heating_Natural Gas_Furnace_E4_Baseline Forecast | Commercial | Office | Existing | Space Heating | Natural Gas | Furnace | E4 |  | Baseline Forecast | 0 | 0 | 0 | 0 | 0 | 0 | 0 | 0 | 0 | 0 | 0 | 0 | 0 | 0 | 0 | 0 | 0 | 0 | 0 | 0 | 0 | 0 | 0 | 0 | 0 | 0 | 0 | 0 | 0 | 0 | 0 | 0 | 0 | 0 | 0 | 0 | 0 | 0 | 0 | 0 | 0 | 0 | 0 | 0 | 0 | 0 | 0 | 0 | 0 | 0 | 0
Commercial_Office_Existing_Space Heating_Natural Gas_Furnace_E5_Baseline Forecast | Commercial | Office | Existing | Space Heating | Natural Gas | Furnace | E5 |  | Baseline Forecast | 0 | 0 | 0 | 0 | 0 | 0 | 0 | 38320.2237 | 77957.852 | 118791.4992 | 160706.1013 | 203598.3494 | 247378.4279 | 291963.2372 | 337269.3032 | 383223.1926 | 429753.1601 | 476809.4162 | 524351.8592 | 570013.5052 | 614104.1281 | 656887.0588 | 700907.9159 | 743882.0791 | 786004.1263 | 824607.8763 | 859969.6148 | 892347.108 | 921971.1534 | 949059.0854 | 973803.5065 | 996392.2946 | 1044993.5275 | 0 | 0 | 0 | 0 | 0 | 0 | 0 | 0 | 0 | 0 | 0 | 0 | 0 | 0 | 0 | 0 | 0 | 0
Commercial_Office_Existing_Space Heating_Natural Gas_Furnace_E6_Baseline Forecast | Commercial | Office | Existing | Space Heating | Natural Gas | Furnace | E6 |  | Baseline Forecast | 0 | 0 | 0 | 0 | 0 | 0 | 0 | 0 | 0 | 0 | 0 | 0 | 0 | 0 | 0 | 0 | 0 | 0 | 0 | 0 | 0 | 0 | 0 | 0 | 0 | 0 | 0 | 0 | 0 | 0 | 0 | 0 | 0 | 0 | 0 | 0 | 0 | 0 | 0 | 0 | 0 | 0 | 0 | 0 | 0 | 0 | 0 | 0 | 0 | 0 | 0
Commercial_Office_Existing_Space Heating_Natural Gas_Furnace_E7_Baseline Forecast | Commercial | Office | Existing | Space Heating | Natural Gas | Furnace | E7 |  | Baseline Forecast | 0 | 0 | 0 | 0 | 0 | 0 | 0 | 0 | 0 | 0 | 0 | 0 | 0 | 0 | 0 | 0 | 0 | 0 | 0 | 0 | 0 | 0 | 0 | 0 | 0 | 0 | 0 | 0 | 0 | 0 | 0 | 0 | 0 | 0 | 0 | 0 | 0 | 0 | 0 | 0 | 0 | 0 | 0 | 0 | 0 | 0 | 0 | 0 | 0 | 0 | 0
Commercial_Office_Existing_Space Heating_Natural Gas_Furnace_E8_Baseline Forecast | Commercial | Office | Existing | Space Heating | Natural Gas | Furnace | E8 |  | Baseline Forecast | 0 | 0 | 0 | 0 | 0 | 0 | 0 | 0 | 0 | 0 | 0 | 0 | 0 | 0 | 0 | 0 | 0 | 0 | 0 | 0 | 0 | 0 | 0 | 0 | 0 | 0 | 0 | 0 | 0 | 0 | 0 | 0 | 0 | 0 | 0 | 0 | 0 | 0 | 0 | 0 | 0 | 0 | 0 | 0 | 0 | 0 | 0 | 0 | 0 | 0 | 0
Commercial_Office_Existing_Space Heating_Natural Gas_Furnace_E9_Baseline Forecast | Commercial | Office | Existing | Space Heating | Natural Gas | Furnace | E9 |  | Baseline Forecast | 0 | 0 | 0 | 0 | 0 | 0 | 0 | 0 | 0 | 0 | 0 | 0 | 0 | 0 | 0 | 0 | 0 | 0 | 0 | 0 | 0 | 0 | 0 | 0 | 0 | 0 | 0 | 0 | 0 | 0 | 0 | 0 | 0 | 0 | 0 | 0 | 0 | 0 | 0 | 0 | 0 | 0 | 0 | 0 | 0 | 0 | 0 | 0 | 0 | 0 | 0
Commercial_Office_Existing_Space Heating_Natural Gas_Furnace_E10_Baseline Forecast | Commercial | Office | Existing | Space Heating | Natural Gas | Furnace | E10 |  | Baseline Forecast | 0 | 0 | 0 | 0 | 0 | 0 | 0 | 0 | 0 | 0 | 0 | 0 | 0 | 0 | 0 | 0 | 0 | 0 | 0 | 0 | 0 | 0 | 0 | 0 | 0 | 0 | 0 | 0 | 0 | 0 | 0 | 0 | 0 | 0 | 0 | 0 | 0 | 0 | 0 | 0 | 0 | 0 | 0 | 0 | 0 | 0 | 0 | 0 | 0 | 0 | 0
Commercial_Office_Existing_Space Heating_Natural Gas_Furnace_Vintage_Baseline Forecast | Commercial | Office | Existing | Space Heating | Natural Gas | Furnace | Vintage |  | Baseline Forecast | 3736701.8014 | 3643087.825 | 3543575.9947 | 3435089.762 | 3342959.3742 | 3236900.2083 | 3127574.1737 | 3015045.059 | 2899126.6766 | 2779964.002 | 2657800.7009 | 2532959.7676 | 2405739.7271 | 2276388.2947 | 2145092.1006 | 2012048.9059 | 1877426.0383 | 1741442.3811 | 1604295.2932 | 1478028.3213 | 1361732.7494 | 1254576.7836 | 1155831.2804 | 1064834.6915 | 980978.9967 | 903711.8769 | 832518.8052 | 766926.6011 | 706494.0951 | 650816.9757 | 599518.733 | 552258.1598 | 509776.7629 | 0 | 0 | 0 | 0 | 0 | 0 | 0 | 0 | 0 | 0 | 0 | 0 | 0 | 0 | 0 | 0 | 0 | 0
Commercial_Office_Existing_Space Heating_Natural Gas_Boiler_E1_Baseline Forecast | Commercial | Office | Existing | Space Heating | Natural Gas | Boiler | E1 |  | Baseline Forecast | 0 | 64387.7004 | 133864.9123 | 207682.8319 | 367775.9108 | 366787.5422 | 365915.0071 | 365129.1247 | 364369.8893 | 363615.355 | 362857.044 | 362099.7485 | 361348.9072 | 360606.39 | 359867.5086 | 359131.5572 | 358394.9367 | 357666.6249 | 356956.8517 | 356267.5567 | 355588.337 | 350181.6996 | 340011.0741 | 325080.3673 | 299480.2997 | 275891.6396 | 254157.3083 | 234132.8501 | 215683.5815 | 198686.0714 | 183025.3762 | 168597.3296 | 155628.3043 | 0 | 0 | 0 | 0 | 0 | 0 | 0 | 0 | 0 | 0 | 0 | 0 | 0 | 0 | 0 | 0 | 0 | 0
Commercial_Office_Existing_Space Heating_Natural Gas_Boiler_E2_Baseline Forecast | Commercial | Office | Existing | Space Heating | Natural Gas | Boiler | E2 |  | Baseline Forecast | 0 | 0 | 0 | 0 | 0 | 0 | 0 | 0 | 0 | 0 | 0 | 0 | 0 | 0 | 0 | 0 | 0 | 0 | 0 | 0 | 0 | 0 | 0 | 0 | 0 | 0 | 0 | 0 | 0 | 0 | 0 | 0 | 0 | 0 | 0 | 0 | 0 | 0 | 0 | 0 | 0 | 0 | 0 | 0 | 0 | 0 | 0 | 0 | 0 | 0 | 0
Commercial_Office_Existing_Space Heating_Natural Gas_Boiler_E3_Baseline Forecast | Commercial | Office | Existing | Space Heating | Natural Gas | Boiler | E3 |  | Baseline Forecast | 0 | 9722.5045 | 20214.4334 | 31359.4686 | 55526.8667 | 151812.3039 | 252406.482 | 356978.1326 | 465161.3238 | 576610.5588 | 691005.9477 | 808070.6222 | 927557.9593 | 1049239.0445 | 1172885.4386 | 1298294.2033 | 1425266.0758 | 1553666.0368 | 1683391.9485 | 1814327.6566 | 1946304.4394 | 2072080.858 | 2192524.2057 | 2308409.0077 | 2426363.673 | 2534393.9562 | 2633280.4752 | 2723749.7285 | 2806456.8905 | 2882013.6505 | 2950966.3371 | 3013843.9018 | 3129895.6734 | 0 | 0 | 0 | 0 | 0 | 0 | 0 | 0 | 0 | 0 | 0 | 0 | 0 | 0 | 0 | 0 | 0 | 0
Commercial_Office_Existing_Space Heating_Natural Gas_Boiler_E4_Baseline Forecast | Commercial | Office | Existing | Space Heating | Natural Gas | Boiler | E4 |  | Baseline Forecast | 0 | 0 | 0 | 0 | 0 | 0 | 0 | 0 | 0 | 0 | 0 | 0 | 0 | 0 | 0 | 0 | 0 | 0 | 0 | 0 | 0 | 0 | 0 | 0 | 0 | 0 | 0 | 0 | 0 | 0 | 0 | 0 | 0 | 0 | 0 | 0 | 0 | 0 | 0 | 0 | 0 | 0 | 0 | 0 | 0 | 0 | 0 | 0 | 0 | 0 | 0
Commercial_Office_Existing_Space Heating_Natural Gas_Boiler_E5_Baseline Forecast | Commercial | Office | Existing | Space Heating | Natural Gas | Boiler | E5 |  | Baseline Forecast | 0 | 0 | 0 | 0 | 0 | 0 | 0 | 0 | 0 | 0 | 0 | 0 | 0 | 0 | 0 | 0 | 0 | 0 | 0 | 0 | 0 | 0 | 0 | 0 | 0 | 0 | 0 | 0 | 0 | 0 | 0 | 0 | 0 | 0 | 0 | 0 | 0 | 0 | 0 | 0 | 0 | 0 | 0 | 0 | 0 | 0 | 0 | 0 | 0 | 0 | 0
Commercial_Office_Existing_Space Heating_Natural Gas_Boiler_E6_Baseline Forecast | Commercial | Office | Existing | Space Heating | Natural Gas | Boiler | E6 |  | Baseline Forecast | 0 | 0 | 0 | 0 | 0 | 0 | 0 | 0 | 0 | 0 | 0 | 0 | 0 | 0 | 0 | 0 | 0 | 0 | 0 | 0 | 0 | 0 | 0 | 0 | 0 | 0 | 0 | 0 | 0 | 0 | 0 | 0 | 0 | 0 | 0 | 0 | 0 | 0 | 0 | 0 | 0 | 0 | 0 | 0 | 0 | 0 | 0 | 0 | 0 | 0 | 0
Commercial_Office_Existing_Space Heating_Natural Gas_Boiler_E7_Baseline Forecast | Commercial | Office | Existing | Space Heating | Natural Gas | Boiler | E7 |  | Baseline Forecast | 0 | 0 | 0 | 0 | 0 | 0 | 0 | 0 | 0 | 0 | 0 | 0 | 0 | 0 | 0 | 0 | 0 | 0 | 0 | 0 | 0 | 0 | 0 | 0 | 0 | 0 | 0 | 0 | 0 | 0 | 0 | 0 | 0 | 0 | 0 | 0 | 0 | 0 | 0 | 0 | 0 | 0 | 0 | 0 | 0 | 0 | 0 | 0 | 0 | 0 | 0
Commercial_Office_Existing_Space Heating_Natural Gas_Boiler_E8_Baseline Forecast | Commercial | Office | Existing | Space Heating | Natural Gas | Boiler | E8 |  | Baseline Forecast | 0 | 0 | 0 | 0 | 0 | 0 | 0 | 0 | 0 | 0 | 0 | 0 | 0 | 0 | 0 | 0 | 0 | 0 | 0 | 0 | 0 | 0 | 0 | 0 | 0 | 0 | 0 | 0 | 0 | 0 | 0 | 0 | 0 | 0 | 0 | 0 | 0 | 0 | 0 | 0 | 0 | 0 | 0 | 0 | 0 | 0 | 0 | 0 | 0 | 0 | 0
Commercial_Office_Existing_Space Heating_Natural Gas_Boiler_E9_Baseline Forecast | Commercial | Office | Existing | Space Heating | Natural Gas | Boiler | E9 |  | Baseline Forecast | 0 | 0 | 0 | 0 | 0 | 0 | 0 | 0 | 0 | 0 | 0 | 0 | 0 | 0 | 0 | 0 | 0 | 0 | 0 | 0 | 0 | 0 | 0 | 0 | 0 | 0 | 0 | 0 | 0 | 0 | 0 | 0 | 0 | 0 | 0 | 0 | 0 | 0 | 0 | 0 | 0 | 0 | 0 | 0 | 0 | 0 | 0 | 0 | 0 | 0 | 0
Commercial_Office_Existing_Space Heating_Natural Gas_Boiler_E10_Baseline Forecast | Commercial | Office | Existing | Space Heating | Natural Gas | Boiler | E10 |  | Baseline Forecast | 0 | 0 | 0 | 0 | 0 | 0 | 0 | 0 | 0 | 0 | 0 | 0 | 0 | 0 | 0 | 0 | 0 | 0 | 0 | 0 | 0 | 0 | 0 | 0 | 0 | 0 | 0 | 0 | 0 | 0 | 0 | 0 | 0 | 0 | 0 | 0 | 0 | 0 | 0 | 0 | 0 | 0 | 0 | 0 | 0 | 0 | 0 | 0 | 0 | 0 | 0
Commercial_Office_Existing_Space Heating_Natural Gas_Boiler_Vintage_Baseline Forecast | Commercial | Office | Existing | Space Heating | Natural Gas | Boiler | Vintage |  | Baseline Forecast | 4034831.0713 | 3940192.5567 | 3839695.1061 | 3729941.4835 | 3638419.0326 | 3532206.4084 | 3422848.4773 | 3310383.4134 | 3194574.4522 | 3075546.6653 | 2953534.7915 | 2828863.831 | 2701835.0344 | 2572696.0969 | 2441628.3695 | 2308827.6989 | 2174457.2015 | 2038742.0671 | 1901887.1845 | 1764028.1886 | 1625229.3144 | 1497338.5686 | 1379485.7178 | 1270881.2036 | 1170799.3531 | 1078580.9732 | 993611.9753 | 915327.6182 | 843201.3656 | 776750.6712 | 715526.1705 | 659120.632 | 608419.045 | 0 | 0 | 0 | 0 | 0 | 0 | 0 | 0 | 0 | 0 | 0 | 0 | 0 | 0 | 0 | 0 | 0 | 0
Commercial_Office_Existing_Space Heating_Natural Gas_Unit Heater_E1_Baseline Forecast | Commercial | Office | Existing | Space Heating | Natural Gas | Unit Heater | E1 |  | Baseline Forecast | 0 | 5872.4758 | 12797.737 | 20578.363 | 33049.5852 | 32960.7671 | 32882.3581 | 32811.7361 | 32743.5086 | 32675.7036 | 32607.5592 | 31722.8535 | 29988.3478 | 27398.3518 | 23436.1823 | 20047.0747 | 17147.9622 | 14668.3842 | 10906.0434 | 7379.1091 | 4098.6961 | 0 | 0 | 0 | 0 | 0 | 0 | 0 | 0 | 0 | 0 | 0 | 0 | 0 | 0 | 0 | 0 | 0 | 0 | 0 | 0 | 0 | 0 | 0 | 0 | 0 | 0 | 0 | 0 | 0 | 0
Commercial_Office_Existing_Space Heating_Natural Gas_Unit Heater_E2_Baseline Forecast | Commercial | Office | Existing | Space Heating | Natural Gas | Unit Heater | E2 |  | Baseline Forecast | 0 | 0 | 0 | 0 | 0 | 9343.865 | 19237.2123 | 29598.1714 | 40351.7911 | 51432.6743 | 62784.4865 | 73271.6698 | 83172.3814 | 92701.2997 | 102551.7479 | 110930.4743 | 118049.3733 | 124093.6232 | 130864.992 | 136927.9212 | 142336.9883 | 148211.672 | 149684.2918 | 150896.5433 | 151885.3268 | 152683.5071 | 153318.6855 | 153814.8538 | 154191.7204 | 154466.5797 | 154653.3124 | 154765.1134 | 157280.4899 | 0 | 0 | 0 | 0 | 0 | 0 | 0 | 0 | 0 | 0 | 0 | 0 | 0 | 0 | 0 | 0 | 0 | 0
Commercial_Office_Existing_Space Heating_Natural Gas_Unit Heater_E3_Baseline Forecast | Commercial | Office | Existing | Space Heating | Natural Gas | Unit Heater | E3 |  | Baseline Forecast | 0 | 0 | 0 | 0 | 0 | 0 | 0 | 0 | 0 | 0 | 0 | 0 | 0 | 0 | 0 | 0 | 0 | 0 | 0 | 0 | 0 | 0 | 0 | 0 | 0 | 0 | 0 | 0 | 0 | 0 | 0 | 0 | 0 | 0 | 0 | 0 | 0 | 0 | 0 | 0 | 0 | 0 | 0 | 0 | 0 | 0 | 0 | 0 | 0 | 0 | 0
Commercial_Office_Existing_Space Heating_Natural Gas_Unit Heater_E4_Baseline Forecast | Commercial | Office | Existing | Space Heating | Natural Gas | Unit Heater | E4 |  | Baseline Forecast | 0 | 0 | 0 | 0 | 0 | 0 | 0 | 0 | 0 | 0 | 0 | 0 | 0 | 0 | 0 | 0 | 0 | 0 | 0 | 0 | 0 | 0 | 0 | 0 | 0 | 0 | 0 | 0 | 0 | 0 | 0 | 0 | 0 | 0 | 0 | 0 | 0 | 0 | 0 | 0 | 0 | 0 | 0 | 0 | 0 | 0 | 0 | 0 | 0 | 0 | 0
Commercial_Office_Existing_Space Heating_Natural Gas_Unit Heater_E5_Baseline Forecast | Commercial | Office | Existing | Space Heating | Natural Gas | Unit Heater | E5 |  | Baseline Forecast | 0 | 0 | 0 | 0 | 0 | 0 | 0 | 0 | 0 | 0 | 0 | 0 | 0 | 0 | 0 | 0 | 0 | 0 | 0 | 0 | 0 | 0 | 0 | 0 | 0 | 0 | 0 | 0 | 0 | 0 | 0 | 0 | 0 | 0 | 0 | 0 | 0 | 0 | 0 | 0 | 0 | 0 | 0 | 0 | 0 | 0 | 0 | 0 | 0 | 0 | 0
Commercial_Office_Existing_Space Heating_Natural Gas_Unit Heater_E6_Baseline Forecast | Commercial | Office | Existing | Space Heating | Natural Gas | Unit Heater | E6 |  | Baseline Forecast | 0 | 0 | 0 | 0 | 0 | 0 | 0 | 0 | 0 | 0 | 0 | 0 | 0 | 0 | 0 | 0 | 0 | 0 | 0 | 0 | 0 | 0 | 0 | 0 | 0 | 0 | 0 | 0 | 0 | 0 | 0 | 0 | 0 | 0 | 0 | 0 | 0 | 0 | 0 | 0 | 0 | 0 | 0 | 0 | 0 | 0 | 0 | 0 | 0 | 0 | 0
Commercial_Office_Existing_Space Heating_Natural Gas_Unit Heater_E7_Baseline Forecast | Commercial | Office | Existing | Space Heating | Natural Gas | Unit Heater | E7 |  | Baseline Forecast | 0 | 0 | 0 | 0 | 0 | 0 | 0 | 0 | 0 | 0 | 0 | 0 | 0 | 0 | 0 | 0 | 0 | 0 | 0 | 0 | 0 | 0 | 0 | 0 | 0 | 0 | 0 | 0 | 0 | 0 | 0 | 0 | 0 | 0 | 0 | 0 | 0 | 0 | 0 | 0 | 0 | 0 | 0 | 0 | 0 | 0 | 0 | 0 | 0 | 0 | 0
Commercial_Office_Existing_Space Heating_Natural Gas_Unit Heater_E8_Baseline Forecast | Commercial | Office | Existing | Space Heating | Natural Gas | Unit Heater | E8 |  | Baseline Forecast | 0 | 0 | 0 | 0 | 0 | 0 | 0 | 0 | 0 | 0 | 0 | 0 | 0 | 0 | 0 | 0 | 0 | 0 | 0 | 0 | 0 | 0 | 0 | 0 | 0 | 0 | 0 | 0 | 0 | 0 | 0 | 0 | 0 | 0 | 0 | 0 | 0 | 0 | 0 | 0 | 0 | 0 | 0 | 0 | 0 | 0 | 0 | 0 | 0 | 0 | 0
Commercial_Office_Existing_Space Heating_Natural Gas_Unit Heater_E9_Baseline Forecast | Commercial | Office | Existing | Space Heating | Natural Gas | Unit Heater | E9 |  | Baseline Forecast | 0 | 0 | 0 | 0 | 0 | 0 | 0 | 0 | 0 | 0 | 0 | 0 | 0 | 0 | 0 | 0 | 0 | 0 | 0 | 0 | 0 | 0 | 0 | 0 | 0 | 0 | 0 | 0 | 0 | 0 | 0 | 0 | 0 | 0 | 0 | 0 | 0 | 0 | 0 | 0 | 0 | 0 | 0 | 0 | 0 | 0 | 0 | 0 | 0 | 0 | 0
Commercial_Office_Existing_Space Heating_Natural Gas_Unit Heater_E10_Baseline Forecast | Commercial | Office | Existing | Space Heating | Natural Gas | Unit Heater | E10 |  | Baseline Forecast | 0 | 0 | 0 | 0 | 0 | 0 | 0 | 0 | 0 | 0 | 0 | 0 | 0 | 0 | 0 | 0 | 0 | 0 | 0 | 0 | 0 | 0 | 0 | 0 | 0 | 0 | 0 | 0 | 0 | 0 | 0 | 0 | 0 | 0 | 0 | 0 | 0 | 0 | 0 | 0 | 0 | 0 | 0 | 0 | 0 | 0 | 0 | 0 | 0 | 0 | 0
Commercial_Office_Existing_Space Heating_Natural Gas_Unit Heater_Vintage_Baseline Forecast | Commercial | Office | Existing | Space Heating | Natural Gas | Unit Heater | Vintage |  | Baseline Forecast | 165270.1795 | 158556.8463 | 150790.7277 | 141994.6545 | 133322.0623 | 123619.9048 | 113410.2557 | 102764.4071 | 91735.5578 | 80381.1492 | 68754.4425 | 58809.3853 | 50303.5197 | 43028.7031 | 36806.1749 | 31483.632 | 26930.6189 | 23036.4788 | 19706.3691 | 16858.5561 | 14422.6418 | 12338.589 | 10555.4806 | 9029.8613 | 7724.5629 | 6607.8399 | 5652.4781 | 4835.1946 | 4136.0331 | 3537.9334 | 3026.2783 | 2588.5917 | 2218.7929 | 0 | 0 | 0 | 0 | 0 | 0 | 0 | 0 | 0 | 0 | 0 | 0 | 0 | 0 | 0 | 0 | 0 | 0
Commercial_Office_Existing_Water Heating_Natural Gas_Water Heater_E1_Baseline Forecast | Commercial | Office | Existing | Water Heating | Natural Gas | Water Heater | E1 |  | Baseline Forecast | 0 | 22446.0234 | 51361.7596 | 85219.7154 | 136621.4244 | 177988.4259 | 221912.6765 | 267854.0166 | 315347.1132 | 364024.6144 | 402647.0273 | 433245.6505 | 457445.6043 | 476541.9867 | 491560.8736 | 503324.2667 | 512484.7205 | 519579.7136 | 525043.2188 | 529214.2762 | 532344.4391 | 534628.9528 | 536232.2743 | 537288.4204 | 537904.8863 | 538171.7981 | 538159.4893 | 537925.4094 | 537512.9852 | 536958.0819 | 536286.5289 | 535523.2376 | 543119.9369 | 0 | 0 | 0 | 0 | 0 | 0 | 0 | 0 | 0 | 0 | 0 | 0 | 0 | 0 | 0 | 0 | 0 | 0
Commercial_Office_Existing_Water Heating_Natural Gas_Water Heater_E2_Baseline Forecast | Commercial | Office | Existing | Water Heating | Natural Gas | Water Heater | E2 |  | Baseline Forecast | 0 | 200935.2522 | 459787.8259 | 762880.5348 | 1223020.6804 | 1593333.1255 | 1986542.3998 | 2397812.3907 | 2822978.5465 | 3258752.1853 | 3604515.4362 | 3878452.0282 | 4095111.032 | 4266088.8675 | 4400568.6672 | 4505913.136 | 4587959.635 | 4651519.983 | 4700482.2026 | 4737870.589 | 4765940.0966 | 4786438.5152 | 4800837.7036 | 4810337.5027 | 4815898.7295 | 4818329.2276 | 4818259.0354 | 4816203.5634 | 4812549.4603 | 4807618.839 | 4801640.4812 | 4794836.9897 | 4862883.126 | 0 | 0 | 0 | 0 | 0 | 0 | 0 | 0 | 0 | 0 | 0 | 0 | 0 | 0 | 0 | 0 | 0 | 0
Commercial_Office_Existing_Water Heating_Natural Gas_Water Heater_E3_Baseline Forecast | Commercial | Office | Existing | Water Heating | Natural Gas | Water Heater | E3 |  | Baseline Forecast | 0 | 0 | 0 | 0 | 0 | 0 | 0 | 0 | 0 | 0 | 0 | 0 | 0 | 0 | 0 | 0 | 0 | 0 | 0 | 0 | 0 | 0 | 0 | 0 | 0 | 0 | 0 | 0 | 0 | 0 | 0 | 0 | 0 | 0 | 0 | 0 | 0 | 0 | 0 | 0 | 0 | 0 | 0 | 0 | 0 | 0 | 0 | 0 | 0 | 0 | 0
Commercial_Office_Existing_Water Heating_Natural Gas_Water Heater_E4_Baseline Forecast | Commercial | Office | Existing | Water Heating | Natural Gas | Water Heater | E4 |  | Baseline Forecast | 0 | 0 | 0 | 0 | 0 | 0 | 0 | 0 | 0 | 0 | 0 | 0 | 0 | 0 | 0 | 0 | 0 | 0 | 0 | 0 | 0 | 0 | 0 | 0 | 0 | 0 | 0 | 0 | 0 | 0 | 0 | 0 | 0 | 0 | 0 | 0 | 0 | 0 | 0 | 0 | 0 | 0 | 0 | 0 | 0 | 0 | 0 | 0 | 0 | 0 | 0
Commercial_Office_Existing_Water Heating_Natural Gas_Water Heater_E5_Baseline Forecast | Commercial | Office | Existing | Water Heating | Natural Gas | Water Heater | E5 |  | Baseline Forecast | 0 | 0 | 0 | 0 | 0 | 0 | 0 | 0 | 0 | 0 | 0 | 0 | 0 | 0 | 0 | 0 | 0 | 0 | 0 | 0 | 0 | 0 | 0 | 0 | 0 | 0 | 0 | 0 | 0 | 0 | 0 | 0 | 0 | 0 | 0 | 0 | 0 | 0 | 0 | 0 | 0 | 0 | 0 | 0 | 0 | 0 | 0 | 0 | 0 | 0 | 0
Commercial_Office_Existing_Water Heating_Natural Gas_Water Heater_E6_Baseline Forecast | Commercial | Office | Existing | Water Heating | Natural Gas | Water Heater | E6 |  | Baseline Forecast | 0 | 0 | 0 | 0 | 0 | 0 | 0 | 0 | 0 | 0 | 0 | 0 | 0 | 0 | 0 | 0 | 0 | 0 | 0 | 0 | 0 | 0 | 0 | 0 | 0 | 0 | 0 | 0 | 0 | 0 | 0 | 0 | 0 | 0 | 0 | 0 | 0 | 0 | 0 | 0 | 0 | 0 | 0 | 0 | 0 | 0 | 0 | 0 | 0 | 0 | 0
Commercial_Office_Existing_Water Heating_Natural Gas_Water Heater_E7_Baseline Forecast | Commercial | Office | Existing | Water Heating | Natural Gas | Water Heater | E7 |  | Baseline Forecast | 0 | 0 | 0 | 0 | 0 | 0 | 0 | 0 | 0 | 0 | 0 | 0 | 0 | 0 | 0 | 0 | 0 | 0 | 0 | 0 | 0 | 0 | 0 | 0 | 0 | 0 | 0 | 0 | 0 | 0 | 0 | 0 | 0 | 0 | 0 | 0 | 0 | 0 | 0 | 0 | 0 | 0 | 0 | 0 | 0 | 0 | 0 | 0 | 0 | 0 | 0
Commercial_Office_Existing_Water Heating_Natural Gas_Water Heater_E8_Baseline Forecast | Commercial | Office | Existing | Water Heating | Natural Gas | Water Heater | E8 |  | Baseline Forecast | 0 | 0 | 0 | 0 | 0 | 0 | 0 | 0 | 0 | 0 | 0 | 0 | 0 | 0 | 0 | 0 | 0 | 0 | 0 | 0 | 0 | 0 | 0 | 0 | 0 | 0 | 0 | 0 | 0 | 0 | 0 | 0 | 0 | 0 | 0 | 0 | 0 | 0 | 0 | 0 | 0 | 0 | 0 | 0 | 0 | 0 | 0 | 0 | 0 | 0 | 0
Commercial_Office_Existing_Water Heating_Natural Gas_Water Heater_E9_Baseline Forecast | Commercial | Office | Existing | Water Heating | Natural Gas | Water Heater | E9 |  | Baseline Forecast | 0 | 0 | 0 | 0 | 0 | 0 | 0 | 0 | 0 | 0 | 0 | 0 | 0 | 0 | 0 | 0 | 0 | 0 | 0 | 0 | 0 | 0 | 0 | 0 | 0 | 0 | 0 | 0 | 0 | 0 | 0 | 0 | 0 | 0 | 0 | 0 | 0 | 0 | 0 | 0 | 0 | 0 | 0 | 0 | 0 | 0 | 0 | 0 | 0 | 0 | 0
Commercial_Office_Existing_Water Heating_Natural Gas_Water Heater_E10_Baseline Forecast | Commercial | Office | Existing | Water Heating | Natural Gas | Water Heater | E10 |  | Baseline Forecast | 0 | 0 | 0 | 0 | 0 | 0 | 0 | 0 | 0 | 0 | 0 | 0 | 0 | 0 | 0 | 0 | 0 | 0 | 0 | 0 | 0 | 0 | 0 | 0 | 0 | 0 | 0 | 0 | 0 | 0 | 0 | 0 | 0 | 0 | 0 | 0 | 0 | 0 | 0 | 0 | 0 | 0 | 0 | 0 | 0 | 0 | 0 | 0 | 0 | 0 | 0
Commercial_Office_Existing_Water Heating_Natural Gas_Water Heater_Vintage_Baseline Forecast | Commercial | Office | Existing | Water Heating | Natural Gas | Water Heater | Vintage |  | Baseline Forecast | 5613090.0249 | 5361150.6142 | 5044824.1693 | 4673385.7535 | 4290857.2031 | 3863992.4873 | 3413453.3573 | 2944167.7492 | 2459843.6241 | 1963799.8395 | 1567763.5062 | 1251593.2225 | 999198.3592 | 797716.1264 | 636865.287 | 508450.2862 | 405925.9166 | 324080.8118 | 258750.1505 | 206600.3966 | 164965.2124 | 131719.4255 | 105171.7544 | 83972.8629 | 67045.3358 | 53529.2236 | 42737.3018 | 34120.7794 | 27241.1709 | 21748.4445 | 17362.9766 | 13861.6732 | 11089.3386 | 0 | 0 | 0 | 0 | 0 | 0 | 0 | 0 | 0 | 0 | 0 | 0 | 0 | 0 | 0 | 0 | 0 | 0
Commercial_Office_Existing_Food Preparation_Natural Gas_Oven_E1_Baseline Forecast | Commercial | Office | Existing | Food Preparation | Natural Gas | Oven | E1 |  | Baseline Forecast | 0 | 1722.0825 | 3568.4547 | 5509.3881 | 8288.2816 | 10404.1122 | 12578.4664 | 14800.7628 | 17059.5902 | 19346.2129 | 21234.0443 | 22790.4535 | 24071.0347 | 25121.1517 | 25980.0021 | 26679.7504 | 27242.7216 | 27696.1035 | 28058.6661 | 28343.9399 | 28569.7775 | 28743.3898 | 28873.273 | 28966.7507 | 29030.0885 | 29068.6655 | 29086.7308 | 29088.0932 | 29075.3424 | 29051.9306 | 29020.1229 | 28980.5588 | 29393.6265 | 0 | 0 | 0 | 0 | 0 | 0 | 0 | 0 | 0 | 0 | 0 | 0 | 0 | 0 | 0 | 0 | 0 | 0
Commercial_Office_Existing_Food Preparation_Natural Gas_Oven_E2_Baseline Forecast | Commercial | Office | Existing | Food Preparation | Natural Gas | Oven | E2 |  | Baseline Forecast | 0 | 2478.2164 | 5137.419 | 7929.7932 | 11925.2044 | 14968.9524 | 18101.7874 | 21307.6968 | 24571.287 | 27879.8542 | 30618.1594 | 32882.5035 | 34753.8334 | 36300.0396 | 37575.0305 | 38624.5348 | 39490.4271 | 40201.1288 | 40784.7571 | 41265.5801 | 41654.8008 | 41968.6456 | 42219.2987 | 42417.0201 | 42570.2193 | 42686.3293 | 42771.521 | 42830.8312 | 42868.6511 | 42887.5341 | 42889.7868 | 42879.1785 | 43534.6974 | 0 | 0 | 0 | 0 | 0 | 0 | 0 | 0 | 0 | 0 | 0 | 0 | 0 | 0 | 0 | 0 | 0 | 0
Commercial_Office_Existing_Food Preparation_Natural Gas_Oven_E3_Baseline Forecast | Commercial | Office | Existing | Food Preparation | Natural Gas | Oven | E3 |  | Baseline Forecast | 0 | 0 | 0 | 0 | 0 | 0 | 0 | 0 | 0 | 0 | 0 | 0 | 0 | 0 | 0 | 0 | 0 | 0 | 0 | 0 | 0 | 0 | 0 | 0 | 0 | 0 | 0 | 0 | 0 | 0 | 0 | 0 | 0 | 0 | 0 | 0 | 0 | 0 | 0 | 0 | 0 | 0 | 0 | 0 | 0 | 0 | 0 | 0 | 0 | 0 | 0
Commercial_Office_Existing_Food Preparation_Natural Gas_Oven_E4_Baseline Forecast | Commercial | Office | Existing | Food Preparation | Natural Gas | Oven | E4 |  | Baseline Forecast | 0 | 0 | 0 | 0 | 0 | 0 | 0 | 0 | 0 | 0 | 0 | 0 | 0 | 0 | 0 | 0 | 0 | 0 | 0 | 0 | 0 | 0 | 0 | 0 | 0 | 0 | 0 | 0 | 0 | 0 | 0 | 0 | 0 | 0 | 0 | 0 | 0 | 0 | 0 | 0 | 0 | 0 | 0 | 0 | 0 | 0 | 0 | 0 | 0 | 0 | 0
Commercial_Office_Existing_Food Preparation_Natural Gas_Oven_E5_Baseline Forecast | Commercial | Office | Existing | Food Preparation | Natural Gas | Oven | E5 |  | Baseline Forecast | 0 | 0 | 0 | 0 | 0 | 0 | 0 | 0 | 0 | 0 | 0 | 0 | 0 | 0 | 0 | 0 | 0 | 0 | 0 | 0 | 0 | 0 | 0 | 0 | 0 | 0 | 0 | 0 | 0 | 0 | 0 | 0 | 0 | 0 | 0 | 0 | 0 | 0 | 0 | 0 | 0 | 0 | 0 | 0 | 0 | 0 | 0 | 0 | 0 | 0 | 0
Commercial_Office_Existing_Food Preparation_Natural Gas_Oven_E6_Baseline Forecast | Commercial | Office | Existing | Food Preparation | Natural Gas | Oven | E6 |  | Baseline Forecast | 0 | 0 | 0 | 0 | 0 | 0 | 0 | 0 | 0 | 0 | 0 | 0 | 0 | 0 | 0 | 0 | 0 | 0 | 0 | 0 | 0 | 0 | 0 | 0 | 0 | 0 | 0 | 0 | 0 | 0 | 0 | 0 | 0 | 0 | 0 | 0 | 0 | 0 | 0 | 0 | 0 | 0 | 0 | 0 | 0 | 0 | 0 | 0 | 0 | 0 | 0
Commercial_Office_Existing_Food Preparation_Natural Gas_Oven_E7_Baseline Forecast | Commercial | Office | Existing | Food Preparation | Natural Gas | Oven | E7 |  | Baseline Forecast | 0 | 0 | 0 | 0 | 0 | 0 | 0 | 0 | 0 | 0 | 0 | 0 | 0 | 0 | 0 | 0 | 0 | 0 | 0 | 0 | 0 | 0 | 0 | 0 | 0 | 0 | 0 | 0 | 0 | 0 | 0 | 0 | 0 | 0 | 0 | 0 | 0 | 0 | 0 | 0 | 0 | 0 | 0 | 0 | 0 | 0 | 0 | 0 | 0 | 0 | 0
Commercial_Office_Existing_Food Preparation_Natural Gas_Oven_E8_Baseline Forecast | Commercial | Office | Existing | Food Preparation | Natural Gas | Oven | E8 |  | Baseline Forecast | 0 | 0 | 0 | 0 | 0 | 0 | 0 | 0 | 0 | 0 | 0 | 0 | 0 | 0 | 0 | 0 | 0 | 0 | 0 | 0 | 0 | 0 | 0 | 0 | 0 | 0 | 0 | 0 | 0 | 0 | 0 | 0 | 0 | 0 | 0 | 0 | 0 | 0 | 0 | 0 | 0 | 0 | 0 | 0 | 0 | 0 | 0 | 0 | 0 | 0 | 0
Commercial_Office_Existing_Food Preparation_Natural Gas_Oven_E9_Baseline Forecast | Commercial | Office | Existing | Food Preparation | Natural Gas | Oven | E9 |  | Baseline Forecast | 0 | 0 | 0 | 0 | 0 | 0 | 0 | 0 | 0 | 0 | 0 | 0 | 0 | 0 | 0 | 0 | 0 | 0 | 0 | 0 | 0 | 0 | 0 | 0 | 0 | 0 | 0 | 0 | 0 | 0 | 0 | 0 | 0 | 0 | 0 | 0 | 0 | 0 | 0 | 0 | 0 | 0 | 0 | 0 | 0 | 0 | 0 | 0 | 0 | 0 | 0
Commercial_Office_Existing_Food Preparation_Natural Gas_Oven_E10_Baseline Forecast | Commercial | Office | Existing | Food Preparation | Natural Gas | Oven | E10 |  | Baseline Forecast | 0 | 0 | 0 | 0 | 0 | 0 | 0 | 0 | 0 | 0 | 0 | 0 | 0 | 0 | 0 | 0 | 0 | 0 | 0 | 0 | 0 | 0 | 0 | 0 | 0 | 0 | 0 | 0 | 0 | 0 | 0 | 0 | 0 | 0 | 0 | 0 | 0 | 0 | 0 | 0 | 0 | 0 | 0 | 0 | 0 | 0 | 0 | 0 | 0 | 0 | 0
Commercial_Office_Existing_Food Preparation_Natural Gas_Oven_Vintage_Baseline Forecast | Commercial | Office | Existing | Food Preparation | Natural Gas | Oven | Vintage |  | Baseline Forecast | 75992.0092 | 71405.0802 | 66512.8751 | 61312.66 | 56284.9834 | 50919.8212 | 45431.1421 | 39839.4704 | 34159.1298 | 28406.9944 | 23623.1269 | 19644.8539 | 16336.7656 | 13585.9967 | 11298.4659 | 9396.1332 | 7814.0505 | 6498.476 | 5404.6501 | 4495.1779 | 3738.8399 | 3109.733 | 2586.4325 | 2151.1454 | 1789.0733 | 1487.919 | 1237.4402 | 1029.1171 | 855.8554 | 711.7568 | 591.9109 | 492.2397 | 410.1997 | 0 | 0 | 0 | 0 | 0 | 0 | 0 | 0 | 0 | 0 | 0 | 0 | 0 | 0 | 0 | 0 | 0 | 0
Commercial_Office_Existing_Food Preparation_Natural Gas_Conveyor Oven_E1_Baseline Forecast | Commercial | Office | Existing | Food Preparation | Natural Gas | Conveyor Oven | E1 |  | Baseline Forecast | 0 | 364.635 | 834.2418 | 1384.1556 | 2366.3949 | 3037.7154 | 3750.3114 | 4495.4138 | 5265.3878 | 6054.2553 | 6857.268 | 7670.8313 | 8492.1278 | 9318.8976 | 10149.2119 | 10981.5862 | 11814.7455 | 12473.2852 | 12992.8071 | 13401.508 | 13721.0461 | 13969.3575 | 14160.0291 | 14304.9979 | 14413.4088 | 14492.098 | 14548.4288 | 14586.4017 | 14609.747 | 14621.4986 | 14623.9987 | 14619.2236 | 14839.7295 | 0 | 0 | 0 | 0 | 0 | 0 | 0 | 0 | 0 | 0 | 0 | 0 | 0 | 0 | 0 | 0 | 0 | 0
Commercial_Office_Existing_Food Preparation_Natural Gas_Conveyor Oven_E2_Baseline Forecast | Commercial | Office | Existing | Food Preparation | Natural Gas | Conveyor Oven | E2 |  | Baseline Forecast | 0 | 524.8401 | 1201.089 | 1992.8687 | 3407.1222 | 4374.089 | 5401.2485 | 6475.9334 | 7587.2845 | 8726.7003 | 9887.3553 | 11064.0399 | 12252.7239 | 13450.1663 | 14653.5434 | 15860.6999 | 17069.758 | 18026.9303 | 18783.7516 | 19381.1195 | 19851.398 | 20219.338 | 20505.9336 | 20727.0292 | 20895.6847 | 21023.0934 | 21116.1838 | 21182.4597 | 21227.196 | 21254.6464 | 21268.0784 | 21270.2917 | 21600.3537 | 0 | 0 | 0 | 0 | 0 | 0 | 0 | 0 | 0 | 0 | 0 | 0 | 0 | 0 | 0 | 0 | 0 | 0
Commercial_Office_Existing_Food Preparation_Natural Gas_Conveyor Oven_E3_Baseline Forecast | Commercial | Office | Existing | Food Preparation | Natural Gas | Conveyor Oven | E3 |  | Baseline Forecast | 0 | 0 | 0 | 0 | 0 | 0 | 0 | 0 | 0 | 0 | 0 | 0 | 0 | 0 | 0 | 0 | 0 | 0 | 0 | 0 | 0 | 0 | 0 | 0 | 0 | 0 | 0 | 0 | 0 | 0 | 0 | 0 | 0 | 0 | 0 | 0 | 0 | 0 | 0 | 0 | 0 | 0 | 0 | 0 | 0 | 0 | 0 | 0 | 0 | 0 | 0
Commercial_Office_Existing_Food Preparation_Natural Gas_Conveyor Oven_E4_Baseline Forecast | Commercial | Office | Existing | Food Preparation | Natural Gas | Conveyor Oven | E4 |  | Baseline Forecast | 0 | 0 | 0 | 0 | 0 | 0 | 0 | 0 | 0 | 0 | 0 | 0 | 0 | 0 | 0 | 0 | 0 | 0 | 0 | 0 | 0 | 0 | 0 | 0 | 0 | 0 | 0 | 0 | 0 | 0 | 0 | 0 | 0 | 0 | 0 | 0 | 0 | 0 | 0 | 0 | 0 | 0 | 0 | 0 | 0 | 0 | 0 | 0 | 0 | 0 | 0
Commercial_Office_Existing_Food Preparation_Natural Gas_Conveyor Oven_E5_Baseline Forecast | Commercial | Office | Existing | Food Preparation | Natural Gas | Conveyor Oven | E5 |  | Baseline Forecast | 0 | 0 | 0 | 0 | 0 | 0 | 0 | 0 | 0 | 0 | 0 | 0 | 0 | 0 | 0 | 0 | 0 | 0 | 0 | 0 | 0 | 0 | 0 | 0 | 0 | 0 | 0 | 0 | 0 | 0 | 0 | 0 | 0 | 0 | 0 | 0 | 0 | 0 | 0 | 0 | 0 | 0 | 0 | 0 | 0 | 0 | 0 | 0 | 0 | 0 | 0
Commercial_Office_Existing_Food Preparation_Natural Gas_Conveyor Oven_E6_Baseline Forecast | Commercial | Office | Existing | Food Preparation | Natural Gas | Conveyor Oven | E6 |  | Baseline Forecast | 0 | 0 | 0 | 0 | 0 | 0 | 0 | 0 | 0 | 0 | 0 | 0 | 0 | 0 | 0 | 0 | 0 | 0 | 0 | 0 | 0 | 0 | 0 | 0 | 0 | 0 | 0 | 0 | 0 | 0 | 0 | 0 | 0 | 0 | 0 | 0 | 0 | 0 | 0 | 0 | 0 | 0 | 0 | 0 | 0 | 0 | 0 | 0 | 0 | 0 | 0
Commercial_Office_Existing_Food Preparation_Natural Gas_Conveyor Oven_E7_Baseline Forecast | Commercial | Office | Existing | Food Preparation | Natural Gas | Conveyor Oven | E7 |  | Baseline Forecast | 0 | 0 | 0 | 0 | 0 | 0 | 0 | 0 | 0 | 0 | 0 | 0 | 0 | 0 | 0 | 0 | 0 | 0 | 0 | 0 | 0 | 0 | 0 | 0 | 0 | 0 | 0 | 0 | 0 | 0 | 0 | 0 | 0 | 0 | 0 | 0 | 0 | 0 | 0 | 0 | 0 | 0 | 0 | 0 | 0 | 0 | 0 | 0 | 0 | 0 | 0
Commercial_Office_Existing_Food Preparation_Natural Gas_Conveyor Oven_E8_Baseline Forecast | Commercial | Office | Existing | Food Preparation | Natural Gas | Conveyor Oven | E8 |  | Baseline Forecast | 0 | 0 | 0 | 0 | 0 | 0 | 0 | 0 | 0 | 0 | 0 | 0 | 0 | 0 | 0 | 0 | 0 | 0 | 0 | 0 | 0 | 0 | 0 | 0 | 0 | 0 | 0 | 0 | 0 | 0 | 0 | 0 | 0 | 0 | 0 | 0 | 0 | 0 | 0 | 0 | 0 | 0 | 0 | 0 | 0 | 0 | 0 | 0 | 0 | 0 | 0
Commercial_Office_Existing_Food Preparation_Natural Gas_Conveyor Oven_E9_Baseline Forecast | Commercial | Office | Existing | Food Preparation | Natural Gas | Conveyor Oven | E9 |  | Baseline Forecast | 0 | 0 | 0 | 0 | 0 | 0 | 0 | 0 | 0 | 0 | 0 | 0 | 0 | 0 | 0 | 0 | 0 | 0 | 0 | 0 | 0 | 0 | 0 | 0 | 0 | 0 | 0 | 0 | 0 | 0 | 0 | 0 | 0 | 0 | 0 | 0 | 0 | 0 | 0 | 0 | 0 | 0 | 0 | 0 | 0 | 0 | 0 | 0 | 0 | 0 | 0
Commercial_Office_Existing_Food Preparation_Natural Gas_Conveyor Oven_E10_Baseline Forecast | Commercial | Office | Existing | Food Preparation | Natural Gas | Conveyor Oven | E10 |  | Baseline Forecast | 0 | 0 | 0 | 0 | 0 | 0 | 0 | 0 | 0 | 0 | 0 | 0 | 0 | 0 | 0 | 0 | 0 | 0 | 0 | 0 | 0 | 0 | 0 | 0 | 0 | 0 | 0 | 0 | 0 | 0 | 0 | 0 | 0 | 0 | 0 | 0 | 0 | 0 | 0 | 0 | 0 | 0 | 0 | 0 | 0 | 0 | 0 | 0 | 0 | 0 | 0
Commercial_Office_Existing_Food Preparation_Natural Gas_Conveyor Oven_Vintage_Baseline Forecast | Commercial | Office | Existing | Food Preparation | Natural Gas | Conveyor Oven | Vintage |  | Baseline Forecast | 37996.0046 | 36913.2145 | 35574.0436 | 33998.8963 | 32475.7176 | 30734.6385 | 28904.1381 | 27002.6178 | 25042.3312 | 23035.5752 | 20993.042 | 18924.0342 | 16835.9651 | 14734.5301 | 12623.994 | 10507.9231 | 8389.0961 | 6697.6386 | 5347.4779 | 4269.7214 | 3409.265 | 2722.1886 | 2173.5394 | 1735.431 | 1385.5971 | 1106.2654 | 883.2334 | 705.1595 | 562.9815 | 449.4657 | 358.8332 | 286.4732 | 229.1786 | 0 | 0 | 0 | 0 | 0 | 0 | 0 | 0 | 0 | 0 | 0 | 0 | 0 | 0 | 0 | 0 | 0 | 0
Commercial_Office_Existing_Food Preparation_Natural Gas_Double Rack Oven_E1_Baseline Forecast | Commercial | Office | Existing | Food Preparation | Natural Gas | Double Rack Oven | E1 |  | Baseline Forecast | 0 | 516.5505 | 1181.5171 | 1960.6524 | 3203.5773 | 4155.1733 | 5164.3772 | 6218.8996 | 7307.7421 | 8422.4669 | 9556.3325 | 10704.3017 | 11612.6466 | 12329.6412 | 12893.441 | 13333.7221 | 13675.7783 | 13937.816 | 14137.48 | 14287.3224 | 14395.6561 | 14473.8466 | 14526.5666 | 14559.2341 | 14576.3219 | 14581.3407 | 14576.8021 | 14564.8906 | 14547.6742 | 14526.1624 | 14501.2723 | 14473.5237 | 14671.5916 | 0 | 0 | 0 | 0 | 0 | 0 | 0 | 0 | 0 | 0 | 0 | 0 | 0 | 0 | 0 | 0 | 0 | 0
Commercial_Office_Existing_Food Preparation_Natural Gas_Double Rack Oven_E2_Baseline Forecast | Commercial | Office | Existing | Food Preparation | Natural Gas | Double Rack Oven | E2 |  | Baseline Forecast | 0 | 743.5392 | 1701.8683 | 2823.4655 | 4611.691 | 5981.98 | 7438.2929 | 8962.5802 | 10539.6993 | 12157.4558 | 13806.2031 | 15478.5011 | 16806.3254 | 17859.5378 | 18693.7661 | 19354.4071 | 19875.8073 | 20288.4779 | 20614.026 | 20870.6672 | 21073.4547 | 21229.2764 | 21348.5952 | 21438.2604 | 21503.6169 | 21549.2963 | 21579.1772 | 21596.2701 | 21602.4706 | 21600.0326 | 21590.4335 | 21575.3644 | 21895.9899 | 0 | 0 | 0 | 0 | 0 | 0 | 0 | 0 | 0 | 0 | 0 | 0 | 0 | 0 | 0 | 0 | 0 | 0
Commercial_Office_Existing_Food Preparation_Natural Gas_Double Rack Oven_E3_Baseline Forecast | Commercial | Office | Existing | Food Preparation | Natural Gas | Double Rack Oven | E3 |  | Baseline Forecast | 0 | 0 | 0 | 0 | 0 | 0 | 0 | 0 | 0 | 0 | 0 | 0 | 0 | 0 | 0 | 0 | 0 | 0 | 0 | 0 | 0 | 0 | 0 | 0 | 0 | 0 | 0 | 0 | 0 | 0 | 0 | 0 | 0 | 0 | 0 | 0 | 0 | 0 | 0 | 0 | 0 | 0 | 0 | 0 | 0 | 0 | 0 | 0 | 0 | 0 | 0
Commercial_Office_Existing_Food Preparation_Natural Gas_Double Rack Oven_E4_Baseline Forecast | Commercial | Office | Existing | Food Preparation | Natural Gas | Double Rack Oven | E4 |  | Baseline Forecast | 0 | 0 | 0 | 0 | 0 | 0 | 0 | 0 | 0 | 0 | 0 | 0 | 0 | 0 | 0 | 0 | 0 | 0 | 0 | 0 | 0 | 0 | 0 | 0 | 0 | 0 | 0 | 0 | 0 | 0 | 0 | 0 | 0 | 0 | 0 | 0 | 0 | 0 | 0 | 0 | 0 | 0 | 0 | 0 | 0 | 0 | 0 | 0 | 0 | 0 | 0
Commercial_Office_Existing_Food Preparation_Natural Gas_Double Rack Oven_E5_Baseline Forecast | Commercial | Office | Existing | Food Preparation | Natural Gas | Double Rack Oven | E5 |  | Baseline Forecast | 0 | 0 | 0 | 0 | 0 | 0 | 0 | 0 | 0 | 0 | 0 | 0 | 0 | 0 | 0 | 0 | 0 | 0 | 0 | 0 | 0 | 0 | 0 | 0 | 0 | 0 | 0 | 0 | 0 | 0 | 0 | 0 | 0 | 0 | 0 | 0 | 0 | 0 | 0 | 0 | 0 | 0 | 0 | 0 | 0 | 0 | 0 | 0 | 0 | 0 | 0
Commercial_Office_Existing_Food Preparation_Natural Gas_Double Rack Oven_E6_Baseline Forecast | Commercial | Office | Existing | Food Preparation | Natural Gas | Double Rack Oven | E6 |  | Baseline Forecast | 0 | 0 | 0 | 0 | 0 | 0 | 0 | 0 | 0 | 0 | 0 | 0 | 0 | 0 | 0 | 0 | 0 | 0 | 0 | 0 | 0 | 0 | 0 | 0 | 0 | 0 | 0 | 0 | 0 | 0 | 0 | 0 | 0 | 0 | 0 | 0 | 0 | 0 | 0 | 0 | 0 | 0 | 0 | 0 | 0 | 0 | 0 | 0 | 0 | 0 | 0
Commercial_Office_Existing_Food Preparation_Natural Gas_Double Rack Oven_E7_Baseline Forecast | Commercial | Office | Existing | Food Preparation | Natural Gas | Double Rack Oven | E7 |  | Baseline Forecast | 0 | 0 | 0 | 0 | 0 | 0 | 0 | 0 | 0 | 0 | 0 | 0 | 0 | 0 | 0 | 0 | 0 | 0 | 0 | 0 | 0 | 0 | 0 | 0 | 0 | 0 | 0 | 0 | 0 | 0 | 0 | 0 | 0 | 0 | 0 | 0 | 0 | 0 | 0 | 0 | 0 | 0 | 0 | 0 | 0 | 0 | 0 | 0 | 0 | 0 | 0
Commercial_Office_Existing_Food Preparation_Natural Gas_Double Rack Oven_E8_Baseline Forecast | Commercial | Office | Existing | Food Preparation | Natural Gas | Double Rack Oven | E8 |  | Baseline Forecast | 0 | 0 | 0 | 0 | 0 | 0 | 0 | 0 | 0 | 0 | 0 | 0 | 0 | 0 | 0 | 0 | 0 | 0 | 0 | 0 | 0 | 0 | 0 | 0 | 0 | 0 | 0 | 0 | 0 | 0 | 0 | 0 | 0 | 0 | 0 | 0 | 0 | 0 | 0 | 0 | 0 | 0 | 0 | 0 | 0 | 0 | 0 | 0 | 0 | 0 | 0
Commercial_Office_Existing_Food Preparation_Natural Gas_Double Rack Oven_E9_Baseline Forecast | Commercial | Office | Existing | Food Preparation | Natural Gas | Double Rack Oven | E9 |  | Baseline Forecast | 0 | 0 | 0 | 0 | 0 | 0 | 0 | 0 | 0 | 0 | 0 | 0 | 0 | 0 | 0 | 0 | 0 | 0 | 0 | 0 | 0 | 0 | 0 | 0 | 0 | 0 | 0 | 0 | 0 | 0 | 0 | 0 | 0 | 0 | 0 | 0 | 0 | 0 | 0 | 0 | 0 | 0 | 0 | 0 | 0 | 0 | 0 | 0 | 0 | 0 | 0
Commercial_Office_Existing_Food Preparation_Natural Gas_Double Rack Oven_E10_Baseline Forecast | Commercial | Office | Existing | Food Preparation | Natural Gas | Double Rack Oven | E10 |  | Baseline Forecast | 0 | 0 | 0 | 0 | 0 | 0 | 0 | 0 | 0 | 0 | 0 | 0 | 0 | 0 | 0 | 0 | 0 | 0 | 0 | 0 | 0 | 0 | 0 | 0 | 0 | 0 | 0 | 0 | 0 | 0 | 0 | 0 | 0 | 0 | 0 | 0 | 0 | 0 | 0 | 0 | 0 | 0 | 0 | 0 | 0 | 0 | 0 | 0 | 0 | 0 | 0
Commercial_Office_Existing_Food Preparation_Natural Gas_Double Rack Oven_Vintage_Baseline Forecast | Commercial | Office | Existing | Food Preparation | Natural Gas | Double Rack Oven | Vintage |  | Baseline Forecast | 37996.0046 | 36542.5998 | 34725.989 | 32591.8028 | 30433.9663 | 28009.2896 | 25453.0278 | 22792.4852 | 20047.562 | 17236.608 | 14375.1297 | 11476.1026 | 9161.8449 | 7314.4149 | 5839.5422 | 4662.08 | 3722.014 | 2971.5602 | 2372.5307 | 1894.3594 | 1512.5982 | 1207.7611 | 964.3404 | 769.9636 | 614.7518 | 490.8199 | 391.8667 | 312.8601 | 249.7796 | 199.4157 | 159.2045 | 127.1004 | 101.6803 | 0 | 0 | 0 | 0 | 0 | 0 | 0 | 0 | 0 | 0 | 0 | 0 | 0 | 0 | 0 | 0 | 0 | 0
Commercial_Office_Existing_Food Preparation_Natural Gas_Fryer_E1_Baseline Forecast | Commercial | Office | Existing | Food Preparation | Natural Gas | Fryer | E1 |  | Baseline Forecast | 0 | 0 | 0 | 0 | 0 | 0 | 0 | 0 | 0 | 0 | 0 | 0 | 0 | 0 | 0 | 0 | 0 | 0 | 0 | 0 | 0 | 0 | 0 | 0 | 0 | 0 | 0 | 0 | 0 | 0 | 0 | 0 | 0 | 0 | 0 | 0 | 0 | 0 | 0 | 0 | 0 | 0 | 0 | 0 | 0 | 0 | 0 | 0 | 0 | 0 | 0
Commercial_Office_Existing_Food Preparation_Natural Gas_Fryer_E2_Baseline Forecast | Commercial | Office | Existing | Food Preparation | Natural Gas | Fryer | E2 |  | Baseline Forecast | 0 | 0 | 0 | 2718.2488 | 13822.6014 | 25279.8555 | 39802.354 | 56755.2953 | 75625.8272 | 90628.6021 | 102541.8109 | 111989.3664 | 119470.3719 | 125382.7779 | 130042.0946 | 133701.0877 | 136560.3607 | 138784.5631 | 140506.5504 | 141830.0614 | 142833.0986 | 143576.3506 | 144110.552 | 144476.9479 | 144708.56 | 144832.9709 | 144871.7565 | 144842.5138 | 144758.5546 | 144630.9021 | 144467.5133 | 144275.9379 | 146334.6346 | 0 | 0 | 0 | 0 | 0 | 0 | 0 | 0 | 0 | 0 | 0 | 0 | 0 | 0 | 0 | 0 | 0 | 0
Commercial_Office_Existing_Food Preparation_Natural Gas_Fryer_E3_Baseline Forecast | Commercial | Office | Existing | Food Preparation | Natural Gas | Fryer | E3 |  | Baseline Forecast | 0 | 0 | 0 | 0 | 0 | 0 | 0 | 0 | 0 | 0 | 0 | 0 | 0 | 0 | 0 | 0 | 0 | 0 | 0 | 0 | 0 | 0 | 0 | 0 | 0 | 0 | 0 | 0 | 0 | 0 | 0 | 0 | 0 | 0 | 0 | 0 | 0 | 0 | 0 | 0 | 0 | 0 | 0 | 0 | 0 | 0 | 0 | 0 | 0 | 0 | 0
Commercial_Office_Existing_Food Preparation_Natural Gas_Fryer_E4_Baseline Forecast | Commercial | Office | Existing | Food Preparation | Natural Gas | Fryer | E4 |  | Baseline Forecast | 0 | 0 | 0 | 0 | 0 | 0 | 0 | 0 | 0 | 0 | 0 | 0 | 0 | 0 | 0 | 0 | 0 | 0 | 0 | 0 | 0 | 0 | 0 | 0 | 0 | 0 | 0 | 0 | 0 | 0 | 0 | 0 | 0 | 0 | 0 | 0 | 0 | 0 | 0 | 0 | 0 | 0 | 0 | 0 | 0 | 0 | 0 | 0 | 0 | 0 | 0
Commercial_Office_Existing_Food Preparation_Natural Gas_Fryer_E5_Baseline Forecast | Commercial | Office | Existing | Food Preparation | Natural Gas | Fryer | E5 |  | Baseline Forecast | 0 | 0 | 0 | 0 | 0 | 0 | 0 | 0 | 0 | 0 | 0 | 0 | 0 | 0 | 0 | 0 | 0 | 0 | 0 | 0 | 0 | 0 | 0 | 0 | 0 | 0 | 0 | 0 | 0 | 0 | 0 | 0 | 0 | 0 | 0 | 0 | 0 | 0 | 0 | 0 | 0 | 0 | 0 | 0 | 0 | 0 | 0 | 0 | 0 | 0 | 0
Commercial_Office_Existing_Food Preparation_Natural Gas_Fryer_E6_Baseline Forecast | Commercial | Office | Existing | Food Preparation | Natural Gas | Fryer | E6 |  | Baseline Forecast | 0 | 0 | 0 | 0 | 0 | 0 | 0 | 0 | 0 | 0 | 0 | 0 | 0 | 0 | 0 | 0 | 0 | 0 | 0 | 0 | 0 | 0 | 0 | 0 | 0 | 0 | 0 | 0 | 0 | 0 | 0 | 0 | 0 | 0 | 0 | 0 | 0 | 0 | 0 | 0 | 0 | 0 | 0 | 0 | 0 | 0 | 0 | 0 | 0 | 0 | 0
Commercial_Office_Existing_Food Preparation_Natural Gas_Fryer_E7_Baseline Forecast | Commercial | Office | Existing | Food Preparation | Natural Gas | Fryer | E7 |  | Baseline Forecast | 0 | 0 | 0 | 0 | 0 | 0 | 0 | 0 | 0 | 0 | 0 | 0 | 0 | 0 | 0 | 0 | 0 | 0 | 0 | 0 | 0 | 0 | 0 | 0 | 0 | 0 | 0 | 0 | 0 | 0 | 0 | 0 | 0 | 0 | 0 | 0 | 0 | 0 | 0 | 0 | 0 | 0 | 0 | 0 | 0 | 0 | 0 | 0 | 0 | 0 | 0
Commercial_Office_Existing_Food Preparation_Natural Gas_Fryer_E8_Baseline Forecast | Commercial | Office | Existing | Food Preparation | Natural Gas | Fryer | E8 |  | Baseline Forecast | 0 | 0 | 0 | 0 | 0 | 0 | 0 | 0 | 0 | 0 | 0 | 0 | 0 | 0 | 0 | 0 | 0 | 0 | 0 | 0 | 0 | 0 | 0 | 0 | 0 | 0 | 0 | 0 | 0 | 0 | 0 | 0 | 0 | 0 | 0 | 0 | 0 | 0 | 0 | 0 | 0 | 0 | 0 | 0 | 0 | 0 | 0 | 0 | 0 | 0 | 0
Commercial_Office_Existing_Food Preparation_Natural Gas_Fryer_E9_Baseline Forecast | Commercial | Office | Existing | Food Preparation | Natural Gas | Fryer | E9 |  | Baseline Forecast | 0 | 0 | 0 | 0 | 0 | 0 | 0 | 0 | 0 | 0 | 0 | 0 | 0 | 0 | 0 | 0 | 0 | 0 | 0 | 0 | 0 | 0 | 0 | 0 | 0 | 0 | 0 | 0 | 0 | 0 | 0 | 0 | 0 | 0 | 0 | 0 | 0 | 0 | 0 | 0 | 0 | 0 | 0 | 0 | 0 | 0 | 0 | 0 | 0 | 0 | 0
Commercial_Office_Existing_Food Preparation_Natural Gas_Fryer_E10_Baseline Forecast | Commercial | Office | Existing | Food Preparation | Natural Gas | Fryer | E10 |  | Baseline Forecast | 0 | 0 | 0 | 0 | 0 | 0 | 0 | 0 | 0 | 0 | 0 | 0 | 0 | 0 | 0 | 0 | 0 | 0 | 0 | 0 | 0 | 0 | 0 | 0 | 0 | 0 | 0 | 0 | 0 | 0 | 0 | 0 | 0 | 0 | 0 | 0 | 0 | 0 | 0 | 0 | 0 | 0 | 0 | 0 | 0 | 0 | 0 | 0 | 0 | 0 | 0
Commercial_Office_Existing_Food Preparation_Natural Gas_Fryer_Vintage_Baseline Forecast | Commercial | Office | Existing | Food Preparation | Natural Gas | Fryer | Vintage |  | Baseline Forecast | 151984.0184 | 151210.758 | 150437.4976 | 146785.434 | 139174.3374 | 127305.9161 | 112420.4378 | 95140.5648 | 75954.1866 | 60637.521 | 48408.8503 | 38646.2555 | 30852.8956 | 24631.5981 | 19664.9024 | 15699.7492 | 12534.0377 | 10006.8534 | 7989.5962 | 6379.3344 | 5093.7378 | 4067.1861 | 3247.4565 | 2592.8845 | 2070.2023 | 1652.8565 | 1319.6274 | 1053.5694 | 841.1433 | 671.5408 | 536.1279 | 428.0159 | 342.4127 | 0 | 0 | 0 | 0 | 0 | 0 | 0 | 0 | 0 | 0 | 0 | 0 | 0 | 0 | 0 | 0 | 0 | 0
Commercial_Office_Existing_Food Preparation_Natural Gas_Broiler_E1_Baseline Forecast | Commercial | Office | Existing | Food Preparation | Natural Gas | Broiler | E1 |  | Baseline Forecast | 0 | 0 | 0 | 0 | 0 | 0 | 0 | 0 | 0 | 0 | 0 | 0 | 0 | 0 | 0 | 0 | 0 | 0 | 0 | 0 | 0 | 0 | 0 | 0 | 0 | 0 | 0 | 0 | 0 | 0 | 0 | 0 | 0 | 0 | 0 | 0 | 0 | 0 | 0 | 0 | 0 | 0 | 0 | 0 | 0 | 0 | 0 | 0 | 0 | 0 | 0
Commercial_Office_Existing_Food Preparation_Natural Gas_Broiler_E2_Baseline Forecast | Commercial | Office | Existing | Food Preparation | Natural Gas | Broiler | E2 |  | Baseline Forecast | 0 | 0 | 0 | 0 | 0 | 0 | 0 | 0 | 0 | 0 | 0 | 0 | 0 | 0 | 0 | 0 | 0 | 0 | 0 | 0 | 0 | 0 | 0 | 0 | 0 | 0 | 0 | 0 | 0 | 0 | 0 | 0 | 0 | 0 | 0 | 0 | 0 | 0 | 0 | 0 | 0 | 0 | 0 | 0 | 0 | 0 | 0 | 0 | 0 | 0 | 0
Commercial_Office_Existing_Food Preparation_Natural Gas_Broiler_E3_Baseline Forecast | Commercial | Office | Existing | Food Preparation | Natural Gas | Broiler | E3 |  | Baseline Forecast | 0 | 0 | 0 | 0 | 0 | 0 | 0 | 0 | 0 | 0 | 0 | 0 | 0 | 0 | 0 | 0 | 0 | 0 | 0 | 0 | 0 | 0 | 0 | 0 | 0 | 0 | 0 | 0 | 0 | 0 | 0 | 0 | 0 | 0 | 0 | 0 | 0 | 0 | 0 | 0 | 0 | 0 | 0 | 0 | 0 | 0 | 0 | 0 | 0 | 0 | 0
Commercial_Office_Existing_Food Preparation_Natural Gas_Broiler_E4_Baseline Forecast | Commercial | Office | Existing | Food Preparation | Natural Gas | Broiler | E4 |  | Baseline Forecast | 0 | 0 | 0 | 0 | 0 | 0 | 0 | 0 | 0 | 0 | 0 | 0 | 0 | 0 | 0 | 0 | 0 | 0 | 0 | 0 | 0 | 0 | 0 | 0 | 0 | 0 | 0 | 0 | 0 | 0 | 0 | 0 | 0 | 0 | 0 | 0 | 0 | 0 | 0 | 0 | 0 | 0 | 0 | 0 | 0 | 0 | 0 | 0 | 0 | 0 | 0
Commercial_Office_Existing_Food Preparation_Natural Gas_Broiler_E5_Baseline Forecast | Commercial | Office | Existing | Food Preparation | Natural Gas | Broiler | E5 |  | Baseline Forecast | 0 | 0 | 0 | 0 | 0 | 0 | 0 | 0 | 0 | 0 | 0 | 0 | 0 | 0 | 0 | 0 | 0 | 0 | 0 | 0 | 0 | 0 | 0 | 0 | 0 | 0 | 0 | 0 | 0 | 0 | 0 | 0 | 0 | 0 | 0 | 0 | 0 | 0 | 0 | 0 | 0 | 0 | 0 | 0 | 0 | 0 | 0 | 0 | 0 | 0 | 0
Commercial_Office_Existing_Food Preparation_Natural Gas_Broiler_E6_Baseline Forecast | Commercial | Office | Existing | Food Preparation | Natural Gas | Broiler | E6 |  | Baseline Forecast | 0 | 0 | 0 | 0 | 0 | 0 | 0 | 0 | 0 | 0 | 0 | 0 | 0 | 0 | 0 | 0 | 0 | 0 | 0 | 0 | 0 | 0 | 0 | 0 | 0 | 0 | 0 | 0 | 0 | 0 | 0 | 0 | 0 | 0 | 0 | 0 | 0 | 0 | 0 | 0 | 0 | 0 | 0 | 0 | 0 | 0 | 0 | 0 | 0 | 0 | 0
Commercial_Office_Existing_Food Preparation_Natural Gas_Broiler_E7_Baseline Forecast | Commercial | Office | Existing | Food Preparation | Natural Gas | Broiler | E7 |  | Baseline Forecast | 0 | 0 | 0 | 0 | 0 | 0 | 0 | 0 | 0 | 0 | 0 | 0 | 0 | 0 | 0 | 0 | 0 | 0 | 0 | 0 | 0 | 0 | 0 | 0 | 0 | 0 | 0 | 0 | 0 | 0 | 0 | 0 | 0 | 0 | 0 | 0 | 0 | 0 | 0 | 0 | 0 | 0 | 0 | 0 | 0 | 0 | 0 | 0 | 0 | 0 | 0
Commercial_Office_Existing_Food Preparation_Natural Gas_Broiler_E8_Baseline Forecast | Commercial | Office | Existing | Food Preparation | Natural Gas | Broiler | E8 |  | Baseline Forecast | 0 | 0 | 0 | 0 | 0 | 0 | 0 | 0 | 0 | 0 | 0 | 0 | 0 | 0 | 0 | 0 | 0 | 0 | 0 | 0 | 0 | 0 | 0 | 0 | 0 | 0 | 0 | 0 | 0 | 0 | 0 | 0 | 0 | 0 | 0 | 0 | 0 | 0 | 0 | 0 | 0 | 0 | 0 | 0 | 0 | 0 | 0 | 0 | 0 | 0 | 0
Commercial_Office_Existing_Food Preparation_Natural Gas_Broiler_E9_Baseline Forecast | Commercial | Office | Existing | Food Preparation | Natural Gas | Broiler | E9 |  | Baseline Forecast | 0 | 0 | 0 | 0 | 0 | 0 | 0 | 0 | 0 | 0 | 0 | 0 | 0 | 0 | 0 | 0 | 0 | 0 | 0 | 0 | 0 | 0 | 0 | 0 | 0 | 0 | 0 | 0 | 0 | 0 | 0 | 0 | 0 | 0 | 0 | 0 | 0 | 0 | 0 | 0 | 0 | 0 | 0 | 0 | 0 | 0 | 0 | 0 | 0 | 0 | 0
Commercial_Office_Existing_Food Preparation_Natural Gas_Broiler_E10_Baseline Forecast | Commercial | Office | Existing | Food Preparation | Natural Gas | Broiler | E10 |  | Baseline Forecast | 0 | 0 | 0 | 0 | 0 | 0 | 0 | 0 | 0 | 0 | 0 | 0 | 0 | 0 | 0 | 0 | 0 | 0 | 0 | 0 | 0 | 0 | 0 | 0 | 0 | 0 | 0 | 0 | 0 | 0 | 0 | 0 | 0 | 0 | 0 | 0 | 0 | 0 | 0 | 0 | 0 | 0 | 0 | 0 | 0 | 0 | 0 | 0 | 0 | 0 | 0
Commercial_Office_Existing_Food Preparation_Natural Gas_Broiler_Vintage_Baseline Forecast | Commercial | Office | Existing | Food Preparation | Natural Gas | Broiler | Vintage |  | Baseline Forecast | 0 | 0 | 0 | 0 | 0 | 0 | 0 | 0 | 0 | 0 | 0 | 0 | 0 | 0 | 0 | 0 | 0 | 0 | 0 | 0 | 0 | 0 | 0 | 0 | 0 | 0 | 0 | 0 | 0 | 0 | 0 | 0 | 0 | 0 | 0 | 0 | 0 | 0 | 0 | 0 | 0 | 0 | 0 | 0 | 0 | 0 | 0 | 0 | 0 | 0 | 0
Commercial_Office_Existing_Food Preparation_Natural Gas_Griddle_E1_Baseline Forecast | Commercial | Office | Existing | Food Preparation | Natural Gas | Griddle | E1 |  | Baseline Forecast | 0 | 3578.6017 | 8188.4029 | 8137.5748 | 8137.5748 | 8115.7057 | 8096.3996 | 8079.0108 | 8062.2116 | 8045.5164 | 8028.7377 | 8011.9815 | 7300.094 | 5828.0747 | 4652.9064 | 3714.7127 | 2965.6747 | 1465.6954 | 0 | 0 | 0 | 0 | 0 | 0 | 0 | 0 | 0 | 0 | 0 | 0 | 0 | 0 | 0 | 0 | 0 | 0 | 0 | 0 | 0 | 0 | 0 | 0 | 0 | 0 | 0 | 0 | 0 | 0 | 0 | 0 | 0
Commercial_Office_Existing_Food Preparation_Natural Gas_Griddle_E2_Baseline Forecast | Commercial | Office | Existing | Food Preparation | Natural Gas | Griddle | E2 |  | Baseline Forecast | 0 | 1461.7569 | 3345.1386 | 10998.8966 | 23123.4986 | 32432.9076 | 42314.281 | 52646.9084 | 63327.5541 | 74274.1746 | 85421.4047 | 96719.2298 | 106375.7941 | 114928.6415 | 121695.9219 | 127037.8043 | 131240.6677 | 135439.48 | 139006.024 | 140631.9583 | 141876.4435 | 142812.4922 | 143500.6471 | 143989.9782 | 144319.7552 | 144522.5478 | 144623.9172 | 144644.6429 | 144600.5794 | 144504.78 | 144366.8231 | 144195.5522 | 146270.3261 | 0 | 0 | 0 | 0 | 0 | 0 | 0 | 0 | 0 | 0 | 0 | 0 | 0 | 0 | 0 | 0 | 0 | 0
Commercial_Office_Existing_Food Preparation_Natural Gas_Griddle_E3_Baseline Forecast | Commercial | Office | Existing | Food Preparation | Natural Gas | Griddle | E3 |  | Baseline Forecast | 0 | 0 | 0 | 0 | 0 | 0 | 0 | 0 | 0 | 0 | 0 | 0 | 0 | 0 | 0 | 0 | 0 | 0 | 0 | 0 | 0 | 0 | 0 | 0 | 0 | 0 | 0 | 0 | 0 | 0 | 0 | 0 | 0 | 0 | 0 | 0 | 0 | 0 | 0 | 0 | 0 | 0 | 0 | 0 | 0 | 0 | 0 | 0 | 0 | 0 | 0
Commercial_Office_Existing_Food Preparation_Natural Gas_Griddle_E4_Baseline Forecast | Commercial | Office | Existing | Food Preparation | Natural Gas | Griddle | E4 |  | Baseline Forecast | 0 | 0 | 0 | 0 | 0 | 0 | 0 | 0 | 0 | 0 | 0 | 0 | 0 | 0 | 0 | 0 | 0 | 0 | 0 | 0 | 0 | 0 | 0 | 0 | 0 | 0 | 0 | 0 | 0 | 0 | 0 | 0 | 0 | 0 | 0 | 0 | 0 | 0 | 0 | 0 | 0 | 0 | 0 | 0 | 0 | 0 | 0 | 0 | 0 | 0 | 0
Commercial_Office_Existing_Food Preparation_Natural Gas_Griddle_E5_Baseline Forecast | Commercial | Office | Existing | Food Preparation | Natural Gas | Griddle | E5 |  | Baseline Forecast | 0 | 0 | 0 | 0 | 0 | 0 | 0 | 0 | 0 | 0 | 0 | 0 | 0 | 0 | 0 | 0 | 0 | 0 | 0 | 0 | 0 | 0 | 0 | 0 | 0 | 0 | 0 | 0 | 0 | 0 | 0 | 0 | 0 | 0 | 0 | 0 | 0 | 0 | 0 | 0 | 0 | 0 | 0 | 0 | 0 | 0 | 0 | 0 | 0 | 0 | 0
Commercial_Office_Existing_Food Preparation_Natural Gas_Griddle_E6_Baseline Forecast | Commercial | Office | Existing | Food Preparation | Natural Gas | Griddle | E6 |  | Baseline Forecast | 0 | 0 | 0 | 0 | 0 | 0 | 0 | 0 | 0 | 0 | 0 | 0 | 0 | 0 | 0 | 0 | 0 | 0 | 0 | 0 | 0 | 0 | 0 | 0 | 0 | 0 | 0 | 0 | 0 | 0 | 0 | 0 | 0 | 0 | 0 | 0 | 0 | 0 | 0 | 0 | 0 | 0 | 0 | 0 | 0 | 0 | 0 | 0 | 0 | 0 | 0
Commercial_Office_Existing_Food Preparation_Natural Gas_Griddle_E7_Baseline Forecast | Commercial | Office | Existing | Food Preparation | Natural Gas | Griddle | E7 |  | Baseline Forecast | 0 | 0 | 0 | 0 | 0 | 0 | 0 | 0 | 0 | 0 | 0 | 0 | 0 | 0 | 0 | 0 | 0 | 0 | 0 | 0 | 0 | 0 | 0 | 0 | 0 | 0 | 0 | 0 | 0 | 0 | 0 | 0 | 0 | 0 | 0 | 0 | 0 | 0 | 0 | 0 | 0 | 0 | 0 | 0 | 0 | 0 | 0 | 0 | 0 | 0 | 0
Commercial_Office_Existing_Food Preparation_Natural Gas_Griddle_E8_Baseline Forecast | Commercial | Office | Existing | Food Preparation | Natural Gas | Griddle | E8 |  | Baseline Forecast | 0 | 0 | 0 | 0 | 0 | 0 | 0 | 0 | 0 | 0 | 0 | 0 | 0 | 0 | 0 | 0 | 0 | 0 | 0 | 0 | 0 | 0 | 0 | 0 | 0 | 0 | 0 | 0 | 0 | 0 | 0 | 0 | 0 | 0 | 0 | 0 | 0 | 0 | 0 | 0 | 0 | 0 | 0 | 0 | 0 | 0 | 0 | 0 | 0 | 0 | 0
Commercial_Office_Existing_Food Preparation_Natural Gas_Griddle_E9_Baseline Forecast | Commercial | Office | Existing | Food Preparation | Natural Gas | Griddle | E9 |  | Baseline Forecast | 0 | 0 | 0 | 0 | 0 | 0 | 0 | 0 | 0 | 0 | 0 | 0 | 0 | 0 | 0 | 0 | 0 | 0 | 0 | 0 | 0 | 0 | 0 | 0 | 0 | 0 | 0 | 0 | 0 | 0 | 0 | 0 | 0 | 0 | 0 | 0 | 0 | 0 | 0 | 0 | 0 | 0 | 0 | 0 | 0 | 0 | 0 | 0 | 0 | 0 | 0
Commercial_Office_Existing_Food Preparation_Natural Gas_Griddle_E10_Baseline Forecast | Commercial | Office | Existing | Food Preparation | Natural Gas | Griddle | E10 |  | Baseline Forecast | 0 | 0 | 0 | 0 | 0 | 0 | 0 | 0 | 0 | 0 | 0 | 0 | 0 | 0 | 0 | 0 | 0 | 0 | 0 | 0 | 0 | 0 | 0 | 0 | 0 | 0 | 0 | 0 | 0 | 0 | 0 | 0 | 0 | 0 | 0 | 0 | 0 | 0 | 0 | 0 | 0 | 0 | 0 | 0 | 0 | 0 | 0 | 0 | 0 | 0 | 0
Commercial_Office_Existing_Food Preparation_Natural Gas_Griddle_Vintage_Baseline Forecast | Commercial | Office | Existing | Food Preparation | Natural Gas | Griddle | Vintage |  | Baseline Forecast | 151984.0184 | 146170.3994 | 138903.9561 | 130367.2113 | 121735.8654 | 112037.1583 | 101812.1113 | 91169.941 | 80190.248 | 68946.4321 | 57500.5189 | 45904.4106 | 36647.3795 | 29257.6597 | 23358.1687 | 18648.3198 | 14888.056 | 11886.241 | 9490.1226 | 7577.4375 | 6050.393 | 4831.0445 | 3857.3614 | 3079.8543 | 2459.0071 | 1963.2796 | 1567.4667 | 1251.4404 | 999.1185 | 797.6629 | 636.8181 | 508.4016 | 406.7212 | 0 | 0 | 0 | 0 | 0 | 0 | 0 | 0 | 0 | 0 | 0 | 0 | 0 | 0 | 0 | 0 | 0 | 0
Commercial_Office_Existing_Food Preparation_Natural Gas_Range_E1_Baseline Forecast | Commercial | Office | Existing | Food Preparation | Natural Gas | Range | E1 |  | Baseline Forecast | 0 | 2479.874 | 5673.8561 | 9414.9646 | 15095.6649 | 19666.7183 | 24518.2492 | 29590.8612 | 34832.6341 | 40203.045 | 44461.5853 | 47832.8591 | 50495.8677 | 52592.3702 | 54236.7465 | 55517.7751 | 56509.6071 | 57271.3487 | 57849.436 | 58286.4322 | 58608.6605 | 58837.7063 | 58991.9254 | 59086.0579 | 59132.7273 | 59141.4082 | 59119.6686 | 59073.3035 | 59008.203 | 58927.8148 | 58836.2827 | 58736.5784 | 59554.8029 | 0 | 0 | 0 | 0 | 0 | 0 | 0 | 0 | 0 | 0 | 0 | 0 | 0 | 0 | 0 | 0 | 0 | 0
Commercial_Office_Existing_Food Preparation_Natural Gas_Range_E2_Baseline Forecast | Commercial | Office | Existing | Food Preparation | Natural Gas | Range | E2 |  | Baseline Forecast | 0 | 3568.5564 | 8166.3937 | 13548.801 | 21718.9719 | 28294.844 | 35279.4514 | 42586.6187 | 50142.9039 | 57889.8366 | 64039.196 | 68913.7343 | 72772.3942 | 75822.4764 | 78226.033 | 80115.9001 | 81593.6525 | 82745.0251 | 83640.6074 | 84328.9044 | 84851.4605 | 85239.3015 | 85518.3778 | 85710.0656 | 85830.6679 | 85895.0239 | 85914.5296 | 85898.9012 | 85853.8935 | 85785.7517 | 85697.2262 | 85592.0468 | 86821.9816 | 0 | 0 | 0 | 0 | 0 | 0 | 0 | 0 | 0 | 0 | 0 | 0 | 0 | 0 | 0 | 0 | 0 | 0
Commercial_Office_Existing_Food Preparation_Natural Gas_Range_E3_Baseline Forecast | Commercial | Office | Existing | Food Preparation | Natural Gas | Range | E3 |  | Baseline Forecast | 0 | 0 | 0 | 0 | 0 | 0 | 0 | 0 | 0 | 0 | 0 | 0 | 0 | 0 | 0 | 0 | 0 | 0 | 0 | 0 | 0 | 0 | 0 | 0 | 0 | 0 | 0 | 0 | 0 | 0 | 0 | 0 | 0 | 0 | 0 | 0 | 0 | 0 | 0 | 0 | 0 | 0 | 0 | 0 | 0 | 0 | 0 | 0 | 0 | 0 | 0
Commercial_Office_Existing_Food Preparation_Natural Gas_Range_E4_Baseline Forecast | Commercial | Office | Existing | Food Preparation | Natural Gas | Range | E4 |  | Baseline Forecast | 0 | 0 | 0 | 0 | 0 | 0 | 0 | 0 | 0 | 0 | 0 | 0 | 0 | 0 | 0 | 0 | 0 | 0 | 0 | 0 | 0 | 0 | 0 | 0 | 0 | 0 | 0 | 0 | 0 | 0 | 0 | 0 | 0 | 0 | 0 | 0 | 0 | 0 | 0 | 0 | 0 | 0 | 0 | 0 | 0 | 0 | 0 | 0 | 0 | 0 | 0
Commercial_Office_Existing_Food Preparation_Natural Gas_Range_E5_Baseline Forecast | Commercial | Office | Existing | Food Preparation | Natural Gas | Range | E5 |  | Baseline Forecast | 0 | 0 | 0 | 0 | 0 | 0 | 0 | 0 | 0 | 0 | 0 | 0 | 0 | 0 | 0 | 0 | 0 | 0 | 0 | 0 | 0 | 0 | 0 | 0 | 0 | 0 | 0 | 0 | 0 | 0 | 0 | 0 | 0 | 0 | 0 | 0 | 0 | 0 | 0 | 0 | 0 | 0 | 0 | 0 | 0 | 0 | 0 | 0 | 0 | 0 | 0
Commercial_Office_Existing_Food Preparation_Natural Gas_Range_E6_Baseline Forecast | Commercial | Office | Existing | Food Preparation | Natural Gas | Range | E6 |  | Baseline Forecast | 0 | 0 | 0 | 0 | 0 | 0 | 0 | 0 | 0 | 0 | 0 | 0 | 0 | 0 | 0 | 0 | 0 | 0 | 0 | 0 | 0 | 0 | 0 | 0 | 0 | 0 | 0 | 0 | 0 | 0 | 0 | 0 | 0 | 0 | 0 | 0 | 0 | 0 | 0 | 0 | 0 | 0 | 0 | 0 | 0 | 0 | 0 | 0 | 0 | 0 | 0
Commercial_Office_Existing_Food Preparation_Natural Gas_Range_E7_Baseline Forecast | Commercial | Office | Existing | Food Preparation | Natural Gas | Range | E7 |  | Baseline Forecast | 0 | 0 | 0 | 0 | 0 | 0 | 0 | 0 | 0 | 0 | 0 | 0 | 0 | 0 | 0 | 0 | 0 | 0 | 0 | 0 | 0 | 0 | 0 | 0 | 0 | 0 | 0 | 0 | 0 | 0 | 0 | 0 | 0 | 0 | 0 | 0 | 0 | 0 | 0 | 0 | 0 | 0 | 0 | 0 | 0 | 0 | 0 | 0 | 0 | 0 | 0
Commercial_Office_Existing_Food Preparation_Natural Gas_Range_E8_Baseline Forecast | Commercial | Office | Existing | Food Preparation | Natural Gas | Range | E8 |  | Baseline Forecast | 0 | 0 | 0 | 0 | 0 | 0 | 0 | 0 | 0 | 0 | 0 | 0 | 0 | 0 | 0 | 0 | 0 | 0 | 0 | 0 | 0 | 0 | 0 | 0 | 0 | 0 | 0 | 0 | 0 | 0 | 0 | 0 | 0 | 0 | 0 | 0 | 0 | 0 | 0 | 0 | 0 | 0 | 0 | 0 | 0 | 0 | 0 | 0 | 0 | 0 | 0
Commercial_Office_Existing_Food Preparation_Natural Gas_Range_E9_Baseline Forecast | Commercial | Office | Existing | Food Preparation | Natural Gas | Range | E9 |  | Baseline Forecast | 0 | 0 | 0 | 0 | 0 | 0 | 0 | 0 | 0 | 0 | 0 | 0 | 0 | 0 | 0 | 0 | 0 | 0 | 0 | 0 | 0 | 0 | 0 | 0 | 0 | 0 | 0 | 0 | 0 | 0 | 0 | 0 | 0 | 0 | 0 | 0 | 0 | 0 | 0 | 0 | 0 | 0 | 0 | 0 | 0 | 0 | 0 | 0 | 0 | 0 | 0
Commercial_Office_Existing_Food Preparation_Natural Gas_Range_E10_Baseline Forecast | Commercial | Office | Existing | Food Preparation | Natural Gas | Range | E10 |  | Baseline Forecast | 0 | 0 | 0 | 0 | 0 | 0 | 0 | 0 | 0 | 0 | 0 | 0 | 0 | 0 | 0 | 0 | 0 | 0 | 0 | 0 | 0 | 0 | 0 | 0 | 0 | 0 | 0 | 0 | 0 | 0 | 0 | 0 | 0 | 0 | 0 | 0 | 0 | 0 | 0 | 0 | 0 | 0 | 0 | 0 | 0 | 0 | 0 | 0 | 0 | 0 | 0
Commercial_Office_Existing_Food Preparation_Natural Gas_Range_Vintage_Baseline Forecast | Commercial | Office | Existing | Food Preparation | Natural Gas | Range | Vintage |  | Baseline Forecast | 151984.0184 | 145162.3277 | 136597.2478 | 126539.9171 | 116182.3019 | 104624.2092 | 92425.0913 | 79718.3803 | 66604.4758 | 53173.2414 | 42449.8799 | 33889.0284 | 27055.0056 | 21599.5293 | 17244.2175 | 13767.1616 | 10991.1389 | 8775.0426 | 7006.1031 | 5594.0593 | 4466.7154 | 3566.5289 | 2847.7052 | 2273.709 | 1815.3672 | 1449.3953 | 1157.1856 | 923.8785 | 737.6013 | 588.8764 | 470.1323 | 375.3285 | 300.2628 | 0 | 0 | 0 | 0 | 0 | 0 | 0 | 0 | 0 | 0 | 0 | 0 | 0 | 0 | 0 | 0 | 0 | 0
Commercial_Office_Existing_Food Preparation_Natural Gas_Steamer_E1_Baseline Forecast | Commercial | Office | Existing | Food Preparation | Natural Gas | Steamer | E1 |  | Baseline Forecast | 0 | 0 | 0 | 0 | 0 | 0 | 0 | 0 | 0 | 0 | 0 | 0 | 0 | 0 | 0 | 0 | 0 | 0 | 0 | 0 | 0 | 0 | 0 | 0 | 0 | 0 | 0 | 0 | 0 | 0 | 0 | 0 | 0 | 0 | 0 | 0 | 0 | 0 | 0 | 0 | 0 | 0 | 0 | 0 | 0 | 0 | 0 | 0 | 0 | 0 | 0
Commercial_Office_Existing_Food Preparation_Natural Gas_Steamer_E2_Baseline Forecast | Commercial | Office | Existing | Food Preparation | Natural Gas | Steamer | E2 |  | Baseline Forecast | 0 | 0 | 0 | 0 | 0 | 0 | 0 | 0 | 0 | 0 | 0 | 0 | 0 | 0 | 0 | 0 | 0 | 0 | 0 | 0 | 0 | 0 | 0 | 0 | 0 | 0 | 0 | 0 | 0 | 0 | 0 | 0 | 0 | 0 | 0 | 0 | 0 | 0 | 0 | 0 | 0 | 0 | 0 | 0 | 0 | 0 | 0 | 0 | 0 | 0 | 0
Commercial_Office_Existing_Food Preparation_Natural Gas_Steamer_E3_Baseline Forecast | Commercial | Office | Existing | Food Preparation | Natural Gas | Steamer | E3 |  | Baseline Forecast | 0 | 0 | 0 | 0 | 0 | 0 | 0 | 0 | 0 | 0 | 0 | 0 | 0 | 0 | 0 | 0 | 0 | 0 | 0 | 0 | 0 | 0 | 0 | 0 | 0 | 0 | 0 | 0 | 0 | 0 | 0 | 0 | 0 | 0 | 0 | 0 | 0 | 0 | 0 | 0 | 0 | 0 | 0 | 0 | 0 | 0 | 0 | 0 | 0 | 0 | 0
Commercial_Office_Existing_Food Preparation_Natural Gas_Steamer_E4_Baseline Forecast | Commercial | Office | Existing | Food Preparation | Natural Gas | Steamer | E4 |  | Baseline Forecast | 0 | 0 | 0 | 0 | 0 | 0 | 0 | 0 | 0 | 0 | 0 | 0 | 0 | 0 | 0 | 0 | 0 | 0 | 0 | 0 | 0 | 0 | 0 | 0 | 0 | 0 | 0 | 0 | 0 | 0 | 0 | 0 | 0 | 0 | 0 | 0 | 0 | 0 | 0 | 0 | 0 | 0 | 0 | 0 | 0 | 0 | 0 | 0 | 0 | 0 | 0
Commercial_Office_Existing_Food Preparation_Natural Gas_Steamer_E5_Baseline Forecast | Commercial | Office | Existing | Food Preparation | Natural Gas | Steamer | E5 |  | Baseline Forecast | 0 | 0 | 0 | 0 | 0 | 0 | 0 | 0 | 0 | 0 | 0 | 0 | 0 | 0 | 0 | 0 | 0 | 0 | 0 | 0 | 0 | 0 | 0 | 0 | 0 | 0 | 0 | 0 | 0 | 0 | 0 | 0 | 0 | 0 | 0 | 0 | 0 | 0 | 0 | 0 | 0 | 0 | 0 | 0 | 0 | 0 | 0 | 0 | 0 | 0 | 0
Commercial_Office_Existing_Food Preparation_Natural Gas_Steamer_E6_Baseline Forecast | Commercial | Office | Existing | Food Preparation | Natural Gas | Steamer | E6 |  | Baseline Forecast | 0 | 0 | 0 | 0 | 0 | 0 | 0 | 0 | 0 | 0 | 0 | 0 | 0 | 0 | 0 | 0 | 0 | 0 | 0 | 0 | 0 | 0 | 0 | 0 | 0 | 0 | 0 | 0 | 0 | 0 | 0 | 0 | 0 | 0 | 0 | 0 | 0 | 0 | 0 | 0 | 0 | 0 | 0 | 0 | 0 | 0 | 0 | 0 | 0 | 0 | 0
Commercial_Office_Existing_Food Preparation_Natural Gas_Steamer_E7_Baseline Forecast | Commercial | Office | Existing | Food Preparation | Natural Gas | Steamer | E7 |  | Baseline Forecast | 0 | 0 | 0 | 0 | 0 | 0 | 0 | 0 | 0 | 0 | 0 | 0 | 0 | 0 | 0 | 0 | 0 | 0 | 0 | 0 | 0 | 0 | 0 | 0 | 0 | 0 | 0 | 0 | 0 | 0 | 0 | 0 | 0 | 0 | 0 | 0 | 0 | 0 | 0 | 0 | 0 | 0 | 0 | 0 | 0 | 0 | 0 | 0 | 0 | 0 | 0
Commercial_Office_Existing_Food Preparation_Natural Gas_Steamer_E8_Baseline Forecast | Commercial | Office | Existing | Food Preparation | Natural Gas | Steamer | E8 |  | Baseline Forecast | 0 | 0 | 0 | 0 | 0 | 0 | 0 | 0 | 0 | 0 | 0 | 0 | 0 | 0 | 0 | 0 | 0 | 0 | 0 | 0 | 0 | 0 | 0 | 0 | 0 | 0 | 0 | 0 | 0 | 0 | 0 | 0 | 0 | 0 | 0 | 0 | 0 | 0 | 0 | 0 | 0 | 0 | 0 | 0 | 0 | 0 | 0 | 0 | 0 | 0 | 0
Commercial_Office_Existing_Food Preparation_Natural Gas_Steamer_E9_Baseline Forecast | Commercial | Office | Existing | Food Preparation | Natural Gas | Steamer | E9 |  | Baseline Forecast | 0 | 0 | 0 | 0 | 0 | 0 | 0 | 0 | 0 | 0 | 0 | 0 | 0 | 0 | 0 | 0 | 0 | 0 | 0 | 0 | 0 | 0 | 0 | 0 | 0 | 0 | 0 | 0 | 0 | 0 | 0 | 0 | 0 | 0 | 0 | 0 | 0 | 0 | 0 | 0 | 0 | 0 | 0 | 0 | 0 | 0 | 0 | 0 | 0 | 0 | 0
Commercial_Office_Existing_Food Preparation_Natural Gas_Steamer_E10_Baseline Forecast | Commercial | Office | Existing | Food Preparation | Natural Gas | Steamer | E10 |  | Baseline Forecast | 0 | 0 | 0 | 0 | 0 | 0 | 0 | 0 | 0 | 0 | 0 | 0 | 0 | 0 | 0 | 0 | 0 | 0 | 0 | 0 | 0 | 0 | 0 | 0 | 0 | 0 | 0 | 0 | 0 | 0 | 0 | 0 | 0 | 0 | 0 | 0 | 0 | 0 | 0 | 0 | 0 | 0 | 0 | 0 | 0 | 0 | 0 | 0 | 0 | 0 | 0
Commercial_Office_Existing_Food Preparation_Natural Gas_Steamer_Vintage_Baseline Forecast | Commercial | Office | Existing | Food Preparation | Natural Gas | Steamer | Vintage |  | Baseline Forecast | 0 | 0 | 0 | 0 | 0 | 0 | 0 | 0 | 0 | 0 | 0 | 0 | 0 | 0 | 0 | 0 | 0 | 0 | 0 | 0 | 0 | 0 | 0 | 0 | 0 | 0 | 0 | 0 | 0 | 0 | 0 | 0 | 0 | 0 | 0 | 0 | 0 | 0 | 0 | 0 | 0 | 0 | 0 | 0 | 0 | 0 | 0 | 0 | 0 | 0 | 0
Commercial_Office_Existing_Food Preparation_Natural Gas_Food Prep Other_E1_Baseline Forecast | Commercial | Office | Existing | Food Preparation | Natural Gas | Food Prep Other | E1 |  | Baseline Forecast | 0 | 0 | 0 | 0 | 0 | 0 | 0 | 0 | 0 | 0 | 0 | 0 | 0 | 0 | 0 | 0 | 0 | 0 | 0 | 0 | 0 | 0 | 0 | 0 | 0 | 0 | 0 | 0 | 0 | 0 | 0 | 0 | 0 | 0 | 0 | 0 | 0 | 0 | 0 | 0 | 0 | 0 | 0 | 0 | 0 | 0 | 0 | 0 | 0 | 0 | 0
Commercial_Office_Existing_Food Preparation_Natural Gas_Food Prep Other_E2_Baseline Forecast | Commercial | Office | Existing | Food Preparation | Natural Gas | Food Prep Other | E2 |  | Baseline Forecast | 0 | 0 | 0 | 0 | 0 | 0 | 0 | 0 | 0 | 0 | 0 | 0 | 0 | 0 | 0 | 0 | 0 | 0 | 0 | 0 | 0 | 0 | 0 | 0 | 0 | 0 | 0 | 0 | 0 | 0 | 0 | 0 | 0 | 0 | 0 | 0 | 0 | 0 | 0 | 0 | 0 | 0 | 0 | 0 | 0 | 0 | 0 | 0 | 0 | 0 | 0
Commercial_Office_Existing_Food Preparation_Natural Gas_Food Prep Other_E3_Baseline Forecast | Commercial | Office | Existing | Food Preparation | Natural Gas | Food Prep Other | E3 |  | Baseline Forecast | 0 | 0 | 0 | 0 | 0 | 0 | 0 | 0 | 0 | 0 | 0 | 0 | 0 | 0 | 0 | 0 | 0 | 0 | 0 | 0 | 0 | 0 | 0 | 0 | 0 | 0 | 0 | 0 | 0 | 0 | 0 | 0 | 0 | 0 | 0 | 0 | 0 | 0 | 0 | 0 | 0 | 0 | 0 | 0 | 0 | 0 | 0 | 0 | 0 | 0 | 0
Commercial_Office_Existing_Food Preparation_Natural Gas_Food Prep Other_E4_Baseline Forecast | Commercial | Office | Existing | Food Preparation | Natural Gas | Food Prep Other | E4 |  | Baseline Forecast | 0 | 0 | 0 | 0 | 0 | 0 | 0 | 0 | 0 | 0 | 0 | 0 | 0 | 0 | 0 | 0 | 0 | 0 | 0 | 0 | 0 | 0 | 0 | 0 | 0 | 0 | 0 | 0 | 0 | 0 | 0 | 0 | 0 | 0 | 0 | 0 | 0 | 0 | 0 | 0 | 0 | 0 | 0 | 0 | 0 | 0 | 0 | 0 | 0 | 0 | 0
Commercial_Office_Existing_Food Preparation_Natural Gas_Food Prep Other_E5_Baseline Forecast | Commercial | Office | Existing | Food Preparation | Natural Gas | Food Prep Other | E5 |  | Baseline Forecast | 0 | 0 | 0 | 0 | 0 | 0 | 0 | 0 | 0 | 0 | 0 | 0 | 0 | 0 | 0 | 0 | 0 | 0 | 0 | 0 | 0 | 0 | 0 | 0 | 0 | 0 | 0 | 0 | 0 | 0 | 0 | 0 | 0 | 0 | 0 | 0 | 0 | 0 | 0 | 0 | 0 | 0 | 0 | 0 | 0 | 0 | 0 | 0 | 0 | 0 | 0
Commercial_Office_Existing_Food Preparation_Natural Gas_Food Prep Other_E6_Baseline Forecast | Commercial | Office | Existing | Food Preparation | Natural Gas | Food Prep Other | E6 |  | Baseline Forecast | 0 | 0 | 0 | 0 | 0 | 0 | 0 | 0 | 0 | 0 | 0 | 0 | 0 | 0 | 0 | 0 | 0 | 0 | 0 | 0 | 0 | 0 | 0 | 0 | 0 | 0 | 0 | 0 | 0 | 0 | 0 | 0 | 0 | 0 | 0 | 0 | 0 | 0 | 0 | 0 | 0 | 0 | 0 | 0 | 0 | 0 | 0 | 0 | 0 | 0 | 0
Commercial_Office_Existing_Food Preparation_Natural Gas_Food Prep Other_E7_Baseline Forecast | Commercial | Office | Existing | Food Preparation | Natural Gas | Food Prep Other | E7 |  | Baseline Forecast | 0 | 0 | 0 | 0 | 0 | 0 | 0 | 0 | 0 | 0 | 0 | 0 | 0 | 0 | 0 | 0 | 0 | 0 | 0 | 0 | 0 | 0 | 0 | 0 | 0 | 0 | 0 | 0 | 0 | 0 | 0 | 0 | 0 | 0 | 0 | 0 | 0 | 0 | 0 | 0 | 0 | 0 | 0 | 0 | 0 | 0 | 0 | 0 | 0 | 0 | 0
Commercial_Office_Existing_Food Preparation_Natural Gas_Food Prep Other_E8_Baseline Forecast | Commercial | Office | Existing | Food Preparation | Natural Gas | Food Prep Other | E8 |  | Baseline Forecast | 0 | 0 | 0 | 0 | 0 | 0 | 0 | 0 | 0 | 0 | 0 | 0 | 0 | 0 | 0 | 0 | 0 | 0 | 0 | 0 | 0 | 0 | 0 | 0 | 0 | 0 | 0 | 0 | 0 | 0 | 0 | 0 | 0 | 0 | 0 | 0 | 0 | 0 | 0 | 0 | 0 | 0 | 0 | 0 | 0 | 0 | 0 | 0 | 0 | 0 | 0
Commercial_Office_Existing_Food Preparation_Natural Gas_Food Prep Other_E9_Baseline Forecast | Commercial | Office | Existing | Food Preparation | Natural Gas | Food Prep Other | E9 |  | Baseline Forecast | 0 | 0 | 0 | 0 | 0 | 0 | 0 | 0 | 0 | 0 | 0 | 0 | 0 | 0 | 0 | 0 | 0 | 0 | 0 | 0 | 0 | 0 | 0 | 0 | 0 | 0 | 0 | 0 | 0 | 0 | 0 | 0 | 0 | 0 | 0 | 0 | 0 | 0 | 0 | 0 | 0 | 0 | 0 | 0 | 0 | 0 | 0 | 0 | 0 | 0 | 0
Commercial_Office_Existing_Food Preparation_Natural Gas_Food Prep Other_E10_Baseline Forecast | Commercial | Office | Existing | Food Preparation | Natural Gas | Food Prep Other | E10 |  | Baseline Forecast | 0 | 0 | 0 | 0 | 0 | 0 | 0 | 0 | 0 | 0 | 0 | 0 | 0 | 0 | 0 | 0 | 0 | 0 | 0 | 0 | 0 | 0 | 0 | 0 | 0 | 0 | 0 | 0 | 0 | 0 | 0 | 0 | 0 | 0 | 0 | 0 | 0 | 0 | 0 | 0 | 0 | 0 | 0 | 0 | 0 | 0 | 0 | 0 | 0 | 0 | 0
Commercial_Office_Existing_Food Preparation_Natural Gas_Food Prep Other_Vintage_Baseline Forecast | Commercial | Office | Existing | Food Preparation | Natural Gas | Food Prep Other | Vintage |  | Baseline Forecast | 0 | 0 | 0 | 0 | 0 | 0 | 0 | 0 | 0 | 0 | 0 | 0 | 0 | 0 | 0 | 0 | 0 | 0 | 0 | 0 | 0 | 0 | 0 | 0 | 0 | 0 | 0 | 0 | 0 | 0 | 0 | 0 | 0 | 0 | 0 | 0 | 0 | 0 | 0 | 0 | 0 | 0 | 0 | 0 | 0 | 0 | 0 | 0 | 0 | 0 | 0
Commercial_Office_Existing_Miscellaneous_Natural Gas_Pool Heater_E1_Baseline Forecast | Commercial | Office | Existing | Miscellaneous | Natural Gas | Pool Heater | E1 |  | Baseline Forecast | 0 | 0 | 0 | 0 | 0 | 0 | 0 | 0 | 0 | 0 | 0 | 0 | 0 | 0 | 0 | 0 | 0 | 0 | 0 | 0 | 0 | 0 | 0 | 0 | 0 | 0 | 0 | 0 | 0 | 0 | 0 | 0 | 0 | 0 | 0 | 0 | 0 | 0 | 0 | 0 | 0 | 0 | 0 | 0 | 0 | 0 | 0 | 0 | 0 | 0 | 0
Commercial_Office_Existing_Miscellaneous_Natural Gas_Pool Heater_E2_Baseline Forecast | Commercial | Office | Existing | Miscellaneous | Natural Gas | Pool Heater | E2 |  | Baseline Forecast | 0 | 0 | 0 | 0 | 0 | 0 | 0 | 0 | 0 | 0 | 0 | 0 | 0 | 0 | 0 | 0 | 0 | 0 | 0 | 0 | 0 | 0 | 0 | 0 | 0 | 0 | 0 | 0 | 0 | 0 | 0 | 0 | 0 | 0 | 0 | 0 | 0 | 0 | 0 | 0 | 0 | 0 | 0 | 0 | 0 | 0 | 0 | 0 | 0 | 0 | 0
Commercial_Office_Existing_Miscellaneous_Natural Gas_Pool Heater_E3_Baseline Forecast | Commercial | Office | Existing | Miscellaneous | Natural Gas | Pool Heater | E3 |  | Baseline Forecast | 0 | 0 | 0 | 0 | 0 | 0 | 0 | 0 | 0 | 0 | 0 | 0 | 0 | 0 | 0 | 0 | 0 | 0 | 0 | 0 | 0 | 0 | 0 | 0 | 0 | 0 | 0 | 0 | 0 | 0 | 0 | 0 | 0 | 0 | 0 | 0 | 0 | 0 | 0 | 0 | 0 | 0 | 0 | 0 | 0 | 0 | 0 | 0 | 0 | 0 | 0
Commercial_Office_Existing_Miscellaneous_Natural Gas_Pool Heater_E4_Baseline Forecast | Commercial | Office | Existing | Miscellaneous | Natural Gas | Pool Heater | E4 |  | Baseline Forecast | 0 | 0 | 0 | 0 | 0 | 0 | 0 | 0 | 0 | 0 | 0 | 0 | 0 | 0 | 0 | 0 | 0 | 0 | 0 | 0 | 0 | 0 | 0 | 0 | 0 | 0 | 0 | 0 | 0 | 0 | 0 | 0 | 0 | 0 | 0 | 0 | 0 | 0 | 0 | 0 | 0 | 0 | 0 | 0 | 0 | 0 | 0 | 0 | 0 | 0 | 0
Commercial_Office_Existing_Miscellaneous_Natural Gas_Pool Heater_E5_Baseline Forecast | Commercial | Office | Existing | Miscellaneous | Natural Gas | Pool Heater | E5 |  | Baseline Forecast | 0 | 0 | 0 | 0 | 0 | 0 | 0 | 0 | 0 | 0 | 0 | 0 | 0 | 0 | 0 | 0 | 0 | 0 | 0 | 0 | 0 | 0 | 0 | 0 | 0 | 0 | 0 | 0 | 0 | 0 | 0 | 0 | 0 | 0 | 0 | 0 | 0 | 0 | 0 | 0 | 0 | 0 | 0 | 0 | 0 | 0 | 0 | 0 | 0 | 0 | 0
Commercial_Office_Existing_Miscellaneous_Natural Gas_Pool Heater_E6_Baseline Forecast | Commercial | Office | Existing | Miscellaneous | Natural Gas | Pool Heater | E6 |  | Baseline Forecast | 0 | 0 | 0 | 0 | 0 | 0 | 0 | 0 | 0 | 0 | 0 | 0 | 0 | 0 | 0 | 0 | 0 | 0 | 0 | 0 | 0 | 0 | 0 | 0 | 0 | 0 | 0 | 0 | 0 | 0 | 0 | 0 | 0 | 0 | 0 | 0 | 0 | 0 | 0 | 0 | 0 | 0 | 0 | 0 | 0 | 0 | 0 | 0 | 0 | 0 | 0
Commercial_Office_Existing_Miscellaneous_Natural Gas_Pool Heater_E7_Baseline Forecast | Commercial | Office | Existing | Miscellaneous | Natural Gas | Pool Heater | E7 |  | Baseline Forecast | 0 | 0 | 0 | 0 | 0 | 0 | 0 | 0 | 0 | 0 | 0 | 0 | 0 | 0 | 0 | 0 | 0 | 0 | 0 | 0 | 0 | 0 | 0 | 0 | 0 | 0 | 0 | 0 | 0 | 0 | 0 | 0 | 0 | 0 | 0 | 0 | 0 | 0 | 0 | 0 | 0 | 0 | 0 | 0 | 0 | 0 | 0 | 0 | 0 | 0 | 0
Commercial_Office_Existing_Miscellaneous_Natural Gas_Pool Heater_E8_Baseline Forecast | Commercial | Office | Existing | Miscellaneous | Natural Gas | Pool Heater | E8 |  | Baseline Forecast | 0 | 0 | 0 | 0 | 0 | 0 | 0 | 0 | 0 | 0 | 0 | 0 | 0 | 0 | 0 | 0 | 0 | 0 | 0 | 0 | 0 | 0 | 0 | 0 | 0 | 0 | 0 | 0 | 0 | 0 | 0 | 0 | 0 | 0 | 0 | 0 | 0 | 0 | 0 | 0 | 0 | 0 | 0 | 0 | 0 | 0 | 0 | 0 | 0 | 0 | 0
Commercial_Office_Existing_Miscellaneous_Natural Gas_Pool Heater_E9_Baseline Forecast | Commercial | Office | Existing | Miscellaneous | Natural Gas | Pool Heater | E9 |  | Baseline Forecast | 0 | 0 | 0 | 0 | 0 | 0 | 0 | 0 | 0 | 0 | 0 | 0 | 0 | 0 | 0 | 0 | 0 | 0 | 0 | 0 | 0 | 0 | 0 | 0 | 0 | 0 | 0 | 0 | 0 | 0 | 0 | 0 | 0 | 0 | 0 | 0 | 0 | 0 | 0 | 0 | 0 | 0 | 0 | 0 | 0 | 0 | 0 | 0 | 0 | 0 | 0
Commercial_Office_Existing_Miscellaneous_Natural Gas_Pool Heater_E10_Baseline Forecast | Commercial | Office | Existing | Miscellaneous | Natural Gas | Pool Heater | E10 |  | Baseline Forecast | 0 | 0 | 0 | 0 | 0 | 0 | 0 | 0 | 0 | 0 | 0 | 0 | 0 | 0 | 0 | 0 | 0 | 0 | 0 | 0 | 0 | 0 | 0 | 0 | 0 | 0 | 0 | 0 | 0 | 0 | 0 | 0 | 0 | 0 | 0 | 0 | 0 | 0 | 0 | 0 | 0 | 0 | 0 | 0 | 0 | 0 | 0 | 0 | 0 | 0 | 0
Commercial_Office_Existing_Miscellaneous_Natural Gas_Pool Heater_Vintage_Baseline Forecast | Commercial | Office | Existing | Miscellaneous | Natural Gas | Pool Heater | Vintage |  | Baseline Forecast | 0 | 0 | 0 | 0 | 0 | 0 | 0 | 0 | 0 | 0 | 0 | 0 | 0 | 0 | 0 | 0 | 0 | 0 | 0 | 0 | 0 | 0 | 0 | 0 | 0 | 0 | 0 | 0 | 0 | 0 | 0 | 0 | 0 | 0 | 0 | 0 | 0 | 0 | 0 | 0 | 0 | 0 | 0 | 0 | 0 | 0 | 0 | 0 | 0 | 0 | 0
Commercial_Office_Existing_Miscellaneous_Natural Gas_Miscellaneous_E1_Baseline Forecast | Commercial | Office | Existing | Miscellaneous | Natural Gas | Miscellaneous | E1 |  | Baseline Forecast | 0 | 818050.2007 | 1782755.9836 | 2866616.1576 | 4025607.1108 | 4817062.4209 | 5491630.7328 | 6066596.8438 | 6555874.0545 | 6971600.3833 | 7324267.179 | 7623072.1962 | 7875927.8045 | 8089553.0236 | 8269553.1373 | 8420790.1622 | 8547350.0462 | 8653014.5125 | 8741091.3961 | 8814250.7802 | 8874475.4206 | 8923377.9383 | 8962496.0347 | 8993195.7838 | 9016652.6792 | 9033948.9828 | 9045979.2414 | 9053530.6926 | 9057228.4585 | 9057632.8152 | 9055169.4282 | 9050279.8206 | 9186665.1061 | 0 | 0 | 0 | 0 | 0 | 0 | 0 | 0 | 0 | 0 | 0 | 0 | 0 | 0 | 0 | 0 | 0 | 0
Commercial_Office_Existing_Miscellaneous_Natural Gas_Miscellaneous_E2_Baseline Forecast | Commercial | Office | Existing | Miscellaneous | Natural Gas | Miscellaneous | E2 |  | Baseline Forecast | 0 | 0 | 0 | 0 | 0 | 0 | 0 | 0 | 0 | 0 | 0 | 0 | 0 | 0 | 0 | 0 | 0 | 0 | 0 | 0 | 0 | 0 | 0 | 0 | 0 | 0 | 0 | 0 | 0 | 0 | 0 | 0 | 0 | 0 | 0 | 0 | 0 | 0 | 0 | 0 | 0 | 0 | 0 | 0 | 0 | 0 | 0 | 0 | 0 | 0 | 0
Commercial_Office_Existing_Miscellaneous_Natural Gas_Miscellaneous_E3_Baseline Forecast | Commercial | Office | Existing | Miscellaneous | Natural Gas | Miscellaneous | E3 |  | Baseline Forecast | 0 | 0 | 0 | 0 | 0 | 0 | 0 | 0 | 0 | 0 | 0 | 0 | 0 | 0 | 0 | 0 | 0 | 0 | 0 | 0 | 0 | 0 | 0 | 0 | 0 | 0 | 0 | 0 | 0 | 0 | 0 | 0 | 0 | 0 | 0 | 0 | 0 | 0 | 0 | 0 | 0 | 0 | 0 | 0 | 0 | 0 | 0 | 0 | 0 | 0 | 0
Commercial_Office_Existing_Miscellaneous_Natural Gas_Miscellaneous_E4_Baseline Forecast | Commercial | Office | Existing | Miscellaneous | Natural Gas | Miscellaneous | E4 |  | Baseline Forecast | 0 | 0 | 0 | 0 | 0 | 0 | 0 | 0 | 0 | 0 | 0 | 0 | 0 | 0 | 0 | 0 | 0 | 0 | 0 | 0 | 0 | 0 | 0 | 0 | 0 | 0 | 0 | 0 | 0 | 0 | 0 | 0 | 0 | 0 | 0 | 0 | 0 | 0 | 0 | 0 | 0 | 0 | 0 | 0 | 0 | 0 | 0 | 0 | 0 | 0 | 0
Commercial_Office_Existing_Miscellaneous_Natural Gas_Miscellaneous_E5_Baseline Forecast | Commercial | Office | Existing | Miscellaneous | Natural Gas | Miscellaneous | E5 |  | Baseline Forecast | 0 | 0 | 0 | 0 | 0 | 0 | 0 | 0 | 0 | 0 | 0 | 0 | 0 | 0 | 0 | 0 | 0 | 0 | 0 | 0 | 0 | 0 | 0 | 0 | 0 | 0 | 0 | 0 | 0 | 0 | 0 | 0 | 0 | 0 | 0 | 0 | 0 | 0 | 0 | 0 | 0 | 0 | 0 | 0 | 0 | 0 | 0 | 0 | 0 | 0 | 0
Commercial_Office_Existing_Miscellaneous_Natural Gas_Miscellaneous_E6_Baseline Forecast | Commercial | Office | Existing | Miscellaneous | Natural Gas | Miscellaneous | E6 |  | Baseline Forecast | 0 | 0 | 0 | 0 | 0 | 0 | 0 | 0 | 0 | 0 | 0 | 0 | 0 | 0 | 0 | 0 | 0 | 0 | 0 | 0 | 0 | 0 | 0 | 0 | 0 | 0 | 0 | 0 | 0 | 0 | 0 | 0 | 0 | 0 | 0 | 0 | 0 | 0 | 0 | 0 | 0 | 0 | 0 | 0 | 0 | 0 | 0 | 0 | 0 | 0 | 0
Commercial_Office_Existing_Miscellaneous_Natural Gas_Miscellaneous_E7_Baseline Forecast | Commercial | Office | Existing | Miscellaneous | Natural Gas | Miscellaneous | E7 |  | Baseline Forecast | 0 | 0 | 0 | 0 | 0 | 0 | 0 | 0 | 0 | 0 | 0 | 0 | 0 | 0 | 0 | 0 | 0 | 0 | 0 | 0 | 0 | 0 | 0 | 0 | 0 | 0 | 0 | 0 | 0 | 0 | 0 | 0 | 0 | 0 | 0 | 0 | 0 | 0 | 0 | 0 | 0 | 0 | 0 | 0 | 0 | 0 | 0 | 0 | 0 | 0 | 0
Commercial_Office_Existing_Miscellaneous_Natural Gas_Miscellaneous_E8_Baseline Forecast | Commercial | Office | Existing | Miscellaneous | Natural Gas | Miscellaneous | E8 |  | Baseline Forecast | 0 | 0 | 0 | 0 | 0 | 0 | 0 | 0 | 0 | 0 | 0 | 0 | 0 | 0 | 0 | 0 | 0 | 0 | 0 | 0 | 0 | 0 | 0 | 0 | 0 | 0 | 0 | 0 | 0 | 0 | 0 | 0 | 0 | 0 | 0 | 0 | 0 | 0 | 0 | 0 | 0 | 0 | 0 | 0 | 0 | 0 | 0 | 0 | 0 | 0 | 0
Commercial_Office_Existing_Miscellaneous_Natural Gas_Miscellaneous_E9_Baseline Forecast | Commercial | Office | Existing | Miscellaneous | Natural Gas | Miscellaneous | E9 |  | Baseline Forecast | 0 | 0 | 0 | 0 | 0 | 0 | 0 | 0 | 0 | 0 | 0 | 0 | 0 | 0 | 0 | 0 | 0 | 0 | 0 | 0 | 0 | 0 | 0 | 0 | 0 | 0 | 0 | 0 | 0 | 0 | 0 | 0 | 0 | 0 | 0 | 0 | 0 | 0 | 0 | 0 | 0 | 0 | 0 | 0 | 0 | 0 | 0 | 0 | 0 | 0 | 0
Commercial_Office_Existing_Miscellaneous_Natural Gas_Miscellaneous_E10_Baseline Forecast | Commercial | Office | Existing | Miscellaneous | Natural Gas | Miscellaneous | E10 |  | Baseline Forecast | 0 | 0 | 0 | 0 | 0 | 0 | 0 | 0 | 0 | 0 | 0 | 0 | 0 | 0 | 0 | 0 | 0 | 0 | 0 | 0 | 0 | 0 | 0 | 0 | 0 | 0 | 0 | 0 | 0 | 0 | 0 | 0 | 0 | 0 | 0 | 0 | 0 | 0 | 0 | 0 | 0 | 0 | 0 | 0 | 0 | 0 | 0 | 0 | 0 | 0 | 0
Commercial_Office_Existing_Miscellaneous_Natural Gas_Miscellaneous_Vintage_Baseline Forecast | Commercial | Office | Existing | Miscellaneous | Natural Gas | Miscellaneous | Vintage |  | Baseline Forecast | 9592724.626 | 8725868.8077 | 7712357.4073 | 6569557.9505 | 5631049.6719 | 4813642.8617 | 4116164.4811 | 3520563.5299 | 3011351.148 | 2575813.0851 | 2203235.3911 | 1884546.1376 | 1611975.7613 | 1378854.3391 | 1179453.4894 | 1008892.6574 | 862991.4014 | 738203.721 | 631490.3907 | 540232.2538 | 462173.4065 | 395389.9565 | 338250.2663 | 289361.8097 | 247533.536 | 211748.1591 | 181133.6015 | 154943.7592 | 132539.1374 | 113373.0401 | 96977.0557 | 82951.3951 | 71101.1958 | 0 | 0 | 0 | 0 | 0 | 0 | 0 | 0 | 0 | 0 | 0 | 0 | 0 | 0 | 0 | 0 | 0 | 0
Commercial_Office_New_Space Heating_Natural Gas_Furnace_E1_Baseline Forecast | Commercial | Office | New | Space Heating | Natural Gas | Furnace | E1 |  | Baseline Forecast | 0 | 0 | 0 | 0 | 0 | 0 | 0 | 0 | 0 | 0 | 0 | 0 | 0 | 0 | 0 | 0 | 0 | 0 | 0 | 0 | 0 | 0 | 0 | 0 | 0 | 0 | 0 | 0 | 0 | 0 | 0 | 0 | 0 | 0 | 0 | 0 | 0 | 0 | 0 | 0 | 0 | 0 | 0 | 0 | 0 | 0 | 0 | 0 | 0 | 0 | 0
Commercial_Office_New_Space Heating_Natural Gas_Furnace_E2_Baseline Forecast | Commercial | Office | New | Space Heating | Natural Gas | Furnace | E2 |  | Baseline Forecast | 0 | 0 | 0 | 0 | 0 | 0 | 0 | 0 | 0 | 0 | 0 | 0 | 0 | 0 | 0 | 0 | 0 | 0 | 0 | 0 | 0 | 0 | 0 | 0 | 0 | 0 | 0 | 0 | 0 | 0 | 0 | 0 | 0 | 0 | 0 | 0 | 0 | 0 | 0 | 0 | 0 | 0 | 0 | 0 | 0 | 0 | 0 | 0 | 0 | 0 | 0
Commercial_Office_New_Space Heating_Natural Gas_Furnace_E3_Baseline Forecast | Commercial | Office | New | Space Heating | Natural Gas | Furnace | E3 |  | Baseline Forecast | 0 | 0 | 0 | 0 | 0 | 0 | 0 | 0 | 0 | 0 | 0 | 0 | 0 | 0 | 0 | 0 | 0 | 0 | 0 | 0 | 0 | 0 | 0 | 0 | 0 | 0 | 0 | 0 | 0 | 0 | 0 | 0 | 0 | 0 | 0 | 0 | 0 | 0 | 0 | 0 | 0 | 0 | 0 | 0 | 0 | 0 | 0 | 0 | 0 | 0 | 0
Commercial_Office_New_Space Heating_Natural Gas_Furnace_E4_Baseline Forecast | Commercial | Office | New | Space Heating | Natural Gas | Furnace | E4 |  | Baseline Forecast | 0 | 0 | 0 | 0 | 0 | 0 | 0 | 0 | 0 | 0 | 0 | 0 | 0 | 0 | 0 | 0 | 0 | 0 | 0 | 0 | 0 | 0 | 0 | 0 | 0 | 0 | 0 | 0 | 0 | 0 | 0 | 0 | 0 | 0 | 0 | 0 | 0 | 0 | 0 | 0 | 0 | 0 | 0 | 0 | 0 | 0 | 0 | 0 | 0 | 0 | 0
Commercial_Office_New_Space Heating_Natural Gas_Furnace_E5_Baseline Forecast | Commercial | Office | New | Space Heating | Natural Gas | Furnace | E5 |  | Baseline Forecast | 0 | 0 | 0 | 0 | 0 | 0 | 0 | 0 | 0 | 0 | 0 | 0 | 0 | 0 | 0 | 0 | 0 | 0 | 0 | 0 | 0 | 0 | 0 | 0 | 0 | 0 | 0 | 0 | 0 | 0 | 0 | 0 | 0 | 0 | 0 | 0 | 0 | 0 | 0 | 0 | 0 | 0 | 0 | 0 | 0 | 0 | 0 | 0 | 0 | 0 | 0
Commercial_Office_New_Space Heating_Natural Gas_Furnace_E6_Baseline Forecast | Commercial | Office | New | Space Heating | Natural Gas | Furnace | E6 |  | Baseline Forecast | 0 | 0 | 0 | 0 | 0 | 0 | 0 | 0 | 0 | 0 | 0 | 0 | 0 | 0 | 0 | 0 | 0 | 0 | 0 | 0 | 0 | 0 | 0 | 0 | 0 | 0 | 0 | 0 | 0 | 0 | 0 | 0 | 0 | 0 | 0 | 0 | 0 | 0 | 0 | 0 | 0 | 0 | 0 | 0 | 0 | 0 | 0 | 0 | 0 | 0 | 0
Commercial_Office_New_Space Heating_Natural Gas_Furnace_E7_Baseline Forecast | Commercial | Office | New | Space Heating | Natural Gas | Furnace | E7 |  | Baseline Forecast | 0 | 0 | 0 | 0 | 0 | 0 | 0 | 0 | 0 | 0 | 0 | 0 | 0 | 0 | 0 | 0 | 0 | 0 | 0 | 0 | 0 | 0 | 0 | 0 | 0 | 0 | 0 | 0 | 0 | 0 | 0 | 0 | 0 | 0 | 0 | 0 | 0 | 0 | 0 | 0 | 0 | 0 | 0 | 0 | 0 | 0 | 0 | 0 | 0 | 0 | 0
Commercial_Office_New_Space Heating_Natural Gas_Furnace_E8_Baseline Forecast | Commercial | Office | New | Space Heating | Natural Gas | Furnace | E8 |  | Baseline Forecast | 0 | 0 | 0 | 0 | 0 | 0 | 0 | 0 | 0 | 0 | 0 | 0 | 0 | 0 | 0 | 0 | 0 | 0 | 0 | 0 | 0 | 0 | 0 | 0 | 0 | 0 | 0 | 0 | 0 | 0 | 0 | 0 | 0 | 0 | 0 | 0 | 0 | 0 | 0 | 0 | 0 | 0 | 0 | 0 | 0 | 0 | 0 | 0 | 0 | 0 | 0
Commercial_Office_New_Space Heating_Natural Gas_Furnace_E9_Baseline Forecast | Commercial | Office | New | Space Heating | Natural Gas | Furnace | E9 |  | Baseline Forecast | 0 | 0 | 0 | 0 | 0 | 0 | 0 | 0 | 0 | 0 | 0 | 0 | 0 | 0 | 0 | 0 | 0 | 0 | 0 | 0 | 0 | 0 | 0 | 0 | 0 | 0 | 0 | 0 | 0 | 0 | 0 | 0 | 0 | 0 | 0 | 0 | 0 | 0 | 0 | 0 | 0 | 0 | 0 | 0 | 0 | 0 | 0 | 0 | 0 | 0 | 0
Commercial_Office_New_Space Heating_Natural Gas_Furnace_E10_Baseline Forecast | Commercial | Office | New | Space Heating | Natural Gas | Furnace | E10 |  | Baseline Forecast | 0 | 0 | 0 | 0 | 0 | 0 | 0 | 0 | 0 | 0 | 0 | 0 | 0 | 0 | 0 | 0 | 0 | 0 | 0 | 0 | 0 | 0 | 0 | 0 | 0 | 0 | 0 | 0 | 0 | 0 | 0 | 0 | 0 | 0 | 0 | 0 | 0 | 0 | 0 | 0 | 0 | 0 | 0 | 0 | 0 | 0 | 0 | 0 | 0 | 0 | 0
Commercial_Office_New_Space Heating_Natural Gas_Furnace_Vintage_Baseline Forecast | Commercial | Office | New | Space Heating | Natural Gas | Furnace | Vintage |  | Baseline Forecast | 0 | 0 | 0 | 0 | 0 | 0 | 0 | 0 | 0 | 0 | 0 | 0 | 0 | 0 | 0 | 0 | 0 | 0 | 0 | 0 | 0 | 0 | 0 | 0 | 0 | 0 | 0 | 0 | 0 | 0 | 0 | 0 | 0 | 0 | 0 | 0 | 0 | 0 | 0 | 0 | 0 | 0 | 0 | 0 | 0 | 0 | 0 | 0 | 0 | 0 | 0
Commercial_Office_New_Space Heating_Natural Gas_Boiler_E1_Baseline Forecast | Commercial | Office | New | Space Heating | Natural Gas | Boiler | E1 |  | Baseline Forecast | 0 | 0 | 0 | 0 | 0 | 0 | 0 | 0 | 0 | 0 | 0 | 0 | 0 | 0 | 0 | 0 | 0 | 0 | 0 | 0 | 0 | 0 | 0 | 0 | 0 | 0 | 0 | 0 | 0 | 0 | 0 | 0 | 0 | 0 | 0 | 0 | 0 | 0 | 0 | 0 | 0 | 0 | 0 | 0 | 0 | 0 | 0 | 0 | 0 | 0 | 0
Commercial_Office_New_Space Heating_Natural Gas_Boiler_E2_Baseline Forecast | Commercial | Office | New | Space Heating | Natural Gas | Boiler | E2 |  | Baseline Forecast | 0 | 0 | 0 | 0 | 0 | 0 | 0 | 0 | 0 | 0 | 0 | 0 | 0 | 0 | 0 | 0 | 0 | 0 | 0 | 0 | 0 | 0 | 0 | 0 | 0 | 0 | 0 | 0 | 0 | 0 | 0 | 0 | 0 | 0 | 0 | 0 | 0 | 0 | 0 | 0 | 0 | 0 | 0 | 0 | 0 | 0 | 0 | 0 | 0 | 0 | 0
Commercial_Office_New_Space Heating_Natural Gas_Boiler_E3_Baseline Forecast | Commercial | Office | New | Space Heating | Natural Gas | Boiler | E3 |  | Baseline Forecast | 0 | 0 | 0 | 0 | 0 | 0 | 0 | 0 | 0 | 0 | 0 | 0 | 0 | 0 | 0 | 0 | 0 | 0 | 0 | 0 | 0 | 0 | 0 | 0 | 0 | 0 | 0 | 0 | 0 | 0 | 0 | 0 | 0 | 0 | 0 | 0 | 0 | 0 | 0 | 0 | 0 | 0 | 0 | 0 | 0 | 0 | 0 | 0 | 0 | 0 | 0
Commercial_Office_New_Space Heating_Natural Gas_Boiler_E4_Baseline Forecast | Commercial | Office | New | Space Heating | Natural Gas | Boiler | E4 |  | Baseline Forecast | 0 | 0 | 0 | 0 | 0 | 0 | 0 | 0 | 0 | 0 | 0 | 0 | 0 | 0 | 0 | 0 | 0 | 0 | 0 | 0 | 0 | 0 | 0 | 0 | 0 | 0 | 0 | 0 | 0 | 0 | 0 | 0 | 0 | 0 | 0 | 0 | 0 | 0 | 0 | 0 | 0 | 0 | 0 | 0 | 0 | 0 | 0 | 0 | 0 | 0 | 0
Commercial_Office_New_Space Heating_Natural Gas_Boiler_E5_Baseline Forecast | Commercial | Office | New | Space Heating | Natural Gas | Boiler | E5 |  | Baseline Forecast | 0 | 0 | 0 | 0 | 0 | 0 | 0 | 0 | 0 | 0 | 0 | 0 | 0 | 0 | 0 | 0 | 0 | 0 | 0 | 0 | 0 | 0 | 0 | 0 | 0 | 0 | 0 | 0 | 0 | 0 | 0 | 0 | 0 | 0 | 0 | 0 | 0 | 0 | 0 | 0 | 0 | 0 | 0 | 0 | 0 | 0 | 0 | 0 | 0 | 0 | 0
Commercial_Office_New_Space Heating_Natural Gas_Boiler_E6_Baseline Forecast | Commercial | Office | New | Space Heating | Natural Gas | Boiler | E6 |  | Baseline Forecast | 0 | 0 | 0 | 0 | 0 | 0 | 0 | 0 | 0 | 0 | 0 | 0 | 0 | 0 | 0 | 0 | 0 | 0 | 0 | 0 | 0 | 0 | 0 | 0 | 0 | 0 | 0 | 0 | 0 | 0 | 0 | 0 | 0 | 0 | 0 | 0 | 0 | 0 | 0 | 0 | 0 | 0 | 0 | 0 | 0 | 0 | 0 | 0 | 0 | 0 | 0
Commercial_Office_New_Space Heating_Natural Gas_Boiler_E7_Baseline Forecast | Commercial | Office | New | Space Heating | Natural Gas | Boiler | E7 |  | Baseline Forecast | 0 | 0 | 0 | 0 | 0 | 0 | 0 | 0 | 0 | 0 | 0 | 0 | 0 | 0 | 0 | 0 | 0 | 0 | 0 | 0 | 0 | 0 | 0 | 0 | 0 | 0 | 0 | 0 | 0 | 0 | 0 | 0 | 0 | 0 | 0 | 0 | 0 | 0 | 0 | 0 | 0 | 0 | 0 | 0 | 0 | 0 | 0 | 0 | 0 | 0 | 0
Commercial_Office_New_Space Heating_Natural Gas_Boiler_E8_Baseline Forecast | Commercial | Office | New | Space Heating | Natural Gas | Boiler | E8 |  | Baseline Forecast | 0 | 0 | 0 | 0 | 0 | 0 | 0 | 0 | 0 | 0 | 0 | 0 | 0 | 0 | 0 | 0 | 0 | 0 | 0 | 0 | 0 | 0 | 0 | 0 | 0 | 0 | 0 | 0 | 0 | 0 | 0 | 0 | 0 | 0 | 0 | 0 | 0 | 0 | 0 | 0 | 0 | 0 | 0 | 0 | 0 | 0 | 0 | 0 | 0 | 0 | 0
Commercial_Office_New_Space Heating_Natural Gas_Boiler_E9_Baseline Forecast | Commercial | Office | New | Space Heating | Natural Gas | Boiler | E9 |  | Baseline Forecast | 0 | 0 | 0 | 0 | 0 | 0 | 0 | 0 | 0 | 0 | 0 | 0 | 0 | 0 | 0 | 0 | 0 | 0 | 0 | 0 | 0 | 0 | 0 | 0 | 0 | 0 | 0 | 0 | 0 | 0 | 0 | 0 | 0 | 0 | 0 | 0 | 0 | 0 | 0 | 0 | 0 | 0 | 0 | 0 | 0 | 0 | 0 | 0 | 0 | 0 | 0
Commercial_Office_New_Space Heating_Natural Gas_Boiler_E10_Baseline Forecast | Commercial | Office | New | Space Heating | Natural Gas | Boiler | E10 |  | Baseline Forecast | 0 | 0 | 0 | 0 | 0 | 0 | 0 | 0 | 0 | 0 | 0 | 0 | 0 | 0 | 0 | 0 | 0 | 0 | 0 | 0 | 0 | 0 | 0 | 0 | 0 | 0 | 0 | 0 | 0 | 0 | 0 | 0 | 0 | 0 | 0 | 0 | 0 | 0 | 0 | 0 | 0 | 0 | 0 | 0 | 0 | 0 | 0 | 0 | 0 | 0 | 0
Commercial_Office_New_Space Heating_Natural Gas_Boiler_Vintage_Baseline Forecast | Commercial | Office | New | Space Heating | Natural Gas | Boiler | Vintage |  | Baseline Forecast | 0 | 0 | 0 | 0 | 0 | 0 | 0 | 0 | 0 | 0 | 0 | 0 | 0 | 0 | 0 | 0 | 0 | 0 | 0 | 0 | 0 | 0 | 0 | 0 | 0 | 0 | 0 | 0 | 0 | 0 | 0 | 0 | 0 | 0 | 0 | 0 | 0 | 0 | 0 | 0 | 0 | 0 | 0 | 0 | 0 | 0 | 0 | 0 | 0 | 0 | 0
Commercial_Office_New_Space Heating_Natural Gas_Unit Heater_E1_Baseline Forecast | Commercial | Office | New | Space Heating | Natural Gas | Unit Heater | E1 |  | Baseline Forecast | 0 | 261.7303 | 1524.1528 | 2330.9293 | 3295.5504 | 3295.5504 | 3295.5504 | 3295.5504 | 3295.5504 | 3295.5504 | 3295.5504 | 3258.1603 | 3045.7656 | 2748.4593 | 2355.8222 | 2019.2762 | 1730.8082 | 1483.5499 | 1195.3572 | 656.776 | 327.8908 | 0 | 0 | 0 | 0 | 0 | 0 | 0 | 0 | 0 | 0 | 0 | 0 | 0 | 0 | 0 | 0 | 0 | 0 | 0 | 0 | 0 | 0 | 0 | 0 | 0 | 0 | 0 | 0 | 0 | 0
Commercial_Office_New_Space Heating_Natural Gas_Unit Heater_E2_Baseline Forecast | Commercial | Office | New | Space Heating | Natural Gas | Unit Heater | E2 |  | Baseline Forecast | 0 | 0 | 0 | 0 | 0 | 994.1303 | 1993.2563 | 2857.9966 | 3710.618 | 4583.1963 | 5469.9781 | 6387.4133 | 7466.0883 | 8617.8671 | 9866.2117 | 11055.8774 | 12202.4091 | 13287.7127 | 14380.6632 | 15698.0364 | 16806.0963 | 17928.9391 | 18734.2513 | 19548.0843 | 20370.6606 | 21195.5544 | 22023.673 | 22852.3494 | 23684.6815 | 24518.8279 | 25359.1805 | 26200.1439 | 26557.3929 | 0 | 0 | 0 | 0 | 0 | 0 | 0 | 0 | 0 | 0 | 0 | 0 | 0 | 0 | 0 | 0 | 0 | 0
Commercial_Office_New_Space Heating_Natural Gas_Unit Heater_E3_Baseline Forecast | Commercial | Office | New | Space Heating | Natural Gas | Unit Heater | E3 |  | Baseline Forecast | 0 | 0 | 0 | 0 | 0 | 0 | 0 | 0 | 0 | 0 | 0 | 0 | 0 | 0 | 0 | 0 | 0 | 0 | 0 | 0 | 0 | 0 | 0 | 0 | 0 | 0 | 0 | 0 | 0 | 0 | 0 | 0 | 0 | 0 | 0 | 0 | 0 | 0 | 0 | 0 | 0 | 0 | 0 | 0 | 0 | 0 | 0 | 0 | 0 | 0 | 0
Commercial_Office_New_Space Heating_Natural Gas_Unit Heater_E4_Baseline Forecast | Commercial | Office | New | Space Heating | Natural Gas | Unit Heater | E4 |  | Baseline Forecast | 0 | 0 | 0 | 0 | 0 | 0 | 0 | 0 | 0 | 0 | 0 | 0 | 0 | 0 | 0 | 0 | 0 | 0 | 0 | 0 | 0 | 0 | 0 | 0 | 0 | 0 | 0 | 0 | 0 | 0 | 0 | 0 | 0 | 0 | 0 | 0 | 0 | 0 | 0 | 0 | 0 | 0 | 0 | 0 | 0 | 0 | 0 | 0 | 0 | 0 | 0
Commercial_Office_New_Space Heating_Natural Gas_Unit Heater_E5_Baseline Forecast | Commercial | Office | New | Space Heating | Natural Gas | Unit Heater | E5 |  | Baseline Forecast | 0 | 0 | 0 | 0 | 0 | 0 | 0 | 0 | 0 | 0 | 0 | 0 | 0 | 0 | 0 | 0 | 0 | 0 | 0 | 0 | 0 | 0 | 0 | 0 | 0 | 0 | 0 | 0 | 0 | 0 | 0 | 0 | 0 | 0 | 0 | 0 | 0 | 0 | 0 | 0 | 0 | 0 | 0 | 0 | 0 | 0 | 0 | 0 | 0 | 0 | 0
Commercial_Office_New_Space Heating_Natural Gas_Unit Heater_E6_Baseline Forecast | Commercial | Office | New | Space Heating | Natural Gas | Unit Heater | E6 |  | Baseline Forecast | 0 | 0 | 0 | 0 | 0 | 0 | 0 | 0 | 0 | 0 | 0 | 0 | 0 | 0 | 0 | 0 | 0 | 0 | 0 | 0 | 0 | 0 | 0 | 0 | 0 | 0 | 0 | 0 | 0 | 0 | 0 | 0 | 0 | 0 | 0 | 0 | 0 | 0 | 0 | 0 | 0 | 0 | 0 | 0 | 0 | 0 | 0 | 0 | 0 | 0 | 0
Commercial_Office_New_Space Heating_Natural Gas_Unit Heater_E7_Baseline Forecast | Commercial | Office | New | Space Heating | Natural Gas | Unit Heater | E7 |  | Baseline Forecast | 0 | 0 | 0 | 0 | 0 | 0 | 0 | 0 | 0 | 0 | 0 | 0 | 0 | 0 | 0 | 0 | 0 | 0 | 0 | 0 | 0 | 0 | 0 | 0 | 0 | 0 | 0 | 0 | 0 | 0 | 0 | 0 | 0 | 0 | 0 | 0 | 0 | 0 | 0 | 0 | 0 | 0 | 0 | 0 | 0 | 0 | 0 | 0 | 0 | 0 | 0
Commercial_Office_New_Space Heating_Natural Gas_Unit Heater_E8_Baseline Forecast | Commercial | Office | New | Space Heating | Natural Gas | Unit Heater | E8 |  | Baseline Forecast | 0 | 0 | 0 | 0 | 0 | 0 | 0 | 0 | 0 | 0 | 0 | 0 | 0 | 0 | 0 | 0 | 0 | 0 | 0 | 0 | 0 | 0 | 0 | 0 | 0 | 0 | 0 | 0 | 0 | 0 | 0 | 0 | 0 | 0 | 0 | 0 | 0 | 0 | 0 | 0 | 0 | 0 | 0 | 0 | 0 | 0 | 0 | 0 | 0 | 0 | 0
Commercial_Office_New_Space Heating_Natural Gas_Unit Heater_E9_Baseline Forecast | Commercial | Office | New | Space Heating | Natural Gas | Unit Heater | E9 |  | Baseline Forecast | 0 | 0 | 0 | 0 | 0 | 0 | 0 | 0 | 0 | 0 | 0 | 0 | 0 | 0 | 0 | 0 | 0 | 0 | 0 | 0 | 0 | 0 | 0 | 0 | 0 | 0 | 0 | 0 | 0 | 0 | 0 | 0 | 0 | 0 | 0 | 0 | 0 | 0 | 0 | 0 | 0 | 0 | 0 | 0 | 0 | 0 | 0 | 0 | 0 | 0 | 0
Commercial_Office_New_Space Heating_Natural Gas_Unit Heater_E10_Baseline Forecast | Commercial | Office | New | Space Heating | Natural Gas | Unit Heater | E10 |  | Baseline Forecast | 0 | 0 | 0 | 0 | 0 | 0 | 0 | 0 | 0 | 0 | 0 | 0 | 0 | 0 | 0 | 0 | 0 | 0 | 0 | 0 | 0 | 0 | 0 | 0 | 0 | 0 | 0 | 0 | 0 | 0 | 0 | 0 | 0 | 0 | 0 | 0 | 0 | 0 | 0 | 0 | 0 | 0 | 0 | 0 | 0 | 0 | 0 | 0 | 0 | 0 | 0
Commercial_Office_New_Space Heating_Natural Gas_Unit Heater_Vintage_Baseline Forecast | Commercial | Office | New | Space Heating | Natural Gas | Unit Heater | Vintage |  | Baseline Forecast | 0 | 0 | 0 | 0 | 0 | 0 | 0 | 0 | 0 | 0 | 0 | 0 | 0 | 0 | 0 | 0 | 0 | 0 | 0 | 0 | 0 | 0 | 0 | 0 | 0 | 0 | 0 | 0 | 0 | 0 | 0 | 0 | 0 | 0 | 0 | 0 | 0 | 0 | 0 | 0 | 0 | 0 | 0 | 0 | 0 | 0 | 0 | 0 | 0 | 0 | 0
Commercial_Office_New_Water Heating_Natural Gas_Water Heater_E1_Baseline Forecast | Commercial | Office | New | Water Heating | Natural Gas | Water Heater | E1 |  | Baseline Forecast | 0 | 0 | 0 | 0 | 0 | 0 | 0 | 0 | 0 | 0 | 0 | 0 | 0 | 0 | 0 | 0 | 0 | 0 | 0 | 0 | 0 | 0 | 0 | 0 | 0 | 0 | 0 | 0 | 0 | 0 | 0 | 0 | 0 | 0 | 0 | 0 | 0 | 0 | 0 | 0 | 0 | 0 | 0 | 0 | 0 | 0 | 0 | 0 | 0 | 0 | 0
Commercial_Office_New_Water Heating_Natural Gas_Water Heater_E2_Baseline Forecast | Commercial | Office | New | Water Heating | Natural Gas | Water Heater | E2 |  | Baseline Forecast | 0 | 0 | 0 | 0 | 0 | 0 | 0 | 0 | 0 | 0 | 0 | 0 | 0 | 0 | 0 | 0 | 0 | 0 | 0 | 0 | 0 | 0 | 0 | 0 | 0 | 0 | 0 | 0 | 0 | 0 | 0 | 0 | 0 | 0 | 0 | 0 | 0 | 0 | 0 | 0 | 0 | 0 | 0 | 0 | 0 | 0 | 0 | 0 | 0 | 0 | 0
Commercial_Office_New_Water Heating_Natural Gas_Water Heater_E3_Baseline Forecast | Commercial | Office | New | Water Heating | Natural Gas | Water Heater | E3 |  | Baseline Forecast | 0 | 0 | 0 | 0 | 0 | 0 | 0 | 0 | 0 | 0 | 0 | 0 | 0 | 0 | 0 | 0 | 0 | 0 | 0 | 0 | 0 | 0 | 0 | 0 | 0 | 0 | 0 | 0 | 0 | 0 | 0 | 0 | 0 | 0 | 0 | 0 | 0 | 0 | 0 | 0 | 0 | 0 | 0 | 0 | 0 | 0 | 0 | 0 | 0 | 0 | 0
Commercial_Office_New_Water Heating_Natural Gas_Water Heater_E4_Baseline Forecast | Commercial | Office | New | Water Heating | Natural Gas | Water Heater | E4 |  | Baseline Forecast | 0 | 0 | 0 | 0 | 0 | 0 | 0 | 0 | 0 | 0 | 0 | 0 | 0 | 0 | 0 | 0 | 0 | 0 | 0 | 0 | 0 | 0 | 0 | 0 | 0 | 0 | 0 | 0 | 0 | 0 | 0 | 0 | 0 | 0 | 0 | 0 | 0 | 0 | 0 | 0 | 0 | 0 | 0 | 0 | 0 | 0 | 0 | 0 | 0 | 0 | 0
Commercial_Office_New_Water Heating_Natural Gas_Water Heater_E5_Baseline Forecast | Commercial | Office | New | Water Heating | Natural Gas | Water Heater | E5 |  | Baseline Forecast | 0 | 0 | 0 | 0 | 0 | 0 | 0 | 0 | 0 | 0 | 0 | 0 | 0 | 0 | 0 | 0 | 0 | 0 | 0 | 0 | 0 | 0 | 0 | 0 | 0 | 0 | 0 | 0 | 0 | 0 | 0 | 0 | 0 | 0 | 0 | 0 | 0 | 0 | 0 | 0 | 0 | 0 | 0 | 0 | 0 | 0 | 0 | 0 | 0 | 0 | 0
Commercial_Office_New_Water Heating_Natural Gas_Water Heater_E6_Baseline Forecast | Commercial | Office | New | Water Heating | Natural Gas | Water Heater | E6 |  | Baseline Forecast | 0 | 0 | 0 | 0 | 0 | 0 | 0 | 0 | 0 | 0 | 0 | 0 | 0 | 0 | 0 | 0 | 0 | 0 | 0 | 0 | 0 | 0 | 0 | 0 | 0 | 0 | 0 | 0 | 0 | 0 | 0 | 0 | 0 | 0 | 0 | 0 | 0 | 0 | 0 | 0 | 0 | 0 | 0 | 0 | 0 | 0 | 0 | 0 | 0 | 0 | 0
Commercial_Office_New_Water Heating_Natural Gas_Water Heater_E7_Baseline Forecast | Commercial | Office | New | Water Heating | Natural Gas | Water Heater | E7 |  | Baseline Forecast | 0 | 0 | 0 | 0 | 0 | 0 | 0 | 0 | 0 | 0 | 0 | 0 | 0 | 0 | 0 | 0 | 0 | 0 | 0 | 0 | 0 | 0 | 0 | 0 | 0 | 0 | 0 | 0 | 0 | 0 | 0 | 0 | 0 | 0 | 0 | 0 | 0 | 0 | 0 | 0 | 0 | 0 | 0 | 0 | 0 | 0 | 0 | 0 | 0 | 0 | 0
Commercial_Office_New_Water Heating_Natural Gas_Water Heater_E8_Baseline Forecast | Commercial | Office | New | Water Heating | Natural Gas | Water Heater | E8 |  | Baseline Forecast | 0 | 0 | 0 | 0 | 0 | 0 | 0 | 0 | 0 | 0 | 0 | 0 | 0 | 0 | 0 | 0 | 0 | 0 | 0 | 0 | 0 | 0 | 0 | 0 | 0 | 0 | 0 | 0 | 0 | 0 | 0 | 0 | 0 | 0 | 0 | 0 | 0 | 0 | 0 | 0 | 0 | 0 | 0 | 0 | 0 | 0 | 0 | 0 | 0 | 0 | 0
Commercial_Office_New_Water Heating_Natural Gas_Water Heater_E9_Baseline Forecast | Commercial | Office | New | Water Heating | Natural Gas | Water Heater | E9 |  | Baseline Forecast | 0 | 0 | 0 | 0 | 0 | 0 | 0 | 0 | 0 | 0 | 0 | 0 | 0 | 0 | 0 | 0 | 0 | 0 | 0 | 0 | 0 | 0 | 0 | 0 | 0 | 0 | 0 | 0 | 0 | 0 | 0 | 0 | 0 | 0 | 0 | 0 | 0 | 0 | 0 | 0 | 0 | 0 | 0 | 0 | 0 | 0 | 0 | 0 | 0 | 0 | 0
Commercial_Office_New_Water Heating_Natural Gas_Water Heater_E10_Baseline Forecast | Commercial | Office | New | Water Heating | Natural Gas | Water Heater | E10 |  | Baseline Forecast | 0 | 0 | 0 | 0 | 0 | 0 | 0 | 0 | 0 | 0 | 0 | 0 | 0 | 0 | 0 | 0 | 0 | 0 | 0 | 0 | 0 | 0 | 0 | 0 | 0 | 0 | 0 | 0 | 0 | 0 | 0 | 0 | 0 | 0 | 0 | 0 | 0 | 0 | 0 | 0 | 0 | 0 | 0 | 0 | 0 | 0 | 0 | 0 | 0 | 0 | 0
Commercial_Office_New_Water Heating_Natural Gas_Water Heater_Vintage_Baseline Forecast | Commercial | Office | New | Water Heating | Natural Gas | Water Heater | Vintage |  | Baseline Forecast | 0 | 0 | 0 | 0 | 0 | 0 | 0 | 0 | 0 | 0 | 0 | 0 | 0 | 0 | 0 | 0 | 0 | 0 | 0 | 0 | 0 | 0 | 0 | 0 | 0 | 0 | 0 | 0 | 0 | 0 | 0 | 0 | 0 | 0 | 0 | 0 | 0 | 0 | 0 | 0 | 0 | 0 | 0 | 0 | 0 | 0 | 0 | 0 | 0 | 0 | 0
Commercial_Office_New_Food Preparation_Natural Gas_Oven_E1_Baseline Forecast | Commercial | Office | New | Food Preparation | Natural Gas | Oven | E1 |  | Baseline Forecast | 0 | 123.3506 | 718.0373 | 1098.3234 | 1553.183 | 2021.8053 | 2492.3529 | 2899.3134 | 3300.2132 | 3710.1486 | 4126.3239 | 4538.5881 | 4943.6968 | 5342.4268 | 5740.9071 | 6137.399 | 6535.2318 | 6921.868 | 7293.0104 | 7651.1682 | 8008.8678 | 8373.3375 | 8742.2908 | 9114.5727 | 9490.2914 | 9866.4676 | 10243.2464 | 10619.9352 | 10998.1454 | 11377.1589 | 11759.2683 | 12141.9504 | 12301.3338 | 0 | 0 | 0 | 0 | 0 | 0 | 0 | 0 | 0 | 0 | 0 | 0 | 0 | 0 | 0 | 0 | 0 | 0
Commercial_Office_New_Food Preparation_Natural Gas_Oven_E2_Baseline Forecast | Commercial | Office | New | Food Preparation | Natural Gas | Oven | E2 |  | Baseline Forecast | 0 | 177.5115 | 1033.9944 | 1581.1073 | 2235.0911 | 2909.2333 | 3587.1928 | 4174.2615 | 4753.46 | 5346.5638 | 5949.7547 | 6549.1127 | 7139.8035 | 7723.2997 | 8308.4653 | 8892.6445 | 9481.166 | 10057.8728 | 10611.8089 | 11148.8818 | 11686.8527 | 12236.1897 | 12792.9523 | 13356.181 | 13926.0235 | 14498.0725 | 15073.2258 | 15649.1103 | 16227.6757 | 16807.5234 | 17391.4092 | 17975.4245 | 18226.7029 | 0 | 0 | 0 | 0 | 0 | 0 | 0 | 0 | 0 | 0 | 0 | 0 | 0 | 0 | 0 | 0 | 0 | 0
Commercial_Office_New_Food Preparation_Natural Gas_Oven_E3_Baseline Forecast | Commercial | Office | New | Food Preparation | Natural Gas | Oven | E3 |  | Baseline Forecast | 0 | 0 | 0 | 0 | 0 | 0 | 0 | 0 | 0 | 0 | 0 | 0 | 0 | 0 | 0 | 0 | 0 | 0 | 0 | 0 | 0 | 0 | 0 | 0 | 0 | 0 | 0 | 0 | 0 | 0 | 0 | 0 | 0 | 0 | 0 | 0 | 0 | 0 | 0 | 0 | 0 | 0 | 0 | 0 | 0 | 0 | 0 | 0 | 0 | 0 | 0
Commercial_Office_New_Food Preparation_Natural Gas_Oven_E4_Baseline Forecast | Commercial | Office | New | Food Preparation | Natural Gas | Oven | E4 |  | Baseline Forecast | 0 | 0 | 0 | 0 | 0 | 0 | 0 | 0 | 0 | 0 | 0 | 0 | 0 | 0 | 0 | 0 | 0 | 0 | 0 | 0 | 0 | 0 | 0 | 0 | 0 | 0 | 0 | 0 | 0 | 0 | 0 | 0 | 0 | 0 | 0 | 0 | 0 | 0 | 0 | 0 | 0 | 0 | 0 | 0 | 0 | 0 | 0 | 0 | 0 | 0 | 0
Commercial_Office_New_Food Preparation_Natural Gas_Oven_E5_Baseline Forecast | Commercial | Office | New | Food Preparation | Natural Gas | Oven | E5 |  | Baseline Forecast | 0 | 0 | 0 | 0 | 0 | 0 | 0 | 0 | 0 | 0 | 0 | 0 | 0 | 0 | 0 | 0 | 0 | 0 | 0 | 0 | 0 | 0 | 0 | 0 | 0 | 0 | 0 | 0 | 0 | 0 | 0 | 0 | 0 | 0 | 0 | 0 | 0 | 0 | 0 | 0 | 0 | 0 | 0 | 0 | 0 | 0 | 0 | 0 | 0 | 0 | 0
Commercial_Office_New_Food Preparation_Natural Gas_Oven_E6_Baseline Forecast | Commercial | Office | New | Food Preparation | Natural Gas | Oven | E6 |  | Baseline Forecast | 0 | 0 | 0 | 0 | 0 | 0 | 0 | 0 | 0 | 0 | 0 | 0 | 0 | 0 | 0 | 0 | 0 | 0 | 0 | 0 | 0 | 0 | 0 | 0 | 0 | 0 | 0 | 0 | 0 | 0 | 0 | 0 | 0 | 0 | 0 | 0 | 0 | 0 | 0 | 0 | 0 | 0 | 0 | 0 | 0 | 0 | 0 | 0 | 0 | 0 | 0
Commercial_Office_New_Food Preparation_Natural Gas_Oven_E7_Baseline Forecast | Commercial | Office | New | Food Preparation | Natural Gas | Oven | E7 |  | Baseline Forecast | 0 | 0 | 0 | 0 | 0 | 0 | 0 | 0 | 0 | 0 | 0 | 0 | 0 | 0 | 0 | 0 | 0 | 0 | 0 | 0 | 0 | 0 | 0 | 0 | 0 | 0 | 0 | 0 | 0 | 0 | 0 | 0 | 0 | 0 | 0 | 0 | 0 | 0 | 0 | 0 | 0 | 0 | 0 | 0 | 0 | 0 | 0 | 0 | 0 | 0 | 0
Commercial_Office_New_Food Preparation_Natural Gas_Oven_E8_Baseline Forecast | Commercial | Office | New | Food Preparation | Natural Gas | Oven | E8 |  | Baseline Forecast | 0 | 0 | 0 | 0 | 0 | 0 | 0 | 0 | 0 | 0 | 0 | 0 | 0 | 0 | 0 | 0 | 0 | 0 | 0 | 0 | 0 | 0 | 0 | 0 | 0 | 0 | 0 | 0 | 0 | 0 | 0 | 0 | 0 | 0 | 0 | 0 | 0 | 0 | 0 | 0 | 0 | 0 | 0 | 0 | 0 | 0 | 0 | 0 | 0 | 0 | 0
Commercial_Office_New_Food Preparation_Natural Gas_Oven_E9_Baseline Forecast | Commercial | Office | New | Food Preparation | Natural Gas | Oven | E9 |  | Baseline Forecast | 0 | 0 | 0 | 0 | 0 | 0 | 0 | 0 | 0 | 0 | 0 | 0 | 0 | 0 | 0 | 0 | 0 | 0 | 0 | 0 | 0 | 0 | 0 | 0 | 0 | 0 | 0 | 0 | 0 | 0 | 0 | 0 | 0 | 0 | 0 | 0 | 0 | 0 | 0 | 0 | 0 | 0 | 0 | 0 | 0 | 0 | 0 | 0 | 0 | 0 | 0
Commercial_Office_New_Food Preparation_Natural Gas_Oven_E10_Baseline Forecast | Commercial | Office | New | Food Preparation | Natural Gas | Oven | E10 |  | Baseline Forecast | 0 | 0 | 0 | 0 | 0 | 0 | 0 | 0 | 0 | 0 | 0 | 0 | 0 | 0 | 0 | 0 | 0 | 0 | 0 | 0 | 0 | 0 | 0 | 0 | 0 | 0 | 0 | 0 | 0 | 0 | 0 | 0 | 0 | 0 | 0 | 0 | 0 | 0 | 0 | 0 | 0 | 0 | 0 | 0 | 0 | 0 | 0 | 0 | 0 | 0 | 0
Commercial_Office_New_Food Preparation_Natural Gas_Oven_Vintage_Baseline Forecast | Commercial | Office | New | Food Preparation | Natural Gas | Oven | Vintage |  | Baseline Forecast | 0 | 0 | 0 | 0 | 0 | 0 | 0 | 0 | 0 | 0 | 0 | 0 | 0 | 0 | 0 | 0 | 0 | 0 | 0 | 0 | 0 | 0 | 0 | 0 | 0 | 0 | 0 | 0 | 0 | 0 | 0 | 0 | 0 | 0 | 0 | 0 | 0 | 0 | 0 | 0 | 0 | 0 | 0 | 0 | 0 | 0 | 0 | 0 | 0 | 0 | 0
Commercial_Office_New_Food Preparation_Natural Gas_Conveyor Oven_E1_Baseline Forecast | Commercial | Office | New | Food Preparation | Natural Gas | Conveyor Oven | E1 |  | Baseline Forecast | 0 | 61.6683 | 359.0355 | 549.09 | 776.3282 | 1010.4639 | 1245.677 | 1449.1789 | 1649.7452 | 1854.9225 | 2063.355 | 2270.1244 | 2473.5787 | 2674.1784 | 2874.9906 | 3075.1194 | 3276.3347 | 3472.7212 | 3660.9398 | 3842.8531 | 4024.6132 | 4209.8464 | 4397.221 | 4586.0895 | 4777.1986 | 4968.7606 | 5161.0801 | 5353.5691 | 5547.018 | 5740.9445 | 5936.3767 | 6132.0165 | 6214.6693 | 0 | 0 | 0 | 0 | 0 | 0 | 0 | 0 | 0 | 0 | 0 | 0 | 0 | 0 | 0 | 0 | 0 | 0
Commercial_Office_New_Food Preparation_Natural Gas_Conveyor Oven_E2_Baseline Forecast | Commercial | Office | New | Food Preparation | Natural Gas | Conveyor Oven | E2 |  | Baseline Forecast | 0 | 88.7627 | 516.9803 | 790.6254 | 1117.8088 | 1455.0554 | 1794.0958 | 2087.6085 | 2377.0915 | 2673.4337 | 2974.6842 | 3273.726 | 3568.1715 | 3858.6849 | 4149.6956 | 4439.9024 | 4731.8642 | 5017.1492 | 5291.4699 | 5557.1719 | 5823.247 | 6094.9172 | 6370.4005 | 6649.2874 | 6930.9589 | 7213.5094 | 7497.1561 | 7780.9537 | 8065.8925 | 8351.3966 | 8638.9621 | 8926.6709 | 9049.349 | 0 | 0 | 0 | 0 | 0 | 0 | 0 | 0 | 0 | 0 | 0 | 0 | 0 | 0 | 0 | 0 | 0 | 0
Commercial_Office_New_Food Preparation_Natural Gas_Conveyor Oven_E3_Baseline Forecast | Commercial | Office | New | Food Preparation | Natural Gas | Conveyor Oven | E3 |  | Baseline Forecast | 0 | 0 | 0 | 0 | 0 | 0 | 0 | 0 | 0 | 0 | 0 | 0 | 0 | 0 | 0 | 0 | 0 | 0 | 0 | 0 | 0 | 0 | 0 | 0 | 0 | 0 | 0 | 0 | 0 | 0 | 0 | 0 | 0 | 0 | 0 | 0 | 0 | 0 | 0 | 0 | 0 | 0 | 0 | 0 | 0 | 0 | 0 | 0 | 0 | 0 | 0
Commercial_Office_New_Food Preparation_Natural Gas_Conveyor Oven_E4_Baseline Forecast | Commercial | Office | New | Food Preparation | Natural Gas | Conveyor Oven | E4 |  | Baseline Forecast | 0 | 0 | 0 | 0 | 0 | 0 | 0 | 0 | 0 | 0 | 0 | 0 | 0 | 0 | 0 | 0 | 0 | 0 | 0 | 0 | 0 | 0 | 0 | 0 | 0 | 0 | 0 | 0 | 0 | 0 | 0 | 0 | 0 | 0 | 0 | 0 | 0 | 0 | 0 | 0 | 0 | 0 | 0 | 0 | 0 | 0 | 0 | 0 | 0 | 0 | 0
Commercial_Office_New_Food Preparation_Natural Gas_Conveyor Oven_E5_Baseline Forecast | Commercial | Office | New | Food Preparation | Natural Gas | Conveyor Oven | E5 |  | Baseline Forecast | 0 | 0 | 0 | 0 | 0 | 0 | 0 | 0 | 0 | 0 | 0 | 0 | 0 | 0 | 0 | 0 | 0 | 0 | 0 | 0 | 0 | 0 | 0 | 0 | 0 | 0 | 0 | 0 | 0 | 0 | 0 | 0 | 0 | 0 | 0 | 0 | 0 | 0 | 0 | 0 | 0 | 0 | 0 | 0 | 0 | 0 | 0 | 0 | 0 | 0 | 0
Commercial_Office_New_Food Preparation_Natural Gas_Conveyor Oven_E6_Baseline Forecast | Commercial | Office | New | Food Preparation | Natural Gas | Conveyor Oven | E6 |  | Baseline Forecast | 0 | 0 | 0 | 0 | 0 | 0 | 0 | 0 | 0 | 0 | 0 | 0 | 0 | 0 | 0 | 0 | 0 | 0 | 0 | 0 | 0 | 0 | 0 | 0 | 0 | 0 | 0 | 0 | 0 | 0 | 0 | 0 | 0 | 0 | 0 | 0 | 0 | 0 | 0 | 0 | 0 | 0 | 0 | 0 | 0 | 0 | 0 | 0 | 0 | 0 | 0
Commercial_Office_New_Food Preparation_Natural Gas_Conveyor Oven_E7_Baseline Forecast | Commercial | Office | New | Food Preparation | Natural Gas | Conveyor Oven | E7 |  | Baseline Forecast | 0 | 0 | 0 | 0 | 0 | 0 | 0 | 0 | 0 | 0 | 0 | 0 | 0 | 0 | 0 | 0 | 0 | 0 | 0 | 0 | 0 | 0 | 0 | 0 | 0 | 0 | 0 | 0 | 0 | 0 | 0 | 0 | 0 | 0 | 0 | 0 | 0 | 0 | 0 | 0 | 0 | 0 | 0 | 0 | 0 | 0 | 0 | 0 | 0 | 0 | 0
Commercial_Office_New_Food Preparation_Natural Gas_Conveyor Oven_E8_Baseline Forecast | Commercial | Office | New | Food Preparation | Natural Gas | Conveyor Oven | E8 |  | Baseline Forecast | 0 | 0 | 0 | 0 | 0 | 0 | 0 | 0 | 0 | 0 | 0 | 0 | 0 | 0 | 0 | 0 | 0 | 0 | 0 | 0 | 0 | 0 | 0 | 0 | 0 | 0 | 0 | 0 | 0 | 0 | 0 | 0 | 0 | 0 | 0 | 0 | 0 | 0 | 0 | 0 | 0 | 0 | 0 | 0 | 0 | 0 | 0 | 0 | 0 | 0 | 0
Commercial_Office_New_Food Preparation_Natural Gas_Conveyor Oven_E9_Baseline Forecast | Commercial | Office | New | Food Preparation | Natural Gas | Conveyor Oven | E9 |  | Baseline Forecast | 0 | 0 | 0 | 0 | 0 | 0 | 0 | 0 | 0 | 0 | 0 | 0 | 0 | 0 | 0 | 0 | 0 | 0 | 0 | 0 | 0 | 0 | 0 | 0 | 0 | 0 | 0 | 0 | 0 | 0 | 0 | 0 | 0 | 0 | 0 | 0 | 0 | 0 | 0 | 0 | 0 | 0 | 0 | 0 | 0 | 0 | 0 | 0 | 0 | 0 | 0
Commercial_Office_New_Food Preparation_Natural Gas_Conveyor Oven_E10_Baseline Forecast | Commercial | Office | New | Food Preparation | Natural Gas | Conveyor Oven | E10 |  | Baseline Forecast | 0 | 0 | 0 | 0 | 0 | 0 | 0 | 0 | 0 | 0 | 0 | 0 | 0 | 0 | 0 | 0 | 0 | 0 | 0 | 0 | 0 | 0 | 0 | 0 | 0 | 0 | 0 | 0 | 0 | 0 | 0 | 0 | 0 | 0 | 0 | 0 | 0 | 0 | 0 | 0 | 0 | 0 | 0 | 0 | 0 | 0 | 0 | 0 | 0 | 0 | 0
Commercial_Office_New_Food Preparation_Natural Gas_Conveyor Oven_Vintage_Baseline Forecast | Commercial | Office | New | Food Preparation | Natural Gas | Conveyor Oven | Vintage |  | Baseline Forecast | 0 | 0 | 0 | 0 | 0 | 0 | 0 | 0 | 0 | 0 | 0 | 0 | 0 | 0 | 0 | 0 | 0 | 0 | 0 | 0 | 0 | 0 | 0 | 0 | 0 | 0 | 0 | 0 | 0 | 0 | 0 | 0 | 0 | 0 | 0 | 0 | 0 | 0 | 0 | 0 | 0 | 0 | 0 | 0 | 0 | 0 | 0 | 0 | 0 | 0 | 0
Commercial_Office_New_Food Preparation_Natural Gas_Double Rack Oven_E1_Baseline Forecast | Commercial | Office | New | Food Preparation | Natural Gas | Double Rack Oven | E1 |  | Baseline Forecast | 0 | 61.6664 | 358.8957 | 548.9716 | 776.3125 | 1010.4869 | 1245.5479 | 1448.7907 | 1648.9454 | 1853.5521 | 2061.2527 | 2267.1566 | 2469.5139 | 2668.3867 | 2866.9989 | 3064.3603 | 3262.2454 | 3454.6719 | 3638.0733 | 3815.5728 | 3992.6789 | 4173.179 | 4355.9489 | 4540.6734 | 4727.1736 | 4913.9435 | 5101.2098 | 5288.4112 | 5476.2703 | 5664.1977 | 5853.6115 | 6043.307 | 6122.0616 | 0 | 0 | 0 | 0 | 0 | 0 | 0 | 0 | 0 | 0 | 0 | 0 | 0 | 0 | 0 | 0 | 0 | 0
Commercial_Office_New_Food Preparation_Natural Gas_Double Rack Oven_E2_Baseline Forecast | Commercial | Office | New | Food Preparation | Natural Gas | Double Rack Oven | E2 |  | Baseline Forecast | 0 | 88.7646 | 517.1201 | 790.7437 | 1117.8245 | 1455.0324 | 1794.225 | 2087.9968 | 2377.8912 | 2674.8041 | 2976.7866 | 3276.6938 | 3572.2363 | 3864.4765 | 4157.6873 | 4450.6615 | 4745.9535 | 5035.1985 | 5314.3364 | 5584.4522 | 5855.1814 | 6131.5846 | 6411.6727 | 6694.7035 | 6980.9839 | 7268.3265 | 7557.0263 | 7846.1116 | 8136.6402 | 8428.1434 | 8721.7273 | 9015.3804 | 9141.9568 | 0 | 0 | 0 | 0 | 0 | 0 | 0 | 0 | 0 | 0 | 0 | 0 | 0 | 0 | 0 | 0 | 0 | 0
Commercial_Office_New_Food Preparation_Natural Gas_Double Rack Oven_E3_Baseline Forecast | Commercial | Office | New | Food Preparation | Natural Gas | Double Rack Oven | E3 |  | Baseline Forecast | 0 | 0 | 0 | 0 | 0 | 0 | 0 | 0 | 0 | 0 | 0 | 0 | 0 | 0 | 0 | 0 | 0 | 0 | 0 | 0 | 0 | 0 | 0 | 0 | 0 | 0 | 0 | 0 | 0 | 0 | 0 | 0 | 0 | 0 | 0 | 0 | 0 | 0 | 0 | 0 | 0 | 0 | 0 | 0 | 0 | 0 | 0 | 0 | 0 | 0 | 0
Commercial_Office_New_Food Preparation_Natural Gas_Double Rack Oven_E4_Baseline Forecast | Commercial | Office | New | Food Preparation | Natural Gas | Double Rack Oven | E4 |  | Baseline Forecast | 0 | 0 | 0 | 0 | 0 | 0 | 0 | 0 | 0 | 0 | 0 | 0 | 0 | 0 | 0 | 0 | 0 | 0 | 0 | 0 | 0 | 0 | 0 | 0 | 0 | 0 | 0 | 0 | 0 | 0 | 0 | 0 | 0 | 0 | 0 | 0 | 0 | 0 | 0 | 0 | 0 | 0 | 0 | 0 | 0 | 0 | 0 | 0 | 0 | 0 | 0
Commercial_Office_New_Food Preparation_Natural Gas_Double Rack Oven_E5_Baseline Forecast | Commercial | Office | New | Food Preparation | Natural Gas | Double Rack Oven | E5 |  | Baseline Forecast | 0 | 0 | 0 | 0 | 0 | 0 | 0 | 0 | 0 | 0 | 0 | 0 | 0 | 0 | 0 | 0 | 0 | 0 | 0 | 0 | 0 | 0 | 0 | 0 | 0 | 0 | 0 | 0 | 0 | 0 | 0 | 0 | 0 | 0 | 0 | 0 | 0 | 0 | 0 | 0 | 0 | 0 | 0 | 0 | 0 | 0 | 0 | 0 | 0 | 0 | 0
Commercial_Office_New_Food Preparation_Natural Gas_Double Rack Oven_E6_Baseline Forecast | Commercial | Office | New | Food Preparation | Natural Gas | Double Rack Oven | E6 |  | Baseline Forecast | 0 | 0 | 0 | 0 | 0 | 0 | 0 | 0 | 0 | 0 | 0 | 0 | 0 | 0 | 0 | 0 | 0 | 0 | 0 | 0 | 0 | 0 | 0 | 0 | 0 | 0 | 0 | 0 | 0 | 0 | 0 | 0 | 0 | 0 | 0 | 0 | 0 | 0 | 0 | 0 | 0 | 0 | 0 | 0 | 0 | 0 | 0 | 0 | 0 | 0 | 0
Commercial_Office_New_Food Preparation_Natural Gas_Double Rack Oven_E7_Baseline Forecast | Commercial | Office | New | Food Preparation | Natural Gas | Double Rack Oven | E7 |  | Baseline Forecast | 0 | 0 | 0 | 0 | 0 | 0 | 0 | 0 | 0 | 0 | 0 | 0 | 0 | 0 | 0 | 0 | 0 | 0 | 0 | 0 | 0 | 0 | 0 | 0 | 0 | 0 | 0 | 0 | 0 | 0 | 0 | 0 | 0 | 0 | 0 | 0 | 0 | 0 | 0 | 0 | 0 | 0 | 0 | 0 | 0 | 0 | 0 | 0 | 0 | 0 | 0
Commercial_Office_New_Food Preparation_Natural Gas_Double Rack Oven_E8_Baseline Forecast | Commercial | Office | New | Food Preparation | Natural Gas | Double Rack Oven | E8 |  | Baseline Forecast | 0 | 0 | 0 | 0 | 0 | 0 | 0 | 0 | 0 | 0 | 0 | 0 | 0 | 0 | 0 | 0 | 0 | 0 | 0 | 0 | 0 | 0 | 0 | 0 | 0 | 0 | 0 | 0 | 0 | 0 | 0 | 0 | 0 | 0 | 0 | 0 | 0 | 0 | 0 | 0 | 0 | 0 | 0 | 0 | 0 | 0 | 0 | 0 | 0 | 0 | 0
Commercial_Office_New_Food Preparation_Natural Gas_Double Rack Oven_E9_Baseline Forecast | Commercial | Office | New | Food Preparation | Natural Gas | Double Rack Oven | E9 |  | Baseline Forecast | 0 | 0 | 0 | 0 | 0 | 0 | 0 | 0 | 0 | 0 | 0 | 0 | 0 | 0 | 0 | 0 | 0 | 0 | 0 | 0 | 0 | 0 | 0 | 0 | 0 | 0 | 0 | 0 | 0 | 0 | 0 | 0 | 0 | 0 | 0 | 0 | 0 | 0 | 0 | 0 | 0 | 0 | 0 | 0 | 0 | 0 | 0 | 0 | 0 | 0 | 0
Commercial_Office_New_Food Preparation_Natural Gas_Double Rack Oven_E10_Baseline Forecast | Commercial | Office | New | Food Preparation | Natural Gas | Double Rack Oven | E10 |  | Baseline Forecast | 0 | 0 | 0 | 0 | 0 | 0 | 0 | 0 | 0 | 0 | 0 | 0 | 0 | 0 | 0 | 0 | 0 | 0 | 0 | 0 | 0 | 0 | 0 | 0 | 0 | 0 | 0 | 0 | 0 | 0 | 0 | 0 | 0 | 0 | 0 | 0 | 0 | 0 | 0 | 0 | 0 | 0 | 0 | 0 | 0 | 0 | 0 | 0 | 0 | 0 | 0
Commercial_Office_New_Food Preparation_Natural Gas_Double Rack Oven_Vintage_Baseline Forecast | Commercial | Office | New | Food Preparation | Natural Gas | Double Rack Oven | Vintage |  | Baseline Forecast | 0 | 0 | 0 | 0 | 0 | 0 | 0 | 0 | 0 | 0 | 0 | 0 | 0 | 0 | 0 | 0 | 0 | 0 | 0 | 0 | 0 | 0 | 0 | 0 | 0 | 0 | 0 | 0 | 0 | 0 | 0 | 0 | 0 | 0 | 0 | 0 | 0 | 0 | 0 | 0 | 0 | 0 | 0 | 0 | 0 | 0 | 0 | 0 | 0 | 0 | 0
Commercial_Office_New_Food Preparation_Natural Gas_Fryer_E1_Baseline Forecast | Commercial | Office | New | Food Preparation | Natural Gas | Fryer | E1 |  | Baseline Forecast | 0 | 445.294 | 2592.7722 | 2592.7722 | 2592.7722 | 2592.7722 | 2592.7722 | 2592.7722 | 2592.7722 | 2503.7135 | 2002.9708 | 1602.3766 | 1281.9013 | 1025.521 | 703.6857 | 0 | 0 | 0 | 0 | 0 | 0 | 0 | 0 | 0 | 0 | 0 | 0 | 0 | 0 | 0 | 0 | 0 | 0 | 0 | 0 | 0 | 0 | 0 | 0 | 0 | 0 | 0 | 0 | 0 | 0 | 0 | 0 | 0 | 0 | 0 | 0
Commercial_Office_New_Food Preparation_Natural Gas_Fryer_E2_Baseline Forecast | Commercial | Office | New | Food Preparation | Natural Gas | Fryer | E2 |  | Baseline Forecast | 0 | 156.4302 | 911.2912 | 2766.0892 | 4983.7759 | 7269.3049 | 9566.3191 | 11554.3775 | 13514.5743 | 15609.7112 | 18149.1863 | 20573.025 | 22885.0993 | 25105.9318 | 27395.0591 | 30060.0869 | 32032.7955 | 33959.4815 | 35809.6387 | 37600.1 | 39391.441 | 41219.0543 | 43070.4863 | 44941.5076 | 46832.6298 | 48729.0802 | 50632.9445 | 52538.0911 | 54451.6422 | 56369.3645 | 58301.3549 | 60234.7497 | 61056.0734 | 0 | 0 | 0 | 0 | 0 | 0 | 0 | 0 | 0 | 0 | 0 | 0 | 0 | 0 | 0 | 0 | 0 | 0
Commercial_Office_New_Food Preparation_Natural Gas_Fryer_E3_Baseline Forecast | Commercial | Office | New | Food Preparation | Natural Gas | Fryer | E3 |  | Baseline Forecast | 0 | 0 | 0 | 0 | 0 | 0 | 0 | 0 | 0 | 0 | 0 | 0 | 0 | 0 | 0 | 0 | 0 | 0 | 0 | 0 | 0 | 0 | 0 | 0 | 0 | 0 | 0 | 0 | 0 | 0 | 0 | 0 | 0 | 0 | 0 | 0 | 0 | 0 | 0 | 0 | 0 | 0 | 0 | 0 | 0 | 0 | 0 | 0 | 0 | 0 | 0
Commercial_Office_New_Food Preparation_Natural Gas_Fryer_E4_Baseline Forecast | Commercial | Office | New | Food Preparation | Natural Gas | Fryer | E4 |  | Baseline Forecast | 0 | 0 | 0 | 0 | 0 | 0 | 0 | 0 | 0 | 0 | 0 | 0 | 0 | 0 | 0 | 0 | 0 | 0 | 0 | 0 | 0 | 0 | 0 | 0 | 0 | 0 | 0 | 0 | 0 | 0 | 0 | 0 | 0 | 0 | 0 | 0 | 0 | 0 | 0 | 0 | 0 | 0 | 0 | 0 | 0 | 0 | 0 | 0 | 0 | 0 | 0
Commercial_Office_New_Food Preparation_Natural Gas_Fryer_E5_Baseline Forecast | Commercial | Office | New | Food Preparation | Natural Gas | Fryer | E5 |  | Baseline Forecast | 0 | 0 | 0 | 0 | 0 | 0 | 0 | 0 | 0 | 0 | 0 | 0 | 0 | 0 | 0 | 0 | 0 | 0 | 0 | 0 | 0 | 0 | 0 | 0 | 0 | 0 | 0 | 0 | 0 | 0 | 0 | 0 | 0 | 0 | 0 | 0 | 0 | 0 | 0 | 0 | 0 | 0 | 0 | 0 | 0 | 0 | 0 | 0 | 0 | 0 | 0
Commercial_Office_New_Food Preparation_Natural Gas_Fryer_E6_Baseline Forecast | Commercial | Office | New | Food Preparation | Natural Gas | Fryer | E6 |  | Baseline Forecast | 0 | 0 | 0 | 0 | 0 | 0 | 0 | 0 | 0 | 0 | 0 | 0 | 0 | 0 | 0 | 0 | 0 | 0 | 0 | 0 | 0 | 0 | 0 | 0 | 0 | 0 | 0 | 0 | 0 | 0 | 0 | 0 | 0 | 0 | 0 | 0 | 0 | 0 | 0 | 0 | 0 | 0 | 0 | 0 | 0 | 0 | 0 | 0 | 0 | 0 | 0
Commercial_Office_New_Food Preparation_Natural Gas_Fryer_E7_Baseline Forecast | Commercial | Office | New | Food Preparation | Natural Gas | Fryer | E7 |  | Baseline Forecast | 0 | 0 | 0 | 0 | 0 | 0 | 0 | 0 | 0 | 0 | 0 | 0 | 0 | 0 | 0 | 0 | 0 | 0 | 0 | 0 | 0 | 0 | 0 | 0 | 0 | 0 | 0 | 0 | 0 | 0 | 0 | 0 | 0 | 0 | 0 | 0 | 0 | 0 | 0 | 0 | 0 | 0 | 0 | 0 | 0 | 0 | 0 | 0 | 0 | 0 | 0
Commercial_Office_New_Food Preparation_Natural Gas_Fryer_E8_Baseline Forecast | Commercial | Office | New | Food Preparation | Natural Gas | Fryer | E8 |  | Baseline Forecast | 0 | 0 | 0 | 0 | 0 | 0 | 0 | 0 | 0 | 0 | 0 | 0 | 0 | 0 | 0 | 0 | 0 | 0 | 0 | 0 | 0 | 0 | 0 | 0 | 0 | 0 | 0 | 0 | 0 | 0 | 0 | 0 | 0 | 0 | 0 | 0 | 0 | 0 | 0 | 0 | 0 | 0 | 0 | 0 | 0 | 0 | 0 | 0 | 0 | 0 | 0
Commercial_Office_New_Food Preparation_Natural Gas_Fryer_E9_Baseline Forecast | Commercial | Office | New | Food Preparation | Natural Gas | Fryer | E9 |  | Baseline Forecast | 0 | 0 | 0 | 0 | 0 | 0 | 0 | 0 | 0 | 0 | 0 | 0 | 0 | 0 | 0 | 0 | 0 | 0 | 0 | 0 | 0 | 0 | 0 | 0 | 0 | 0 | 0 | 0 | 0 | 0 | 0 | 0 | 0 | 0 | 0 | 0 | 0 | 0 | 0 | 0 | 0 | 0 | 0 | 0 | 0 | 0 | 0 | 0 | 0 | 0 | 0
Commercial_Office_New_Food Preparation_Natural Gas_Fryer_E10_Baseline Forecast | Commercial | Office | New | Food Preparation | Natural Gas | Fryer | E10 |  | Baseline Forecast | 0 | 0 | 0 | 0 | 0 | 0 | 0 | 0 | 0 | 0 | 0 | 0 | 0 | 0 | 0 | 0 | 0 | 0 | 0 | 0 | 0 | 0 | 0 | 0 | 0 | 0 | 0 | 0 | 0 | 0 | 0 | 0 | 0 | 0 | 0 | 0 | 0 | 0 | 0 | 0 | 0 | 0 | 0 | 0 | 0 | 0 | 0 | 0 | 0 | 0 | 0
Commercial_Office_New_Food Preparation_Natural Gas_Fryer_Vintage_Baseline Forecast | Commercial | Office | New | Food Preparation | Natural Gas | Fryer | Vintage |  | Baseline Forecast | 0 | 0 | 0 | 0 | 0 | 0 | 0 | 0 | 0 | 0 | 0 | 0 | 0 | 0 | 0 | 0 | 0 | 0 | 0 | 0 | 0 | 0 | 0 | 0 | 0 | 0 | 0 | 0 | 0 | 0 | 0 | 0 | 0 | 0 | 0 | 0 | 0 | 0 | 0 | 0 | 0 | 0 | 0 | 0 | 0 | 0 | 0 | 0 | 0 | 0 | 0
Commercial_Office_New_Food Preparation_Natural Gas_Broiler_E1_Baseline Forecast | Commercial | Office | New | Food Preparation | Natural Gas | Broiler | E1 |  | Baseline Forecast | 0 | 0 | 0 | 0 | 0 | 0 | 0 | 0 | 0 | 0 | 0 | 0 | 0 | 0 | 0 | 0 | 0 | 0 | 0 | 0 | 0 | 0 | 0 | 0 | 0 | 0 | 0 | 0 | 0 | 0 | 0 | 0 | 0 | 0 | 0 | 0 | 0 | 0 | 0 | 0 | 0 | 0 | 0 | 0 | 0 | 0 | 0 | 0 | 0 | 0 | 0
Commercial_Office_New_Food Preparation_Natural Gas_Broiler_E2_Baseline Forecast | Commercial | Office | New | Food Preparation | Natural Gas | Broiler | E2 |  | Baseline Forecast | 0 | 0 | 0 | 0 | 0 | 0 | 0 | 0 | 0 | 0 | 0 | 0 | 0 | 0 | 0 | 0 | 0 | 0 | 0 | 0 | 0 | 0 | 0 | 0 | 0 | 0 | 0 | 0 | 0 | 0 | 0 | 0 | 0 | 0 | 0 | 0 | 0 | 0 | 0 | 0 | 0 | 0 | 0 | 0 | 0 | 0 | 0 | 0 | 0 | 0 | 0
Commercial_Office_New_Food Preparation_Natural Gas_Broiler_E3_Baseline Forecast | Commercial | Office | New | Food Preparation | Natural Gas | Broiler | E3 |  | Baseline Forecast | 0 | 0 | 0 | 0 | 0 | 0 | 0 | 0 | 0 | 0 | 0 | 0 | 0 | 0 | 0 | 0 | 0 | 0 | 0 | 0 | 0 | 0 | 0 | 0 | 0 | 0 | 0 | 0 | 0 | 0 | 0 | 0 | 0 | 0 | 0 | 0 | 0 | 0 | 0 | 0 | 0 | 0 | 0 | 0 | 0 | 0 | 0 | 0 | 0 | 0 | 0
Commercial_Office_New_Food Preparation_Natural Gas_Broiler_E4_Baseline Forecast | Commercial | Office | New | Food Preparation | Natural Gas | Broiler | E4 |  | Baseline Forecast | 0 | 0 | 0 | 0 | 0 | 0 | 0 | 0 | 0 | 0 | 0 | 0 | 0 | 0 | 0 | 0 | 0 | 0 | 0 | 0 | 0 | 0 | 0 | 0 | 0 | 0 | 0 | 0 | 0 | 0 | 0 | 0 | 0 | 0 | 0 | 0 | 0 | 0 | 0 | 0 | 0 | 0 | 0 | 0 | 0 | 0 | 0 | 0 | 0 | 0 | 0
Commercial_Office_New_Food Preparation_Natural Gas_Broiler_E5_Baseline Forecast | Commercial | Office | New | Food Preparation | Natural Gas | Broiler | E5 |  | Baseline Forecast | 0 | 0 | 0 | 0 | 0 | 0 | 0 | 0 | 0 | 0 | 0 | 0 | 0 | 0 | 0 | 0 | 0 | 0 | 0 | 0 | 0 | 0 | 0 | 0 | 0 | 0 | 0 | 0 | 0 | 0 | 0 | 0 | 0 | 0 | 0 | 0 | 0 | 0 | 0 | 0 | 0 | 0 | 0 | 0 | 0 | 0 | 0 | 0 | 0 | 0 | 0
Commercial_Office_New_Food Preparation_Natural Gas_Broiler_E6_Baseline Forecast | Commercial | Office | New | Food Preparation | Natural Gas | Broiler | E6 |  | Baseline Forecast | 0 | 0 | 0 | 0 | 0 | 0 | 0 | 0 | 0 | 0 | 0 | 0 | 0 | 0 | 0 | 0 | 0 | 0 | 0 | 0 | 0 | 0 | 0 | 0 | 0 | 0 | 0 | 0 | 0 | 0 | 0 | 0 | 0 | 0 | 0 | 0 | 0 | 0 | 0 | 0 | 0 | 0 | 0 | 0 | 0 | 0 | 0 | 0 | 0 | 0 | 0
Commercial_Office_New_Food Preparation_Natural Gas_Broiler_E7_Baseline Forecast | Commercial | Office | New | Food Preparation | Natural Gas | Broiler | E7 |  | Baseline Forecast | 0 | 0 | 0 | 0 | 0 | 0 | 0 | 0 | 0 | 0 | 0 | 0 | 0 | 0 | 0 | 0 | 0 | 0 | 0 | 0 | 0 | 0 | 0 | 0 | 0 | 0 | 0 | 0 | 0 | 0 | 0 | 0 | 0 | 0 | 0 | 0 | 0 | 0 | 0 | 0 | 0 | 0 | 0 | 0 | 0 | 0 | 0 | 0 | 0 | 0 | 0
Commercial_Office_New_Food Preparation_Natural Gas_Broiler_E8_Baseline Forecast | Commercial | Office | New | Food Preparation | Natural Gas | Broiler | E8 |  | Baseline Forecast | 0 | 0 | 0 | 0 | 0 | 0 | 0 | 0 | 0 | 0 | 0 | 0 | 0 | 0 | 0 | 0 | 0 | 0 | 0 | 0 | 0 | 0 | 0 | 0 | 0 | 0 | 0 | 0 | 0 | 0 | 0 | 0 | 0 | 0 | 0 | 0 | 0 | 0 | 0 | 0 | 0 | 0 | 0 | 0 | 0 | 0 | 0 | 0 | 0 | 0 | 0
Commercial_Office_New_Food Preparation_Natural Gas_Broiler_E9_Baseline Forecast | Commercial | Office | New | Food Preparation | Natural Gas | Broiler | E9 |  | Baseline Forecast | 0 | 0 | 0 | 0 | 0 | 0 | 0 | 0 | 0 | 0 | 0 | 0 | 0 | 0 | 0 | 0 | 0 | 0 | 0 | 0 | 0 | 0 | 0 | 0 | 0 | 0 | 0 | 0 | 0 | 0 | 0 | 0 | 0 | 0 | 0 | 0 | 0 | 0 | 0 | 0 | 0 | 0 | 0 | 0 | 0 | 0 | 0 | 0 | 0 | 0 | 0
Commercial_Office_New_Food Preparation_Natural Gas_Broiler_E10_Baseline Forecast | Commercial | Office | New | Food Preparation | Natural Gas | Broiler | E10 |  | Baseline Forecast | 0 | 0 | 0 | 0 | 0 | 0 | 0 | 0 | 0 | 0 | 0 | 0 | 0 | 0 | 0 | 0 | 0 | 0 | 0 | 0 | 0 | 0 | 0 | 0 | 0 | 0 | 0 | 0 | 0 | 0 | 0 | 0 | 0 | 0 | 0 | 0 | 0 | 0 | 0 | 0 | 0 | 0 | 0 | 0 | 0 | 0 | 0 | 0 | 0 | 0 | 0
Commercial_Office_New_Food Preparation_Natural Gas_Broiler_Vintage_Baseline Forecast | Commercial | Office | New | Food Preparation | Natural Gas | Broiler | Vintage |  | Baseline Forecast | 0 | 0 | 0 | 0 | 0 | 0 | 0 | 0 | 0 | 0 | 0 | 0 | 0 | 0 | 0 | 0 | 0 | 0 | 0 | 0 | 0 | 0 | 0 | 0 | 0 | 0 | 0 | 0 | 0 | 0 | 0 | 0 | 0 | 0 | 0 | 0 | 0 | 0 | 0 | 0 | 0 | 0 | 0 | 0 | 0 | 0 | 0 | 0 | 0 | 0 | 0
Commercial_Office_New_Food Preparation_Natural Gas_Griddle_E1_Baseline Forecast | Commercial | Office | New | Food Preparation | Natural Gas | Griddle | E1 |  | Baseline Forecast | 0 | 427.2179 | 2487.7189 | 2487.7189 | 2487.7189 | 2487.7189 | 2487.7189 | 2487.7189 | 2487.7189 | 2487.7189 | 2487.7189 | 2487.7189 | 2402.2753 | 1921.8203 | 1537.4562 | 1229.965 | 983.972 | 675.185 | 0 | 0 | 0 | 0 | 0 | 0 | 0 | 0 | 0 | 0 | 0 | 0 | 0 | 0 | 0 | 0 | 0 | 0 | 0 | 0 | 0 | 0 | 0 | 0 | 0 | 0 | 0 | 0 | 0 | 0 | 0 | 0 | 0
Commercial_Office_New_Food Preparation_Natural Gas_Griddle_E2_Baseline Forecast | Commercial | Office | New | Food Preparation | Natural Gas | Griddle | E2 |  | Baseline Forecast | 0 | 174.5063 | 1016.3445 | 2871.1425 | 5088.8293 | 7374.3583 | 9671.3725 | 11659.4308 | 13619.6276 | 15625.7058 | 17664.4382 | 19687.6827 | 21764.7253 | 24209.6326 | 26561.2886 | 28830.122 | 31048.8235 | 33284.2965 | 35809.6387 | 37600.1 | 39391.441 | 41219.0543 | 43070.4863 | 44941.5076 | 46832.6298 | 48729.0802 | 50632.9445 | 52538.0911 | 54451.6422 | 56369.3645 | 58301.3549 | 60234.7497 | 61056.0734 | 0 | 0 | 0 | 0 | 0 | 0 | 0 | 0 | 0 | 0 | 0 | 0 | 0 | 0 | 0 | 0 | 0 | 0
Commercial_Office_New_Food Preparation_Natural Gas_Griddle_E3_Baseline Forecast | Commercial | Office | New | Food Preparation | Natural Gas | Griddle | E3 |  | Baseline Forecast | 0 | 0 | 0 | 0 | 0 | 0 | 0 | 0 | 0 | 0 | 0 | 0 | 0 | 0 | 0 | 0 | 0 | 0 | 0 | 0 | 0 | 0 | 0 | 0 | 0 | 0 | 0 | 0 | 0 | 0 | 0 | 0 | 0 | 0 | 0 | 0 | 0 | 0 | 0 | 0 | 0 | 0 | 0 | 0 | 0 | 0 | 0 | 0 | 0 | 0 | 0
Commercial_Office_New_Food Preparation_Natural Gas_Griddle_E4_Baseline Forecast | Commercial | Office | New | Food Preparation | Natural Gas | Griddle | E4 |  | Baseline Forecast | 0 | 0 | 0 | 0 | 0 | 0 | 0 | 0 | 0 | 0 | 0 | 0 | 0 | 0 | 0 | 0 | 0 | 0 | 0 | 0 | 0 | 0 | 0 | 0 | 0 | 0 | 0 | 0 | 0 | 0 | 0 | 0 | 0 | 0 | 0 | 0 | 0 | 0 | 0 | 0 | 0 | 0 | 0 | 0 | 0 | 0 | 0 | 0 | 0 | 0 | 0
Commercial_Office_New_Food Preparation_Natural Gas_Griddle_E5_Baseline Forecast | Commercial | Office | New | Food Preparation | Natural Gas | Griddle | E5 |  | Baseline Forecast | 0 | 0 | 0 | 0 | 0 | 0 | 0 | 0 | 0 | 0 | 0 | 0 | 0 | 0 | 0 | 0 | 0 | 0 | 0 | 0 | 0 | 0 | 0 | 0 | 0 | 0 | 0 | 0 | 0 | 0 | 0 | 0 | 0 | 0 | 0 | 0 | 0 | 0 | 0 | 0 | 0 | 0 | 0 | 0 | 0 | 0 | 0 | 0 | 0 | 0 | 0
Commercial_Office_New_Food Preparation_Natural Gas_Griddle_E6_Baseline Forecast | Commercial | Office | New | Food Preparation | Natural Gas | Griddle | E6 |  | Baseline Forecast | 0 | 0 | 0 | 0 | 0 | 0 | 0 | 0 | 0 | 0 | 0 | 0 | 0 | 0 | 0 | 0 | 0 | 0 | 0 | 0 | 0 | 0 | 0 | 0 | 0 | 0 | 0 | 0 | 0 | 0 | 0 | 0 | 0 | 0 | 0 | 0 | 0 | 0 | 0 | 0 | 0 | 0 | 0 | 0 | 0 | 0 | 0 | 0 | 0 | 0 | 0
Commercial_Office_New_Food Preparation_Natural Gas_Griddle_E7_Baseline Forecast | Commercial | Office | New | Food Preparation | Natural Gas | Griddle | E7 |  | Baseline Forecast | 0 | 0 | 0 | 0 | 0 | 0 | 0 | 0 | 0 | 0 | 0 | 0 | 0 | 0 | 0 | 0 | 0 | 0 | 0 | 0 | 0 | 0 | 0 | 0 | 0 | 0 | 0 | 0 | 0 | 0 | 0 | 0 | 0 | 0 | 0 | 0 | 0 | 0 | 0 | 0 | 0 | 0 | 0 | 0 | 0 | 0 | 0 | 0 | 0 | 0 | 0
Commercial_Office_New_Food Preparation_Natural Gas_Griddle_E8_Baseline Forecast | Commercial | Office | New | Food Preparation | Natural Gas | Griddle | E8 |  | Baseline Forecast | 0 | 0 | 0 | 0 | 0 | 0 | 0 | 0 | 0 | 0 | 0 | 0 | 0 | 0 | 0 | 0 | 0 | 0 | 0 | 0 | 0 | 0 | 0 | 0 | 0 | 0 | 0 | 0 | 0 | 0 | 0 | 0 | 0 | 0 | 0 | 0 | 0 | 0 | 0 | 0 | 0 | 0 | 0 | 0 | 0 | 0 | 0 | 0 | 0 | 0 | 0
Commercial_Office_New_Food Preparation_Natural Gas_Griddle_E9_Baseline Forecast | Commercial | Office | New | Food Preparation | Natural Gas | Griddle | E9 |  | Baseline Forecast | 0 | 0 | 0 | 0 | 0 | 0 | 0 | 0 | 0 | 0 | 0 | 0 | 0 | 0 | 0 | 0 | 0 | 0 | 0 | 0 | 0 | 0 | 0 | 0 | 0 | 0 | 0 | 0 | 0 | 0 | 0 | 0 | 0 | 0 | 0 | 0 | 0 | 0 | 0 | 0 | 0 | 0 | 0 | 0 | 0 | 0 | 0 | 0 | 0 | 0 | 0
Commercial_Office_New_Food Preparation_Natural Gas_Griddle_E10_Baseline Forecast | Commercial | Office | New | Food Preparation | Natural Gas | Griddle | E10 |  | Baseline Forecast | 0 | 0 | 0 | 0 | 0 | 0 | 0 | 0 | 0 | 0 | 0 | 0 | 0 | 0 | 0 | 0 | 0 | 0 | 0 | 0 | 0 | 0 | 0 | 0 | 0 | 0 | 0 | 0 | 0 | 0 | 0 | 0 | 0 | 0 | 0 | 0 | 0 | 0 | 0 | 0 | 0 | 0 | 0 | 0 | 0 | 0 | 0 | 0 | 0 | 0 | 0
Commercial_Office_New_Food Preparation_Natural Gas_Griddle_Vintage_Baseline Forecast | Commercial | Office | New | Food Preparation | Natural Gas | Griddle | Vintage |  | Baseline Forecast | 0 | 0 | 0 | 0 | 0 | 0 | 0 | 0 | 0 | 0 | 0 | 0 | 0 | 0 | 0 | 0 | 0 | 0 | 0 | 0 | 0 | 0 | 0 | 0 | 0 | 0 | 0 | 0 | 0 | 0 | 0 | 0 | 0 | 0 | 0 | 0 | 0 | 0 | 0 | 0 | 0 | 0 | 0 | 0 | 0 | 0 | 0 | 0 | 0 | 0 | 0
Commercial_Office_New_Food Preparation_Natural Gas_Range_E1_Baseline Forecast | Commercial | Office | New | Food Preparation | Natural Gas | Range | E1 |  | Baseline Forecast | 0 | 246.7087 | 1436.4215 | 2196.9819 | 3106.5286 | 4043.7618 | 4985.2916 | 5799.9036 | 6602.7615 | 7424.0893 | 8258.3715 | 9085.5614 | 9899.1214 | 10700.7471 | 11502.7384 | 12301.3477 | 13103.1241 | 13886.1014 | 14637.1499 | 15363.389 | 16089.5158 | 16830.0466 | 17579.7311 | 18336.7329 | 19101.2308 | 19866.9581 | 20635.298 | 21403.9074 | 22175.8867 | 22949.5779 | 23729.1563 | 24510.026 | 24839.407 | 0 | 0 | 0 | 0 | 0 | 0 | 0 | 0 | 0 | 0 | 0 | 0 | 0 | 0 | 0 | 0 | 0 | 0
Commercial_Office_New_Food Preparation_Natural Gas_Range_E2_Baseline Forecast | Commercial | Office | New | Food Preparation | Natural Gas | Range | E2 |  | Baseline Forecast | 0 | 355.0155 | 2067.6419 | 3161.8795 | 4470.0196 | 5818.3154 | 7173.7998 | 8347.2461 | 9504.585 | 10689.3354 | 11893.7856 | 13089.8402 | 14267.8792 | 15430.7057 | 16596.0064 | 17758.7392 | 18929.6714 | 20073.38 | 21172.4888 | 22236.711 | 23301.9252 | 24389.0077 | 25490.7552 | 26604.7747 | 27731.3989 | 28862.1221 | 29997.6465 | 31134.1836 | 32275.7554 | 33419.7865 | 34572.1986 | 35724.7237 | 36216.6665 | 0 | 0 | 0 | 0 | 0 | 0 | 0 | 0 | 0 | 0 | 0 | 0 | 0 | 0 | 0 | 0 | 0 | 0
Commercial_Office_New_Food Preparation_Natural Gas_Range_E3_Baseline Forecast | Commercial | Office | New | Food Preparation | Natural Gas | Range | E3 |  | Baseline Forecast | 0 | 0 | 0 | 0 | 0 | 0 | 0 | 0 | 0 | 0 | 0 | 0 | 0 | 0 | 0 | 0 | 0 | 0 | 0 | 0 | 0 | 0 | 0 | 0 | 0 | 0 | 0 | 0 | 0 | 0 | 0 | 0 | 0 | 0 | 0 | 0 | 0 | 0 | 0 | 0 | 0 | 0 | 0 | 0 | 0 | 0 | 0 | 0 | 0 | 0 | 0
Commercial_Office_New_Food Preparation_Natural Gas_Range_E4_Baseline Forecast | Commercial | Office | New | Food Preparation | Natural Gas | Range | E4 |  | Baseline Forecast | 0 | 0 | 0 | 0 | 0 | 0 | 0 | 0 | 0 | 0 | 0 | 0 | 0 | 0 | 0 | 0 | 0 | 0 | 0 | 0 | 0 | 0 | 0 | 0 | 0 | 0 | 0 | 0 | 0 | 0 | 0 | 0 | 0 | 0 | 0 | 0 | 0 | 0 | 0 | 0 | 0 | 0 | 0 | 0 | 0 | 0 | 0 | 0 | 0 | 0 | 0
Commercial_Office_New_Food Preparation_Natural Gas_Range_E5_Baseline Forecast | Commercial | Office | New | Food Preparation | Natural Gas | Range | E5 |  | Baseline Forecast | 0 | 0 | 0 | 0 | 0 | 0 | 0 | 0 | 0 | 0 | 0 | 0 | 0 | 0 | 0 | 0 | 0 | 0 | 0 | 0 | 0 | 0 | 0 | 0 | 0 | 0 | 0 | 0 | 0 | 0 | 0 | 0 | 0 | 0 | 0 | 0 | 0 | 0 | 0 | 0 | 0 | 0 | 0 | 0 | 0 | 0 | 0 | 0 | 0 | 0 | 0
Commercial_Office_New_Food Preparation_Natural Gas_Range_E6_Baseline Forecast | Commercial | Office | New | Food Preparation | Natural Gas | Range | E6 |  | Baseline Forecast | 0 | 0 | 0 | 0 | 0 | 0 | 0 | 0 | 0 | 0 | 0 | 0 | 0 | 0 | 0 | 0 | 0 | 0 | 0 | 0 | 0 | 0 | 0 | 0 | 0 | 0 | 0 | 0 | 0 | 0 | 0 | 0 | 0 | 0 | 0 | 0 | 0 | 0 | 0 | 0 | 0 | 0 | 0 | 0 | 0 | 0 | 0 | 0 | 0 | 0 | 0
Commercial_Office_New_Food Preparation_Natural Gas_Range_E7_Baseline Forecast | Commercial | Office | New | Food Preparation | Natural Gas | Range | E7 |  | Baseline Forecast | 0 | 0 | 0 | 0 | 0 | 0 | 0 | 0 | 0 | 0 | 0 | 0 | 0 | 0 | 0 | 0 | 0 | 0 | 0 | 0 | 0 | 0 | 0 | 0 | 0 | 0 | 0 | 0 | 0 | 0 | 0 | 0 | 0 | 0 | 0 | 0 | 0 | 0 | 0 | 0 | 0 | 0 | 0 | 0 | 0 | 0 | 0 | 0 | 0 | 0 | 0
Commercial_Office_New_Food Preparation_Natural Gas_Range_E8_Baseline Forecast | Commercial | Office | New | Food Preparation | Natural Gas | Range | E8 |  | Baseline Forecast | 0 | 0 | 0 | 0 | 0 | 0 | 0 | 0 | 0 | 0 | 0 | 0 | 0 | 0 | 0 | 0 | 0 | 0 | 0 | 0 | 0 | 0 | 0 | 0 | 0 | 0 | 0 | 0 | 0 | 0 | 0 | 0 | 0 | 0 | 0 | 0 | 0 | 0 | 0 | 0 | 0 | 0 | 0 | 0 | 0 | 0 | 0 | 0 | 0 | 0 | 0
Commercial_Office_New_Food Preparation_Natural Gas_Range_E9_Baseline Forecast | Commercial | Office | New | Food Preparation | Natural Gas | Range | E9 |  | Baseline Forecast | 0 | 0 | 0 | 0 | 0 | 0 | 0 | 0 | 0 | 0 | 0 | 0 | 0 | 0 | 0 | 0 | 0 | 0 | 0 | 0 | 0 | 0 | 0 | 0 | 0 | 0 | 0 | 0 | 0 | 0 | 0 | 0 | 0 | 0 | 0 | 0 | 0 | 0 | 0 | 0 | 0 | 0 | 0 | 0 | 0 | 0 | 0 | 0 | 0 | 0 | 0
Commercial_Office_New_Food Preparation_Natural Gas_Range_E10_Baseline Forecast | Commercial | Office | New | Food Preparation | Natural Gas | Range | E10 |  | Baseline Forecast | 0 | 0 | 0 | 0 | 0 | 0 | 0 | 0 | 0 | 0 | 0 | 0 | 0 | 0 | 0 | 0 | 0 | 0 | 0 | 0 | 0 | 0 | 0 | 0 | 0 | 0 | 0 | 0 | 0 | 0 | 0 | 0 | 0 | 0 | 0 | 0 | 0 | 0 | 0 | 0 | 0 | 0 | 0 | 0 | 0 | 0 | 0 | 0 | 0 | 0 | 0
Commercial_Office_New_Food Preparation_Natural Gas_Range_Vintage_Baseline Forecast | Commercial | Office | New | Food Preparation | Natural Gas | Range | Vintage |  | Baseline Forecast | 0 | 0 | 0 | 0 | 0 | 0 | 0 | 0 | 0 | 0 | 0 | 0 | 0 | 0 | 0 | 0 | 0 | 0 | 0 | 0 | 0 | 0 | 0 | 0 | 0 | 0 | 0 | 0 | 0 | 0 | 0 | 0 | 0 | 0 | 0 | 0 | 0 | 0 | 0 | 0 | 0 | 0 | 0 | 0 | 0 | 0 | 0 | 0 | 0 | 0 | 0
Commercial_Office_New_Food Preparation_Natural Gas_Steamer_E1_Baseline Forecast | Commercial | Office | New | Food Preparation | Natural Gas | Steamer | E1 |  | Baseline Forecast | 0 | 0 | 0 | 0 | 0 | 0 | 0 | 0 | 0 | 0 | 0 | 0 | 0 | 0 | 0 | 0 | 0 | 0 | 0 | 0 | 0 | 0 | 0 | 0 | 0 | 0 | 0 | 0 | 0 | 0 | 0 | 0 | 0 | 0 | 0 | 0 | 0 | 0 | 0 | 0 | 0 | 0 | 0 | 0 | 0 | 0 | 0 | 0 | 0 | 0 | 0
Commercial_Office_New_Food Preparation_Natural Gas_Steamer_E2_Baseline Forecast | Commercial | Office | New | Food Preparation | Natural Gas | Steamer | E2 |  | Baseline Forecast | 0 | 0 | 0 | 0 | 0 | 0 | 0 | 0 | 0 | 0 | 0 | 0 | 0 | 0 | 0 | 0 | 0 | 0 | 0 | 0 | 0 | 0 | 0 | 0 | 0 | 0 | 0 | 0 | 0 | 0 | 0 | 0 | 0 | 0 | 0 | 0 | 0 | 0 | 0 | 0 | 0 | 0 | 0 | 0 | 0 | 0 | 0 | 0 | 0 | 0 | 0
Commercial_Office_New_Food Preparation_Natural Gas_Steamer_E3_Baseline Forecast | Commercial | Office | New | Food Preparation | Natural Gas | Steamer | E3 |  | Baseline Forecast | 0 | 0 | 0 | 0 | 0 | 0 | 0 | 0 | 0 | 0 | 0 | 0 | 0 | 0 | 0 | 0 | 0 | 0 | 0 | 0 | 0 | 0 | 0 | 0 | 0 | 0 | 0 | 0 | 0 | 0 | 0 | 0 | 0 | 0 | 0 | 0 | 0 | 0 | 0 | 0 | 0 | 0 | 0 | 0 | 0 | 0 | 0 | 0 | 0 | 0 | 0
Commercial_Office_New_Food Preparation_Natural Gas_Steamer_E4_Baseline Forecast | Commercial | Office | New | Food Preparation | Natural Gas | Steamer | E4 |  | Baseline Forecast | 0 | 0 | 0 | 0 | 0 | 0 | 0 | 0 | 0 | 0 | 0 | 0 | 0 | 0 | 0 | 0 | 0 | 0 | 0 | 0 | 0 | 0 | 0 | 0 | 0 | 0 | 0 | 0 | 0 | 0 | 0 | 0 | 0 | 0 | 0 | 0 | 0 | 0 | 0 | 0 | 0 | 0 | 0 | 0 | 0 | 0 | 0 | 0 | 0 | 0 | 0
Commercial_Office_New_Food Preparation_Natural Gas_Steamer_E5_Baseline Forecast | Commercial | Office | New | Food Preparation | Natural Gas | Steamer | E5 |  | Baseline Forecast | 0 | 0 | 0 | 0 | 0 | 0 | 0 | 0 | 0 | 0 | 0 | 0 | 0 | 0 | 0 | 0 | 0 | 0 | 0 | 0 | 0 | 0 | 0 | 0 | 0 | 0 | 0 | 0 | 0 | 0 | 0 | 0 | 0 | 0 | 0 | 0 | 0 | 0 | 0 | 0 | 0 | 0 | 0 | 0 | 0 | 0 | 0 | 0 | 0 | 0 | 0
Commercial_Office_New_Food Preparation_Natural Gas_Steamer_E6_Baseline Forecast | Commercial | Office | New | Food Preparation | Natural Gas | Steamer | E6 |  | Baseline Forecast | 0 | 0 | 0 | 0 | 0 | 0 | 0 | 0 | 0 | 0 | 0 | 0 | 0 | 0 | 0 | 0 | 0 | 0 | 0 | 0 | 0 | 0 | 0 | 0 | 0 | 0 | 0 | 0 | 0 | 0 | 0 | 0 | 0 | 0 | 0 | 0 | 0 | 0 | 0 | 0 | 0 | 0 | 0 | 0 | 0 | 0 | 0 | 0 | 0 | 0 | 0
Commercial_Office_New_Food Preparation_Natural Gas_Steamer_E7_Baseline Forecast | Commercial | Office | New | Food Preparation | Natural Gas | Steamer | E7 |  | Baseline Forecast | 0 | 0 | 0 | 0 | 0 | 0 | 0 | 0 | 0 | 0 | 0 | 0 | 0 | 0 | 0 | 0 | 0 | 0 | 0 | 0 | 0 | 0 | 0 | 0 | 0 | 0 | 0 | 0 | 0 | 0 | 0 | 0 | 0 | 0 | 0 | 0 | 0 | 0 | 0 | 0 | 0 | 0 | 0 | 0 | 0 | 0 | 0 | 0 | 0 | 0 | 0
Commercial_Office_New_Food Preparation_Natural Gas_Steamer_E8_Baseline Forecast | Commercial | Office | New | Food Preparation | Natural Gas | Steamer | E8 |  | Baseline Forecast | 0 | 0 | 0 | 0 | 0 | 0 | 0 | 0 | 0 | 0 | 0 | 0 | 0 | 0 | 0 | 0 | 0 | 0 | 0 | 0 | 0 | 0 | 0 | 0 | 0 | 0 | 0 | 0 | 0 | 0 | 0 | 0 | 0 | 0 | 0 | 0 | 0 | 0 | 0 | 0 | 0 | 0 | 0 | 0 | 0 | 0 | 0 | 0 | 0 | 0 | 0
Commercial_Office_New_Food Preparation_Natural Gas_Steamer_E9_Baseline Forecast | Commercial | Office | New | Food Preparation | Natural Gas | Steamer | E9 |  | Baseline Forecast | 0 | 0 | 0 | 0 | 0 | 0 | 0 | 0 | 0 | 0 | 0 | 0 | 0 | 0 | 0 | 0 | 0 | 0 | 0 | 0 | 0 | 0 | 0 | 0 | 0 | 0 | 0 | 0 | 0 | 0 | 0 | 0 | 0 | 0 | 0 | 0 | 0 | 0 | 0 | 0 | 0 | 0 | 0 | 0 | 0 | 0 | 0 | 0 | 0 | 0 | 0
Commercial_Office_New_Food Preparation_Natural Gas_Steamer_E10_Baseline Forecast | Commercial | Office | New | Food Preparation | Natural Gas | Steamer | E10 |  | Baseline Forecast | 0 | 0 | 0 | 0 | 0 | 0 | 0 | 0 | 0 | 0 | 0 | 0 | 0 | 0 | 0 | 0 | 0 | 0 | 0 | 0 | 0 | 0 | 0 | 0 | 0 | 0 | 0 | 0 | 0 | 0 | 0 | 0 | 0 | 0 | 0 | 0 | 0 | 0 | 0 | 0 | 0 | 0 | 0 | 0 | 0 | 0 | 0 | 0 | 0 | 0 | 0
Commercial_Office_New_Food Preparation_Natural Gas_Steamer_Vintage_Baseline Forecast | Commercial | Office | New | Food Preparation | Natural Gas | Steamer | Vintage |  | Baseline Forecast | 0 | 0 | 0 | 0 | 0 | 0 | 0 | 0 | 0 | 0 | 0 | 0 | 0 | 0 | 0 | 0 | 0 | 0 | 0 | 0 | 0 | 0 | 0 | 0 | 0 | 0 | 0 | 0 | 0 | 0 | 0 | 0 | 0 | 0 | 0 | 0 | 0 | 0 | 0 | 0 | 0 | 0 | 0 | 0 | 0 | 0 | 0 | 0 | 0 | 0 | 0
Commercial_Office_New_Food Preparation_Natural Gas_Food Prep Other_E1_Baseline Forecast | Commercial | Office | New | Food Preparation | Natural Gas | Food Prep Other | E1 |  | Baseline Forecast | 0 | 0 | 0 | 0 | 0 | 0 | 0 | 0 | 0 | 0 | 0 | 0 | 0 | 0 | 0 | 0 | 0 | 0 | 0 | 0 | 0 | 0 | 0 | 0 | 0 | 0 | 0 | 0 | 0 | 0 | 0 | 0 | 0 | 0 | 0 | 0 | 0 | 0 | 0 | 0 | 0 | 0 | 0 | 0 | 0 | 0 | 0 | 0 | 0 | 0 | 0
Commercial_Office_New_Food Preparation_Natural Gas_Food Prep Other_E2_Baseline Forecast | Commercial | Office | New | Food Preparation | Natural Gas | Food Prep Other | E2 |  | Baseline Forecast | 0 | 0 | 0 | 0 | 0 | 0 | 0 | 0 | 0 | 0 | 0 | 0 | 0 | 0 | 0 | 0 | 0 | 0 | 0 | 0 | 0 | 0 | 0 | 0 | 0 | 0 | 0 | 0 | 0 | 0 | 0 | 0 | 0 | 0 | 0 | 0 | 0 | 0 | 0 | 0 | 0 | 0 | 0 | 0 | 0 | 0 | 0 | 0 | 0 | 0 | 0
Commercial_Office_New_Food Preparation_Natural Gas_Food Prep Other_E3_Baseline Forecast | Commercial | Office | New | Food Preparation | Natural Gas | Food Prep Other | E3 |  | Baseline Forecast | 0 | 0 | 0 | 0 | 0 | 0 | 0 | 0 | 0 | 0 | 0 | 0 | 0 | 0 | 0 | 0 | 0 | 0 | 0 | 0 | 0 | 0 | 0 | 0 | 0 | 0 | 0 | 0 | 0 | 0 | 0 | 0 | 0 | 0 | 0 | 0 | 0 | 0 | 0 | 0 | 0 | 0 | 0 | 0 | 0 | 0 | 0 | 0 | 0 | 0 | 0
Commercial_Office_New_Food Preparation_Natural Gas_Food Prep Other_E4_Baseline Forecast | Commercial | Office | New | Food Preparation | Natural Gas | Food Prep Other | E4 |  | Baseline Forecast | 0 | 0 | 0 | 0 | 0 | 0 | 0 | 0 | 0 | 0 | 0 | 0 | 0 | 0 | 0 | 0 | 0 | 0 | 0 | 0 | 0 | 0 | 0 | 0 | 0 | 0 | 0 | 0 | 0 | 0 | 0 | 0 | 0 | 0 | 0 | 0 | 0 | 0 | 0 | 0 | 0 | 0 | 0 | 0 | 0 | 0 | 0 | 0 | 0 | 0 | 0
Commercial_Office_New_Food Preparation_Natural Gas_Food Prep Other_E5_Baseline Forecast | Commercial | Office | New | Food Preparation | Natural Gas | Food Prep Other | E5 |  | Baseline Forecast | 0 | 0 | 0 | 0 | 0 | 0 | 0 | 0 | 0 | 0 | 0 | 0 | 0 | 0 | 0 | 0 | 0 | 0 | 0 | 0 | 0 | 0 | 0 | 0 | 0 | 0 | 0 | 0 | 0 | 0 | 0 | 0 | 0 | 0 | 0 | 0 | 0 | 0 | 0 | 0 | 0 | 0 | 0 | 0 | 0 | 0 | 0 | 0 | 0 | 0 | 0
Commercial_Office_New_Food Preparation_Natural Gas_Food Prep Other_E6_Baseline Forecast | Commercial | Office | New | Food Preparation | Natural Gas | Food Prep Other | E6 |  | Baseline Forecast | 0 | 0 | 0 | 0 | 0 | 0 | 0 | 0 | 0 | 0 | 0 | 0 | 0 | 0 | 0 | 0 | 0 | 0 | 0 | 0 | 0 | 0 | 0 | 0 | 0 | 0 | 0 | 0 | 0 | 0 | 0 | 0 | 0 | 0 | 0 | 0 | 0 | 0 | 0 | 0 | 0 | 0 | 0 | 0 | 0 | 0 | 0 | 0 | 0 | 0 | 0
Commercial_Office_New_Food Preparation_Natural Gas_Food Prep Other_E7_Baseline Forecast | Commercial | Office | New | Food Preparation | Natural Gas | Food Prep Other | E7 |  | Baseline Forecast | 0 | 0 | 0 | 0 | 0 | 0 | 0 | 0 | 0 | 0 | 0 | 0 | 0 | 0 | 0 | 0 | 0 | 0 | 0 | 0 | 0 | 0 | 0 | 0 | 0 | 0 | 0 | 0 | 0 | 0 | 0 | 0 | 0 | 0 | 0 | 0 | 0 | 0 | 0 | 0 | 0 | 0 | 0 | 0 | 0 | 0 | 0 | 0 | 0 | 0 | 0
Commercial_Office_New_Food Preparation_Natural Gas_Food Prep Other_E8_Baseline Forecast | Commercial | Office | New | Food Preparation | Natural Gas | Food Prep Other | E8 |  | Baseline Forecast | 0 | 0 | 0 | 0 | 0 | 0 | 0 | 0 | 0 | 0 | 0 | 0 | 0 | 0 | 0 | 0 | 0 | 0 | 0 | 0 | 0 | 0 | 0 | 0 | 0 | 0 | 0 | 0 | 0 | 0 | 0 | 0 | 0 | 0 | 0 | 0 | 0 | 0 | 0 | 0 | 0 | 0 | 0 | 0 | 0 | 0 | 0 | 0 | 0 | 0 | 0
Commercial_Office_New_Food Preparation_Natural Gas_Food Prep Other_E9_Baseline Forecast | Commercial | Office | New | Food Preparation | Natural Gas | Food Prep Other | E9 |  | Baseline Forecast | 0 | 0 | 0 | 0 | 0 | 0 | 0 | 0 | 0 | 0 | 0 | 0 | 0 | 0 | 0 | 0 | 0 | 0 | 0 | 0 | 0 | 0 | 0 | 0 | 0 | 0 | 0 | 0 | 0 | 0 | 0 | 0 | 0 | 0 | 0 | 0 | 0 | 0 | 0 | 0 | 0 | 0 | 0 | 0 | 0 | 0 | 0 | 0 | 0 | 0 | 0
Commercial_Office_New_Food Preparation_Natural Gas_Food Prep Other_E10_Baseline Forecast | Commercial | Office | New | Food Preparation | Natural Gas | Food Prep Other | E10 |  | Baseline Forecast | 0 | 0 | 0 | 0 | 0 | 0 | 0 | 0 | 0 | 0 | 0 | 0 | 0 | 0 | 0 | 0 | 0 | 0 | 0 | 0 | 0 | 0 | 0 | 0 | 0 | 0 | 0 | 0 | 0 | 0 | 0 | 0 | 0 | 0 | 0 | 0 | 0 | 0 | 0 | 0 | 0 | 0 | 0 | 0 | 0 | 0 | 0 | 0 | 0 | 0 | 0
Commercial_Office_New_Food Preparation_Natural Gas_Food Prep Other_Vintage_Baseline Forecast | Commercial | Office | New | Food Preparation | Natural Gas | Food Prep Other | Vintage |  | Baseline Forecast | 0 | 0 | 0 | 0 | 0 | 0 | 0 | 0 | 0 | 0 | 0 | 0 | 0 | 0 | 0 | 0 | 0 | 0 | 0 | 0 | 0 | 0 | 0 | 0 | 0 | 0 | 0 | 0 | 0 | 0 | 0 | 0 | 0 | 0 | 0 | 0 | 0 | 0 | 0 | 0 | 0 | 0 | 0 | 0 | 0 | 0 | 0 | 0 | 0 | 0 | 0
Commercial_Office_New_Miscellaneous_Natural Gas_Pool Heater_E1_Baseline Forecast | Commercial | Office | New | Miscellaneous | Natural Gas | Pool Heater | E1 |  | Baseline Forecast | 0 | 0 | 0 | 0 | 0 | 0 | 0 | 0 | 0 | 0 | 0 | 0 | 0 | 0 | 0 | 0 | 0 | 0 | 0 | 0 | 0 | 0 | 0 | 0 | 0 | 0 | 0 | 0 | 0 | 0 | 0 | 0 | 0 | 0 | 0 | 0 | 0 | 0 | 0 | 0 | 0 | 0 | 0 | 0 | 0 | 0 | 0 | 0 | 0 | 0 | 0
Commercial_Office_New_Miscellaneous_Natural Gas_Pool Heater_E2_Baseline Forecast | Commercial | Office | New | Miscellaneous | Natural Gas | Pool Heater | E2 |  | Baseline Forecast | 0 | 0 | 0 | 0 | 0 | 0 | 0 | 0 | 0 | 0 | 0 | 0 | 0 | 0 | 0 | 0 | 0 | 0 | 0 | 0 | 0 | 0 | 0 | 0 | 0 | 0 | 0 | 0 | 0 | 0 | 0 | 0 | 0 | 0 | 0 | 0 | 0 | 0 | 0 | 0 | 0 | 0 | 0 | 0 | 0 | 0 | 0 | 0 | 0 | 0 | 0
Commercial_Office_New_Miscellaneous_Natural Gas_Pool Heater_E3_Baseline Forecast | Commercial | Office | New | Miscellaneous | Natural Gas | Pool Heater | E3 |  | Baseline Forecast | 0 | 0 | 0 | 0 | 0 | 0 | 0 | 0 | 0 | 0 | 0 | 0 | 0 | 0 | 0 | 0 | 0 | 0 | 0 | 0 | 0 | 0 | 0 | 0 | 0 | 0 | 0 | 0 | 0 | 0 | 0 | 0 | 0 | 0 | 0 | 0 | 0 | 0 | 0 | 0 | 0 | 0 | 0 | 0 | 0 | 0 | 0 | 0 | 0 | 0 | 0
Commercial_Office_New_Miscellaneous_Natural Gas_Pool Heater_E4_Baseline Forecast | Commercial | Office | New | Miscellaneous | Natural Gas | Pool Heater | E4 |  | Baseline Forecast | 0 | 0 | 0 | 0 | 0 | 0 | 0 | 0 | 0 | 0 | 0 | 0 | 0 | 0 | 0 | 0 | 0 | 0 | 0 | 0 | 0 | 0 | 0 | 0 | 0 | 0 | 0 | 0 | 0 | 0 | 0 | 0 | 0 | 0 | 0 | 0 | 0 | 0 | 0 | 0 | 0 | 0 | 0 | 0 | 0 | 0 | 0 | 0 | 0 | 0 | 0
Commercial_Office_New_Miscellaneous_Natural Gas_Pool Heater_E5_Baseline Forecast | Commercial | Office | New | Miscellaneous | Natural Gas | Pool Heater | E5 |  | Baseline Forecast | 0 | 0 | 0 | 0 | 0 | 0 | 0 | 0 | 0 | 0 | 0 | 0 | 0 | 0 | 0 | 0 | 0 | 0 | 0 | 0 | 0 | 0 | 0 | 0 | 0 | 0 | 0 | 0 | 0 | 0 | 0 | 0 | 0 | 0 | 0 | 0 | 0 | 0 | 0 | 0 | 0 | 0 | 0 | 0 | 0 | 0 | 0 | 0 | 0 | 0 | 0
Commercial_Office_New_Miscellaneous_Natural Gas_Pool Heater_E6_Baseline Forecast | Commercial | Office | New | Miscellaneous | Natural Gas | Pool Heater | E6 |  | Baseline Forecast | 0 | 0 | 0 | 0 | 0 | 0 | 0 | 0 | 0 | 0 | 0 | 0 | 0 | 0 | 0 | 0 | 0 | 0 | 0 | 0 | 0 | 0 | 0 | 0 | 0 | 0 | 0 | 0 | 0 | 0 | 0 | 0 | 0 | 0 | 0 | 0 | 0 | 0 | 0 | 0 | 0 | 0 | 0 | 0 | 0 | 0 | 0 | 0 | 0 | 0 | 0
Commercial_Office_New_Miscellaneous_Natural Gas_Pool Heater_E7_Baseline Forecast | Commercial | Office | New | Miscellaneous | Natural Gas | Pool Heater | E7 |  | Baseline Forecast | 0 | 0 | 0 | 0 | 0 | 0 | 0 | 0 | 0 | 0 | 0 | 0 | 0 | 0 | 0 | 0 | 0 | 0 | 0 | 0 | 0 | 0 | 0 | 0 | 0 | 0 | 0 | 0 | 0 | 0 | 0 | 0 | 0 | 0 | 0 | 0 | 0 | 0 | 0 | 0 | 0 | 0 | 0 | 0 | 0 | 0 | 0 | 0 | 0 | 0 | 0
Commercial_Office_New_Miscellaneous_Natural Gas_Pool Heater_E8_Baseline Forecast | Commercial | Office | New | Miscellaneous | Natural Gas | Pool Heater | E8 |  | Baseline Forecast | 0 | 0 | 0 | 0 | 0 | 0 | 0 | 0 | 0 | 0 | 0 | 0 | 0 | 0 | 0 | 0 | 0 | 0 | 0 | 0 | 0 | 0 | 0 | 0 | 0 | 0 | 0 | 0 | 0 | 0 | 0 | 0 | 0 | 0 | 0 | 0 | 0 | 0 | 0 | 0 | 0 | 0 | 0 | 0 | 0 | 0 | 0 | 0 | 0 | 0 | 0
Commercial_Office_New_Miscellaneous_Natural Gas_Pool Heater_E9_Baseline Forecast | Commercial | Office | New | Miscellaneous | Natural Gas | Pool Heater | E9 |  | Baseline Forecast | 0 | 0 | 0 | 0 | 0 | 0 | 0 | 0 | 0 | 0 | 0 | 0 | 0 | 0 | 0 | 0 | 0 | 0 | 0 | 0 | 0 | 0 | 0 | 0 | 0 | 0 | 0 | 0 | 0 | 0 | 0 | 0 | 0 | 0 | 0 | 0 | 0 | 0 | 0 | 0 | 0 | 0 | 0 | 0 | 0 | 0 | 0 | 0 | 0 | 0 | 0
Commercial_Office_New_Miscellaneous_Natural Gas_Pool Heater_E10_Baseline Forecast | Commercial | Office | New | Miscellaneous | Natural Gas | Pool Heater | E10 |  | Baseline Forecast | 0 | 0 | 0 | 0 | 0 | 0 | 0 | 0 | 0 | 0 | 0 | 0 | 0 | 0 | 0 | 0 | 0 | 0 | 0 | 0 | 0 | 0 | 0 | 0 | 0 | 0 | 0 | 0 | 0 | 0 | 0 | 0 | 0 | 0 | 0 | 0 | 0 | 0 | 0 | 0 | 0 | 0 | 0 | 0 | 0 | 0 | 0 | 0 | 0 | 0 | 0
Commercial_Office_New_Miscellaneous_Natural Gas_Pool Heater_Vintage_Baseline Forecast | Commercial | Office | New | Miscellaneous | Natural Gas | Pool Heater | Vintage |  | Baseline Forecast | 0 | 0 | 0 | 0 | 0 | 0 | 0 | 0 | 0 | 0 | 0 | 0 | 0 | 0 | 0 | 0 | 0 | 0 | 0 | 0 | 0 | 0 | 0 | 0 | 0 | 0 | 0 | 0 | 0 | 0 | 0 | 0 | 0 | 0 | 0 | 0 | 0 | 0 | 0 | 0 | 0 | 0 | 0 | 0 | 0 | 0 | 0 | 0 | 0 | 0 | 0
Commercial_Office_New_Miscellaneous_Natural Gas_Miscellaneous_E1_Baseline Forecast | Commercial | Office | New | Miscellaneous | Natural Gas | Miscellaneous | E1 |  | Baseline Forecast | 0 | 75957.6497 | 442329.6027 | 676466.9408 | 956412.9292 | 1244922.8763 | 1534882.6326 | 1785841.8693 | 2033284.0407 | 2286517.9735 | 2543873.9625 | 2799274.8616 | 3050681.0395 | 3298660.3991 | 3546998.2179 | 3794584.9752 | 4043606.5523 | 4286818.5471 | 4520370.0551 | 4746385.9569 | 4972512.9019 | 5203218.6248 | 5436931.0482 | 5673116.3066 | 5911838.9665 | 6151234.225 | 6391565.3571 | 6632058.3649 | 6873612.299 | 7115692.7761 | 7359574.3645 | 7603633.2352 | 7707311.6704 | 0 | 0 | 0 | 0 | 0 | 0 | 0 | 0 | 0 | 0 | 0 | 0 | 0 | 0 | 0 | 0 | 0 | 0
Commercial_Office_New_Miscellaneous_Natural Gas_Miscellaneous_E2_Baseline Forecast | Commercial | Office | New | Miscellaneous | Natural Gas | Miscellaneous | E2 |  | Baseline Forecast | 0 | 0 | 0 | 0 | 0 | 0 | 0 | 0 | 0 | 0 | 0 | 0 | 0 | 0 | 0 | 0 | 0 | 0 | 0 | 0 | 0 | 0 | 0 | 0 | 0 | 0 | 0 | 0 | 0 | 0 | 0 | 0 | 0 | 0 | 0 | 0 | 0 | 0 | 0 | 0 | 0 | 0 | 0 | 0 | 0 | 0 | 0 | 0 | 0 | 0 | 0
Commercial_Office_New_Miscellaneous_Natural Gas_Miscellaneous_E3_Baseline Forecast | Commercial | Office | New | Miscellaneous | Natural Gas | Miscellaneous | E3 |  | Baseline Forecast | 0 | 0 | 0 | 0 | 0 | 0 | 0 | 0 | 0 | 0 | 0 | 0 | 0 | 0 | 0 | 0 | 0 | 0 | 0 | 0 | 0 | 0 | 0 | 0 | 0 | 0 | 0 | 0 | 0 | 0 | 0 | 0 | 0 | 0 | 0 | 0 | 0 | 0 | 0 | 0 | 0 | 0 | 0 | 0 | 0 | 0 | 0 | 0 | 0 | 0 | 0
Commercial_Office_New_Miscellaneous_Natural Gas_Miscellaneous_E4_Baseline Forecast | Commercial | Office | New | Miscellaneous | Natural Gas | Miscellaneous | E4 |  | Baseline Forecast | 0 | 0 | 0 | 0 | 0 | 0 | 0 | 0 | 0 | 0 | 0 | 0 | 0 | 0 | 0 | 0 | 0 | 0 | 0 | 0 | 0 | 0 | 0 | 0 | 0 | 0 | 0 | 0 | 0 | 0 | 0 | 0 | 0 | 0 | 0 | 0 | 0 | 0 | 0 | 0 | 0 | 0 | 0 | 0 | 0 | 0 | 0 | 0 | 0 | 0 | 0
Commercial_Office_New_Miscellaneous_Natural Gas_Miscellaneous_E5_Baseline Forecast | Commercial | Office | New | Miscellaneous | Natural Gas | Miscellaneous | E5 |  | Baseline Forecast | 0 | 0 | 0 | 0 | 0 | 0 | 0 | 0 | 0 | 0 | 0 | 0 | 0 | 0 | 0 | 0 | 0 | 0 | 0 | 0 | 0 | 0 | 0 | 0 | 0 | 0 | 0 | 0 | 0 | 0 | 0 | 0 | 0 | 0 | 0 | 0 | 0 | 0 | 0 | 0 | 0 | 0 | 0 | 0 | 0 | 0 | 0 | 0 | 0 | 0 | 0
Commercial_Office_New_Miscellaneous_Natural Gas_Miscellaneous_E6_Baseline Forecast | Commercial | Office | New | Miscellaneous | Natural Gas | Miscellaneous | E6 |  | Baseline Forecast | 0 | 0 | 0 | 0 | 0 | 0 | 0 | 0 | 0 | 0 | 0 | 0 | 0 | 0 | 0 | 0 | 0 | 0 | 0 | 0 | 0 | 0 | 0 | 0 | 0 | 0 | 0 | 0 | 0 | 0 | 0 | 0 | 0 | 0 | 0 | 0 | 0 | 0 | 0 | 0 | 0 | 0 | 0 | 0 | 0 | 0 | 0 | 0 | 0 | 0 | 0
Commercial_Office_New_Miscellaneous_Natural Gas_Miscellaneous_E7_Baseline Forecast | Commercial | Office | New | Miscellaneous | Natural Gas | Miscellaneous | E7 |  | Baseline Forecast | 0 | 0 | 0 | 0 | 0 | 0 | 0 | 0 | 0 | 0 | 0 | 0 | 0 | 0 | 0 | 0 | 0 | 0 | 0 | 0 | 0 | 0 | 0 | 0 | 0 | 0 | 0 | 0 | 0 | 0 | 0 | 0 | 0 | 0 | 0 | 0 | 0 | 0 | 0 | 0 | 0 | 0 | 0 | 0 | 0 | 0 | 0 | 0 | 0 | 0 | 0
Commercial_Office_New_Miscellaneous_Natural Gas_Miscellaneous_E8_Baseline Forecast | Commercial | Office | New | Miscellaneous | Natural Gas | Miscellaneous | E8 |  | Baseline Forecast | 0 | 0 | 0 | 0 | 0 | 0 | 0 | 0 | 0 | 0 | 0 | 0 | 0 | 0 | 0 | 0 | 0 | 0 | 0 | 0 | 0 | 0 | 0 | 0 | 0 | 0 | 0 | 0 | 0 | 0 | 0 | 0 | 0 | 0 | 0 | 0 | 0 | 0 | 0 | 0 | 0 | 0 | 0 | 0 | 0 | 0 | 0 | 0 | 0 | 0 | 0
Commercial_Office_New_Miscellaneous_Natural Gas_Miscellaneous_E9_Baseline Forecast | Commercial | Office | New | Miscellaneous | Natural Gas | Miscellaneous | E9 |  | Baseline Forecast | 0 | 0 | 0 | 0 | 0 | 0 | 0 | 0 | 0 | 0 | 0 | 0 | 0 | 0 | 0 | 0 | 0 | 0 | 0 | 0 | 0 | 0 | 0 | 0 | 0 | 0 | 0 | 0 | 0 | 0 | 0 | 0 | 0 | 0 | 0 | 0 | 0 | 0 | 0 | 0 | 0 | 0 | 0 | 0 | 0 | 0 | 0 | 0 | 0 | 0 | 0
Commercial_Office_New_Miscellaneous_Natural Gas_Miscellaneous_E10_Baseline Forecast | Commercial | Office | New | Miscellaneous | Natural Gas | Miscellaneous | E10 |  | Baseline Forecast | 0 | 0 | 0 | 0 | 0 | 0 | 0 | 0 | 0 | 0 | 0 | 0 | 0 | 0 | 0 | 0 | 0 | 0 | 0 | 0 | 0 | 0 | 0 | 0 | 0 | 0 | 0 | 0 | 0 | 0 | 0 | 0 | 0 | 0 | 0 | 0 | 0 | 0 | 0 | 0 | 0 | 0 | 0 | 0 | 0 | 0 | 0 | 0 | 0 | 0 | 0
Commercial_Office_New_Miscellaneous_Natural Gas_Miscellaneous_Vintage_Baseline Forecast | Commercial | Office | New | Miscellaneous | Natural Gas | Miscellaneous | Vintage |  | Baseline Forecast | 0 | 0 | 0 | 0 | 0 | 0 | 0 | 0 | 0 | 0 | 0 | 0 | 0 | 0 | 0 | 0 | 0 | 0 | 0 | 0 | 0 | 0 | 0 | 0 | 0 | 0 | 0 | 0 | 0 | 0 | 0 | 0 | 0 | 0 | 0 | 0 | 0 | 0 | 0 | 0 | 0 | 0 | 0 | 0 | 0 | 0 | 0 | 0 | 0 | 0 | 0
Commercial_Restaurant_Existing_Space Heating_Natural Gas_Furnace_E1_Baseline Forecast | Commercial | Restaurant | Existing | Space Heating | Natural Gas | Furnace | E1 |  | Baseline Forecast | 0 | 12940.44 | 26903.9134 | 41739.3605 | 72617.7798 | 72422.6253 | 72250.3422 | 72095.1688 | 71945.2569 | 71796.2733 | 71646.5439 | 71497.015 | 71348.7605 | 71202.1496 | 71056.2567 | 70910.9422 | 70765.4956 | 70621.6896 | 70481.5441 | 69392.0579 | 67344.4303 | 64337.189 | 59273.3234 | 54606.8377 | 50306.5511 | 46344.1398 | 42693.2176 | 39329.5192 | 36230.4202 | 33375.187 | 30744.5112 | 28320.8952 | 22196.4617 | 0 | 0 | 0 | 0 | 0 | 0 | 0 | 0 | 0 | 0 | 0 | 0 | 0 | 0 | 0 | 0 | 0 | 0
Commercial_Restaurant_Existing_Space Heating_Natural Gas_Furnace_E2_Baseline Forecast | Commercial | Restaurant | Existing | Space Heating | Natural Gas | Furnace | E2 |  | Baseline Forecast | 0 | 0 | 0 | 0 | 0 | 0 | 0 | 0 | 0 | 0 | 0 | 0 | 0 | 0 | 0 | 0 | 0 | 0 | 0 | 0 | 0 | 0 | 0 | 0 | 0 | 0 | 0 | 0 | 0 | 0 | 0 | 0 | 0 | 0 | 0 | 0 | 0 | 0 | 0 | 0 | 0 | 0 | 0 | 0 | 0 | 0 | 0 | 0 | 0 | 0 | 0
Commercial_Restaurant_Existing_Space Heating_Natural Gas_Furnace_E3_Baseline Forecast | Commercial | Restaurant | Existing | Space Heating | Natural Gas | Furnace | E3 |  | Baseline Forecast | 0 | 0 | 0 | 0 | 0 | 16838.5306 | 34426.3601 | 44557.6479 | 55038.4268 | 65834.7963 | 76915.6137 | 88254.4202 | 99827.0559 | 111611.1424 | 123584.7165 | 135727.9641 | 148021.4441 | 160451.8718 | 173009.682 | 185065.668 | 196701.9695 | 207987.2908 | 219597.313 | 229676.9526 | 238320.481 | 246223.3848 | 253444.0875 | 260036.8902 | 266050.9571 | 271531.844 | 276520.3808 | 281056.1026 | 292621.9675 | 0 | 0 | 0 | 0 | 0 | 0 | 0 | 0 | 0 | 0 | 0 | 0 | 0 | 0 | 0 | 0 | 0 | 0
Commercial_Restaurant_Existing_Space Heating_Natural Gas_Furnace_E4_Baseline Forecast | Commercial | Restaurant | Existing | Space Heating | Natural Gas | Furnace | E4 |  | Baseline Forecast | 0 | 0 | 0 | 0 | 0 | 0 | 0 | 0 | 0 | 0 | 0 | 0 | 0 | 0 | 0 | 0 | 0 | 0 | 0 | 0 | 0 | 0 | 0 | 0 | 0 | 0 | 0 | 0 | 0 | 0 | 0 | 0 | 0 | 0 | 0 | 0 | 0 | 0 | 0 | 0 | 0 | 0 | 0 | 0 | 0 | 0 | 0 | 0 | 0 | 0 | 0
Commercial_Restaurant_Existing_Space Heating_Natural Gas_Furnace_E5_Baseline Forecast | Commercial | Restaurant | Existing | Space Heating | Natural Gas | Furnace | E5 |  | Baseline Forecast | 0 | 0 | 0 | 0 | 0 | 0 | 0 | 8148.7668 | 16577.9538 | 25261.7129 | 34175.5537 | 43297.4648 | 52608.3994 | 62090.7158 | 71726.6129 | 81500.4882 | 91397.0841 | 101405.873 | 111518.3159 | 121231.0052 | 130609.7704 | 139710.6295 | 149075.0407 | 158217.0477 | 167177.9744 | 175390.8534 | 182914.4142 | 189803.478 | 196107.0581 | 201871.3815 | 207137.3471 | 211944.9227 | 222286.8633 | 0 | 0 | 0 | 0 | 0 | 0 | 0 | 0 | 0 | 0 | 0 | 0 | 0 | 0 | 0 | 0 | 0 | 0
Commercial_Restaurant_Existing_Space Heating_Natural Gas_Furnace_E6_Baseline Forecast | Commercial | Restaurant | Existing | Space Heating | Natural Gas | Furnace | E6 |  | Baseline Forecast | 0 | 0 | 0 | 0 | 0 | 0 | 0 | 0 | 0 | 0 | 0 | 0 | 0 | 0 | 0 | 0 | 0 | 0 | 0 | 0 | 0 | 0 | 0 | 0 | 0 | 0 | 0 | 0 | 0 | 0 | 0 | 0 | 0 | 0 | 0 | 0 | 0 | 0 | 0 | 0 | 0 | 0 | 0 | 0 | 0 | 0 | 0 | 0 | 0 | 0 | 0
Commercial_Restaurant_Existing_Space Heating_Natural Gas_Furnace_E7_Baseline Forecast | Commercial | Restaurant | Existing | Space Heating | Natural Gas | Furnace | E7 |  | Baseline Forecast | 0 | 0 | 0 | 0 | 0 | 0 | 0 | 0 | 0 | 0 | 0 | 0 | 0 | 0 | 0 | 0 | 0 | 0 | 0 | 0 | 0 | 0 | 0 | 0 | 0 | 0 | 0 | 0 | 0 | 0 | 0 | 0 | 0 | 0 | 0 | 0 | 0 | 0 | 0 | 0 | 0 | 0 | 0 | 0 | 0 | 0 | 0 | 0 | 0 | 0 | 0
Commercial_Restaurant_Existing_Space Heating_Natural Gas_Furnace_E8_Baseline Forecast | Commercial | Restaurant | Existing | Space Heating | Natural Gas | Furnace | E8 |  | Baseline Forecast | 0 | 0 | 0 | 0 | 0 | 0 | 0 | 0 | 0 | 0 | 0 | 0 | 0 | 0 | 0 | 0 | 0 | 0 | 0 | 0 | 0 | 0 | 0 | 0 | 0 | 0 | 0 | 0 | 0 | 0 | 0 | 0 | 0 | 0 | 0 | 0 | 0 | 0 | 0 | 0 | 0 | 0 | 0 | 0 | 0 | 0 | 0 | 0 | 0 | 0 | 0
Commercial_Restaurant_Existing_Space Heating_Natural Gas_Furnace_E9_Baseline Forecast | Commercial | Restaurant | Existing | Space Heating | Natural Gas | Furnace | E9 |  | Baseline Forecast | 0 | 0 | 0 | 0 | 0 | 0 | 0 | 0 | 0 | 0 | 0 | 0 | 0 | 0 | 0 | 0 | 0 | 0 | 0 | 0 | 0 | 0 | 0 | 0 | 0 | 0 | 0 | 0 | 0 | 0 | 0 | 0 | 0 | 0 | 0 | 0 | 0 | 0 | 0 | 0 | 0 | 0 | 0 | 0 | 0 | 0 | 0 | 0 | 0 | 0 | 0
Commercial_Restaurant_Existing_Space Heating_Natural Gas_Furnace_E10_Baseline Forecast | Commercial | Restaurant | Existing | Space Heating | Natural Gas | Furnace | E10 |  | Baseline Forecast | 0 | 0 | 0 | 0 | 0 | 0 | 0 | 0 | 0 | 0 | 0 | 0 | 0 | 0 | 0 | 0 | 0 | 0 | 0 | 0 | 0 | 0 | 0 | 0 | 0 | 0 | 0 | 0 | 0 | 0 | 0 | 0 | 0 | 0 | 0 | 0 | 0 | 0 | 0 | 0 | 0 | 0 | 0 | 0 | 0 | 0 | 0 | 0 | 0 | 0 | 0
Commercial_Restaurant_Existing_Space Heating_Natural Gas_Furnace_Vintage_Baseline Forecast | Commercial | Restaurant | Existing | Space Heating | Natural Gas | Furnace | Vintage |  | Baseline Forecast | 648162.9684 | 631924.8215 | 614663.6412 | 595845.7739 | 579864.9682 | 561468.0964 | 542504.5583 | 522985.4184 | 502878.3811 | 482208.5934 | 461018.3213 | 439363.5909 | 417296.184 | 394859.0689 | 372084.6183 | 349007.1353 | 325655.6446 | 302068.1133 | 278278.7749 | 256376.6859 | 236204.2218 | 217617.1007 | 200488.8464 | 184704.7078 | 170159.2185 | 156756.5741 | 144407.5253 | 133029.9951 | 122547.4587 | 112889.785 | 103991.6649 | 95793.9132 | 88425.1507 | 0 | 0 | 0 | 0 | 0 | 0 | 0 | 0 | 0 | 0 | 0 | 0 | 0 | 0 | 0 | 0 | 0 | 0
Commercial_Restaurant_Existing_Space Heating_Natural Gas_Boiler_E1_Baseline Forecast | Commercial | Restaurant | Existing | Space Heating | Natural Gas | Boiler | E1 |  | Baseline Forecast | 0 | 46.9609 | 97.634 | 151.4727 | 268.2353 | 267.5145 | 266.8781 | 266.3049 | 265.7512 | 265.2008 | 264.6478 | 264.0954 | 263.5478 | 263.0063 | 262.4674 | 261.9306 | 261.3934 | 260.8622 | 260.3445 | 259.8418 | 259.3464 | 255.4031 | 247.9852 | 237.0955 | 218.4242 | 201.22 | 185.3682 | 170.7635 | 157.3076 | 144.9105 | 133.4885 | 122.9655 | 113.5066 | 0 | 0 | 0 | 0 | 0 | 0 | 0 | 0 | 0 | 0 | 0 | 0 | 0 | 0 | 0 | 0 | 0 | 0
Commercial_Restaurant_Existing_Space Heating_Natural Gas_Boiler_E2_Baseline Forecast | Commercial | Restaurant | Existing | Space Heating | Natural Gas | Boiler | E2 |  | Baseline Forecast | 0 | 0 | 0 | 0 | 0 | 0 | 0 | 0 | 0 | 0 | 0 | 0 | 0 | 0 | 0 | 0 | 0 | 0 | 0 | 0 | 0 | 0 | 0 | 0 | 0 | 0 | 0 | 0 | 0 | 0 | 0 | 0 | 0 | 0 | 0 | 0 | 0 | 0 | 0 | 0 | 0 | 0 | 0 | 0 | 0 | 0 | 0 | 0 | 0 | 0 | 0
Commercial_Restaurant_Existing_Space Heating_Natural Gas_Boiler_E3_Baseline Forecast | Commercial | Restaurant | Existing | Space Heating | Natural Gas | Boiler | E3 |  | Baseline Forecast | 0 | 14.942 | 31.0658 | 48.1952 | 85.3422 | 165.663 | 249.5951 | 336.8588 | 427.1419 | 520.1536 | 615.6257 | 713.3276 | 813.0538 | 914.6132 | 1017.8146 | 1122.4884 | 1228.4678 | 1335.6409 | 1443.9235 | 1553.2188 | 1663.3848 | 1767.8709 | 1867.3977 | 1962.6126 | 2058.426 | 2146.1629 | 2226.4586 | 2299.9046 | 2367.034 | 2428.3446 | 2484.2805 | 2535.2725 | 2630.8347 | 0 | 0 | 0 | 0 | 0 | 0 | 0 | 0 | 0 | 0 | 0 | 0 | 0 | 0 | 0 | 0 | 0 | 0
Commercial_Restaurant_Existing_Space Heating_Natural Gas_Boiler_E4_Baseline Forecast | Commercial | Restaurant | Existing | Space Heating | Natural Gas | Boiler | E4 |  | Baseline Forecast | 0 | 0 | 0 | 0 | 0 | 0 | 0 | 0 | 0 | 0 | 0 | 0 | 0 | 0 | 0 | 0 | 0 | 0 | 0 | 0 | 0 | 0 | 0 | 0 | 0 | 0 | 0 | 0 | 0 | 0 | 0 | 0 | 0 | 0 | 0 | 0 | 0 | 0 | 0 | 0 | 0 | 0 | 0 | 0 | 0 | 0 | 0 | 0 | 0 | 0 | 0
Commercial_Restaurant_Existing_Space Heating_Natural Gas_Boiler_E5_Baseline Forecast | Commercial | Restaurant | Existing | Space Heating | Natural Gas | Boiler | E5 |  | Baseline Forecast | 0 | 0 | 0 | 0 | 0 | 0 | 0 | 0 | 0 | 0 | 0 | 0 | 0 | 0 | 0 | 0 | 0 | 0 | 0 | 0 | 0 | 0 | 0 | 0 | 0 | 0 | 0 | 0 | 0 | 0 | 0 | 0 | 0 | 0 | 0 | 0 | 0 | 0 | 0 | 0 | 0 | 0 | 0 | 0 | 0 | 0 | 0 | 0 | 0 | 0 | 0
Commercial_Restaurant_Existing_Space Heating_Natural Gas_Boiler_E6_Baseline Forecast | Commercial | Restaurant | Existing | Space Heating | Natural Gas | Boiler | E6 |  | Baseline Forecast | 0 | 0 | 0 | 0 | 0 | 0 | 0 | 0 | 0 | 0 | 0 | 0 | 0 | 0 | 0 | 0 | 0 | 0 | 0 | 0 | 0 | 0 | 0 | 0 | 0 | 0 | 0 | 0 | 0 | 0 | 0 | 0 | 0 | 0 | 0 | 0 | 0 | 0 | 0 | 0 | 0 | 0 | 0 | 0 | 0 | 0 | 0 | 0 | 0 | 0 | 0
Commercial_Restaurant_Existing_Space Heating_Natural Gas_Boiler_E7_Baseline Forecast | Commercial | Restaurant | Existing | Space Heating | Natural Gas | Boiler | E7 |  | Baseline Forecast | 0 | 0 | 0 | 0 | 0 | 0 | 0 | 0 | 0 | 0 | 0 | 0 | 0 | 0 | 0 | 0 | 0 | 0 | 0 | 0 | 0 | 0 | 0 | 0 | 0 | 0 | 0 | 0 | 0 | 0 | 0 | 0 | 0 | 0 | 0 | 0 | 0 | 0 | 0 | 0 | 0 | 0 | 0 | 0 | 0 | 0 | 0 | 0 | 0 | 0 | 0
Commercial_Restaurant_Existing_Space Heating_Natural Gas_Boiler_E8_Baseline Forecast | Commercial | Restaurant | Existing | Space Heating | Natural Gas | Boiler | E8 |  | Baseline Forecast | 0 | 0 | 0 | 0 | 0 | 0 | 0 | 0 | 0 | 0 | 0 | 0 | 0 | 0 | 0 | 0 | 0 | 0 | 0 | 0 | 0 | 0 | 0 | 0 | 0 | 0 | 0 | 0 | 0 | 0 | 0 | 0 | 0 | 0 | 0 | 0 | 0 | 0 | 0 | 0 | 0 | 0 | 0 | 0 | 0 | 0 | 0 | 0 | 0 | 0 | 0
Commercial_Restaurant_Existing_Space Heating_Natural Gas_Boiler_E9_Baseline Forecast | Commercial | Restaurant | Existing | Space Heating | Natural Gas | Boiler | E9 |  | Baseline Forecast | 0 | 0 | 0 | 0 | 0 | 0 | 0 | 0 | 0 | 0 | 0 | 0 | 0 | 0 | 0 | 0 | 0 | 0 | 0 | 0 | 0 | 0 | 0 | 0 | 0 | 0 | 0 | 0 | 0 | 0 | 0 | 0 | 0 | 0 | 0 | 0 | 0 | 0 | 0 | 0 | 0 | 0 | 0 | 0 | 0 | 0 | 0 | 0 | 0 | 0 | 0
Commercial_Restaurant_Existing_Space Heating_Natural Gas_Boiler_E10_Baseline Forecast | Commercial | Restaurant | Existing | Space Heating | Natural Gas | Boiler | E10 |  | Baseline Forecast | 0 | 0 | 0 | 0 | 0 | 0 | 0 | 0 | 0 | 0 | 0 | 0 | 0 | 0 | 0 | 0 | 0 | 0 | 0 | 0 | 0 | 0 | 0 | 0 | 0 | 0 | 0 | 0 | 0 | 0 | 0 | 0 | 0 | 0 | 0 | 0 | 0 | 0 | 0 | 0 | 0 | 0 | 0 | 0 | 0 | 0 | 0 | 0 | 0 | 0 | 0
Commercial_Restaurant_Existing_Space Heating_Natural Gas_Boiler_Vintage_Baseline Forecast | Commercial | Restaurant | Existing | Space Heating | Natural Gas | Boiler | Vintage |  | Baseline Forecast | 3370.2245 | 3291.1746 | 3207.2308 | 3115.5555 | 3039.1084 | 2950.3908 | 2859.046 | 2765.1059 | 2668.3727 | 2568.9509 | 2467.0364 | 2362.901 | 2256.796 | 2148.9285 | 2039.4499 | 1928.5238 | 1816.2864 | 1702.9259 | 1588.6134 | 1473.4622 | 1357.5259 | 1250.701 | 1152.2605 | 1061.5451 | 977.9484 | 900.92 | 829.9469 | 764.5573 | 704.3115 | 648.8064 | 597.6666 | 550.552 | 508.2019 | 0 | 0 | 0 | 0 | 0 | 0 | 0 | 0 | 0 | 0 | 0 | 0 | 0 | 0 | 0 | 0 | 0 | 0
Commercial_Restaurant_Existing_Space Heating_Natural Gas_Unit Heater_E1_Baseline Forecast | Commercial | Restaurant | Existing | Space Heating | Natural Gas | Unit Heater | E1 |  | Baseline Forecast | 0 | 287.4735 | 626.4836 | 1007.3661 | 1617.8659 | 1613.518 | 1609.6797 | 1606.2226 | 1602.8826 | 1599.5634 | 1596.2276 | 1552.9188 | 1468.0101 | 1341.2229 | 1147.264 | 981.3581 | 839.4388 | 718.0568 | 533.8801 | 361.2272 | 200.6422 | 0 | 0 | 0 | 0 | 0 | 0 | 0 | 0 | 0 | 0 | 0 | 0 | 0 | 0 | 0 | 0 | 0 | 0 | 0 | 0 | 0 | 0 | 0 | 0 | 0 | 0 | 0 | 0 | 0 | 0
Commercial_Restaurant_Existing_Space Heating_Natural Gas_Unit Heater_E2_Baseline Forecast | Commercial | Restaurant | Existing | Space Heating | Natural Gas | Unit Heater | E2 |  | Baseline Forecast | 0 | 0 | 0 | 0 | 0 | 457.4073 | 941.7132 | 1448.9099 | 1975.3285 | 2517.7675 | 3073.4692 | 3586.8449 | 4071.5113 | 4537.9775 | 5020.1834 | 5430.3445 | 5778.8337 | 6074.716 | 6406.1927 | 6702.9893 | 6967.7777 | 7255.3592 | 7327.4479 | 7386.7909 | 7435.1945 | 7474.2675 | 7505.3612 | 7529.65 | 7548.0986 | 7561.5537 | 7570.6948 | 7576.1678 | 7699.3022 | 0 | 0 | 0 | 0 | 0 | 0 | 0 | 0 | 0 | 0 | 0 | 0 | 0 | 0 | 0 | 0 | 0 | 0
Commercial_Restaurant_Existing_Space Heating_Natural Gas_Unit Heater_E3_Baseline Forecast | Commercial | Restaurant | Existing | Space Heating | Natural Gas | Unit Heater | E3 |  | Baseline Forecast | 0 | 0 | 0 | 0 | 0 | 0 | 0 | 0 | 0 | 0 | 0 | 0 | 0 | 0 | 0 | 0 | 0 | 0 | 0 | 0 | 0 | 0 | 0 | 0 | 0 | 0 | 0 | 0 | 0 | 0 | 0 | 0 | 0 | 0 | 0 | 0 | 0 | 0 | 0 | 0 | 0 | 0 | 0 | 0 | 0 | 0 | 0 | 0 | 0 | 0 | 0
Commercial_Restaurant_Existing_Space Heating_Natural Gas_Unit Heater_E4_Baseline Forecast | Commercial | Restaurant | Existing | Space Heating | Natural Gas | Unit Heater | E4 |  | Baseline Forecast | 0 | 0 | 0 | 0 | 0 | 0 | 0 | 0 | 0 | 0 | 0 | 0 | 0 | 0 | 0 | 0 | 0 | 0 | 0 | 0 | 0 | 0 | 0 | 0 | 0 | 0 | 0 | 0 | 0 | 0 | 0 | 0 | 0 | 0 | 0 | 0 | 0 | 0 | 0 | 0 | 0 | 0 | 0 | 0 | 0 | 0 | 0 | 0 | 0 | 0 | 0
Commercial_Restaurant_Existing_Space Heating_Natural Gas_Unit Heater_E5_Baseline Forecast | Commercial | Restaurant | Existing | Space Heating | Natural Gas | Unit Heater | E5 |  | Baseline Forecast | 0 | 0 | 0 | 0 | 0 | 0 | 0 | 0 | 0 | 0 | 0 | 0 | 0 | 0 | 0 | 0 | 0 | 0 | 0 | 0 | 0 | 0 | 0 | 0 | 0 | 0 | 0 | 0 | 0 | 0 | 0 | 0 | 0 | 0 | 0 | 0 | 0 | 0 | 0 | 0 | 0 | 0 | 0 | 0 | 0 | 0 | 0 | 0 | 0 | 0 | 0
Commercial_Restaurant_Existing_Space Heating_Natural Gas_Unit Heater_E6_Baseline Forecast | Commercial | Restaurant | Existing | Space Heating | Natural Gas | Unit Heater | E6 |  | Baseline Forecast | 0 | 0 | 0 | 0 | 0 | 0 | 0 | 0 | 0 | 0 | 0 | 0 | 0 | 0 | 0 | 0 | 0 | 0 | 0 | 0 | 0 | 0 | 0 | 0 | 0 | 0 | 0 | 0 | 0 | 0 | 0 | 0 | 0 | 0 | 0 | 0 | 0 | 0 | 0 | 0 | 0 | 0 | 0 | 0 | 0 | 0 | 0 | 0 | 0 | 0 | 0
Commercial_Restaurant_Existing_Space Heating_Natural Gas_Unit Heater_E7_Baseline Forecast | Commercial | Restaurant | Existing | Space Heating | Natural Gas | Unit Heater | E7 |  | Baseline Forecast | 0 | 0 | 0 | 0 | 0 | 0 | 0 | 0 | 0 | 0 | 0 | 0 | 0 | 0 | 0 | 0 | 0 | 0 | 0 | 0 | 0 | 0 | 0 | 0 | 0 | 0 | 0 | 0 | 0 | 0 | 0 | 0 | 0 | 0 | 0 | 0 | 0 | 0 | 0 | 0 | 0 | 0 | 0 | 0 | 0 | 0 | 0 | 0 | 0 | 0 | 0
Commercial_Restaurant_Existing_Space Heating_Natural Gas_Unit Heater_E8_Baseline Forecast | Commercial | Restaurant | Existing | Space Heating | Natural Gas | Unit Heater | E8 |  | Baseline Forecast | 0 | 0 | 0 | 0 | 0 | 0 | 0 | 0 | 0 | 0 | 0 | 0 | 0 | 0 | 0 | 0 | 0 | 0 | 0 | 0 | 0 | 0 | 0 | 0 | 0 | 0 | 0 | 0 | 0 | 0 | 0 | 0 | 0 | 0 | 0 | 0 | 0 | 0 | 0 | 0 | 0 | 0 | 0 | 0 | 0 | 0 | 0 | 0 | 0 | 0 | 0
Commercial_Restaurant_Existing_Space Heating_Natural Gas_Unit Heater_E9_Baseline Forecast | Commercial | Restaurant | Existing | Space Heating | Natural Gas | Unit Heater | E9 |  | Baseline Forecast | 0 | 0 | 0 | 0 | 0 | 0 | 0 | 0 | 0 | 0 | 0 | 0 | 0 | 0 | 0 | 0 | 0 | 0 | 0 | 0 | 0 | 0 | 0 | 0 | 0 | 0 | 0 | 0 | 0 | 0 | 0 | 0 | 0 | 0 | 0 | 0 | 0 | 0 | 0 | 0 | 0 | 0 | 0 | 0 | 0 | 0 | 0 | 0 | 0 | 0 | 0
Commercial_Restaurant_Existing_Space Heating_Natural Gas_Unit Heater_E10_Baseline Forecast | Commercial | Restaurant | Existing | Space Heating | Natural Gas | Unit Heater | E10 |  | Baseline Forecast | 0 | 0 | 0 | 0 | 0 | 0 | 0 | 0 | 0 | 0 | 0 | 0 | 0 | 0 | 0 | 0 | 0 | 0 | 0 | 0 | 0 | 0 | 0 | 0 | 0 | 0 | 0 | 0 | 0 | 0 | 0 | 0 | 0 | 0 | 0 | 0 | 0 | 0 | 0 | 0 | 0 | 0 | 0 | 0 | 0 | 0 | 0 | 0 | 0 | 0 | 0
Commercial_Restaurant_Existing_Space Heating_Natural Gas_Unit Heater_Vintage_Baseline Forecast | Commercial | Restaurant | Existing | Space Heating | Natural Gas | Unit Heater | Vintage |  | Baseline Forecast | 8090.4189 | 7761.7833 | 7381.6109 | 6951.0195 | 6526.4728 | 6051.5262 | 5551.7365 | 5030.5936 | 4490.7018 | 3934.873 | 3365.7145 | 2878.8773 | 2462.4923 | 2106.3705 | 1801.7611 | 1541.2083 | 1318.3261 | 1127.6975 | 964.6797 | 825.2716 | 706.027 | 604.0071 | 516.7191 | 442.0359 | 378.1381 | 323.4715 | 276.704 | 236.6958 | 202.4699 | 173.1913 | 148.1444 | 126.7185 | 108.6159 | 0 | 0 | 0 | 0 | 0 | 0 | 0 | 0 | 0 | 0 | 0 | 0 | 0 | 0 | 0 | 0 | 0 | 0
Commercial_Restaurant_Existing_Water Heating_Natural Gas_Water Heater_E1_Baseline Forecast | Commercial | Restaurant | Existing | Water Heating | Natural Gas | Water Heater | E1 |  | Baseline Forecast | 0 | 2286.0258 | 5230.9627 | 8679.2418 | 13914.2722 | 18127.3135 | 22600.7999 | 27279.7184 | 32116.6773 | 37074.2633 | 41007.7845 | 44124.1194 | 46588.7794 | 48533.6648 | 50063.2764 | 51261.3322 | 52194.2911 | 52916.8929 | 53473.3363 | 53898.1491 | 54216.9513 | 54449.6278 | 54612.9278 | 54720.5002 | 54783.2927 | 54810.4844 | 54809.2386 | 54785.4064 | 54743.4102 | 54686.903 | 54618.5149 | 54540.7828 | 55314.4802 | 0 | 0 | 0 | 0 | 0 | 0 | 0 | 0 | 0 | 0 | 0 | 0 | 0 | 0 | 0 | 0 | 0 | 0
Commercial_Restaurant_Existing_Water Heating_Natural Gas_Water Heater_E2_Baseline Forecast | Commercial | Restaurant | Existing | Water Heating | Natural Gas | Water Heater | E2 |  | Baseline Forecast | 0 | 20479.7121 | 46862.4701 | 77754.2693 | 124652.6496 | 162395.6154 | 202472.2696 | 244389.7065 | 287723.4666 | 332138.3611 | 367379.2211 | 395299.368 | 417381.6709 | 434808.0592 | 448514.4959 | 459251.4014 | 467613.7318 | 474091.917 | 479082.2311 | 482892.9184 | 485753.8076 | 487843.0368 | 489310.6208 | 490278.8498 | 490845.6523 | 491093.3651 | 491086.2029 | 490876.6971 | 490504.2561 | 490001.7102 | 489392.3775 | 488698.9465 | 495634.3329 | 0 | 0 | 0 | 0 | 0 | 0 | 0 | 0 | 0 | 0 | 0 | 0 | 0 | 0 | 0 | 0 | 0 | 0
Commercial_Restaurant_Existing_Water Heating_Natural Gas_Water Heater_E3_Baseline Forecast | Commercial | Restaurant | Existing | Water Heating | Natural Gas | Water Heater | E3 |  | Baseline Forecast | 0 | 0 | 0 | 0 | 0 | 0 | 0 | 0 | 0 | 0 | 0 | 0 | 0 | 0 | 0 | 0 | 0 | 0 | 0 | 0 | 0 | 0 | 0 | 0 | 0 | 0 | 0 | 0 | 0 | 0 | 0 | 0 | 0 | 0 | 0 | 0 | 0 | 0 | 0 | 0 | 0 | 0 | 0 | 0 | 0 | 0 | 0 | 0 | 0 | 0 | 0
Commercial_Restaurant_Existing_Water Heating_Natural Gas_Water Heater_E4_Baseline Forecast | Commercial | Restaurant | Existing | Water Heating | Natural Gas | Water Heater | E4 |  | Baseline Forecast | 0 | 0 | 0 | 0 | 0 | 0 | 0 | 0 | 0 | 0 | 0 | 0 | 0 | 0 | 0 | 0 | 0 | 0 | 0 | 0 | 0 | 0 | 0 | 0 | 0 | 0 | 0 | 0 | 0 | 0 | 0 | 0 | 0 | 0 | 0 | 0 | 0 | 0 | 0 | 0 | 0 | 0 | 0 | 0 | 0 | 0 | 0 | 0 | 0 | 0 | 0
Commercial_Restaurant_Existing_Water Heating_Natural Gas_Water Heater_E5_Baseline Forecast | Commercial | Restaurant | Existing | Water Heating | Natural Gas | Water Heater | E5 |  | Baseline Forecast | 0 | 0 | 0 | 0 | 0 | 0 | 0 | 0 | 0 | 0 | 0 | 0 | 0 | 0 | 0 | 0 | 0 | 0 | 0 | 0 | 0 | 0 | 0 | 0 | 0 | 0 | 0 | 0 | 0 | 0 | 0 | 0 | 0 | 0 | 0 | 0 | 0 | 0 | 0 | 0 | 0 | 0 | 0 | 0 | 0 | 0 | 0 | 0 | 0 | 0 | 0
Commercial_Restaurant_Existing_Water Heating_Natural Gas_Water Heater_E6_Baseline Forecast | Commercial | Restaurant | Existing | Water Heating | Natural Gas | Water Heater | E6 |  | Baseline Forecast | 0 | 0 | 0 | 0 | 0 | 0 | 0 | 0 | 0 | 0 | 0 | 0 | 0 | 0 | 0 | 0 | 0 | 0 | 0 | 0 | 0 | 0 | 0 | 0 | 0 | 0 | 0 | 0 | 0 | 0 | 0 | 0 | 0 | 0 | 0 | 0 | 0 | 0 | 0 | 0 | 0 | 0 | 0 | 0 | 0 | 0 | 0 | 0 | 0 | 0 | 0
Commercial_Restaurant_Existing_Water Heating_Natural Gas_Water Heater_E7_Baseline Forecast | Commercial | Restaurant | Existing | Water Heating | Natural Gas | Water Heater | E7 |  | Baseline Forecast | 0 | 0 | 0 | 0 | 0 | 0 | 0 | 0 | 0 | 0 | 0 | 0 | 0 | 0 | 0 | 0 | 0 | 0 | 0 | 0 | 0 | 0 | 0 | 0 | 0 | 0 | 0 | 0 | 0 | 0 | 0 | 0 | 0 | 0 | 0 | 0 | 0 | 0 | 0 | 0 | 0 | 0 | 0 | 0 | 0 | 0 | 0 | 0 | 0 | 0 | 0
Commercial_Restaurant_Existing_Water Heating_Natural Gas_Water Heater_E8_Baseline Forecast | Commercial | Restaurant | Existing | Water Heating | Natural Gas | Water Heater | E8 |  | Baseline Forecast | 0 | 0 | 0 | 0 | 0 | 0 | 0 | 0 | 0 | 0 | 0 | 0 | 0 | 0 | 0 | 0 | 0 | 0 | 0 | 0 | 0 | 0 | 0 | 0 | 0 | 0 | 0 | 0 | 0 | 0 | 0 | 0 | 0 | 0 | 0 | 0 | 0 | 0 | 0 | 0 | 0 | 0 | 0 | 0 | 0 | 0 | 0 | 0 | 0 | 0 | 0
Commercial_Restaurant_Existing_Water Heating_Natural Gas_Water Heater_E9_Baseline Forecast | Commercial | Restaurant | Existing | Water Heating | Natural Gas | Water Heater | E9 |  | Baseline Forecast | 0 | 0 | 0 | 0 | 0 | 0 | 0 | 0 | 0 | 0 | 0 | 0 | 0 | 0 | 0 | 0 | 0 | 0 | 0 | 0 | 0 | 0 | 0 | 0 | 0 | 0 | 0 | 0 | 0 | 0 | 0 | 0 | 0 | 0 | 0 | 0 | 0 | 0 | 0 | 0 | 0 | 0 | 0 | 0 | 0 | 0 | 0 | 0 | 0 | 0 | 0
Commercial_Restaurant_Existing_Water Heating_Natural Gas_Water Heater_E10_Baseline Forecast | Commercial | Restaurant | Existing | Water Heating | Natural Gas | Water Heater | E10 |  | Baseline Forecast | 0 | 0 | 0 | 0 | 0 | 0 | 0 | 0 | 0 | 0 | 0 | 0 | 0 | 0 | 0 | 0 | 0 | 0 | 0 | 0 | 0 | 0 | 0 | 0 | 0 | 0 | 0 | 0 | 0 | 0 | 0 | 0 | 0 | 0 | 0 | 0 | 0 | 0 | 0 | 0 | 0 | 0 | 0 | 0 | 0 | 0 | 0 | 0 | 0 | 0 | 0
Commercial_Restaurant_Existing_Water Heating_Natural Gas_Water Heater_Vintage_Baseline Forecast | Commercial | Restaurant | Existing | Water Heating | Natural Gas | Water Heater | Vintage |  | Baseline Forecast | 572053.928 | 546377.7089 | 514139.5327 | 476284.6606 | 437299.5457 | 393795.9431 | 347879.5801 | 300052.6837 | 250693.1478 | 200139.2116 | 159777.4609 | 127555.1997 | 101832.5635 | 81298.6504 | 64905.6558 | 51818.3357 | 41369.6403 | 33028.4568 | 26370.3307 | 21055.527 | 16812.3079 | 13424.0881 | 10718.5017 | 8558.0324 | 6832.8759 | 5455.3913 | 4355.5406 | 3477.3941 | 2776.2638 | 2216.4767 | 1769.5349 | 1412.7022 | 1130.1618 | 0 | 0 | 0 | 0 | 0 | 0 | 0 | 0 | 0 | 0 | 0 | 0 | 0 | 0 | 0 | 0 | 0 | 0
Commercial_Restaurant_Existing_Food Preparation_Natural Gas_Oven_E1_Baseline Forecast | Commercial | Restaurant | Existing | Food Preparation | Natural Gas | Oven | E1 |  | Baseline Forecast | 0 | 1334.434 | 2765.1795 | 4269.2 | 6422.5521 | 8062.0997 | 9746.997 | 11469.0445 | 13219.3996 | 14991.2933 | 16454.1653 | 17660.2198 | 18652.5364 | 19466.2674 | 20131.7867 | 20674.0185 | 21110.2623 | 21461.5859 | 21742.5341 | 21963.5914 | 22138.592 | 22273.1234 | 22373.7693 | 22446.2047 | 22495.2849 | 22525.178 | 22539.1768 | 22540.2325 | 22530.3519 | 22512.2102 | 22487.5626 | 22456.9045 | 22776.9888 | 0 | 0 | 0 | 0 | 0 | 0 | 0 | 0 | 0 | 0 | 0 | 0 | 0 | 0 | 0 | 0 | 0 | 0
Commercial_Restaurant_Existing_Food Preparation_Natural Gas_Oven_E2_Baseline Forecast | Commercial | Restaurant | Existing | Food Preparation | Natural Gas | Oven | E2 |  | Baseline Forecast | 0 | 1920.3587 | 3980.9628 | 6144.7611 | 9240.7872 | 11599.3738 | 14026.9936 | 16511.2384 | 19040.1797 | 21603.9735 | 23725.8739 | 25480.504 | 26930.5891 | 28128.7372 | 29116.722 | 29929.9781 | 30600.9542 | 31151.6737 | 31603.9247 | 31976.5123 | 32278.1176 | 32521.3145 | 32715.5445 | 32868.7579 | 32987.4713 | 33077.4444 | 33143.459 | 33189.4183 | 33218.7248 | 33233.3571 | 33235.1027 | 33226.8824 | 33734.8411 | 0 | 0 | 0 | 0 | 0 | 0 | 0 | 0 | 0 | 0 | 0 | 0 | 0 | 0 | 0 | 0 | 0 | 0
Commercial_Restaurant_Existing_Food Preparation_Natural Gas_Oven_E3_Baseline Forecast | Commercial | Restaurant | Existing | Food Preparation | Natural Gas | Oven | E3 |  | Baseline Forecast | 0 | 0 | 0 | 0 | 0 | 0 | 0 | 0 | 0 | 0 | 0 | 0 | 0 | 0 | 0 | 0 | 0 | 0 | 0 | 0 | 0 | 0 | 0 | 0 | 0 | 0 | 0 | 0 | 0 | 0 | 0 | 0 | 0 | 0 | 0 | 0 | 0 | 0 | 0 | 0 | 0 | 0 | 0 | 0 | 0 | 0 | 0 | 0 | 0 | 0 | 0
Commercial_Restaurant_Existing_Food Preparation_Natural Gas_Oven_E4_Baseline Forecast | Commercial | Restaurant | Existing | Food Preparation | Natural Gas | Oven | E4 |  | Baseline Forecast | 0 | 0 | 0 | 0 | 0 | 0 | 0 | 0 | 0 | 0 | 0 | 0 | 0 | 0 | 0 | 0 | 0 | 0 | 0 | 0 | 0 | 0 | 0 | 0 | 0 | 0 | 0 | 0 | 0 | 0 | 0 | 0 | 0 | 0 | 0 | 0 | 0 | 0 | 0 | 0 | 0 | 0 | 0 | 0 | 0 | 0 | 0 | 0 | 0 | 0 | 0
Commercial_Restaurant_Existing_Food Preparation_Natural Gas_Oven_E5_Baseline Forecast | Commercial | Restaurant | Existing | Food Preparation | Natural Gas | Oven | E5 |  | Baseline Forecast | 0 | 0 | 0 | 0 | 0 | 0 | 0 | 0 | 0 | 0 | 0 | 0 | 0 | 0 | 0 | 0 | 0 | 0 | 0 | 0 | 0 | 0 | 0 | 0 | 0 | 0 | 0 | 0 | 0 | 0 | 0 | 0 | 0 | 0 | 0 | 0 | 0 | 0 | 0 | 0 | 0 | 0 | 0 | 0 | 0 | 0 | 0 | 0 | 0 | 0 | 0
Commercial_Restaurant_Existing_Food Preparation_Natural Gas_Oven_E6_Baseline Forecast | Commercial | Restaurant | Existing | Food Preparation | Natural Gas | Oven | E6 |  | Baseline Forecast | 0 | 0 | 0 | 0 | 0 | 0 | 0 | 0 | 0 | 0 | 0 | 0 | 0 | 0 | 0 | 0 | 0 | 0 | 0 | 0 | 0 | 0 | 0 | 0 | 0 | 0 | 0 | 0 | 0 | 0 | 0 | 0 | 0 | 0 | 0 | 0 | 0 | 0 | 0 | 0 | 0 | 0 | 0 | 0 | 0 | 0 | 0 | 0 | 0 | 0 | 0
Commercial_Restaurant_Existing_Food Preparation_Natural Gas_Oven_E7_Baseline Forecast | Commercial | Restaurant | Existing | Food Preparation | Natural Gas | Oven | E7 |  | Baseline Forecast | 0 | 0 | 0 | 0 | 0 | 0 | 0 | 0 | 0 | 0 | 0 | 0 | 0 | 0 | 0 | 0 | 0 | 0 | 0 | 0 | 0 | 0 | 0 | 0 | 0 | 0 | 0 | 0 | 0 | 0 | 0 | 0 | 0 | 0 | 0 | 0 | 0 | 0 | 0 | 0 | 0 | 0 | 0 | 0 | 0 | 0 | 0 | 0 | 0 | 0 | 0
Commercial_Restaurant_Existing_Food Preparation_Natural Gas_Oven_E8_Baseline Forecast | Commercial | Restaurant | Existing | Food Preparation | Natural Gas | Oven | E8 |  | Baseline Forecast | 0 | 0 | 0 | 0 | 0 | 0 | 0 | 0 | 0 | 0 | 0 | 0 | 0 | 0 | 0 | 0 | 0 | 0 | 0 | 0 | 0 | 0 | 0 | 0 | 0 | 0 | 0 | 0 | 0 | 0 | 0 | 0 | 0 | 0 | 0 | 0 | 0 | 0 | 0 | 0 | 0 | 0 | 0 | 0 | 0 | 0 | 0 | 0 | 0 | 0 | 0
Commercial_Restaurant_Existing_Food Preparation_Natural Gas_Oven_E9_Baseline Forecast | Commercial | Restaurant | Existing | Food Preparation | Natural Gas | Oven | E9 |  | Baseline Forecast | 0 | 0 | 0 | 0 | 0 | 0 | 0 | 0 | 0 | 0 | 0 | 0 | 0 | 0 | 0 | 0 | 0 | 0 | 0 | 0 | 0 | 0 | 0 | 0 | 0 | 0 | 0 | 0 | 0 | 0 | 0 | 0 | 0 | 0 | 0 | 0 | 0 | 0 | 0 | 0 | 0 | 0 | 0 | 0 | 0 | 0 | 0 | 0 | 0 | 0 | 0
Commercial_Restaurant_Existing_Food Preparation_Natural Gas_Oven_E10_Baseline Forecast | Commercial | Restaurant | Existing | Food Preparation | Natural Gas | Oven | E10 |  | Baseline Forecast | 0 | 0 | 0 | 0 | 0 | 0 | 0 | 0 | 0 | 0 | 0 | 0 | 0 | 0 | 0 | 0 | 0 | 0 | 0 | 0 | 0 | 0 | 0 | 0 | 0 | 0 | 0 | 0 | 0 | 0 | 0 | 0 | 0 | 0 | 0 | 0 | 0 | 0 | 0 | 0 | 0 | 0 | 0 | 0 | 0 | 0 | 0 | 0 | 0 | 0 | 0
Commercial_Restaurant_Existing_Food Preparation_Natural Gas_Oven_Vintage_Baseline Forecast | Commercial | Restaurant | Existing | Food Preparation | Natural Gas | Oven | Vintage |  | Baseline Forecast | 58885.8658 | 55331.4752 | 51540.5275 | 47510.9042 | 43614.9803 | 39457.5402 | 35204.3875 | 30871.4263 | 26469.7559 | 22012.4521 | 18305.4547 | 15222.7088 | 12659.2861 | 10527.7277 | 8755.1303 | 7281.0213 | 6055.0726 | 5035.6398 | 4188.039 | 3483.2931 | 2897.2102 | 2409.7181 | 2004.2149 | 1666.9129 | 1386.3449 | 1152.9817 | 958.8868 | 797.4582 | 663.1985 | 551.5371 | 458.6691 | 381.4343 | 317.8619 | 0 | 0 | 0 | 0 | 0 | 0 | 0 | 0 | 0 | 0 | 0 | 0 | 0 | 0 | 0 | 0 | 0 | 0
Commercial_Restaurant_Existing_Food Preparation_Natural Gas_Conveyor Oven_E1_Baseline Forecast | Commercial | Restaurant | Existing | Food Preparation | Natural Gas | Conveyor Oven | E1 |  | Baseline Forecast | 0 | 282.554 | 646.4502 | 1072.576 | 1833.7088 | 2353.912 | 2906.0994 | 3483.4759 | 4080.1253 | 4691.4152 | 5313.6661 | 5944.0926 | 6580.5116 | 7221.1718 | 7864.5786 | 8509.5817 | 9155.1931 | 9665.4926 | 10068.0677 | 10384.7682 | 10632.3768 | 10824.7922 | 10972.5428 | 11084.8785 | 11168.8856 | 11229.8615 | 11273.5119 | 11302.937 | 11321.0271 | 11330.1334 | 11332.0707 | 11328.3705 | 11499.2396 | 0 | 0 | 0 | 0 | 0 | 0 | 0 | 0 | 0 | 0 | 0 | 0 | 0 | 0 | 0 | 0 | 0 | 0
Commercial_Restaurant_Existing_Food Preparation_Natural Gas_Conveyor Oven_E2_Baseline Forecast | Commercial | Restaurant | Existing | Food Preparation | Natural Gas | Conveyor Oven | E2 |  | Baseline Forecast | 0 | 406.6962 | 930.7185 | 1544.265 | 2640.1636 | 3389.4619 | 4185.4031 | 5018.1717 | 5879.3526 | 6762.2808 | 7661.6671 | 8573.4747 | 9494.5806 | 10422.4733 | 11354.9648 | 12290.3849 | 13227.2786 | 13968.9871 | 14555.4446 | 15018.3423 | 15382.759 | 15667.874 | 15889.9557 | 16061.2816 | 16191.972 | 16290.7004 | 16362.8358 | 16414.1927 | 16448.8586 | 16470.1298 | 16480.5382 | 16482.2533 | 16738.0169 | 0 | 0 | 0 | 0 | 0 | 0 | 0 | 0 | 0 | 0 | 0 | 0 | 0 | 0 | 0 | 0 | 0 | 0
Commercial_Restaurant_Existing_Food Preparation_Natural Gas_Conveyor Oven_E3_Baseline Forecast | Commercial | Restaurant | Existing | Food Preparation | Natural Gas | Conveyor Oven | E3 |  | Baseline Forecast | 0 | 0 | 0 | 0 | 0 | 0 | 0 | 0 | 0 | 0 | 0 | 0 | 0 | 0 | 0 | 0 | 0 | 0 | 0 | 0 | 0 | 0 | 0 | 0 | 0 | 0 | 0 | 0 | 0 | 0 | 0 | 0 | 0 | 0 | 0 | 0 | 0 | 0 | 0 | 0 | 0 | 0 | 0 | 0 | 0 | 0 | 0 | 0 | 0 | 0 | 0
Commercial_Restaurant_Existing_Food Preparation_Natural Gas_Conveyor Oven_E4_Baseline Forecast | Commercial | Restaurant | Existing | Food Preparation | Natural Gas | Conveyor Oven | E4 |  | Baseline Forecast | 0 | 0 | 0 | 0 | 0 | 0 | 0 | 0 | 0 | 0 | 0 | 0 | 0 | 0 | 0 | 0 | 0 | 0 | 0 | 0 | 0 | 0 | 0 | 0 | 0 | 0 | 0 | 0 | 0 | 0 | 0 | 0 | 0 | 0 | 0 | 0 | 0 | 0 | 0 | 0 | 0 | 0 | 0 | 0 | 0 | 0 | 0 | 0 | 0 | 0 | 0
Commercial_Restaurant_Existing_Food Preparation_Natural Gas_Conveyor Oven_E5_Baseline Forecast | Commercial | Restaurant | Existing | Food Preparation | Natural Gas | Conveyor Oven | E5 |  | Baseline Forecast | 0 | 0 | 0 | 0 | 0 | 0 | 0 | 0 | 0 | 0 | 0 | 0 | 0 | 0 | 0 | 0 | 0 | 0 | 0 | 0 | 0 | 0 | 0 | 0 | 0 | 0 | 0 | 0 | 0 | 0 | 0 | 0 | 0 | 0 | 0 | 0 | 0 | 0 | 0 | 0 | 0 | 0 | 0 | 0 | 0 | 0 | 0 | 0 | 0 | 0 | 0
Commercial_Restaurant_Existing_Food Preparation_Natural Gas_Conveyor Oven_E6_Baseline Forecast | Commercial | Restaurant | Existing | Food Preparation | Natural Gas | Conveyor Oven | E6 |  | Baseline Forecast | 0 | 0 | 0 | 0 | 0 | 0 | 0 | 0 | 0 | 0 | 0 | 0 | 0 | 0 | 0 | 0 | 0 | 0 | 0 | 0 | 0 | 0 | 0 | 0 | 0 | 0 | 0 | 0 | 0 | 0 | 0 | 0 | 0 | 0 | 0 | 0 | 0 | 0 | 0 | 0 | 0 | 0 | 0 | 0 | 0 | 0 | 0 | 0 | 0 | 0 | 0
Commercial_Restaurant_Existing_Food Preparation_Natural Gas_Conveyor Oven_E7_Baseline Forecast | Commercial | Restaurant | Existing | Food Preparation | Natural Gas | Conveyor Oven | E7 |  | Baseline Forecast | 0 | 0 | 0 | 0 | 0 | 0 | 0 | 0 | 0 | 0 | 0 | 0 | 0 | 0 | 0 | 0 | 0 | 0 | 0 | 0 | 0 | 0 | 0 | 0 | 0 | 0 | 0 | 0 | 0 | 0 | 0 | 0 | 0 | 0 | 0 | 0 | 0 | 0 | 0 | 0 | 0 | 0 | 0 | 0 | 0 | 0 | 0 | 0 | 0 | 0 | 0
Commercial_Restaurant_Existing_Food Preparation_Natural Gas_Conveyor Oven_E8_Baseline Forecast | Commercial | Restaurant | Existing | Food Preparation | Natural Gas | Conveyor Oven | E8 |  | Baseline Forecast | 0 | 0 | 0 | 0 | 0 | 0 | 0 | 0 | 0 | 0 | 0 | 0 | 0 | 0 | 0 | 0 | 0 | 0 | 0 | 0 | 0 | 0 | 0 | 0 | 0 | 0 | 0 | 0 | 0 | 0 | 0 | 0 | 0 | 0 | 0 | 0 | 0 | 0 | 0 | 0 | 0 | 0 | 0 | 0 | 0 | 0 | 0 | 0 | 0 | 0 | 0
Commercial_Restaurant_Existing_Food Preparation_Natural Gas_Conveyor Oven_E9_Baseline Forecast | Commercial | Restaurant | Existing | Food Preparation | Natural Gas | Conveyor Oven | E9 |  | Baseline Forecast | 0 | 0 | 0 | 0 | 0 | 0 | 0 | 0 | 0 | 0 | 0 | 0 | 0 | 0 | 0 | 0 | 0 | 0 | 0 | 0 | 0 | 0 | 0 | 0 | 0 | 0 | 0 | 0 | 0 | 0 | 0 | 0 | 0 | 0 | 0 | 0 | 0 | 0 | 0 | 0 | 0 | 0 | 0 | 0 | 0 | 0 | 0 | 0 | 0 | 0 | 0
Commercial_Restaurant_Existing_Food Preparation_Natural Gas_Conveyor Oven_E10_Baseline Forecast | Commercial | Restaurant | Existing | Food Preparation | Natural Gas | Conveyor Oven | E10 |  | Baseline Forecast | 0 | 0 | 0 | 0 | 0 | 0 | 0 | 0 | 0 | 0 | 0 | 0 | 0 | 0 | 0 | 0 | 0 | 0 | 0 | 0 | 0 | 0 | 0 | 0 | 0 | 0 | 0 | 0 | 0 | 0 | 0 | 0 | 0 | 0 | 0 | 0 | 0 | 0 | 0 | 0 | 0 | 0 | 0 | 0 | 0 | 0 | 0 | 0 | 0 | 0 | 0
Commercial_Restaurant_Existing_Food Preparation_Natural Gas_Conveyor Oven_Vintage_Baseline Forecast | Commercial | Restaurant | Existing | Food Preparation | Natural Gas | Conveyor Oven | Vintage |  | Baseline Forecast | 29442.9329 | 28603.8837 | 27566.1662 | 26345.5917 | 25165.2874 | 23816.133 | 22397.6865 | 20924.207 | 19405.1897 | 17850.1635 | 16267.4138 | 14664.1489 | 13046.1136 | 11417.721 | 9782.2761 | 8142.5423 | 6500.6728 | 5189.97 | 4143.7366 | 3308.5879 | 2641.8241 | 2109.4117 | 1684.2659 | 1344.7777 | 1073.6929 | 857.2401 | 684.4136 | 546.4249 | 436.2519 | 348.289 | 278.0582 | 221.9868 | 177.5895 | 0 | 0 | 0 | 0 | 0 | 0 | 0 | 0 | 0 | 0 | 0 | 0 | 0 | 0 | 0 | 0 | 0 | 0
Commercial_Restaurant_Existing_Food Preparation_Natural Gas_Double Rack Oven_E1_Baseline Forecast | Commercial | Restaurant | Existing | Food Preparation | Natural Gas | Double Rack Oven | E1 |  | Baseline Forecast | 0 | 400.2726 | 915.5523 | 1519.3007 | 2482.4377 | 3219.8251 | 4001.8527 | 4818.9973 | 5662.7365 | 6526.5317 | 7405.1591 | 8294.7152 | 8998.5876 | 9554.1835 | 9991.0694 | 10332.2412 | 10597.299 | 10800.3509 | 10955.0696 | 11071.1818 | 11155.1291 | 11215.7186 | 11256.571 | 11281.885 | 11295.1262 | 11299.0153 | 11295.4983 | 11286.2682 | 11272.9273 | 11256.2578 | 11236.9706 | 11215.4683 | 11368.9503 | 0 | 0 | 0 | 0 | 0 | 0 | 0 | 0 | 0 | 0 | 0 | 0 | 0 | 0 | 0 | 0 | 0 | 0
Commercial_Restaurant_Existing_Food Preparation_Natural Gas_Double Rack Oven_E2_Baseline Forecast | Commercial | Restaurant | Existing | Food Preparation | Natural Gas | Double Rack Oven | E2 |  | Baseline Forecast | 0 | 576.1652 | 1318.7701 | 2187.8907 | 3573.5786 | 4635.4094 | 5763.8997 | 6945.0631 | 8167.1655 | 9420.7578 | 10698.3646 | 11994.2208 | 13023.1459 | 13839.2755 | 14485.7152 | 14997.643 | 15401.6736 | 15721.4502 | 15973.7159 | 16172.5861 | 16329.7252 | 16450.4707 | 16542.9303 | 16612.4115 | 16663.056 | 16698.4527 | 16721.6073 | 16734.8525 | 16739.6572 | 16737.768 | 16730.3297 | 16718.6527 | 16967.104 | 0 | 0 | 0 | 0 | 0 | 0 | 0 | 0 | 0 | 0 | 0 | 0 | 0 | 0 | 0 | 0 | 0 | 0
Commercial_Restaurant_Existing_Food Preparation_Natural Gas_Double Rack Oven_E3_Baseline Forecast | Commercial | Restaurant | Existing | Food Preparation | Natural Gas | Double Rack Oven | E3 |  | Baseline Forecast | 0 | 0 | 0 | 0 | 0 | 0 | 0 | 0 | 0 | 0 | 0 | 0 | 0 | 0 | 0 | 0 | 0 | 0 | 0 | 0 | 0 | 0 | 0 | 0 | 0 | 0 | 0 | 0 | 0 | 0 | 0 | 0 | 0 | 0 | 0 | 0 | 0 | 0 | 0 | 0 | 0 | 0 | 0 | 0 | 0 | 0 | 0 | 0 | 0 | 0 | 0
Commercial_Restaurant_Existing_Food Preparation_Natural Gas_Double Rack Oven_E4_Baseline Forecast | Commercial | Restaurant | Existing | Food Preparation | Natural Gas | Double Rack Oven | E4 |  | Baseline Forecast | 0 | 0 | 0 | 0 | 0 | 0 | 0 | 0 | 0 | 0 | 0 | 0 | 0 | 0 | 0 | 0 | 0 | 0 | 0 | 0 | 0 | 0 | 0 | 0 | 0 | 0 | 0 | 0 | 0 | 0 | 0 | 0 | 0 | 0 | 0 | 0 | 0 | 0 | 0 | 0 | 0 | 0 | 0 | 0 | 0 | 0 | 0 | 0 | 0 | 0 | 0
Commercial_Restaurant_Existing_Food Preparation_Natural Gas_Double Rack Oven_E5_Baseline Forecast | Commercial | Restaurant | Existing | Food Preparation | Natural Gas | Double Rack Oven | E5 |  | Baseline Forecast | 0 | 0 | 0 | 0 | 0 | 0 | 0 | 0 | 0 | 0 | 0 | 0 | 0 | 0 | 0 | 0 | 0 | 0 | 0 | 0 | 0 | 0 | 0 | 0 | 0 | 0 | 0 | 0 | 0 | 0 | 0 | 0 | 0 | 0 | 0 | 0 | 0 | 0 | 0 | 0 | 0 | 0 | 0 | 0 | 0 | 0 | 0 | 0 | 0 | 0 | 0
Commercial_Restaurant_Existing_Food Preparation_Natural Gas_Double Rack Oven_E6_Baseline Forecast | Commercial | Restaurant | Existing | Food Preparation | Natural Gas | Double Rack Oven | E6 |  | Baseline Forecast | 0 | 0 | 0 | 0 | 0 | 0 | 0 | 0 | 0 | 0 | 0 | 0 | 0 | 0 | 0 | 0 | 0 | 0 | 0 | 0 | 0 | 0 | 0 | 0 | 0 | 0 | 0 | 0 | 0 | 0 | 0 | 0 | 0 | 0 | 0 | 0 | 0 | 0 | 0 | 0 | 0 | 0 | 0 | 0 | 0 | 0 | 0 | 0 | 0 | 0 | 0
Commercial_Restaurant_Existing_Food Preparation_Natural Gas_Double Rack Oven_E7_Baseline Forecast | Commercial | Restaurant | Existing | Food Preparation | Natural Gas | Double Rack Oven | E7 |  | Baseline Forecast | 0 | 0 | 0 | 0 | 0 | 0 | 0 | 0 | 0 | 0 | 0 | 0 | 0 | 0 | 0 | 0 | 0 | 0 | 0 | 0 | 0 | 0 | 0 | 0 | 0 | 0 | 0 | 0 | 0 | 0 | 0 | 0 | 0 | 0 | 0 | 0 | 0 | 0 | 0 | 0 | 0 | 0 | 0 | 0 | 0 | 0 | 0 | 0 | 0 | 0 | 0
Commercial_Restaurant_Existing_Food Preparation_Natural Gas_Double Rack Oven_E8_Baseline Forecast | Commercial | Restaurant | Existing | Food Preparation | Natural Gas | Double Rack Oven | E8 |  | Baseline Forecast | 0 | 0 | 0 | 0 | 0 | 0 | 0 | 0 | 0 | 0 | 0 | 0 | 0 | 0 | 0 | 0 | 0 | 0 | 0 | 0 | 0 | 0 | 0 | 0 | 0 | 0 | 0 | 0 | 0 | 0 | 0 | 0 | 0 | 0 | 0 | 0 | 0 | 0 | 0 | 0 | 0 | 0 | 0 | 0 | 0 | 0 | 0 | 0 | 0 | 0 | 0
Commercial_Restaurant_Existing_Food Preparation_Natural Gas_Double Rack Oven_E9_Baseline Forecast | Commercial | Restaurant | Existing | Food Preparation | Natural Gas | Double Rack Oven | E9 |  | Baseline Forecast | 0 | 0 | 0 | 0 | 0 | 0 | 0 | 0 | 0 | 0 | 0 | 0 | 0 | 0 | 0 | 0 | 0 | 0 | 0 | 0 | 0 | 0 | 0 | 0 | 0 | 0 | 0 | 0 | 0 | 0 | 0 | 0 | 0 | 0 | 0 | 0 | 0 | 0 | 0 | 0 | 0 | 0 | 0 | 0 | 0 | 0 | 0 | 0 | 0 | 0 | 0
Commercial_Restaurant_Existing_Food Preparation_Natural Gas_Double Rack Oven_E10_Baseline Forecast | Commercial | Restaurant | Existing | Food Preparation | Natural Gas | Double Rack Oven | E10 |  | Baseline Forecast | 0 | 0 | 0 | 0 | 0 | 0 | 0 | 0 | 0 | 0 | 0 | 0 | 0 | 0 | 0 | 0 | 0 | 0 | 0 | 0 | 0 | 0 | 0 | 0 | 0 | 0 | 0 | 0 | 0 | 0 | 0 | 0 | 0 | 0 | 0 | 0 | 0 | 0 | 0 | 0 | 0 | 0 | 0 | 0 | 0 | 0 | 0 | 0 | 0 | 0 | 0
Commercial_Restaurant_Existing_Food Preparation_Natural Gas_Double Rack Oven_Vintage_Baseline Forecast | Commercial | Restaurant | Existing | Food Preparation | Natural Gas | Double Rack Oven | Vintage |  | Baseline Forecast | 29442.9329 | 28316.6961 | 26909.0126 | 25255.2413 | 23583.1435 | 21704.2724 | 19723.4367 | 17661.7942 | 15534.7655 | 13356.57 | 11139.2233 | 8892.7803 | 7099.4723 | 5667.9072 | 4525.0349 | 3612.6248 | 2884.1719 | 2302.6487 | 1838.4633 | 1467.9306 | 1172.1056 | 935.8887 | 747.263 | 596.6413 | 476.3684 | 380.3341 | 303.6557 | 242.4339 | 193.5531 | 154.5264 | 123.3669 | 98.4895 | 78.7916 | 0 | 0 | 0 | 0 | 0 | 0 | 0 | 0 | 0 | 0 | 0 | 0 | 0 | 0 | 0 | 0 | 0 | 0
Commercial_Restaurant_Existing_Food Preparation_Natural Gas_Fryer_E1_Baseline Forecast | Commercial | Restaurant | Existing | Food Preparation | Natural Gas | Fryer | E1 |  | Baseline Forecast | 0 | 0 | 0 | 0 | 0 | 0 | 0 | 0 | 0 | 0 | 0 | 0 | 0 | 0 | 0 | 0 | 0 | 0 | 0 | 0 | 0 | 0 | 0 | 0 | 0 | 0 | 0 | 0 | 0 | 0 | 0 | 0 | 0 | 0 | 0 | 0 | 0 | 0 | 0 | 0 | 0 | 0 | 0 | 0 | 0 | 0 | 0 | 0 | 0 | 0 | 0
Commercial_Restaurant_Existing_Food Preparation_Natural Gas_Fryer_E2_Baseline Forecast | Commercial | Restaurant | Existing | Food Preparation | Natural Gas | Fryer | E2 |  | Baseline Forecast | 0 | 0 | 0 | 13751.3436 | 69927.1318 | 127888.2131 | 201356.0535 | 287119.2562 | 382583.3542 | 458480.8636 | 518748.5733 | 566542.7938 | 604388.4381 | 634298.6977 | 657869.7062 | 676380.1795 | 690844.9503 | 702096.9635 | 710808.3221 | 717503.8294 | 722578.0923 | 726338.1286 | 729040.5989 | 730894.1586 | 732065.8604 | 732695.2424 | 732891.4546 | 732743.5189 | 732318.7777 | 731672.9969 | 730846.4295 | 729877.2692 | 740292.0061 | 0 | 0 | 0 | 0 | 0 | 0 | 0 | 0 | 0 | 0 | 0 | 0 | 0 | 0 | 0 | 0 | 0 | 0
Commercial_Restaurant_Existing_Food Preparation_Natural Gas_Fryer_E3_Baseline Forecast | Commercial | Restaurant | Existing | Food Preparation | Natural Gas | Fryer | E3 |  | Baseline Forecast | 0 | 0 | 0 | 0 | 0 | 0 | 0 | 0 | 0 | 0 | 0 | 0 | 0 | 0 | 0 | 0 | 0 | 0 | 0 | 0 | 0 | 0 | 0 | 0 | 0 | 0 | 0 | 0 | 0 | 0 | 0 | 0 | 0 | 0 | 0 | 0 | 0 | 0 | 0 | 0 | 0 | 0 | 0 | 0 | 0 | 0 | 0 | 0 | 0 | 0 | 0
Commercial_Restaurant_Existing_Food Preparation_Natural Gas_Fryer_E4_Baseline Forecast | Commercial | Restaurant | Existing | Food Preparation | Natural Gas | Fryer | E4 |  | Baseline Forecast | 0 | 0 | 0 | 0 | 0 | 0 | 0 | 0 | 0 | 0 | 0 | 0 | 0 | 0 | 0 | 0 | 0 | 0 | 0 | 0 | 0 | 0 | 0 | 0 | 0 | 0 | 0 | 0 | 0 | 0 | 0 | 0 | 0 | 0 | 0 | 0 | 0 | 0 | 0 | 0 | 0 | 0 | 0 | 0 | 0 | 0 | 0 | 0 | 0 | 0 | 0
Commercial_Restaurant_Existing_Food Preparation_Natural Gas_Fryer_E5_Baseline Forecast | Commercial | Restaurant | Existing | Food Preparation | Natural Gas | Fryer | E5 |  | Baseline Forecast | 0 | 0 | 0 | 0 | 0 | 0 | 0 | 0 | 0 | 0 | 0 | 0 | 0 | 0 | 0 | 0 | 0 | 0 | 0 | 0 | 0 | 0 | 0 | 0 | 0 | 0 | 0 | 0 | 0 | 0 | 0 | 0 | 0 | 0 | 0 | 0 | 0 | 0 | 0 | 0 | 0 | 0 | 0 | 0 | 0 | 0 | 0 | 0 | 0 | 0 | 0
Commercial_Restaurant_Existing_Food Preparation_Natural Gas_Fryer_E6_Baseline Forecast | Commercial | Restaurant | Existing | Food Preparation | Natural Gas | Fryer | E6 |  | Baseline Forecast | 0 | 0 | 0 | 0 | 0 | 0 | 0 | 0 | 0 | 0 | 0 | 0 | 0 | 0 | 0 | 0 | 0 | 0 | 0 | 0 | 0 | 0 | 0 | 0 | 0 | 0 | 0 | 0 | 0 | 0 | 0 | 0 | 0 | 0 | 0 | 0 | 0 | 0 | 0 | 0 | 0 | 0 | 0 | 0 | 0 | 0 | 0 | 0 | 0 | 0 | 0
Commercial_Restaurant_Existing_Food Preparation_Natural Gas_Fryer_E7_Baseline Forecast | Commercial | Restaurant | Existing | Food Preparation | Natural Gas | Fryer | E7 |  | Baseline Forecast | 0 | 0 | 0 | 0 | 0 | 0 | 0 | 0 | 0 | 0 | 0 | 0 | 0 | 0 | 0 | 0 | 0 | 0 | 0 | 0 | 0 | 0 | 0 | 0 | 0 | 0 | 0 | 0 | 0 | 0 | 0 | 0 | 0 | 0 | 0 | 0 | 0 | 0 | 0 | 0 | 0 | 0 | 0 | 0 | 0 | 0 | 0 | 0 | 0 | 0 | 0
Commercial_Restaurant_Existing_Food Preparation_Natural Gas_Fryer_E8_Baseline Forecast | Commercial | Restaurant | Existing | Food Preparation | Natural Gas | Fryer | E8 |  | Baseline Forecast | 0 | 0 | 0 | 0 | 0 | 0 | 0 | 0 | 0 | 0 | 0 | 0 | 0 | 0 | 0 | 0 | 0 | 0 | 0 | 0 | 0 | 0 | 0 | 0 | 0 | 0 | 0 | 0 | 0 | 0 | 0 | 0 | 0 | 0 | 0 | 0 | 0 | 0 | 0 | 0 | 0 | 0 | 0 | 0 | 0 | 0 | 0 | 0 | 0 | 0 | 0
Commercial_Restaurant_Existing_Food Preparation_Natural Gas_Fryer_E9_Baseline Forecast | Commercial | Restaurant | Existing | Food Preparation | Natural Gas | Fryer | E9 |  | Baseline Forecast | 0 | 0 | 0 | 0 | 0 | 0 | 0 | 0 | 0 | 0 | 0 | 0 | 0 | 0 | 0 | 0 | 0 | 0 | 0 | 0 | 0 | 0 | 0 | 0 | 0 | 0 | 0 | 0 | 0 | 0 | 0 | 0 | 0 | 0 | 0 | 0 | 0 | 0 | 0 | 0 | 0 | 0 | 0 | 0 | 0 | 0 | 0 | 0 | 0 | 0 | 0
Commercial_Restaurant_Existing_Food Preparation_Natural Gas_Fryer_E10_Baseline Forecast | Commercial | Restaurant | Existing | Food Preparation | Natural Gas | Fryer | E10 |  | Baseline Forecast | 0 | 0 | 0 | 0 | 0 | 0 | 0 | 0 | 0 | 0 | 0 | 0 | 0 | 0 | 0 | 0 | 0 | 0 | 0 | 0 | 0 | 0 | 0 | 0 | 0 | 0 | 0 | 0 | 0 | 0 | 0 | 0 | 0 | 0 | 0 | 0 | 0 | 0 | 0 | 0 | 0 | 0 | 0 | 0 | 0 | 0 | 0 | 0 | 0 | 0 | 0
Commercial_Restaurant_Existing_Food Preparation_Natural Gas_Fryer_Vintage_Baseline Forecast | Commercial | Restaurant | Existing | Food Preparation | Natural Gas | Fryer | Vintage |  | Baseline Forecast | 768871.6629 | 764959.8175 | 761047.972 | 742572.5541 | 704068.792 | 644027.658 | 568723.5403 | 481306.4233 | 384244.4907 | 306759.0402 | 244895.4413 | 195507.4687 | 156081.6553 | 124608.7449 | 99482.7376 | 79423.4314 | 63408.4198 | 50623.6515 | 40418.553 | 32272.4028 | 25768.7007 | 20575.4801 | 16428.5513 | 13117.1387 | 10472.9425 | 8361.6329 | 6675.8605 | 5329.9004 | 4255.2582 | 3397.2566 | 2712.2163 | 2165.2887 | 1732.2309 | 0 | 0 | 0 | 0 | 0 | 0 | 0 | 0 | 0 | 0 | 0 | 0 | 0 | 0 | 0 | 0 | 0 | 0
Commercial_Restaurant_Existing_Food Preparation_Natural Gas_Broiler_E1_Baseline Forecast | Commercial | Restaurant | Existing | Food Preparation | Natural Gas | Broiler | E1 |  | Baseline Forecast | 0 | 17047.6033 | 39003.1845 | 64717.5414 | 105730.0281 | 137139.8692 | 170477.3198 | 205333.7086 | 241351.887 | 278252.9352 | 315814.8202 | 353869.6675 | 384019.9629 | 407862.0447 | 426661.1307 | 441419.3071 | 452953.8296 | 461901.9115 | 468813.7202 | 474104.7342 | 478075.3323 | 481020.5462 | 483126.1264 | 484562.9168 | 485469.363 | 485957.8379 | 486113.4715 | 486007.2822 | 485698.4834 | 485227.1524 | 484624.9347 | 483916.9023 | 490751.0969 | 0 | 0 | 0 | 0 | 0 | 0 | 0 | 0 | 0 | 0 | 0 | 0 | 0 | 0 | 0 | 0 | 0 | 0
Commercial_Restaurant_Existing_Food Preparation_Natural Gas_Broiler_E2_Baseline Forecast | Commercial | Restaurant | Existing | Food Preparation | Natural Gas | Broiler | E2 |  | Baseline Forecast | 0 | 5991.124 | 13714.9132 | 22752.4147 | 37159.675 | 48201.7937 | 59942.3817 | 72235.4098 | 84960.0832 | 98018.0931 | 111331.841 | 124841.0768 | 135575.5646 | 144098.8924 | 150860.5164 | 156230.9443 | 160483.3426 | 163871.2238 | 166562.0804 | 168702.9697 | 170420.7276 | 171754.0529 | 172793.9258 | 173593.795 | 174194.7104 | 174633.1702 | 174940.8808 | 175141.8041 | 175249.1953 | 175282.6415 | 175254.2788 | 175179.4577 | 177828.7448 | 0 | 0 | 0 | 0 | 0 | 0 | 0 | 0 | 0 | 0 | 0 | 0 | 0 | 0 | 0 | 0 | 0 | 0
Commercial_Restaurant_Existing_Food Preparation_Natural Gas_Broiler_E3_Baseline Forecast | Commercial | Restaurant | Existing | Food Preparation | Natural Gas | Broiler | E3 |  | Baseline Forecast | 0 | 0 | 0 | 0 | 0 | 0 | 0 | 0 | 0 | 0 | 0 | 0 | 0 | 0 | 0 | 0 | 0 | 0 | 0 | 0 | 0 | 0 | 0 | 0 | 0 | 0 | 0 | 0 | 0 | 0 | 0 | 0 | 0 | 0 | 0 | 0 | 0 | 0 | 0 | 0 | 0 | 0 | 0 | 0 | 0 | 0 | 0 | 0 | 0 | 0 | 0
Commercial_Restaurant_Existing_Food Preparation_Natural Gas_Broiler_E4_Baseline Forecast | Commercial | Restaurant | Existing | Food Preparation | Natural Gas | Broiler | E4 |  | Baseline Forecast | 0 | 0 | 0 | 0 | 0 | 0 | 0 | 0 | 0 | 0 | 0 | 0 | 0 | 0 | 0 | 0 | 0 | 0 | 0 | 0 | 0 | 0 | 0 | 0 | 0 | 0 | 0 | 0 | 0 | 0 | 0 | 0 | 0 | 0 | 0 | 0 | 0 | 0 | 0 | 0 | 0 | 0 | 0 | 0 | 0 | 0 | 0 | 0 | 0 | 0 | 0
Commercial_Restaurant_Existing_Food Preparation_Natural Gas_Broiler_E5_Baseline Forecast | Commercial | Restaurant | Existing | Food Preparation | Natural Gas | Broiler | E5 |  | Baseline Forecast | 0 | 0 | 0 | 0 | 0 | 0 | 0 | 0 | 0 | 0 | 0 | 0 | 0 | 0 | 0 | 0 | 0 | 0 | 0 | 0 | 0 | 0 | 0 | 0 | 0 | 0 | 0 | 0 | 0 | 0 | 0 | 0 | 0 | 0 | 0 | 0 | 0 | 0 | 0 | 0 | 0 | 0 | 0 | 0 | 0 | 0 | 0 | 0 | 0 | 0 | 0
Commercial_Restaurant_Existing_Food Preparation_Natural Gas_Broiler_E6_Baseline Forecast | Commercial | Restaurant | Existing | Food Preparation | Natural Gas | Broiler | E6 |  | Baseline Forecast | 0 | 0 | 0 | 0 | 0 | 0 | 0 | 0 | 0 | 0 | 0 | 0 | 0 | 0 | 0 | 0 | 0 | 0 | 0 | 0 | 0 | 0 | 0 | 0 | 0 | 0 | 0 | 0 | 0 | 0 | 0 | 0 | 0 | 0 | 0 | 0 | 0 | 0 | 0 | 0 | 0 | 0 | 0 | 0 | 0 | 0 | 0 | 0 | 0 | 0 | 0
Commercial_Restaurant_Existing_Food Preparation_Natural Gas_Broiler_E7_Baseline Forecast | Commercial | Restaurant | Existing | Food Preparation | Natural Gas | Broiler | E7 |  | Baseline Forecast | 0 | 0 | 0 | 0 | 0 | 0 | 0 | 0 | 0 | 0 | 0 | 0 | 0 | 0 | 0 | 0 | 0 | 0 | 0 | 0 | 0 | 0 | 0 | 0 | 0 | 0 | 0 | 0 | 0 | 0 | 0 | 0 | 0 | 0 | 0 | 0 | 0 | 0 | 0 | 0 | 0 | 0 | 0 | 0 | 0 | 0 | 0 | 0 | 0 | 0 | 0
Commercial_Restaurant_Existing_Food Preparation_Natural Gas_Broiler_E8_Baseline Forecast | Commercial | Restaurant | Existing | Food Preparation | Natural Gas | Broiler | E8 |  | Baseline Forecast | 0 | 0 | 0 | 0 | 0 | 0 | 0 | 0 | 0 | 0 | 0 | 0 | 0 | 0 | 0 | 0 | 0 | 0 | 0 | 0 | 0 | 0 | 0 | 0 | 0 | 0 | 0 | 0 | 0 | 0 | 0 | 0 | 0 | 0 | 0 | 0 | 0 | 0 | 0 | 0 | 0 | 0 | 0 | 0 | 0 | 0 | 0 | 0 | 0 | 0 | 0
Commercial_Restaurant_Existing_Food Preparation_Natural Gas_Broiler_E9_Baseline Forecast | Commercial | Restaurant | Existing | Food Preparation | Natural Gas | Broiler | E9 |  | Baseline Forecast | 0 | 0 | 0 | 0 | 0 | 0 | 0 | 0 | 0 | 0 | 0 | 0 | 0 | 0 | 0 | 0 | 0 | 0 | 0 | 0 | 0 | 0 | 0 | 0 | 0 | 0 | 0 | 0 | 0 | 0 | 0 | 0 | 0 | 0 | 0 | 0 | 0 | 0 | 0 | 0 | 0 | 0 | 0 | 0 | 0 | 0 | 0 | 0 | 0 | 0 | 0
Commercial_Restaurant_Existing_Food Preparation_Natural Gas_Broiler_E10_Baseline Forecast | Commercial | Restaurant | Existing | Food Preparation | Natural Gas | Broiler | E10 |  | Baseline Forecast | 0 | 0 | 0 | 0 | 0 | 0 | 0 | 0 | 0 | 0 | 0 | 0 | 0 | 0 | 0 | 0 | 0 | 0 | 0 | 0 | 0 | 0 | 0 | 0 | 0 | 0 | 0 | 0 | 0 | 0 | 0 | 0 | 0 | 0 | 0 | 0 | 0 | 0 | 0 | 0 | 0 | 0 | 0 | 0 | 0 | 0 | 0 | 0 | 0 | 0 | 0
Commercial_Restaurant_Existing_Food Preparation_Natural Gas_Broiler_Vintage_Baseline Forecast | Commercial | Restaurant | Existing | Food Preparation | Natural Gas | Broiler | Vintage |  | Baseline Forecast | 694696.277 | 668123.0918 | 634909.2636 | 595889.0766 | 556436.4818 | 512105.1382 | 465367.9736 | 416724.2006 | 366537.662 | 315143.8565 | 262826.2946 | 209822.2134 | 167509.7049 | 133732.3983 | 106766.7048 | 85238.6882 | 68051.083 | 54330.2345 | 43377.9349 | 34635.3366 | 27655.4438 | 22081.9839 | 17631.4236 | 14077.5546 | 11239.7547 | 8973.8583 | 7164.6563 | 5720.1472 | 4566.8214 | 3645.9983 | 2910.8005 | 2323.8277 | 1859.0621 | 0 | 0 | 0 | 0 | 0 | 0 | 0 | 0 | 0 | 0 | 0 | 0 | 0 | 0 | 0 | 0 | 0 | 0
Commercial_Restaurant_Existing_Food Preparation_Natural Gas_Griddle_E1_Baseline Forecast | Commercial | Restaurant | Existing | Food Preparation | Natural Gas | Griddle | E1 |  | Baseline Forecast | 0 | 18688.6456 | 42762.5574 | 42497.1161 | 42497.1161 | 42382.9085 | 42282.0856 | 42191.2756 | 42103.5447 | 42016.357 | 41928.7329 | 41841.2262 | 38123.5134 | 30436.1403 | 24299.0214 | 19399.4627 | 15487.7377 | 7654.3479 | 0 | 0 | 0 | 0 | 0 | 0 | 0 | 0 | 0 | 0 | 0 | 0 | 0 | 0 | 0 | 0 | 0 | 0 | 0 | 0 | 0 | 0 | 0 | 0 | 0 | 0 | 0 | 0 | 0 | 0 | 0 | 0 | 0
Commercial_Restaurant_Existing_Food Preparation_Natural Gas_Griddle_E2_Baseline Forecast | Commercial | Restaurant | Existing | Food Preparation | Natural Gas | Griddle | E2 |  | Baseline Forecast | 0 | 7633.7798 | 17469.424 | 57439.8885 | 120758.5837 | 169375.4075 | 220979.2188 | 274939.6282 | 330717.5049 | 387884.3897 | 446098.9248 | 505099.9173 | 555529.7006 | 600195.5087 | 635536.4926 | 663433.5753 | 685382.323 | 707309.9143 | 725935.5906 | 734426.7593 | 740925.8737 | 745814.2309 | 749408.0039 | 751963.4534 | 753685.6586 | 754744.7088 | 755274.0932 | 755382.3296 | 755152.2156 | 754651.9193 | 753931.4624 | 753037.0293 | 763872.1868 | 0 | 0 | 0 | 0 | 0 | 0 | 0 | 0 | 0 | 0 | 0 | 0 | 0 | 0 | 0 | 0 | 0 | 0
Commercial_Restaurant_Existing_Food Preparation_Natural Gas_Griddle_E3_Baseline Forecast | Commercial | Restaurant | Existing | Food Preparation | Natural Gas | Griddle | E3 |  | Baseline Forecast | 0 | 0 | 0 | 0 | 0 | 0 | 0 | 0 | 0 | 0 | 0 | 0 | 0 | 0 | 0 | 0 | 0 | 0 | 0 | 0 | 0 | 0 | 0 | 0 | 0 | 0 | 0 | 0 | 0 | 0 | 0 | 0 | 0 | 0 | 0 | 0 | 0 | 0 | 0 | 0 | 0 | 0 | 0 | 0 | 0 | 0 | 0 | 0 | 0 | 0 | 0
Commercial_Restaurant_Existing_Food Preparation_Natural Gas_Griddle_E4_Baseline Forecast | Commercial | Restaurant | Existing | Food Preparation | Natural Gas | Griddle | E4 |  | Baseline Forecast | 0 | 0 | 0 | 0 | 0 | 0 | 0 | 0 | 0 | 0 | 0 | 0 | 0 | 0 | 0 | 0 | 0 | 0 | 0 | 0 | 0 | 0 | 0 | 0 | 0 | 0 | 0 | 0 | 0 | 0 | 0 | 0 | 0 | 0 | 0 | 0 | 0 | 0 | 0 | 0 | 0 | 0 | 0 | 0 | 0 | 0 | 0 | 0 | 0 | 0 | 0
Commercial_Restaurant_Existing_Food Preparation_Natural Gas_Griddle_E5_Baseline Forecast | Commercial | Restaurant | Existing | Food Preparation | Natural Gas | Griddle | E5 |  | Baseline Forecast | 0 | 0 | 0 | 0 | 0 | 0 | 0 | 0 | 0 | 0 | 0 | 0 | 0 | 0 | 0 | 0 | 0 | 0 | 0 | 0 | 0 | 0 | 0 | 0 | 0 | 0 | 0 | 0 | 0 | 0 | 0 | 0 | 0 | 0 | 0 | 0 | 0 | 0 | 0 | 0 | 0 | 0 | 0 | 0 | 0 | 0 | 0 | 0 | 0 | 0 | 0
Commercial_Restaurant_Existing_Food Preparation_Natural Gas_Griddle_E6_Baseline Forecast | Commercial | Restaurant | Existing | Food Preparation | Natural Gas | Griddle | E6 |  | Baseline Forecast | 0 | 0 | 0 | 0 | 0 | 0 | 0 | 0 | 0 | 0 | 0 | 0 | 0 | 0 | 0 | 0 | 0 | 0 | 0 | 0 | 0 | 0 | 0 | 0 | 0 | 0 | 0 | 0 | 0 | 0 | 0 | 0 | 0 | 0 | 0 | 0 | 0 | 0 | 0 | 0 | 0 | 0 | 0 | 0 | 0 | 0 | 0 | 0 | 0 | 0 | 0
Commercial_Restaurant_Existing_Food Preparation_Natural Gas_Griddle_E7_Baseline Forecast | Commercial | Restaurant | Existing | Food Preparation | Natural Gas | Griddle | E7 |  | Baseline Forecast | 0 | 0 | 0 | 0 | 0 | 0 | 0 | 0 | 0 | 0 | 0 | 0 | 0 | 0 | 0 | 0 | 0 | 0 | 0 | 0 | 0 | 0 | 0 | 0 | 0 | 0 | 0 | 0 | 0 | 0 | 0 | 0 | 0 | 0 | 0 | 0 | 0 | 0 | 0 | 0 | 0 | 0 | 0 | 0 | 0 | 0 | 0 | 0 | 0 | 0 | 0
Commercial_Restaurant_Existing_Food Preparation_Natural Gas_Griddle_E8_Baseline Forecast | Commercial | Restaurant | Existing | Food Preparation | Natural Gas | Griddle | E8 |  | Baseline Forecast | 0 | 0 | 0 | 0 | 0 | 0 | 0 | 0 | 0 | 0 | 0 | 0 | 0 | 0 | 0 | 0 | 0 | 0 | 0 | 0 | 0 | 0 | 0 | 0 | 0 | 0 | 0 | 0 | 0 | 0 | 0 | 0 | 0 | 0 | 0 | 0 | 0 | 0 | 0 | 0 | 0 | 0 | 0 | 0 | 0 | 0 | 0 | 0 | 0 | 0 | 0
Commercial_Restaurant_Existing_Food Preparation_Natural Gas_Griddle_E9_Baseline Forecast | Commercial | Restaurant | Existing | Food Preparation | Natural Gas | Griddle | E9 |  | Baseline Forecast | 0 | 0 | 0 | 0 | 0 | 0 | 0 | 0 | 0 | 0 | 0 | 0 | 0 | 0 | 0 | 0 | 0 | 0 | 0 | 0 | 0 | 0 | 0 | 0 | 0 | 0 | 0 | 0 | 0 | 0 | 0 | 0 | 0 | 0 | 0 | 0 | 0 | 0 | 0 | 0 | 0 | 0 | 0 | 0 | 0 | 0 | 0 | 0 | 0 | 0 | 0
Commercial_Restaurant_Existing_Food Preparation_Natural Gas_Griddle_E10_Baseline Forecast | Commercial | Restaurant | Existing | Food Preparation | Natural Gas | Griddle | E10 |  | Baseline Forecast | 0 | 0 | 0 | 0 | 0 | 0 | 0 | 0 | 0 | 0 | 0 | 0 | 0 | 0 | 0 | 0 | 0 | 0 | 0 | 0 | 0 | 0 | 0 | 0 | 0 | 0 | 0 | 0 | 0 | 0 | 0 | 0 | 0 | 0 | 0 | 0 | 0 | 0 | 0 | 0 | 0 | 0 | 0 | 0 | 0 | 0 | 0 | 0 | 0 | 0 | 0
Commercial_Restaurant_Existing_Food Preparation_Natural Gas_Griddle_Vintage_Baseline Forecast | Commercial | Restaurant | Existing | Food Preparation | Natural Gas | Griddle | Vintage |  | Baseline Forecast | 793710.9843 | 763350.3366 | 725402.5583 | 680820.8438 | 635745.0907 | 585095.2233 | 531696.6344 | 476119.6891 | 418780.0887 | 360061.1502 | 300286.7928 | 239728.0669 | 191384.778 | 152793.2091 | 121984.109 | 97387.7151 | 77750.3693 | 62073.8952 | 49560.5699 | 39571.8935 | 31597.1601 | 25229.3179 | 20144.4215 | 16084.0213 | 12841.7512 | 10252.8977 | 8185.8311 | 6535.4369 | 5217.7282 | 4165.6606 | 3325.6754 | 2655.0416 | 2124.0333 | 0 | 0 | 0 | 0 | 0 | 0 | 0 | 0 | 0 | 0 | 0 | 0 | 0 | 0 | 0 | 0 | 0 | 0
Commercial_Restaurant_Existing_Food Preparation_Natural Gas_Range_E1_Baseline Forecast | Commercial | Restaurant | Existing | Food Preparation | Natural Gas | Range | E1 |  | Baseline Forecast | 0 | 12004.7249 | 27466.3484 | 45576.5345 | 73076.0147 | 95203.8485 | 118689.4348 | 143245.2439 | 168619.9379 | 194617.3503 | 215232.3515 | 231552.2193 | 244443.4735 | 254592.3507 | 262552.5474 | 268753.829 | 273555.1495 | 277242.6348 | 280041.0752 | 282156.5127 | 283716.3753 | 284825.1543 | 285571.7072 | 286027.3896 | 286253.3095 | 286295.3329 | 286190.0944 | 285965.6476 | 285650.505 | 285261.357 | 284818.2625 | 284335.6082 | 288296.519 | 0 | 0 | 0 | 0 | 0 | 0 | 0 | 0 | 0 | 0 | 0 | 0 | 0 | 0 | 0 | 0 | 0 | 0
Commercial_Restaurant_Existing_Food Preparation_Natural Gas_Range_E2_Baseline Forecast | Commercial | Restaurant | Existing | Food Preparation | Natural Gas | Range | E2 |  | Baseline Forecast | 0 | 17274.8851 | 39532.3762 | 65587.8617 | 105138.5225 | 136971.4051 | 170782.9183 | 206155.8989 | 242734.8247 | 280236.6488 | 310004.8426 | 333601.8046 | 352281.0405 | 367046.0643 | 378681.3473 | 387829.9312 | 394983.525 | 400557.1599 | 404892.5493 | 408224.499 | 410754.1206 | 412631.6052 | 413982.5748 | 414910.5086 | 415494.3272 | 415805.8658 | 415900.2904 | 415824.6352 | 415606.7594 | 415276.8945 | 414848.3546 | 414339.1959 | 420293.1391 | 0 | 0 | 0 | 0 | 0 | 0 | 0 | 0 | 0 | 0 | 0 | 0 | 0 | 0 | 0 | 0 | 0 | 0
Commercial_Restaurant_Existing_Food Preparation_Natural Gas_Range_E3_Baseline Forecast | Commercial | Restaurant | Existing | Food Preparation | Natural Gas | Range | E3 |  | Baseline Forecast | 0 | 0 | 0 | 0 | 0 | 0 | 0 | 0 | 0 | 0 | 0 | 0 | 0 | 0 | 0 | 0 | 0 | 0 | 0 | 0 | 0 | 0 | 0 | 0 | 0 | 0 | 0 | 0 | 0 | 0 | 0 | 0 | 0 | 0 | 0 | 0 | 0 | 0 | 0 | 0 | 0 | 0 | 0 | 0 | 0 | 0 | 0 | 0 | 0 | 0 | 0
Commercial_Restaurant_Existing_Food Preparation_Natural Gas_Range_E4_Baseline Forecast | Commercial | Restaurant | Existing | Food Preparation | Natural Gas | Range | E4 |  | Baseline Forecast | 0 | 0 | 0 | 0 | 0 | 0 | 0 | 0 | 0 | 0 | 0 | 0 | 0 | 0 | 0 | 0 | 0 | 0 | 0 | 0 | 0 | 0 | 0 | 0 | 0 | 0 | 0 | 0 | 0 | 0 | 0 | 0 | 0 | 0 | 0 | 0 | 0 | 0 | 0 | 0 | 0 | 0 | 0 | 0 | 0 | 0 | 0 | 0 | 0 | 0 | 0
Commercial_Restaurant_Existing_Food Preparation_Natural Gas_Range_E5_Baseline Forecast | Commercial | Restaurant | Existing | Food Preparation | Natural Gas | Range | E5 |  | Baseline Forecast | 0 | 0 | 0 | 0 | 0 | 0 | 0 | 0 | 0 | 0 | 0 | 0 | 0 | 0 | 0 | 0 | 0 | 0 | 0 | 0 | 0 | 0 | 0 | 0 | 0 | 0 | 0 | 0 | 0 | 0 | 0 | 0 | 0 | 0 | 0 | 0 | 0 | 0 | 0 | 0 | 0 | 0 | 0 | 0 | 0 | 0 | 0 | 0 | 0 | 0 | 0
Commercial_Restaurant_Existing_Food Preparation_Natural Gas_Range_E6_Baseline Forecast | Commercial | Restaurant | Existing | Food Preparation | Natural Gas | Range | E6 |  | Baseline Forecast | 0 | 0 | 0 | 0 | 0 | 0 | 0 | 0 | 0 | 0 | 0 | 0 | 0 | 0 | 0 | 0 | 0 | 0 | 0 | 0 | 0 | 0 | 0 | 0 | 0 | 0 | 0 | 0 | 0 | 0 | 0 | 0 | 0 | 0 | 0 | 0 | 0 | 0 | 0 | 0 | 0 | 0 | 0 | 0 | 0 | 0 | 0 | 0 | 0 | 0 | 0
Commercial_Restaurant_Existing_Food Preparation_Natural Gas_Range_E7_Baseline Forecast | Commercial | Restaurant | Existing | Food Preparation | Natural Gas | Range | E7 |  | Baseline Forecast | 0 | 0 | 0 | 0 | 0 | 0 | 0 | 0 | 0 | 0 | 0 | 0 | 0 | 0 | 0 | 0 | 0 | 0 | 0 | 0 | 0 | 0 | 0 | 0 | 0 | 0 | 0 | 0 | 0 | 0 | 0 | 0 | 0 | 0 | 0 | 0 | 0 | 0 | 0 | 0 | 0 | 0 | 0 | 0 | 0 | 0 | 0 | 0 | 0 | 0 | 0
Commercial_Restaurant_Existing_Food Preparation_Natural Gas_Range_E8_Baseline Forecast | Commercial | Restaurant | Existing | Food Preparation | Natural Gas | Range | E8 |  | Baseline Forecast | 0 | 0 | 0 | 0 | 0 | 0 | 0 | 0 | 0 | 0 | 0 | 0 | 0 | 0 | 0 | 0 | 0 | 0 | 0 | 0 | 0 | 0 | 0 | 0 | 0 | 0 | 0 | 0 | 0 | 0 | 0 | 0 | 0 | 0 | 0 | 0 | 0 | 0 | 0 | 0 | 0 | 0 | 0 | 0 | 0 | 0 | 0 | 0 | 0 | 0 | 0
Commercial_Restaurant_Existing_Food Preparation_Natural Gas_Range_E9_Baseline Forecast | Commercial | Restaurant | Existing | Food Preparation | Natural Gas | Range | E9 |  | Baseline Forecast | 0 | 0 | 0 | 0 | 0 | 0 | 0 | 0 | 0 | 0 | 0 | 0 | 0 | 0 | 0 | 0 | 0 | 0 | 0 | 0 | 0 | 0 | 0 | 0 | 0 | 0 | 0 | 0 | 0 | 0 | 0 | 0 | 0 | 0 | 0 | 0 | 0 | 0 | 0 | 0 | 0 | 0 | 0 | 0 | 0 | 0 | 0 | 0 | 0 | 0 | 0
Commercial_Restaurant_Existing_Food Preparation_Natural Gas_Range_E10_Baseline Forecast | Commercial | Restaurant | Existing | Food Preparation | Natural Gas | Range | E10 |  | Baseline Forecast | 0 | 0 | 0 | 0 | 0 | 0 | 0 | 0 | 0 | 0 | 0 | 0 | 0 | 0 | 0 | 0 | 0 | 0 | 0 | 0 | 0 | 0 | 0 | 0 | 0 | 0 | 0 | 0 | 0 | 0 | 0 | 0 | 0 | 0 | 0 | 0 | 0 | 0 | 0 | 0 | 0 | 0 | 0 | 0 | 0 | 0 | 0 | 0 | 0 | 0 | 0
Commercial_Restaurant_Existing_Food Preparation_Natural Gas_Range_Vintage_Baseline Forecast | Commercial | Restaurant | Existing | Food Preparation | Natural Gas | Range | Vintage |  | Baseline Forecast | 735733.4976 | 702710.6416 | 661248.2812 | 612562.1415 | 562422.367 | 506471.2475 | 447417.0139 | 385905.5932 | 322423.005 | 257404.2672 | 205493.9655 | 164052.0738 | 130969.5195 | 104560.3176 | 83476.8591 | 66644.915 | 53206.5748 | 42478.7609 | 33915.571 | 27080.0632 | 21622.7483 | 17265.0703 | 13785.345 | 11006.7089 | 8787.9402 | 7016.3213 | 5601.7745 | 4472.3673 | 3570.6254 | 2850.6685 | 2275.8451 | 1816.9132 | 1453.5306 | 0 | 0 | 0 | 0 | 0 | 0 | 0 | 0 | 0 | 0 | 0 | 0 | 0 | 0 | 0 | 0 | 0 | 0
Commercial_Restaurant_Existing_Food Preparation_Natural Gas_Steamer_E1_Baseline Forecast | Commercial | Restaurant | Existing | Food Preparation | Natural Gas | Steamer | E1 |  | Baseline Forecast | 0 | 936.978 | 1991.6489 | 1979.2861 | 1979.2861 | 1973.967 | 1969.2712 | 1965.0417 | 1960.9557 | 1956.895 | 1851.2573 | 1642.1277 | 1456.6423 | 1292.1325 | 1146.2089 | 1016.7687 | 901.9406 | 800.0958 | 709.7849 | 353.3472 | 0 | 0 | 0 | 0 | 0 | 0 | 0 | 0 | 0 | 0 | 0 | 0 | 0 | 0 | 0 | 0 | 0 | 0 | 0 | 0 | 0 | 0 | 0 | 0 | 0 | 0 | 0 | 0 | 0 | 0 | 0
Commercial_Restaurant_Existing_Food Preparation_Natural Gas_Steamer_E2_Baseline Forecast | Commercial | Restaurant | Existing | Food Preparation | Natural Gas | Steamer | E2 |  | Baseline Forecast | 0 | 937.8251 | 1997.8402 | 4325.3705 | 8038.1299 | 10733.3708 | 13578.1287 | 16554.9313 | 19646.0379 | 22836.018 | 25755.6622 | 28449.158 | 30827.1017 | 32925.4703 | 34775.592 | 36405.5088 | 37839.7666 | 39101.4158 | 40211.2776 | 41463.4617 | 42601.8927 | 43287.5495 | 43884.5123 | 44402.5538 | 44850.38 | 45236.101 | 45566.7531 | 45848.69 | 46087.3004 | 46287.4969 | 46453.362 | 46588.9203 | 47455.2743 | 0 | 0 | 0 | 0 | 0 | 0 | 0 | 0 | 0 | 0 | 0 | 0 | 0 | 0 | 0 | 0 | 0 | 0
Commercial_Restaurant_Existing_Food Preparation_Natural Gas_Steamer_E3_Baseline Forecast | Commercial | Restaurant | Existing | Food Preparation | Natural Gas | Steamer | E3 |  | Baseline Forecast | 0 | 0 | 0 | 0 | 0 | 0 | 0 | 0 | 0 | 0 | 0 | 0 | 0 | 0 | 0 | 0 | 0 | 0 | 0 | 0 | 0 | 0 | 0 | 0 | 0 | 0 | 0 | 0 | 0 | 0 | 0 | 0 | 0 | 0 | 0 | 0 | 0 | 0 | 0 | 0 | 0 | 0 | 0 | 0 | 0 | 0 | 0 | 0 | 0 | 0 | 0
Commercial_Restaurant_Existing_Food Preparation_Natural Gas_Steamer_E4_Baseline Forecast | Commercial | Restaurant | Existing | Food Preparation | Natural Gas | Steamer | E4 |  | Baseline Forecast | 0 | 0 | 0 | 0 | 0 | 0 | 0 | 0 | 0 | 0 | 0 | 0 | 0 | 0 | 0 | 0 | 0 | 0 | 0 | 0 | 0 | 0 | 0 | 0 | 0 | 0 | 0 | 0 | 0 | 0 | 0 | 0 | 0 | 0 | 0 | 0 | 0 | 0 | 0 | 0 | 0 | 0 | 0 | 0 | 0 | 0 | 0 | 0 | 0 | 0 | 0
Commercial_Restaurant_Existing_Food Preparation_Natural Gas_Steamer_E5_Baseline Forecast | Commercial | Restaurant | Existing | Food Preparation | Natural Gas | Steamer | E5 |  | Baseline Forecast | 0 | 0 | 0 | 0 | 0 | 0 | 0 | 0 | 0 | 0 | 0 | 0 | 0 | 0 | 0 | 0 | 0 | 0 | 0 | 0 | 0 | 0 | 0 | 0 | 0 | 0 | 0 | 0 | 0 | 0 | 0 | 0 | 0 | 0 | 0 | 0 | 0 | 0 | 0 | 0 | 0 | 0 | 0 | 0 | 0 | 0 | 0 | 0 | 0 | 0 | 0
Commercial_Restaurant_Existing_Food Preparation_Natural Gas_Steamer_E6_Baseline Forecast | Commercial | Restaurant | Existing | Food Preparation | Natural Gas | Steamer | E6 |  | Baseline Forecast | 0 | 0 | 0 | 0 | 0 | 0 | 0 | 0 | 0 | 0 | 0 | 0 | 0 | 0 | 0 | 0 | 0 | 0 | 0 | 0 | 0 | 0 | 0 | 0 | 0 | 0 | 0 | 0 | 0 | 0 | 0 | 0 | 0 | 0 | 0 | 0 | 0 | 0 | 0 | 0 | 0 | 0 | 0 | 0 | 0 | 0 | 0 | 0 | 0 | 0 | 0
Commercial_Restaurant_Existing_Food Preparation_Natural Gas_Steamer_E7_Baseline Forecast | Commercial | Restaurant | Existing | Food Preparation | Natural Gas | Steamer | E7 |  | Baseline Forecast | 0 | 0 | 0 | 0 | 0 | 0 | 0 | 0 | 0 | 0 | 0 | 0 | 0 | 0 | 0 | 0 | 0 | 0 | 0 | 0 | 0 | 0 | 0 | 0 | 0 | 0 | 0 | 0 | 0 | 0 | 0 | 0 | 0 | 0 | 0 | 0 | 0 | 0 | 0 | 0 | 0 | 0 | 0 | 0 | 0 | 0 | 0 | 0 | 0 | 0 | 0
Commercial_Restaurant_Existing_Food Preparation_Natural Gas_Steamer_E8_Baseline Forecast | Commercial | Restaurant | Existing | Food Preparation | Natural Gas | Steamer | E8 |  | Baseline Forecast | 0 | 0 | 0 | 0 | 0 | 0 | 0 | 0 | 0 | 0 | 0 | 0 | 0 | 0 | 0 | 0 | 0 | 0 | 0 | 0 | 0 | 0 | 0 | 0 | 0 | 0 | 0 | 0 | 0 | 0 | 0 | 0 | 0 | 0 | 0 | 0 | 0 | 0 | 0 | 0 | 0 | 0 | 0 | 0 | 0 | 0 | 0 | 0 | 0 | 0 | 0
Commercial_Restaurant_Existing_Food Preparation_Natural Gas_Steamer_E9_Baseline Forecast | Commercial | Restaurant | Existing | Food Preparation | Natural Gas | Steamer | E9 |  | Baseline Forecast | 0 | 0 | 0 | 0 | 0 | 0 | 0 | 0 | 0 | 0 | 0 | 0 | 0 | 0 | 0 | 0 | 0 | 0 | 0 | 0 | 0 | 0 | 0 | 0 | 0 | 0 | 0 | 0 | 0 | 0 | 0 | 0 | 0 | 0 | 0 | 0 | 0 | 0 | 0 | 0 | 0 | 0 | 0 | 0 | 0 | 0 | 0 | 0 | 0 | 0 | 0
Commercial_Restaurant_Existing_Food Preparation_Natural Gas_Steamer_E10_Baseline Forecast | Commercial | Restaurant | Existing | Food Preparation | Natural Gas | Steamer | E10 |  | Baseline Forecast | 0 | 0 | 0 | 0 | 0 | 0 | 0 | 0 | 0 | 0 | 0 | 0 | 0 | 0 | 0 | 0 | 0 | 0 | 0 | 0 | 0 | 0 | 0 | 0 | 0 | 0 | 0 | 0 | 0 | 0 | 0 | 0 | 0 | 0 | 0 | 0 | 0 | 0 | 0 | 0 | 0 | 0 | 0 | 0 | 0 | 0 | 0 | 0 | 0 | 0 | 0
Commercial_Restaurant_Existing_Food Preparation_Natural Gas_Steamer_Vintage_Baseline Forecast | Commercial | Restaurant | Existing | Food Preparation | Natural Gas | Steamer | Vintage |  | Baseline Forecast | 50878.5408 | 48744.8792 | 46371.3346 | 43743.561 | 41200.2124 | 38372.6474 | 35411.0733 | 32329.0557 | 29136.3017 | 25845.3035 | 22925.6922 | 20335.8627 | 18038.8397 | 16001.5757 | 14194.4787 | 12591.5112 | 11169.4974 | 9908.266 | 8789.8698 | 7798.13 | 6918.456 | 6137.9611 | 5445.4141 | 4830.9022 | 4285.6366 | 3801.852 | 3372.6312 | 2991.8388 | 2654.0097 | 2354.3034 | 2088.4106 | 1852.5284 | 1646.6919 | 0 | 0 | 0 | 0 | 0 | 0 | 0 | 0 | 0 | 0 | 0 | 0 | 0 | 0 | 0 | 0 | 0 | 0
Commercial_Restaurant_Existing_Food Preparation_Natural Gas_Food Prep Other_E1_Baseline Forecast | Commercial | Restaurant | Existing | Food Preparation | Natural Gas | Food Prep Other | E1 |  | Baseline Forecast | 0 | 84.3223 | 192.9495 | 320.1422 | 513.2398 | 668.6412 | 833.6511 | 1006.2399 | 1184.66 | 1367.5313 | 1512.6297 | 1627.586 | 1718.5057 | 1790.2551 | 1846.688 | 1890.8939 | 1925.3226 | 1951.9935 | 1972.538 | 1988.2257 | 2000.0028 | 2008.6027 | 2014.6432 | 2018.6277 | 2020.9594 | 2021.9775 | 2021.9462 | 2021.0817 | 2019.5465 | 2017.4757 | 2014.9653 | 2012.1088 | 2040.6624 | 0 | 0 | 0 | 0 | 0 | 0 | 0 | 0 | 0 | 0 | 0 | 0 | 0 | 0 | 0 | 0 | 0 | 0
Commercial_Restaurant_Existing_Food Preparation_Natural Gas_Food Prep Other_E2_Baseline Forecast | Commercial | Restaurant | Existing | Food Preparation | Natural Gas | Food Prep Other | E2 |  | Baseline Forecast | 0 | 29.6268 | 67.7931 | 112.4824 | 180.3275 | 234.928 | 292.9044 | 353.5438 | 416.232 | 480.4841 | 531.4648 | 571.855 | 603.7999 | 629.0093 | 648.8372 | 664.3692 | 676.4661 | 685.8372 | 693.0558 | 698.568 | 702.7062 | 705.7281 | 707.8507 | 709.2509 | 710.0704 | 710.4284 | 710.4176 | 710.1141 | 709.5749 | 708.8476 | 707.9658 | 706.9623 | 716.9949 | 0 | 0 | 0 | 0 | 0 | 0 | 0 | 0 | 0 | 0 | 0 | 0 | 0 | 0 | 0 | 0 | 0 | 0
Commercial_Restaurant_Existing_Food Preparation_Natural Gas_Food Prep Other_E3_Baseline Forecast | Commercial | Restaurant | Existing | Food Preparation | Natural Gas | Food Prep Other | E3 |  | Baseline Forecast | 0 | 0 | 0 | 0 | 0 | 0 | 0 | 0 | 0 | 0 | 0 | 0 | 0 | 0 | 0 | 0 | 0 | 0 | 0 | 0 | 0 | 0 | 0 | 0 | 0 | 0 | 0 | 0 | 0 | 0 | 0 | 0 | 0 | 0 | 0 | 0 | 0 | 0 | 0 | 0 | 0 | 0 | 0 | 0 | 0 | 0 | 0 | 0 | 0 | 0 | 0
Commercial_Restaurant_Existing_Food Preparation_Natural Gas_Food Prep Other_E4_Baseline Forecast | Commercial | Restaurant | Existing | Food Preparation | Natural Gas | Food Prep Other | E4 |  | Baseline Forecast | 0 | 0 | 0 | 0 | 0 | 0 | 0 | 0 | 0 | 0 | 0 | 0 | 0 | 0 | 0 | 0 | 0 | 0 | 0 | 0 | 0 | 0 | 0 | 0 | 0 | 0 | 0 | 0 | 0 | 0 | 0 | 0 | 0 | 0 | 0 | 0 | 0 | 0 | 0 | 0 | 0 | 0 | 0 | 0 | 0 | 0 | 0 | 0 | 0 | 0 | 0
Commercial_Restaurant_Existing_Food Preparation_Natural Gas_Food Prep Other_E5_Baseline Forecast | Commercial | Restaurant | Existing | Food Preparation | Natural Gas | Food Prep Other | E5 |  | Baseline Forecast | 0 | 0 | 0 | 0 | 0 | 0 | 0 | 0 | 0 | 0 | 0 | 0 | 0 | 0 | 0 | 0 | 0 | 0 | 0 | 0 | 0 | 0 | 0 | 0 | 0 | 0 | 0 | 0 | 0 | 0 | 0 | 0 | 0 | 0 | 0 | 0 | 0 | 0 | 0 | 0 | 0 | 0 | 0 | 0 | 0 | 0 | 0 | 0 | 0 | 0 | 0
Commercial_Restaurant_Existing_Food Preparation_Natural Gas_Food Prep Other_E6_Baseline Forecast | Commercial | Restaurant | Existing | Food Preparation | Natural Gas | Food Prep Other | E6 |  | Baseline Forecast | 0 | 0 | 0 | 0 | 0 | 0 | 0 | 0 | 0 | 0 | 0 | 0 | 0 | 0 | 0 | 0 | 0 | 0 | 0 | 0 | 0 | 0 | 0 | 0 | 0 | 0 | 0 | 0 | 0 | 0 | 0 | 0 | 0 | 0 | 0 | 0 | 0 | 0 | 0 | 0 | 0 | 0 | 0 | 0 | 0 | 0 | 0 | 0 | 0 | 0 | 0
Commercial_Restaurant_Existing_Food Preparation_Natural Gas_Food Prep Other_E7_Baseline Forecast | Commercial | Restaurant | Existing | Food Preparation | Natural Gas | Food Prep Other | E7 |  | Baseline Forecast | 0 | 0 | 0 | 0 | 0 | 0 | 0 | 0 | 0 | 0 | 0 | 0 | 0 | 0 | 0 | 0 | 0 | 0 | 0 | 0 | 0 | 0 | 0 | 0 | 0 | 0 | 0 | 0 | 0 | 0 | 0 | 0 | 0 | 0 | 0 | 0 | 0 | 0 | 0 | 0 | 0 | 0 | 0 | 0 | 0 | 0 | 0 | 0 | 0 | 0 | 0
Commercial_Restaurant_Existing_Food Preparation_Natural Gas_Food Prep Other_E8_Baseline Forecast | Commercial | Restaurant | Existing | Food Preparation | Natural Gas | Food Prep Other | E8 |  | Baseline Forecast | 0 | 0 | 0 | 0 | 0 | 0 | 0 | 0 | 0 | 0 | 0 | 0 | 0 | 0 | 0 | 0 | 0 | 0 | 0 | 0 | 0 | 0 | 0 | 0 | 0 | 0 | 0 | 0 | 0 | 0 | 0 | 0 | 0 | 0 | 0 | 0 | 0 | 0 | 0 | 0 | 0 | 0 | 0 | 0 | 0 | 0 | 0 | 0 | 0 | 0 | 0
Commercial_Restaurant_Existing_Food Preparation_Natural Gas_Food Prep Other_E9_Baseline Forecast | Commercial | Restaurant | Existing | Food Preparation | Natural Gas | Food Prep Other | E9 |  | Baseline Forecast | 0 | 0 | 0 | 0 | 0 | 0 | 0 | 0 | 0 | 0 | 0 | 0 | 0 | 0 | 0 | 0 | 0 | 0 | 0 | 0 | 0 | 0 | 0 | 0 | 0 | 0 | 0 | 0 | 0 | 0 | 0 | 0 | 0 | 0 | 0 | 0 | 0 | 0 | 0 | 0 | 0 | 0 | 0 | 0 | 0 | 0 | 0 | 0 | 0 | 0 | 0
Commercial_Restaurant_Existing_Food Preparation_Natural Gas_Food Prep Other_E10_Baseline Forecast | Commercial | Restaurant | Existing | Food Preparation | Natural Gas | Food Prep Other | E10 |  | Baseline Forecast | 0 | 0 | 0 | 0 | 0 | 0 | 0 | 0 | 0 | 0 | 0 | 0 | 0 | 0 | 0 | 0 | 0 | 0 | 0 | 0 | 0 | 0 | 0 | 0 | 0 | 0 | 0 | 0 | 0 | 0 | 0 | 0 | 0 | 0 | 0 | 0 | 0 | 0 | 0 | 0 | 0 | 0 | 0 | 0 | 0 | 0 | 0 | 0 | 0 | 0 | 0
Commercial_Restaurant_Existing_Food Preparation_Natural Gas_Food Prep Other_Vintage_Baseline Forecast | Commercial | Restaurant | Existing | Food Preparation | Natural Gas | Food Prep Other | Vintage |  | Baseline Forecast | 2863.2945 | 2734.7776 | 2573.4163 | 2383.9418 | 2188.81 | 1971.062 | 1741.2374 | 1501.85 | 1254.7913 | 1001.7543 | 799.7322 | 638.4505 | 509.7013 | 406.9231 | 324.8715 | 259.3657 | 207.067 | 165.3169 | 131.9911 | 105.389 | 84.1504 | 67.1914 | 53.6492 | 42.8354 | 34.2005 | 27.3058 | 21.8007 | 17.4054 | 13.896 | 11.0941 | 8.857 | 7.071 | 5.6568 | 0 | 0 | 0 | 0 | 0 | 0 | 0 | 0 | 0 | 0 | 0 | 0 | 0 | 0 | 0 | 0 | 0 | 0
Commercial_Restaurant_Existing_Miscellaneous_Natural Gas_Pool Heater_E1_Baseline Forecast | Commercial | Restaurant | Existing | Miscellaneous | Natural Gas | Pool Heater | E1 |  | Baseline Forecast | 0 | 0 | 0 | 0 | 0 | 0 | 0 | 0 | 0 | 0 | 0 | 0 | 0 | 0 | 0 | 0 | 0 | 0 | 0 | 0 | 0 | 0 | 0 | 0 | 0 | 0 | 0 | 0 | 0 | 0 | 0 | 0 | 0 | 0 | 0 | 0 | 0 | 0 | 0 | 0 | 0 | 0 | 0 | 0 | 0 | 0 | 0 | 0 | 0 | 0 | 0
Commercial_Restaurant_Existing_Miscellaneous_Natural Gas_Pool Heater_E2_Baseline Forecast | Commercial | Restaurant | Existing | Miscellaneous | Natural Gas | Pool Heater | E2 |  | Baseline Forecast | 0 | 0 | 0 | 0 | 0 | 0 | 0 | 0 | 0 | 0 | 0 | 0 | 0 | 0 | 0 | 0 | 0 | 0 | 0 | 0 | 0 | 0 | 0 | 0 | 0 | 0 | 0 | 0 | 0 | 0 | 0 | 0 | 0 | 0 | 0 | 0 | 0 | 0 | 0 | 0 | 0 | 0 | 0 | 0 | 0 | 0 | 0 | 0 | 0 | 0 | 0
Commercial_Restaurant_Existing_Miscellaneous_Natural Gas_Pool Heater_E3_Baseline Forecast | Commercial | Restaurant | Existing | Miscellaneous | Natural Gas | Pool Heater | E3 |  | Baseline Forecast | 0 | 0 | 0 | 0 | 0 | 0 | 0 | 0 | 0 | 0 | 0 | 0 | 0 | 0 | 0 | 0 | 0 | 0 | 0 | 0 | 0 | 0 | 0 | 0 | 0 | 0 | 0 | 0 | 0 | 0 | 0 | 0 | 0 | 0 | 0 | 0 | 0 | 0 | 0 | 0 | 0 | 0 | 0 | 0 | 0 | 0 | 0 | 0 | 0 | 0 | 0
Commercial_Restaurant_Existing_Miscellaneous_Natural Gas_Pool Heater_E4_Baseline Forecast | Commercial | Restaurant | Existing | Miscellaneous | Natural Gas | Pool Heater | E4 |  | Baseline Forecast | 0 | 0 | 0 | 0 | 0 | 0 | 0 | 0 | 0 | 0 | 0 | 0 | 0 | 0 | 0 | 0 | 0 | 0 | 0 | 0 | 0 | 0 | 0 | 0 | 0 | 0 | 0 | 0 | 0 | 0 | 0 | 0 | 0 | 0 | 0 | 0 | 0 | 0 | 0 | 0 | 0 | 0 | 0 | 0 | 0 | 0 | 0 | 0 | 0 | 0 | 0
Commercial_Restaurant_Existing_Miscellaneous_Natural Gas_Pool Heater_E5_Baseline Forecast | Commercial | Restaurant | Existing | Miscellaneous | Natural Gas | Pool Heater | E5 |  | Baseline Forecast | 0 | 0 | 0 | 0 | 0 | 0 | 0 | 0 | 0 | 0 | 0 | 0 | 0 | 0 | 0 | 0 | 0 | 0 | 0 | 0 | 0 | 0 | 0 | 0 | 0 | 0 | 0 | 0 | 0 | 0 | 0 | 0 | 0 | 0 | 0 | 0 | 0 | 0 | 0 | 0 | 0 | 0 | 0 | 0 | 0 | 0 | 0 | 0 | 0 | 0 | 0
Commercial_Restaurant_Existing_Miscellaneous_Natural Gas_Pool Heater_E6_Baseline Forecast | Commercial | Restaurant | Existing | Miscellaneous | Natural Gas | Pool Heater | E6 |  | Baseline Forecast | 0 | 0 | 0 | 0 | 0 | 0 | 0 | 0 | 0 | 0 | 0 | 0 | 0 | 0 | 0 | 0 | 0 | 0 | 0 | 0 | 0 | 0 | 0 | 0 | 0 | 0 | 0 | 0 | 0 | 0 | 0 | 0 | 0 | 0 | 0 | 0 | 0 | 0 | 0 | 0 | 0 | 0 | 0 | 0 | 0 | 0 | 0 | 0 | 0 | 0 | 0
Commercial_Restaurant_Existing_Miscellaneous_Natural Gas_Pool Heater_E7_Baseline Forecast | Commercial | Restaurant | Existing | Miscellaneous | Natural Gas | Pool Heater | E7 |  | Baseline Forecast | 0 | 0 | 0 | 0 | 0 | 0 | 0 | 0 | 0 | 0 | 0 | 0 | 0 | 0 | 0 | 0 | 0 | 0 | 0 | 0 | 0 | 0 | 0 | 0 | 0 | 0 | 0 | 0 | 0 | 0 | 0 | 0 | 0 | 0 | 0 | 0 | 0 | 0 | 0 | 0 | 0 | 0 | 0 | 0 | 0 | 0 | 0 | 0 | 0 | 0 | 0
Commercial_Restaurant_Existing_Miscellaneous_Natural Gas_Pool Heater_E8_Baseline Forecast | Commercial | Restaurant | Existing | Miscellaneous | Natural Gas | Pool Heater | E8 |  | Baseline Forecast | 0 | 0 | 0 | 0 | 0 | 0 | 0 | 0 | 0 | 0 | 0 | 0 | 0 | 0 | 0 | 0 | 0 | 0 | 0 | 0 | 0 | 0 | 0 | 0 | 0 | 0 | 0 | 0 | 0 | 0 | 0 | 0 | 0 | 0 | 0 | 0 | 0 | 0 | 0 | 0 | 0 | 0 | 0 | 0 | 0 | 0 | 0 | 0 | 0 | 0 | 0
Commercial_Restaurant_Existing_Miscellaneous_Natural Gas_Pool Heater_E9_Baseline Forecast | Commercial | Restaurant | Existing | Miscellaneous | Natural Gas | Pool Heater | E9 |  | Baseline Forecast | 0 | 0 | 0 | 0 | 0 | 0 | 0 | 0 | 0 | 0 | 0 | 0 | 0 | 0 | 0 | 0 | 0 | 0 | 0 | 0 | 0 | 0 | 0 | 0 | 0 | 0 | 0 | 0 | 0 | 0 | 0 | 0 | 0 | 0 | 0 | 0 | 0 | 0 | 0 | 0 | 0 | 0 | 0 | 0 | 0 | 0 | 0 | 0 | 0 | 0 | 0
Commercial_Restaurant_Existing_Miscellaneous_Natural Gas_Pool Heater_E10_Baseline Forecast | Commercial | Restaurant | Existing | Miscellaneous | Natural Gas | Pool Heater | E10 |  | Baseline Forecast | 0 | 0 | 0 | 0 | 0 | 0 | 0 | 0 | 0 | 0 | 0 | 0 | 0 | 0 | 0 | 0 | 0 | 0 | 0 | 0 | 0 | 0 | 0 | 0 | 0 | 0 | 0 | 0 | 0 | 0 | 0 | 0 | 0 | 0 | 0 | 0 | 0 | 0 | 0 | 0 | 0 | 0 | 0 | 0 | 0 | 0 | 0 | 0 | 0 | 0 | 0
Commercial_Restaurant_Existing_Miscellaneous_Natural Gas_Pool Heater_Vintage_Baseline Forecast | Commercial | Restaurant | Existing | Miscellaneous | Natural Gas | Pool Heater | Vintage |  | Baseline Forecast | 0 | 0 | 0 | 0 | 0 | 0 | 0 | 0 | 0 | 0 | 0 | 0 | 0 | 0 | 0 | 0 | 0 | 0 | 0 | 0 | 0 | 0 | 0 | 0 | 0 | 0 | 0 | 0 | 0 | 0 | 0 | 0 | 0 | 0 | 0 | 0 | 0 | 0 | 0 | 0 | 0 | 0 | 0 | 0 | 0 | 0 | 0 | 0 | 0 | 0 | 0
Commercial_Restaurant_Existing_Miscellaneous_Natural Gas_Miscellaneous_E1_Baseline Forecast | Commercial | Restaurant | Existing | Miscellaneous | Natural Gas | Miscellaneous | E1 |  | Baseline Forecast | 0 | 77065.8836 | 167947.7189 | 270054.7069 | 379239.5244 | 453799.9887 | 517348.9042 | 571514.6159 | 617607.8515 | 656772.0945 | 689995.7013 | 718145.1629 | 741965.8781 | 762090.8243 | 779048.0572 | 793295.6119 | 805218.4123 | 815172.7225 | 823470.163 | 830362.2738 | 836035.8439 | 840642.7931 | 844327.9834 | 847220.1082 | 849429.907 | 851059.3363 | 852192.6683 | 852904.0663 | 853252.4209 | 853290.5141 | 853058.4463 | 852597.8121 | 865446.232 | 0 | 0 | 0 | 0 | 0 | 0 | 0 | 0 | 0 | 0 | 0 | 0 | 0 | 0 | 0 | 0 | 0 | 0
Commercial_Restaurant_Existing_Miscellaneous_Natural Gas_Miscellaneous_E2_Baseline Forecast | Commercial | Restaurant | Existing | Miscellaneous | Natural Gas | Miscellaneous | E2 |  | Baseline Forecast | 0 | 0 | 0 | 0 | 0 | 0 | 0 | 0 | 0 | 0 | 0 | 0 | 0 | 0 | 0 | 0 | 0 | 0 | 0 | 0 | 0 | 0 | 0 | 0 | 0 | 0 | 0 | 0 | 0 | 0 | 0 | 0 | 0 | 0 | 0 | 0 | 0 | 0 | 0 | 0 | 0 | 0 | 0 | 0 | 0 | 0 | 0 | 0 | 0 | 0 | 0
Commercial_Restaurant_Existing_Miscellaneous_Natural Gas_Miscellaneous_E3_Baseline Forecast | Commercial | Restaurant | Existing | Miscellaneous | Natural Gas | Miscellaneous | E3 |  | Baseline Forecast | 0 | 0 | 0 | 0 | 0 | 0 | 0 | 0 | 0 | 0 | 0 | 0 | 0 | 0 | 0 | 0 | 0 | 0 | 0 | 0 | 0 | 0 | 0 | 0 | 0 | 0 | 0 | 0 | 0 | 0 | 0 | 0 | 0 | 0 | 0 | 0 | 0 | 0 | 0 | 0 | 0 | 0 | 0 | 0 | 0 | 0 | 0 | 0 | 0 | 0 | 0
Commercial_Restaurant_Existing_Miscellaneous_Natural Gas_Miscellaneous_E4_Baseline Forecast | Commercial | Restaurant | Existing | Miscellaneous | Natural Gas | Miscellaneous | E4 |  | Baseline Forecast | 0 | 0 | 0 | 0 | 0 | 0 | 0 | 0 | 0 | 0 | 0 | 0 | 0 | 0 | 0 | 0 | 0 | 0 | 0 | 0 | 0 | 0 | 0 | 0 | 0 | 0 | 0 | 0 | 0 | 0 | 0 | 0 | 0 | 0 | 0 | 0 | 0 | 0 | 0 | 0 | 0 | 0 | 0 | 0 | 0 | 0 | 0 | 0 | 0 | 0 | 0
Commercial_Restaurant_Existing_Miscellaneous_Natural Gas_Miscellaneous_E5_Baseline Forecast | Commercial | Restaurant | Existing | Miscellaneous | Natural Gas | Miscellaneous | E5 |  | Baseline Forecast | 0 | 0 | 0 | 0 | 0 | 0 | 0 | 0 | 0 | 0 | 0 | 0 | 0 | 0 | 0 | 0 | 0 | 0 | 0 | 0 | 0 | 0 | 0 | 0 | 0 | 0 | 0 | 0 | 0 | 0 | 0 | 0 | 0 | 0 | 0 | 0 | 0 | 0 | 0 | 0 | 0 | 0 | 0 | 0 | 0 | 0 | 0 | 0 | 0 | 0 | 0
Commercial_Restaurant_Existing_Miscellaneous_Natural Gas_Miscellaneous_E6_Baseline Forecast | Commercial | Restaurant | Existing | Miscellaneous | Natural Gas | Miscellaneous | E6 |  | Baseline Forecast | 0 | 0 | 0 | 0 | 0 | 0 | 0 | 0 | 0 | 0 | 0 | 0 | 0 | 0 | 0 | 0 | 0 | 0 | 0 | 0 | 0 | 0 | 0 | 0 | 0 | 0 | 0 | 0 | 0 | 0 | 0 | 0 | 0 | 0 | 0 | 0 | 0 | 0 | 0 | 0 | 0 | 0 | 0 | 0 | 0 | 0 | 0 | 0 | 0 | 0 | 0
Commercial_Restaurant_Existing_Miscellaneous_Natural Gas_Miscellaneous_E7_Baseline Forecast | Commercial | Restaurant | Existing | Miscellaneous | Natural Gas | Miscellaneous | E7 |  | Baseline Forecast | 0 | 0 | 0 | 0 | 0 | 0 | 0 | 0 | 0 | 0 | 0 | 0 | 0 | 0 | 0 | 0 | 0 | 0 | 0 | 0 | 0 | 0 | 0 | 0 | 0 | 0 | 0 | 0 | 0 | 0 | 0 | 0 | 0 | 0 | 0 | 0 | 0 | 0 | 0 | 0 | 0 | 0 | 0 | 0 | 0 | 0 | 0 | 0 | 0 | 0 | 0
Commercial_Restaurant_Existing_Miscellaneous_Natural Gas_Miscellaneous_E8_Baseline Forecast | Commercial | Restaurant | Existing | Miscellaneous | Natural Gas | Miscellaneous | E8 |  | Baseline Forecast | 0 | 0 | 0 | 0 | 0 | 0 | 0 | 0 | 0 | 0 | 0 | 0 | 0 | 0 | 0 | 0 | 0 | 0 | 0 | 0 | 0 | 0 | 0 | 0 | 0 | 0 | 0 | 0 | 0 | 0 | 0 | 0 | 0 | 0 | 0 | 0 | 0 | 0 | 0 | 0 | 0 | 0 | 0 | 0 | 0 | 0 | 0 | 0 | 0 | 0 | 0
Commercial_Restaurant_Existing_Miscellaneous_Natural Gas_Miscellaneous_E9_Baseline Forecast | Commercial | Restaurant | Existing | Miscellaneous | Natural Gas | Miscellaneous | E9 |  | Baseline Forecast | 0 | 0 | 0 | 0 | 0 | 0 | 0 | 0 | 0 | 0 | 0 | 0 | 0 | 0 | 0 | 0 | 0 | 0 | 0 | 0 | 0 | 0 | 0 | 0 | 0 | 0 | 0 | 0 | 0 | 0 | 0 | 0 | 0 | 0 | 0 | 0 | 0 | 0 | 0 | 0 | 0 | 0 | 0 | 0 | 0 | 0 | 0 | 0 | 0 | 0 | 0
Commercial_Restaurant_Existing_Miscellaneous_Natural Gas_Miscellaneous_E10_Baseline Forecast | Commercial | Restaurant | Existing | Miscellaneous | Natural Gas | Miscellaneous | E10 |  | Baseline Forecast | 0 | 0 | 0 | 0 | 0 | 0 | 0 | 0 | 0 | 0 | 0 | 0 | 0 | 0 | 0 | 0 | 0 | 0 | 0 | 0 | 0 | 0 | 0 | 0 | 0 | 0 | 0 | 0 | 0 | 0 | 0 | 0 | 0 | 0 | 0 | 0 | 0 | 0 | 0 | 0 | 0 | 0 | 0 | 0 | 0 | 0 | 0 | 0 | 0 | 0 | 0
Commercial_Restaurant_Existing_Miscellaneous_Natural Gas_Miscellaneous_Vintage_Baseline Forecast | Commercial | Restaurant | Existing | Miscellaneous | Natural Gas | Miscellaneous | Vintage |  | Baseline Forecast | 903699.796 | 822036.0918 | 726556.436 | 618896.9674 | 530483.1149 | 453477.843 | 387770.6436 | 331660.9898 | 283689.7257 | 242659.0828 | 207559.7342 | 177537.0426 | 151859.0623 | 129897.4414 | 111112.5274 | 95044.5389 | 81299.6499 | 69543.803 | 59490.6827 | 50893.5466 | 43539.8731 | 37248.4187 | 31865.4719 | 27259.8473 | 23319.3399 | 19948.1144 | 17064.0152 | 14596.7542 | 12486.0867 | 10680.5102 | 9135.8971 | 7814.5847 | 6698.2154 | 0 | 0 | 0 | 0 | 0 | 0 | 0 | 0 | 0 | 0 | 0 | 0 | 0 | 0 | 0 | 0 | 0 | 0
Commercial_Restaurant_New_Space Heating_Natural Gas_Furnace_E1_Baseline Forecast | Commercial | Restaurant | New | Space Heating | Natural Gas | Furnace | E1 |  | Baseline Forecast | 0 | 0 | 0 | 0 | 0 | 0 | 0 | 0 | 0 | 0 | 0 | 0 | 0 | 0 | 0 | 0 | 0 | 0 | 0 | 0 | 0 | 0 | 0 | 0 | 0 | 0 | 0 | 0 | 0 | 0 | 0 | 0 | 0 | 0 | 0 | 0 | 0 | 0 | 0 | 0 | 0 | 0 | 0 | 0 | 0 | 0 | 0 | 0 | 0 | 0 | 0
Commercial_Restaurant_New_Space Heating_Natural Gas_Furnace_E2_Baseline Forecast | Commercial | Restaurant | New | Space Heating | Natural Gas | Furnace | E2 |  | Baseline Forecast | 0 | 0 | 0 | 0 | 0 | 0 | 0 | 0 | 0 | 0 | 0 | 0 | 0 | 0 | 0 | 0 | 0 | 0 | 0 | 0 | 0 | 0 | 0 | 0 | 0 | 0 | 0 | 0 | 0 | 0 | 0 | 0 | 0 | 0 | 0 | 0 | 0 | 0 | 0 | 0 | 0 | 0 | 0 | 0 | 0 | 0 | 0 | 0 | 0 | 0 | 0
Commercial_Restaurant_New_Space Heating_Natural Gas_Furnace_E3_Baseline Forecast | Commercial | Restaurant | New | Space Heating | Natural Gas | Furnace | E3 |  | Baseline Forecast | 0 | 0 | 0 | 0 | 0 | 0 | 0 | 0 | 0 | 0 | 0 | 0 | 0 | 0 | 0 | 0 | 0 | 0 | 0 | 0 | 0 | 0 | 0 | 0 | 0 | 0 | 0 | 0 | 0 | 0 | 0 | 0 | 0 | 0 | 0 | 0 | 0 | 0 | 0 | 0 | 0 | 0 | 0 | 0 | 0 | 0 | 0 | 0 | 0 | 0 | 0
Commercial_Restaurant_New_Space Heating_Natural Gas_Furnace_E4_Baseline Forecast | Commercial | Restaurant | New | Space Heating | Natural Gas | Furnace | E4 |  | Baseline Forecast | 0 | 0 | 0 | 0 | 0 | 0 | 0 | 0 | 0 | 0 | 0 | 0 | 0 | 0 | 0 | 0 | 0 | 0 | 0 | 0 | 0 | 0 | 0 | 0 | 0 | 0 | 0 | 0 | 0 | 0 | 0 | 0 | 0 | 0 | 0 | 0 | 0 | 0 | 0 | 0 | 0 | 0 | 0 | 0 | 0 | 0 | 0 | 0 | 0 | 0 | 0
Commercial_Restaurant_New_Space Heating_Natural Gas_Furnace_E5_Baseline Forecast | Commercial | Restaurant | New | Space Heating | Natural Gas | Furnace | E5 |  | Baseline Forecast | 0 | 0 | 0 | 0 | 0 | 0 | 0 | 0 | 0 | 0 | 0 | 0 | 0 | 0 | 0 | 0 | 0 | 0 | 0 | 0 | 0 | 0 | 0 | 0 | 0 | 0 | 0 | 0 | 0 | 0 | 0 | 0 | 0 | 0 | 0 | 0 | 0 | 0 | 0 | 0 | 0 | 0 | 0 | 0 | 0 | 0 | 0 | 0 | 0 | 0 | 0
Commercial_Restaurant_New_Space Heating_Natural Gas_Furnace_E6_Baseline Forecast | Commercial | Restaurant | New | Space Heating | Natural Gas | Furnace | E6 |  | Baseline Forecast | 0 | 0 | 0 | 0 | 0 | 0 | 0 | 0 | 0 | 0 | 0 | 0 | 0 | 0 | 0 | 0 | 0 | 0 | 0 | 0 | 0 | 0 | 0 | 0 | 0 | 0 | 0 | 0 | 0 | 0 | 0 | 0 | 0 | 0 | 0 | 0 | 0 | 0 | 0 | 0 | 0 | 0 | 0 | 0 | 0 | 0 | 0 | 0 | 0 | 0 | 0
Commercial_Restaurant_New_Space Heating_Natural Gas_Furnace_E7_Baseline Forecast | Commercial | Restaurant | New | Space Heating | Natural Gas | Furnace | E7 |  | Baseline Forecast | 0 | 0 | 0 | 0 | 0 | 0 | 0 | 0 | 0 | 0 | 0 | 0 | 0 | 0 | 0 | 0 | 0 | 0 | 0 | 0 | 0 | 0 | 0 | 0 | 0 | 0 | 0 | 0 | 0 | 0 | 0 | 0 | 0 | 0 | 0 | 0 | 0 | 0 | 0 | 0 | 0 | 0 | 0 | 0 | 0 | 0 | 0 | 0 | 0 | 0 | 0
Commercial_Restaurant_New_Space Heating_Natural Gas_Furnace_E8_Baseline Forecast | Commercial | Restaurant | New | Space Heating | Natural Gas | Furnace | E8 |  | Baseline Forecast | 0 | 0 | 0 | 0 | 0 | 0 | 0 | 0 | 0 | 0 | 0 | 0 | 0 | 0 | 0 | 0 | 0 | 0 | 0 | 0 | 0 | 0 | 0 | 0 | 0 | 0 | 0 | 0 | 0 | 0 | 0 | 0 | 0 | 0 | 0 | 0 | 0 | 0 | 0 | 0 | 0 | 0 | 0 | 0 | 0 | 0 | 0 | 0 | 0 | 0 | 0
Commercial_Restaurant_New_Space Heating_Natural Gas_Furnace_E9_Baseline Forecast | Commercial | Restaurant | New | Space Heating | Natural Gas | Furnace | E9 |  | Baseline Forecast | 0 | 0 | 0 | 0 | 0 | 0 | 0 | 0 | 0 | 0 | 0 | 0 | 0 | 0 | 0 | 0 | 0 | 0 | 0 | 0 | 0 | 0 | 0 | 0 | 0 | 0 | 0 | 0 | 0 | 0 | 0 | 0 | 0 | 0 | 0 | 0 | 0 | 0 | 0 | 0 | 0 | 0 | 0 | 0 | 0 | 0 | 0 | 0 | 0 | 0 | 0
Commercial_Restaurant_New_Space Heating_Natural Gas_Furnace_E10_Baseline Forecast | Commercial | Restaurant | New | Space Heating | Natural Gas | Furnace | E10 |  | Baseline Forecast | 0 | 0 | 0 | 0 | 0 | 0 | 0 | 0 | 0 | 0 | 0 | 0 | 0 | 0 | 0 | 0 | 0 | 0 | 0 | 0 | 0 | 0 | 0 | 0 | 0 | 0 | 0 | 0 | 0 | 0 | 0 | 0 | 0 | 0 | 0 | 0 | 0 | 0 | 0 | 0 | 0 | 0 | 0 | 0 | 0 | 0 | 0 | 0 | 0 | 0 | 0
Commercial_Restaurant_New_Space Heating_Natural Gas_Furnace_Vintage_Baseline Forecast | Commercial | Restaurant | New | Space Heating | Natural Gas | Furnace | Vintage |  | Baseline Forecast | 0 | 0 | 0 | 0 | 0 | 0 | 0 | 0 | 0 | 0 | 0 | 0 | 0 | 0 | 0 | 0 | 0 | 0 | 0 | 0 | 0 | 0 | 0 | 0 | 0 | 0 | 0 | 0 | 0 | 0 | 0 | 0 | 0 | 0 | 0 | 0 | 0 | 0 | 0 | 0 | 0 | 0 | 0 | 0 | 0 | 0 | 0 | 0 | 0 | 0 | 0
Commercial_Restaurant_New_Space Heating_Natural Gas_Boiler_E1_Baseline Forecast | Commercial | Restaurant | New | Space Heating | Natural Gas | Boiler | E1 |  | Baseline Forecast | 0 | 0 | 0 | 0 | 0 | 0 | 0 | 0 | 0 | 0 | 0 | 0 | 0 | 0 | 0 | 0 | 0 | 0 | 0 | 0 | 0 | 0 | 0 | 0 | 0 | 0 | 0 | 0 | 0 | 0 | 0 | 0 | 0 | 0 | 0 | 0 | 0 | 0 | 0 | 0 | 0 | 0 | 0 | 0 | 0 | 0 | 0 | 0 | 0 | 0 | 0
Commercial_Restaurant_New_Space Heating_Natural Gas_Boiler_E2_Baseline Forecast | Commercial | Restaurant | New | Space Heating | Natural Gas | Boiler | E2 |  | Baseline Forecast | 0 | 0 | 0 | 0 | 0 | 0 | 0 | 0 | 0 | 0 | 0 | 0 | 0 | 0 | 0 | 0 | 0 | 0 | 0 | 0 | 0 | 0 | 0 | 0 | 0 | 0 | 0 | 0 | 0 | 0 | 0 | 0 | 0 | 0 | 0 | 0 | 0 | 0 | 0 | 0 | 0 | 0 | 0 | 0 | 0 | 0 | 0 | 0 | 0 | 0 | 0
Commercial_Restaurant_New_Space Heating_Natural Gas_Boiler_E3_Baseline Forecast | Commercial | Restaurant | New | Space Heating | Natural Gas | Boiler | E3 |  | Baseline Forecast | 0 | 0 | 0 | 0 | 0 | 0 | 0 | 0 | 0 | 0 | 0 | 0 | 0 | 0 | 0 | 0 | 0 | 0 | 0 | 0 | 0 | 0 | 0 | 0 | 0 | 0 | 0 | 0 | 0 | 0 | 0 | 0 | 0 | 0 | 0 | 0 | 0 | 0 | 0 | 0 | 0 | 0 | 0 | 0 | 0 | 0 | 0 | 0 | 0 | 0 | 0
Commercial_Restaurant_New_Space Heating_Natural Gas_Boiler_E4_Baseline Forecast | Commercial | Restaurant | New | Space Heating | Natural Gas | Boiler | E4 |  | Baseline Forecast | 0 | 0 | 0 | 0 | 0 | 0 | 0 | 0 | 0 | 0 | 0 | 0 | 0 | 0 | 0 | 0 | 0 | 0 | 0 | 0 | 0 | 0 | 0 | 0 | 0 | 0 | 0 | 0 | 0 | 0 | 0 | 0 | 0 | 0 | 0 | 0 | 0 | 0 | 0 | 0 | 0 | 0 | 0 | 0 | 0 | 0 | 0 | 0 | 0 | 0 | 0
Commercial_Restaurant_New_Space Heating_Natural Gas_Boiler_E5_Baseline Forecast | Commercial | Restaurant | New | Space Heating | Natural Gas | Boiler | E5 |  | Baseline Forecast | 0 | 0 | 0 | 0 | 0 | 0 | 0 | 0 | 0 | 0 | 0 | 0 | 0 | 0 | 0 | 0 | 0 | 0 | 0 | 0 | 0 | 0 | 0 | 0 | 0 | 0 | 0 | 0 | 0 | 0 | 0 | 0 | 0 | 0 | 0 | 0 | 0 | 0 | 0 | 0 | 0 | 0 | 0 | 0 | 0 | 0 | 0 | 0 | 0 | 0 | 0
Commercial_Restaurant_New_Space Heating_Natural Gas_Boiler_E6_Baseline Forecast | Commercial | Restaurant | New | Space Heating | Natural Gas | Boiler | E6 |  | Baseline Forecast | 0 | 0 | 0 | 0 | 0 | 0 | 0 | 0 | 0 | 0 | 0 | 0 | 0 | 0 | 0 | 0 | 0 | 0 | 0 | 0 | 0 | 0 | 0 | 0 | 0 | 0 | 0 | 0 | 0 | 0 | 0 | 0 | 0 | 0 | 0 | 0 | 0 | 0 | 0 | 0 | 0 | 0 | 0 | 0 | 0 | 0 | 0 | 0 | 0 | 0 | 0
Commercial_Restaurant_New_Space Heating_Natural Gas_Boiler_E7_Baseline Forecast | Commercial | Restaurant | New | Space Heating | Natural Gas | Boiler | E7 |  | Baseline Forecast | 0 | 0 | 0 | 0 | 0 | 0 | 0 | 0 | 0 | 0 | 0 | 0 | 0 | 0 | 0 | 0 | 0 | 0 | 0 | 0 | 0 | 0 | 0 | 0 | 0 | 0 | 0 | 0 | 0 | 0 | 0 | 0 | 0 | 0 | 0 | 0 | 0 | 0 | 0 | 0 | 0 | 0 | 0 | 0 | 0 | 0 | 0 | 0 | 0 | 0 | 0
Commercial_Restaurant_New_Space Heating_Natural Gas_Boiler_E8_Baseline Forecast | Commercial | Restaurant | New | Space Heating | Natural Gas | Boiler | E8 |  | Baseline Forecast | 0 | 0 | 0 | 0 | 0 | 0 | 0 | 0 | 0 | 0 | 0 | 0 | 0 | 0 | 0 | 0 | 0 | 0 | 0 | 0 | 0 | 0 | 0 | 0 | 0 | 0 | 0 | 0 | 0 | 0 | 0 | 0 | 0 | 0 | 0 | 0 | 0 | 0 | 0 | 0 | 0 | 0 | 0 | 0 | 0 | 0 | 0 | 0 | 0 | 0 | 0
Commercial_Restaurant_New_Space Heating_Natural Gas_Boiler_E9_Baseline Forecast | Commercial | Restaurant | New | Space Heating | Natural Gas | Boiler | E9 |  | Baseline Forecast | 0 | 0 | 0 | 0 | 0 | 0 | 0 | 0 | 0 | 0 | 0 | 0 | 0 | 0 | 0 | 0 | 0 | 0 | 0 | 0 | 0 | 0 | 0 | 0 | 0 | 0 | 0 | 0 | 0 | 0 | 0 | 0 | 0 | 0 | 0 | 0 | 0 | 0 | 0 | 0 | 0 | 0 | 0 | 0 | 0 | 0 | 0 | 0 | 0 | 0 | 0
Commercial_Restaurant_New_Space Heating_Natural Gas_Boiler_E10_Baseline Forecast | Commercial | Restaurant | New | Space Heating | Natural Gas | Boiler | E10 |  | Baseline Forecast | 0 | 0 | 0 | 0 | 0 | 0 | 0 | 0 | 0 | 0 | 0 | 0 | 0 | 0 | 0 | 0 | 0 | 0 | 0 | 0 | 0 | 0 | 0 | 0 | 0 | 0 | 0 | 0 | 0 | 0 | 0 | 0 | 0 | 0 | 0 | 0 | 0 | 0 | 0 | 0 | 0 | 0 | 0 | 0 | 0 | 0 | 0 | 0 | 0 | 0 | 0
Commercial_Restaurant_New_Space Heating_Natural Gas_Boiler_Vintage_Baseline Forecast | Commercial | Restaurant | New | Space Heating | Natural Gas | Boiler | Vintage |  | Baseline Forecast | 0 | 0 | 0 | 0 | 0 | 0 | 0 | 0 | 0 | 0 | 0 | 0 | 0 | 0 | 0 | 0 | 0 | 0 | 0 | 0 | 0 | 0 | 0 | 0 | 0 | 0 | 0 | 0 | 0 | 0 | 0 | 0 | 0 | 0 | 0 | 0 | 0 | 0 | 0 | 0 | 0 | 0 | 0 | 0 | 0 | 0 | 0 | 0 | 0 | 0 | 0
Commercial_Restaurant_New_Space Heating_Natural Gas_Unit Heater_E1_Baseline Forecast | Commercial | Restaurant | New | Space Heating | Natural Gas | Unit Heater | E1 |  | Baseline Forecast | 0 | 12.8124 | 74.6114 | 114.1052 | 161.326 | 161.326 | 161.326 | 161.326 | 161.326 | 161.326 | 161.326 | 159.4957 | 149.0984 | 134.5445 | 115.3238 | 98.849 | 84.7277 | 72.6237 | 58.5159 | 32.1509 | 16.0511 | 0 | 0 | 0 | 0 | 0 | 0 | 0 | 0 | 0 | 0 | 0 | 0 | 0 | 0 | 0 | 0 | 0 | 0 | 0 | 0 | 0 | 0 | 0 | 0 | 0 | 0 | 0 | 0 | 0 | 0
Commercial_Restaurant_New_Space Heating_Natural Gas_Unit Heater_E2_Baseline Forecast | Commercial | Restaurant | New | Space Heating | Natural Gas | Unit Heater | E2 |  | Baseline Forecast | 0 | 0 | 0 | 0 | 0 | 48.6653 | 97.5752 | 139.9066 | 181.6447 | 224.3598 | 267.7701 | 312.681 | 365.4851 | 421.8677 | 482.9776 | 541.2149 | 597.3407 | 650.4692 | 703.9721 | 768.461 | 822.7035 | 877.6697 | 917.0919 | 956.9312 | 997.1985 | 1037.5793 | 1078.1179 | 1118.6839 | 1159.4287 | 1200.2624 | 1241.4 | 1282.5674 | 1300.0557 | 0 | 0 | 0 | 0 | 0 | 0 | 0 | 0 | 0 | 0 | 0 | 0 | 0 | 0 | 0 | 0 | 0 | 0
Commercial_Restaurant_New_Space Heating_Natural Gas_Unit Heater_E3_Baseline Forecast | Commercial | Restaurant | New | Space Heating | Natural Gas | Unit Heater | E3 |  | Baseline Forecast | 0 | 0 | 0 | 0 | 0 | 0 | 0 | 0 | 0 | 0 | 0 | 0 | 0 | 0 | 0 | 0 | 0 | 0 | 0 | 0 | 0 | 0 | 0 | 0 | 0 | 0 | 0 | 0 | 0 | 0 | 0 | 0 | 0 | 0 | 0 | 0 | 0 | 0 | 0 | 0 | 0 | 0 | 0 | 0 | 0 | 0 | 0 | 0 | 0 | 0 | 0
Commercial_Restaurant_New_Space Heating_Natural Gas_Unit Heater_E4_Baseline Forecast | Commercial | Restaurant | New | Space Heating | Natural Gas | Unit Heater | E4 |  | Baseline Forecast | 0 | 0 | 0 | 0 | 0 | 0 | 0 | 0 | 0 | 0 | 0 | 0 | 0 | 0 | 0 | 0 | 0 | 0 | 0 | 0 | 0 | 0 | 0 | 0 | 0 | 0 | 0 | 0 | 0 | 0 | 0 | 0 | 0 | 0 | 0 | 0 | 0 | 0 | 0 | 0 | 0 | 0 | 0 | 0 | 0 | 0 | 0 | 0 | 0 | 0 | 0
Commercial_Restaurant_New_Space Heating_Natural Gas_Unit Heater_E5_Baseline Forecast | Commercial | Restaurant | New | Space Heating | Natural Gas | Unit Heater | E5 |  | Baseline Forecast | 0 | 0 | 0 | 0 | 0 | 0 | 0 | 0 | 0 | 0 | 0 | 0 | 0 | 0 | 0 | 0 | 0 | 0 | 0 | 0 | 0 | 0 | 0 | 0 | 0 | 0 | 0 | 0 | 0 | 0 | 0 | 0 | 0 | 0 | 0 | 0 | 0 | 0 | 0 | 0 | 0 | 0 | 0 | 0 | 0 | 0 | 0 | 0 | 0 | 0 | 0
Commercial_Restaurant_New_Space Heating_Natural Gas_Unit Heater_E6_Baseline Forecast | Commercial | Restaurant | New | Space Heating | Natural Gas | Unit Heater | E6 |  | Baseline Forecast | 0 | 0 | 0 | 0 | 0 | 0 | 0 | 0 | 0 | 0 | 0 | 0 | 0 | 0 | 0 | 0 | 0 | 0 | 0 | 0 | 0 | 0 | 0 | 0 | 0 | 0 | 0 | 0 | 0 | 0 | 0 | 0 | 0 | 0 | 0 | 0 | 0 | 0 | 0 | 0 | 0 | 0 | 0 | 0 | 0 | 0 | 0 | 0 | 0 | 0 | 0
Commercial_Restaurant_New_Space Heating_Natural Gas_Unit Heater_E7_Baseline Forecast | Commercial | Restaurant | New | Space Heating | Natural Gas | Unit Heater | E7 |  | Baseline Forecast | 0 | 0 | 0 | 0 | 0 | 0 | 0 | 0 | 0 | 0 | 0 | 0 | 0 | 0 | 0 | 0 | 0 | 0 | 0 | 0 | 0 | 0 | 0 | 0 | 0 | 0 | 0 | 0 | 0 | 0 | 0 | 0 | 0 | 0 | 0 | 0 | 0 | 0 | 0 | 0 | 0 | 0 | 0 | 0 | 0 | 0 | 0 | 0 | 0 | 0 | 0
Commercial_Restaurant_New_Space Heating_Natural Gas_Unit Heater_E8_Baseline Forecast | Commercial | Restaurant | New | Space Heating | Natural Gas | Unit Heater | E8 |  | Baseline Forecast | 0 | 0 | 0 | 0 | 0 | 0 | 0 | 0 | 0 | 0 | 0 | 0 | 0 | 0 | 0 | 0 | 0 | 0 | 0 | 0 | 0 | 0 | 0 | 0 | 0 | 0 | 0 | 0 | 0 | 0 | 0 | 0 | 0 | 0 | 0 | 0 | 0 | 0 | 0 | 0 | 0 | 0 | 0 | 0 | 0 | 0 | 0 | 0 | 0 | 0 | 0
Commercial_Restaurant_New_Space Heating_Natural Gas_Unit Heater_E9_Baseline Forecast | Commercial | Restaurant | New | Space Heating | Natural Gas | Unit Heater | E9 |  | Baseline Forecast | 0 | 0 | 0 | 0 | 0 | 0 | 0 | 0 | 0 | 0 | 0 | 0 | 0 | 0 | 0 | 0 | 0 | 0 | 0 | 0 | 0 | 0 | 0 | 0 | 0 | 0 | 0 | 0 | 0 | 0 | 0 | 0 | 0 | 0 | 0 | 0 | 0 | 0 | 0 | 0 | 0 | 0 | 0 | 0 | 0 | 0 | 0 | 0 | 0 | 0 | 0
Commercial_Restaurant_New_Space Heating_Natural Gas_Unit Heater_E10_Baseline Forecast | Commercial | Restaurant | New | Space Heating | Natural Gas | Unit Heater | E10 |  | Baseline Forecast | 0 | 0 | 0 | 0 | 0 | 0 | 0 | 0 | 0 | 0 | 0 | 0 | 0 | 0 | 0 | 0 | 0 | 0 | 0 | 0 | 0 | 0 | 0 | 0 | 0 | 0 | 0 | 0 | 0 | 0 | 0 | 0 | 0 | 0 | 0 | 0 | 0 | 0 | 0 | 0 | 0 | 0 | 0 | 0 | 0 | 0 | 0 | 0 | 0 | 0 | 0
Commercial_Restaurant_New_Space Heating_Natural Gas_Unit Heater_Vintage_Baseline Forecast | Commercial | Restaurant | New | Space Heating | Natural Gas | Unit Heater | Vintage |  | Baseline Forecast | 0 | 0 | 0 | 0 | 0 | 0 | 0 | 0 | 0 | 0 | 0 | 0 | 0 | 0 | 0 | 0 | 0 | 0 | 0 | 0 | 0 | 0 | 0 | 0 | 0 | 0 | 0 | 0 | 0 | 0 | 0 | 0 | 0 | 0 | 0 | 0 | 0 | 0 | 0 | 0 | 0 | 0 | 0 | 0 | 0 | 0 | 0 | 0 | 0 | 0 | 0
Commercial_Restaurant_New_Water Heating_Natural Gas_Water Heater_E1_Baseline Forecast | Commercial | Restaurant | New | Water Heating | Natural Gas | Water Heater | E1 |  | Baseline Forecast | 0 | 90.65 | 527.8875 | 807.3145 | 1141.4124 | 1485.7298 | 1831.7743 | 2131.2728 | 2426.5714 | 2728.7797 | 3035.9043 | 3340.6903 | 3640.7042 | 3936.6229 | 4232.9638 | 4528.4019 | 4825.5419 | 5115.7494 | 5394.4242 | 5664.1039 | 5933.9132 | 6209.1841 | 6488.0395 | 6769.8417 | 7054.6674 | 7340.2899 | 7627.0267 | 7913.9554 | 8202.1499 | 8490.973 | 8781.946 | 9073.1353 | 9196.8204 | 0 | 0 | 0 | 0 | 0 | 0 | 0 | 0 | 0 | 0 | 0 | 0 | 0 | 0 | 0 | 0 | 0 | 0
Commercial_Restaurant_New_Water Heating_Natural Gas_Water Heater_E2_Baseline Forecast | Commercial | Restaurant | New | Water Heating | Natural Gas | Water Heater | E2 |  | Baseline Forecast | 0 | 815.2839 | 4747.702 | 7260.7909 | 10265.561 | 13362.2524 | 16474.5083 | 19168.1577 | 21824.0595 | 24542.129 | 27304.4453 | 30045.7821 | 32744.2466 | 35405.9354 | 38071.4772 | 40728.964 | 43401.8617 | 46012.4021 | 48519.2561 | 50945.2295 | 53372.3976 | 55848.7143 | 58357.307 | 60892.446 | 63454.8246 | 66024.4285 | 68604.0799 | 71185.4702 | 73778.2481 | 76376.6774 | 78994.4384 | 81614.0975 | 82726.9674 | 0 | 0 | 0 | 0 | 0 | 0 | 0 | 0 | 0 | 0 | 0 | 0 | 0 | 0 | 0 | 0 | 0 | 0
Commercial_Restaurant_New_Water Heating_Natural Gas_Water Heater_E3_Baseline Forecast | Commercial | Restaurant | New | Water Heating | Natural Gas | Water Heater | E3 |  | Baseline Forecast | 0 | 0 | 0 | 0 | 0 | 0 | 0 | 0 | 0 | 0 | 0 | 0 | 0 | 0 | 0 | 0 | 0 | 0 | 0 | 0 | 0 | 0 | 0 | 0 | 0 | 0 | 0 | 0 | 0 | 0 | 0 | 0 | 0 | 0 | 0 | 0 | 0 | 0 | 0 | 0 | 0 | 0 | 0 | 0 | 0 | 0 | 0 | 0 | 0 | 0 | 0
Commercial_Restaurant_New_Water Heating_Natural Gas_Water Heater_E4_Baseline Forecast | Commercial | Restaurant | New | Water Heating | Natural Gas | Water Heater | E4 |  | Baseline Forecast | 0 | 0 | 0 | 0 | 0 | 0 | 0 | 0 | 0 | 0 | 0 | 0 | 0 | 0 | 0 | 0 | 0 | 0 | 0 | 0 | 0 | 0 | 0 | 0 | 0 | 0 | 0 | 0 | 0 | 0 | 0 | 0 | 0 | 0 | 0 | 0 | 0 | 0 | 0 | 0 | 0 | 0 | 0 | 0 | 0 | 0 | 0 | 0 | 0 | 0 | 0
Commercial_Restaurant_New_Water Heating_Natural Gas_Water Heater_E5_Baseline Forecast | Commercial | Restaurant | New | Water Heating | Natural Gas | Water Heater | E5 |  | Baseline Forecast | 0 | 0 | 0 | 0 | 0 | 0 | 0 | 0 | 0 | 0 | 0 | 0 | 0 | 0 | 0 | 0 | 0 | 0 | 0 | 0 | 0 | 0 | 0 | 0 | 0 | 0 | 0 | 0 | 0 | 0 | 0 | 0 | 0 | 0 | 0 | 0 | 0 | 0 | 0 | 0 | 0 | 0 | 0 | 0 | 0 | 0 | 0 | 0 | 0 | 0 | 0
Commercial_Restaurant_New_Water Heating_Natural Gas_Water Heater_E6_Baseline Forecast | Commercial | Restaurant | New | Water Heating | Natural Gas | Water Heater | E6 |  | Baseline Forecast | 0 | 0 | 0 | 0 | 0 | 0 | 0 | 0 | 0 | 0 | 0 | 0 | 0 | 0 | 0 | 0 | 0 | 0 | 0 | 0 | 0 | 0 | 0 | 0 | 0 | 0 | 0 | 0 | 0 | 0 | 0 | 0 | 0 | 0 | 0 | 0 | 0 | 0 | 0 | 0 | 0 | 0 | 0 | 0 | 0 | 0 | 0 | 0 | 0 | 0 | 0
Commercial_Restaurant_New_Water Heating_Natural Gas_Water Heater_E7_Baseline Forecast | Commercial | Restaurant | New | Water Heating | Natural Gas | Water Heater | E7 |  | Baseline Forecast | 0 | 0 | 0 | 0 | 0 | 0 | 0 | 0 | 0 | 0 | 0 | 0 | 0 | 0 | 0 | 0 | 0 | 0 | 0 | 0 | 0 | 0 | 0 | 0 | 0 | 0 | 0 | 0 | 0 | 0 | 0 | 0 | 0 | 0 | 0 | 0 | 0 | 0 | 0 | 0 | 0 | 0 | 0 | 0 | 0 | 0 | 0 | 0 | 0 | 0 | 0
Commercial_Restaurant_New_Water Heating_Natural Gas_Water Heater_E8_Baseline Forecast | Commercial | Restaurant | New | Water Heating | Natural Gas | Water Heater | E8 |  | Baseline Forecast | 0 | 0 | 0 | 0 | 0 | 0 | 0 | 0 | 0 | 0 | 0 | 0 | 0 | 0 | 0 | 0 | 0 | 0 | 0 | 0 | 0 | 0 | 0 | 0 | 0 | 0 | 0 | 0 | 0 | 0 | 0 | 0 | 0 | 0 | 0 | 0 | 0 | 0 | 0 | 0 | 0 | 0 | 0 | 0 | 0 | 0 | 0 | 0 | 0 | 0 | 0
Commercial_Restaurant_New_Water Heating_Natural Gas_Water Heater_E9_Baseline Forecast | Commercial | Restaurant | New | Water Heating | Natural Gas | Water Heater | E9 |  | Baseline Forecast | 0 | 0 | 0 | 0 | 0 | 0 | 0 | 0 | 0 | 0 | 0 | 0 | 0 | 0 | 0 | 0 | 0 | 0 | 0 | 0 | 0 | 0 | 0 | 0 | 0 | 0 | 0 | 0 | 0 | 0 | 0 | 0 | 0 | 0 | 0 | 0 | 0 | 0 | 0 | 0 | 0 | 0 | 0 | 0 | 0 | 0 | 0 | 0 | 0 | 0 | 0
Commercial_Restaurant_New_Water Heating_Natural Gas_Water Heater_E10_Baseline Forecast | Commercial | Restaurant | New | Water Heating | Natural Gas | Water Heater | E10 |  | Baseline Forecast | 0 | 0 | 0 | 0 | 0 | 0 | 0 | 0 | 0 | 0 | 0 | 0 | 0 | 0 | 0 | 0 | 0 | 0 | 0 | 0 | 0 | 0 | 0 | 0 | 0 | 0 | 0 | 0 | 0 | 0 | 0 | 0 | 0 | 0 | 0 | 0 | 0 | 0 | 0 | 0 | 0 | 0 | 0 | 0 | 0 | 0 | 0 | 0 | 0 | 0 | 0
Commercial_Restaurant_New_Water Heating_Natural Gas_Water Heater_Vintage_Baseline Forecast | Commercial | Restaurant | New | Water Heating | Natural Gas | Water Heater | Vintage |  | Baseline Forecast | 0 | 0 | 0 | 0 | 0 | 0 | 0 | 0 | 0 | 0 | 0 | 0 | 0 | 0 | 0 | 0 | 0 | 0 | 0 | 0 | 0 | 0 | 0 | 0 | 0 | 0 | 0 | 0 | 0 | 0 | 0 | 0 | 0 | 0 | 0 | 0 | 0 | 0 | 0 | 0 | 0 | 0 | 0 | 0 | 0 | 0 | 0 | 0 | 0 | 0 | 0
Commercial_Restaurant_New_Food Preparation_Natural Gas_Oven_E1_Baseline Forecast | Commercial | Restaurant | New | Food Preparation | Natural Gas | Oven | E1 |  | Baseline Forecast | 0 | 95.5838 | 556.4038 | 851.0859 | 1203.5545 | 1566.6879 | 1931.313 | 2246.6649 | 2557.3204 | 2874.9774 | 3197.4698 | 3516.9315 | 3830.8484 | 4139.8224 | 4448.6031 | 4755.8429 | 5064.1217 | 5363.7243 | 5651.3209 | 5928.8558 | 6206.0356 | 6488.4615 | 6774.3618 | 7062.8414 | 7353.9841 | 7645.4813 | 7937.4455 | 8229.34 | 8522.4134 | 8816.1092 | 9112.204 | 9408.7427 | 9532.2482 | 0 | 0 | 0 | 0 | 0 | 0 | 0 | 0 | 0 | 0 | 0 | 0 | 0 | 0 | 0 | 0 | 0 | 0
Commercial_Restaurant_New_Food Preparation_Natural Gas_Oven_E2_Baseline Forecast | Commercial | Restaurant | New | Food Preparation | Natural Gas | Oven | E2 |  | Baseline Forecast | 0 | 137.5529 | 801.2376 | 1225.1929 | 1731.962 | 2254.3518 | 2779.6995 | 3234.6164 | 3683.4348 | 4143.0282 | 4610.4381 | 5074.878 | 5532.6016 | 5984.7501 | 6438.1923 | 6890.8702 | 7346.9128 | 7793.8003 | 8223.043 | 8639.2183 | 9056.0896 | 9481.7683 | 9913.2012 | 10349.6446 | 10791.2129 | 11234.4911 | 11680.1748 | 12126.4251 | 12574.7528 | 13024.0742 | 13476.5247 | 13929.0755 | 14123.79 | 0 | 0 | 0 | 0 | 0 | 0 | 0 | 0 | 0 | 0 | 0 | 0 | 0 | 0 | 0 | 0 | 0 | 0
Commercial_Restaurant_New_Food Preparation_Natural Gas_Oven_E3_Baseline Forecast | Commercial | Restaurant | New | Food Preparation | Natural Gas | Oven | E3 |  | Baseline Forecast | 0 | 0 | 0 | 0 | 0 | 0 | 0 | 0 | 0 | 0 | 0 | 0 | 0 | 0 | 0 | 0 | 0 | 0 | 0 | 0 | 0 | 0 | 0 | 0 | 0 | 0 | 0 | 0 | 0 | 0 | 0 | 0 | 0 | 0 | 0 | 0 | 0 | 0 | 0 | 0 | 0 | 0 | 0 | 0 | 0 | 0 | 0 | 0 | 0 | 0 | 0
Commercial_Restaurant_New_Food Preparation_Natural Gas_Oven_E4_Baseline Forecast | Commercial | Restaurant | New | Food Preparation | Natural Gas | Oven | E4 |  | Baseline Forecast | 0 | 0 | 0 | 0 | 0 | 0 | 0 | 0 | 0 | 0 | 0 | 0 | 0 | 0 | 0 | 0 | 0 | 0 | 0 | 0 | 0 | 0 | 0 | 0 | 0 | 0 | 0 | 0 | 0 | 0 | 0 | 0 | 0 | 0 | 0 | 0 | 0 | 0 | 0 | 0 | 0 | 0 | 0 | 0 | 0 | 0 | 0 | 0 | 0 | 0 | 0
Commercial_Restaurant_New_Food Preparation_Natural Gas_Oven_E5_Baseline Forecast | Commercial | Restaurant | New | Food Preparation | Natural Gas | Oven | E5 |  | Baseline Forecast | 0 | 0 | 0 | 0 | 0 | 0 | 0 | 0 | 0 | 0 | 0 | 0 | 0 | 0 | 0 | 0 | 0 | 0 | 0 | 0 | 0 | 0 | 0 | 0 | 0 | 0 | 0 | 0 | 0 | 0 | 0 | 0 | 0 | 0 | 0 | 0 | 0 | 0 | 0 | 0 | 0 | 0 | 0 | 0 | 0 | 0 | 0 | 0 | 0 | 0 | 0
Commercial_Restaurant_New_Food Preparation_Natural Gas_Oven_E6_Baseline Forecast | Commercial | Restaurant | New | Food Preparation | Natural Gas | Oven | E6 |  | Baseline Forecast | 0 | 0 | 0 | 0 | 0 | 0 | 0 | 0 | 0 | 0 | 0 | 0 | 0 | 0 | 0 | 0 | 0 | 0 | 0 | 0 | 0 | 0 | 0 | 0 | 0 | 0 | 0 | 0 | 0 | 0 | 0 | 0 | 0 | 0 | 0 | 0 | 0 | 0 | 0 | 0 | 0 | 0 | 0 | 0 | 0 | 0 | 0 | 0 | 0 | 0 | 0
Commercial_Restaurant_New_Food Preparation_Natural Gas_Oven_E7_Baseline Forecast | Commercial | Restaurant | New | Food Preparation | Natural Gas | Oven | E7 |  | Baseline Forecast | 0 | 0 | 0 | 0 | 0 | 0 | 0 | 0 | 0 | 0 | 0 | 0 | 0 | 0 | 0 | 0 | 0 | 0 | 0 | 0 | 0 | 0 | 0 | 0 | 0 | 0 | 0 | 0 | 0 | 0 | 0 | 0 | 0 | 0 | 0 | 0 | 0 | 0 | 0 | 0 | 0 | 0 | 0 | 0 | 0 | 0 | 0 | 0 | 0 | 0 | 0
Commercial_Restaurant_New_Food Preparation_Natural Gas_Oven_E8_Baseline Forecast | Commercial | Restaurant | New | Food Preparation | Natural Gas | Oven | E8 |  | Baseline Forecast | 0 | 0 | 0 | 0 | 0 | 0 | 0 | 0 | 0 | 0 | 0 | 0 | 0 | 0 | 0 | 0 | 0 | 0 | 0 | 0 | 0 | 0 | 0 | 0 | 0 | 0 | 0 | 0 | 0 | 0 | 0 | 0 | 0 | 0 | 0 | 0 | 0 | 0 | 0 | 0 | 0 | 0 | 0 | 0 | 0 | 0 | 0 | 0 | 0 | 0 | 0
Commercial_Restaurant_New_Food Preparation_Natural Gas_Oven_E9_Baseline Forecast | Commercial | Restaurant | New | Food Preparation | Natural Gas | Oven | E9 |  | Baseline Forecast | 0 | 0 | 0 | 0 | 0 | 0 | 0 | 0 | 0 | 0 | 0 | 0 | 0 | 0 | 0 | 0 | 0 | 0 | 0 | 0 | 0 | 0 | 0 | 0 | 0 | 0 | 0 | 0 | 0 | 0 | 0 | 0 | 0 | 0 | 0 | 0 | 0 | 0 | 0 | 0 | 0 | 0 | 0 | 0 | 0 | 0 | 0 | 0 | 0 | 0 | 0
Commercial_Restaurant_New_Food Preparation_Natural Gas_Oven_E10_Baseline Forecast | Commercial | Restaurant | New | Food Preparation | Natural Gas | Oven | E10 |  | Baseline Forecast | 0 | 0 | 0 | 0 | 0 | 0 | 0 | 0 | 0 | 0 | 0 | 0 | 0 | 0 | 0 | 0 | 0 | 0 | 0 | 0 | 0 | 0 | 0 | 0 | 0 | 0 | 0 | 0 | 0 | 0 | 0 | 0 | 0 | 0 | 0 | 0 | 0 | 0 | 0 | 0 | 0 | 0 | 0 | 0 | 0 | 0 | 0 | 0 | 0 | 0 | 0
Commercial_Restaurant_New_Food Preparation_Natural Gas_Oven_Vintage_Baseline Forecast | Commercial | Restaurant | New | Food Preparation | Natural Gas | Oven | Vintage |  | Baseline Forecast | 0 | 0 | 0 | 0 | 0 | 0 | 0 | 0 | 0 | 0 | 0 | 0 | 0 | 0 | 0 | 0 | 0 | 0 | 0 | 0 | 0 | 0 | 0 | 0 | 0 | 0 | 0 | 0 | 0 | 0 | 0 | 0 | 0 | 0 | 0 | 0 | 0 | 0 | 0 | 0 | 0 | 0 | 0 | 0 | 0 | 0 | 0 | 0 | 0 | 0 | 0
Commercial_Restaurant_New_Food Preparation_Natural Gas_Conveyor Oven_E1_Baseline Forecast | Commercial | Restaurant | New | Food Preparation | Natural Gas | Conveyor Oven | E1 |  | Baseline Forecast | 0 | 47.7865 | 278.215 | 425.4874 | 601.5732 | 783.0039 | 965.2695 | 1122.9622 | 1278.3801 | 1437.3711 | 1598.8845 | 1759.1092 | 1916.765 | 2072.2088 | 2227.8173 | 2382.8961 | 2538.817 | 2690.996 | 2836.8457 | 2977.8096 | 3118.6547 | 3262.191 | 3407.3868 | 3553.7401 | 3701.8297 | 3850.2703 | 3999.2977 | 4148.4566 | 4298.3593 | 4448.6321 | 4600.0715 | 4751.672 | 4815.7193 | 0 | 0 | 0 | 0 | 0 | 0 | 0 | 0 | 0 | 0 | 0 | 0 | 0 | 0 | 0 | 0 | 0 | 0
Commercial_Restaurant_New_Food Preparation_Natural Gas_Conveyor Oven_E2_Baseline Forecast | Commercial | Restaurant | New | Food Preparation | Natural Gas | Conveyor Oven | E2 |  | Baseline Forecast | 0 | 68.7818 | 400.6057 | 612.652 | 866.185 | 1127.5159 | 1390.2368 | 1617.6784 | 1841.9975 | 2071.6317 | 2305.0694 | 2536.7955 | 2764.96 | 2990.0775 | 3215.5805 | 3440.4604 | 3666.7003 | 3887.7663 | 4100.3362 | 4306.2275 | 4512.4079 | 4722.9239 | 4936.3947 | 5152.5028 | 5370.7688 | 5589.716 | 5809.5125 | 6029.426 | 6250.2238 | 6471.4596 | 6694.2928 | 6917.2371 | 7012.2998 | 0 | 0 | 0 | 0 | 0 | 0 | 0 | 0 | 0 | 0 | 0 | 0 | 0 | 0 | 0 | 0 | 0 | 0
Commercial_Restaurant_New_Food Preparation_Natural Gas_Conveyor Oven_E3_Baseline Forecast | Commercial | Restaurant | New | Food Preparation | Natural Gas | Conveyor Oven | E3 |  | Baseline Forecast | 0 | 0 | 0 | 0 | 0 | 0 | 0 | 0 | 0 | 0 | 0 | 0 | 0 | 0 | 0 | 0 | 0 | 0 | 0 | 0 | 0 | 0 | 0 | 0 | 0 | 0 | 0 | 0 | 0 | 0 | 0 | 0 | 0 | 0 | 0 | 0 | 0 | 0 | 0 | 0 | 0 | 0 | 0 | 0 | 0 | 0 | 0 | 0 | 0 | 0 | 0
Commercial_Restaurant_New_Food Preparation_Natural Gas_Conveyor Oven_E4_Baseline Forecast | Commercial | Restaurant | New | Food Preparation | Natural Gas | Conveyor Oven | E4 |  | Baseline Forecast | 0 | 0 | 0 | 0 | 0 | 0 | 0 | 0 | 0 | 0 | 0 | 0 | 0 | 0 | 0 | 0 | 0 | 0 | 0 | 0 | 0 | 0 | 0 | 0 | 0 | 0 | 0 | 0 | 0 | 0 | 0 | 0 | 0 | 0 | 0 | 0 | 0 | 0 | 0 | 0 | 0 | 0 | 0 | 0 | 0 | 0 | 0 | 0 | 0 | 0 | 0
Commercial_Restaurant_New_Food Preparation_Natural Gas_Conveyor Oven_E5_Baseline Forecast | Commercial | Restaurant | New | Food Preparation | Natural Gas | Conveyor Oven | E5 |  | Baseline Forecast | 0 | 0 | 0 | 0 | 0 | 0 | 0 | 0 | 0 | 0 | 0 | 0 | 0 | 0 | 0 | 0 | 0 | 0 | 0 | 0 | 0 | 0 | 0 | 0 | 0 | 0 | 0 | 0 | 0 | 0 | 0 | 0 | 0 | 0 | 0 | 0 | 0 | 0 | 0 | 0 | 0 | 0 | 0 | 0 | 0 | 0 | 0 | 0 | 0 | 0 | 0
Commercial_Restaurant_New_Food Preparation_Natural Gas_Conveyor Oven_E6_Baseline Forecast | Commercial | Restaurant | New | Food Preparation | Natural Gas | Conveyor Oven | E6 |  | Baseline Forecast | 0 | 0 | 0 | 0 | 0 | 0 | 0 | 0 | 0 | 0 | 0 | 0 | 0 | 0 | 0 | 0 | 0 | 0 | 0 | 0 | 0 | 0 | 0 | 0 | 0 | 0 | 0 | 0 | 0 | 0 | 0 | 0 | 0 | 0 | 0 | 0 | 0 | 0 | 0 | 0 | 0 | 0 | 0 | 0 | 0 | 0 | 0 | 0 | 0 | 0 | 0
Commercial_Restaurant_New_Food Preparation_Natural Gas_Conveyor Oven_E7_Baseline Forecast | Commercial | Restaurant | New | Food Preparation | Natural Gas | Conveyor Oven | E7 |  | Baseline Forecast | 0 | 0 | 0 | 0 | 0 | 0 | 0 | 0 | 0 | 0 | 0 | 0 | 0 | 0 | 0 | 0 | 0 | 0 | 0 | 0 | 0 | 0 | 0 | 0 | 0 | 0 | 0 | 0 | 0 | 0 | 0 | 0 | 0 | 0 | 0 | 0 | 0 | 0 | 0 | 0 | 0 | 0 | 0 | 0 | 0 | 0 | 0 | 0 | 0 | 0 | 0
Commercial_Restaurant_New_Food Preparation_Natural Gas_Conveyor Oven_E8_Baseline Forecast | Commercial | Restaurant | New | Food Preparation | Natural Gas | Conveyor Oven | E8 |  | Baseline Forecast | 0 | 0 | 0 | 0 | 0 | 0 | 0 | 0 | 0 | 0 | 0 | 0 | 0 | 0 | 0 | 0 | 0 | 0 | 0 | 0 | 0 | 0 | 0 | 0 | 0 | 0 | 0 | 0 | 0 | 0 | 0 | 0 | 0 | 0 | 0 | 0 | 0 | 0 | 0 | 0 | 0 | 0 | 0 | 0 | 0 | 0 | 0 | 0 | 0 | 0 | 0
Commercial_Restaurant_New_Food Preparation_Natural Gas_Conveyor Oven_E9_Baseline Forecast | Commercial | Restaurant | New | Food Preparation | Natural Gas | Conveyor Oven | E9 |  | Baseline Forecast | 0 | 0 | 0 | 0 | 0 | 0 | 0 | 0 | 0 | 0 | 0 | 0 | 0 | 0 | 0 | 0 | 0 | 0 | 0 | 0 | 0 | 0 | 0 | 0 | 0 | 0 | 0 | 0 | 0 | 0 | 0 | 0 | 0 | 0 | 0 | 0 | 0 | 0 | 0 | 0 | 0 | 0 | 0 | 0 | 0 | 0 | 0 | 0 | 0 | 0 | 0
Commercial_Restaurant_New_Food Preparation_Natural Gas_Conveyor Oven_E10_Baseline Forecast | Commercial | Restaurant | New | Food Preparation | Natural Gas | Conveyor Oven | E10 |  | Baseline Forecast | 0 | 0 | 0 | 0 | 0 | 0 | 0 | 0 | 0 | 0 | 0 | 0 | 0 | 0 | 0 | 0 | 0 | 0 | 0 | 0 | 0 | 0 | 0 | 0 | 0 | 0 | 0 | 0 | 0 | 0 | 0 | 0 | 0 | 0 | 0 | 0 | 0 | 0 | 0 | 0 | 0 | 0 | 0 | 0 | 0 | 0 | 0 | 0 | 0 | 0 | 0
Commercial_Restaurant_New_Food Preparation_Natural Gas_Conveyor Oven_Vintage_Baseline Forecast | Commercial | Restaurant | New | Food Preparation | Natural Gas | Conveyor Oven | Vintage |  | Baseline Forecast | 0 | 0 | 0 | 0 | 0 | 0 | 0 | 0 | 0 | 0 | 0 | 0 | 0 | 0 | 0 | 0 | 0 | 0 | 0 | 0 | 0 | 0 | 0 | 0 | 0 | 0 | 0 | 0 | 0 | 0 | 0 | 0 | 0 | 0 | 0 | 0 | 0 | 0 | 0 | 0 | 0 | 0 | 0 | 0 | 0 | 0 | 0 | 0 | 0 | 0 | 0
Commercial_Restaurant_New_Food Preparation_Natural Gas_Double Rack Oven_E1_Baseline Forecast | Commercial | Restaurant | New | Food Preparation | Natural Gas | Double Rack Oven | E1 |  | Baseline Forecast | 0 | 47.785 | 278.1067 | 425.3956 | 601.5611 | 783.0218 | 965.1694 | 1122.6614 | 1277.7604 | 1436.3091 | 1597.2554 | 1756.8094 | 1913.6152 | 2067.7209 | 2221.6245 | 2374.559 | 2527.8993 | 2677.0097 | 2819.1266 | 2956.6702 | 3093.9089 | 3233.7776 | 3375.4052 | 3518.5473 | 3663.0655 | 3807.7927 | 3952.9045 | 4097.966 | 4243.5372 | 4389.1613 | 4535.9372 | 4682.9314 | 4743.958 | 0 | 0 | 0 | 0 | 0 | 0 | 0 | 0 | 0 | 0 | 0 | 0 | 0 | 0 | 0 | 0 | 0 | 0
Commercial_Restaurant_New_Food Preparation_Natural Gas_Double Rack Oven_E2_Baseline Forecast | Commercial | Restaurant | New | Food Preparation | Natural Gas | Double Rack Oven | E2 |  | Baseline Forecast | 0 | 68.7833 | 400.7141 | 612.7438 | 866.1972 | 1127.498 | 1390.3369 | 1617.9793 | 1842.6172 | 2072.6937 | 2306.6985 | 2539.0953 | 2768.1098 | 2994.5654 | 3221.7732 | 3448.7975 | 3677.618 | 3901.7526 | 4118.0553 | 4327.3669 | 4537.1537 | 4751.3373 | 4968.3763 | 5187.6956 | 5409.533 | 5632.1935 | 5855.9057 | 6079.9165 | 6305.0459 | 6530.9304 | 6758.4272 | 6985.9777 | 7084.0611 | 0 | 0 | 0 | 0 | 0 | 0 | 0 | 0 | 0 | 0 | 0 | 0 | 0 | 0 | 0 | 0 | 0 | 0
Commercial_Restaurant_New_Food Preparation_Natural Gas_Double Rack Oven_E3_Baseline Forecast | Commercial | Restaurant | New | Food Preparation | Natural Gas | Double Rack Oven | E3 |  | Baseline Forecast | 0 | 0 | 0 | 0 | 0 | 0 | 0 | 0 | 0 | 0 | 0 | 0 | 0 | 0 | 0 | 0 | 0 | 0 | 0 | 0 | 0 | 0 | 0 | 0 | 0 | 0 | 0 | 0 | 0 | 0 | 0 | 0 | 0 | 0 | 0 | 0 | 0 | 0 | 0 | 0 | 0 | 0 | 0 | 0 | 0 | 0 | 0 | 0 | 0 | 0 | 0
Commercial_Restaurant_New_Food Preparation_Natural Gas_Double Rack Oven_E4_Baseline Forecast | Commercial | Restaurant | New | Food Preparation | Natural Gas | Double Rack Oven | E4 |  | Baseline Forecast | 0 | 0 | 0 | 0 | 0 | 0 | 0 | 0 | 0 | 0 | 0 | 0 | 0 | 0 | 0 | 0 | 0 | 0 | 0 | 0 | 0 | 0 | 0 | 0 | 0 | 0 | 0 | 0 | 0 | 0 | 0 | 0 | 0 | 0 | 0 | 0 | 0 | 0 | 0 | 0 | 0 | 0 | 0 | 0 | 0 | 0 | 0 | 0 | 0 | 0 | 0
Commercial_Restaurant_New_Food Preparation_Natural Gas_Double Rack Oven_E5_Baseline Forecast | Commercial | Restaurant | New | Food Preparation | Natural Gas | Double Rack Oven | E5 |  | Baseline Forecast | 0 | 0 | 0 | 0 | 0 | 0 | 0 | 0 | 0 | 0 | 0 | 0 | 0 | 0 | 0 | 0 | 0 | 0 | 0 | 0 | 0 | 0 | 0 | 0 | 0 | 0 | 0 | 0 | 0 | 0 | 0 | 0 | 0 | 0 | 0 | 0 | 0 | 0 | 0 | 0 | 0 | 0 | 0 | 0 | 0 | 0 | 0 | 0 | 0 | 0 | 0
Commercial_Restaurant_New_Food Preparation_Natural Gas_Double Rack Oven_E6_Baseline Forecast | Commercial | Restaurant | New | Food Preparation | Natural Gas | Double Rack Oven | E6 |  | Baseline Forecast | 0 | 0 | 0 | 0 | 0 | 0 | 0 | 0 | 0 | 0 | 0 | 0 | 0 | 0 | 0 | 0 | 0 | 0 | 0 | 0 | 0 | 0 | 0 | 0 | 0 | 0 | 0 | 0 | 0 | 0 | 0 | 0 | 0 | 0 | 0 | 0 | 0 | 0 | 0 | 0 | 0 | 0 | 0 | 0 | 0 | 0 | 0 | 0 | 0 | 0 | 0
Commercial_Restaurant_New_Food Preparation_Natural Gas_Double Rack Oven_E7_Baseline Forecast | Commercial | Restaurant | New | Food Preparation | Natural Gas | Double Rack Oven | E7 |  | Baseline Forecast | 0 | 0 | 0 | 0 | 0 | 0 | 0 | 0 | 0 | 0 | 0 | 0 | 0 | 0 | 0 | 0 | 0 | 0 | 0 | 0 | 0 | 0 | 0 | 0 | 0 | 0 | 0 | 0 | 0 | 0 | 0 | 0 | 0 | 0 | 0 | 0 | 0 | 0 | 0 | 0 | 0 | 0 | 0 | 0 | 0 | 0 | 0 | 0 | 0 | 0 | 0
Commercial_Restaurant_New_Food Preparation_Natural Gas_Double Rack Oven_E8_Baseline Forecast | Commercial | Restaurant | New | Food Preparation | Natural Gas | Double Rack Oven | E8 |  | Baseline Forecast | 0 | 0 | 0 | 0 | 0 | 0 | 0 | 0 | 0 | 0 | 0 | 0 | 0 | 0 | 0 | 0 | 0 | 0 | 0 | 0 | 0 | 0 | 0 | 0 | 0 | 0 | 0 | 0 | 0 | 0 | 0 | 0 | 0 | 0 | 0 | 0 | 0 | 0 | 0 | 0 | 0 | 0 | 0 | 0 | 0 | 0 | 0 | 0 | 0 | 0 | 0
Commercial_Restaurant_New_Food Preparation_Natural Gas_Double Rack Oven_E9_Baseline Forecast | Commercial | Restaurant | New | Food Preparation | Natural Gas | Double Rack Oven | E9 |  | Baseline Forecast | 0 | 0 | 0 | 0 | 0 | 0 | 0 | 0 | 0 | 0 | 0 | 0 | 0 | 0 | 0 | 0 | 0 | 0 | 0 | 0 | 0 | 0 | 0 | 0 | 0 | 0 | 0 | 0 | 0 | 0 | 0 | 0 | 0 | 0 | 0 | 0 | 0 | 0 | 0 | 0 | 0 | 0 | 0 | 0 | 0 | 0 | 0 | 0 | 0 | 0 | 0
Commercial_Restaurant_New_Food Preparation_Natural Gas_Double Rack Oven_E10_Baseline Forecast | Commercial | Restaurant | New | Food Preparation | Natural Gas | Double Rack Oven | E10 |  | Baseline Forecast | 0 | 0 | 0 | 0 | 0 | 0 | 0 | 0 | 0 | 0 | 0 | 0 | 0 | 0 | 0 | 0 | 0 | 0 | 0 | 0 | 0 | 0 | 0 | 0 | 0 | 0 | 0 | 0 | 0 | 0 | 0 | 0 | 0 | 0 | 0 | 0 | 0 | 0 | 0 | 0 | 0 | 0 | 0 | 0 | 0 | 0 | 0 | 0 | 0 | 0 | 0
Commercial_Restaurant_New_Food Preparation_Natural Gas_Double Rack Oven_Vintage_Baseline Forecast | Commercial | Restaurant | New | Food Preparation | Natural Gas | Double Rack Oven | Vintage |  | Baseline Forecast | 0 | 0 | 0 | 0 | 0 | 0 | 0 | 0 | 0 | 0 | 0 | 0 | 0 | 0 | 0 | 0 | 0 | 0 | 0 | 0 | 0 | 0 | 0 | 0 | 0 | 0 | 0 | 0 | 0 | 0 | 0 | 0 | 0 | 0 | 0 | 0 | 0 | 0 | 0 | 0 | 0 | 0 | 0 | 0 | 0 | 0 | 0 | 0 | 0 | 0 | 0
Commercial_Restaurant_New_Food Preparation_Natural Gas_Fryer_E1_Baseline Forecast | Commercial | Restaurant | New | Food Preparation | Natural Gas | Fryer | E1 |  | Baseline Forecast | 0 | 2252.6968 | 13116.5706 | 13116.5706 | 13116.5706 | 13116.5706 | 13116.5706 | 13116.5706 | 13116.5706 | 12666.0312 | 10132.825 | 8106.26 | 6485.008 | 5188.0064 | 3559.8742 | 0 | 0 | 0 | 0 | 0 | 0 | 0 | 0 | 0 | 0 | 0 | 0 | 0 | 0 | 0 | 0 | 0 | 0 | 0 | 0 | 0 | 0 | 0 | 0 | 0 | 0 | 0 | 0 | 0 | 0 | 0 | 0 | 0 | 0 | 0 | 0
Commercial_Restaurant_New_Food Preparation_Natural Gas_Fryer_E2_Baseline Forecast | Commercial | Restaurant | New | Food Preparation | Natural Gas | Fryer | E2 |  | Baseline Forecast | 0 | 791.3645 | 4610.1291 | 13993.3633 | 25212.4145 | 36774.673 | 48395.0337 | 58452.4185 | 68368.8542 | 78967.9385 | 91814.8843 | 104076.8372 | 115773.3855 | 127008.351 | 138588.8127 | 152070.917 | 162050.6486 | 171797.5567 | 181157.3133 | 190215.0747 | 199277.2863 | 208522.9959 | 217889.2014 | 227354.5076 | 236921.5022 | 246515.4517 | 256146.907 | 265784.8496 | 275465.3096 | 285166.8713 | 294940.6139 | 304721.4612 | 308876.4544 | 0 | 0 | 0 | 0 | 0 | 0 | 0 | 0 | 0 | 0 | 0 | 0 | 0 | 0 | 0 | 0 | 0 | 0
Commercial_Restaurant_New_Food Preparation_Natural Gas_Fryer_E3_Baseline Forecast | Commercial | Restaurant | New | Food Preparation | Natural Gas | Fryer | E3 |  | Baseline Forecast | 0 | 0 | 0 | 0 | 0 | 0 | 0 | 0 | 0 | 0 | 0 | 0 | 0 | 0 | 0 | 0 | 0 | 0 | 0 | 0 | 0 | 0 | 0 | 0 | 0 | 0 | 0 | 0 | 0 | 0 | 0 | 0 | 0 | 0 | 0 | 0 | 0 | 0 | 0 | 0 | 0 | 0 | 0 | 0 | 0 | 0 | 0 | 0 | 0 | 0 | 0
Commercial_Restaurant_New_Food Preparation_Natural Gas_Fryer_E4_Baseline Forecast | Commercial | Restaurant | New | Food Preparation | Natural Gas | Fryer | E4 |  | Baseline Forecast | 0 | 0 | 0 | 0 | 0 | 0 | 0 | 0 | 0 | 0 | 0 | 0 | 0 | 0 | 0 | 0 | 0 | 0 | 0 | 0 | 0 | 0 | 0 | 0 | 0 | 0 | 0 | 0 | 0 | 0 | 0 | 0 | 0 | 0 | 0 | 0 | 0 | 0 | 0 | 0 | 0 | 0 | 0 | 0 | 0 | 0 | 0 | 0 | 0 | 0 | 0
Commercial_Restaurant_New_Food Preparation_Natural Gas_Fryer_E5_Baseline Forecast | Commercial | Restaurant | New | Food Preparation | Natural Gas | Fryer | E5 |  | Baseline Forecast | 0 | 0 | 0 | 0 | 0 | 0 | 0 | 0 | 0 | 0 | 0 | 0 | 0 | 0 | 0 | 0 | 0 | 0 | 0 | 0 | 0 | 0 | 0 | 0 | 0 | 0 | 0 | 0 | 0 | 0 | 0 | 0 | 0 | 0 | 0 | 0 | 0 | 0 | 0 | 0 | 0 | 0 | 0 | 0 | 0 | 0 | 0 | 0 | 0 | 0 | 0
Commercial_Restaurant_New_Food Preparation_Natural Gas_Fryer_E6_Baseline Forecast | Commercial | Restaurant | New | Food Preparation | Natural Gas | Fryer | E6 |  | Baseline Forecast | 0 | 0 | 0 | 0 | 0 | 0 | 0 | 0 | 0 | 0 | 0 | 0 | 0 | 0 | 0 | 0 | 0 | 0 | 0 | 0 | 0 | 0 | 0 | 0 | 0 | 0 | 0 | 0 | 0 | 0 | 0 | 0 | 0 | 0 | 0 | 0 | 0 | 0 | 0 | 0 | 0 | 0 | 0 | 0 | 0 | 0 | 0 | 0 | 0 | 0 | 0
Commercial_Restaurant_New_Food Preparation_Natural Gas_Fryer_E7_Baseline Forecast | Commercial | Restaurant | New | Food Preparation | Natural Gas | Fryer | E7 |  | Baseline Forecast | 0 | 0 | 0 | 0 | 0 | 0 | 0 | 0 | 0 | 0 | 0 | 0 | 0 | 0 | 0 | 0 | 0 | 0 | 0 | 0 | 0 | 0 | 0 | 0 | 0 | 0 | 0 | 0 | 0 | 0 | 0 | 0 | 0 | 0 | 0 | 0 | 0 | 0 | 0 | 0 | 0 | 0 | 0 | 0 | 0 | 0 | 0 | 0 | 0 | 0 | 0
Commercial_Restaurant_New_Food Preparation_Natural Gas_Fryer_E8_Baseline Forecast | Commercial | Restaurant | New | Food Preparation | Natural Gas | Fryer | E8 |  | Baseline Forecast | 0 | 0 | 0 | 0 | 0 | 0 | 0 | 0 | 0 | 0 | 0 | 0 | 0 | 0 | 0 | 0 | 0 | 0 | 0 | 0 | 0 | 0 | 0 | 0 | 0 | 0 | 0 | 0 | 0 | 0 | 0 | 0 | 0 | 0 | 0 | 0 | 0 | 0 | 0 | 0 | 0 | 0 | 0 | 0 | 0 | 0 | 0 | 0 | 0 | 0 | 0
Commercial_Restaurant_New_Food Preparation_Natural Gas_Fryer_E9_Baseline Forecast | Commercial | Restaurant | New | Food Preparation | Natural Gas | Fryer | E9 |  | Baseline Forecast | 0 | 0 | 0 | 0 | 0 | 0 | 0 | 0 | 0 | 0 | 0 | 0 | 0 | 0 | 0 | 0 | 0 | 0 | 0 | 0 | 0 | 0 | 0 | 0 | 0 | 0 | 0 | 0 | 0 | 0 | 0 | 0 | 0 | 0 | 0 | 0 | 0 | 0 | 0 | 0 | 0 | 0 | 0 | 0 | 0 | 0 | 0 | 0 | 0 | 0 | 0
Commercial_Restaurant_New_Food Preparation_Natural Gas_Fryer_E10_Baseline Forecast | Commercial | Restaurant | New | Food Preparation | Natural Gas | Fryer | E10 |  | Baseline Forecast | 0 | 0 | 0 | 0 | 0 | 0 | 0 | 0 | 0 | 0 | 0 | 0 | 0 | 0 | 0 | 0 | 0 | 0 | 0 | 0 | 0 | 0 | 0 | 0 | 0 | 0 | 0 | 0 | 0 | 0 | 0 | 0 | 0 | 0 | 0 | 0 | 0 | 0 | 0 | 0 | 0 | 0 | 0 | 0 | 0 | 0 | 0 | 0 | 0 | 0 | 0
Commercial_Restaurant_New_Food Preparation_Natural Gas_Fryer_Vintage_Baseline Forecast | Commercial | Restaurant | New | Food Preparation | Natural Gas | Fryer | Vintage |  | Baseline Forecast | 0 | 0 | 0 | 0 | 0 | 0 | 0 | 0 | 0 | 0 | 0 | 0 | 0 | 0 | 0 | 0 | 0 | 0 | 0 | 0 | 0 | 0 | 0 | 0 | 0 | 0 | 0 | 0 | 0 | 0 | 0 | 0 | 0 | 0 | 0 | 0 | 0 | 0 | 0 | 0 | 0 | 0 | 0 | 0 | 0 | 0 | 0 | 0 | 0 | 0 | 0
Commercial_Restaurant_New_Food Preparation_Natural Gas_Broiler_E1_Baseline Forecast | Commercial | Restaurant | New | Food Preparation | Natural Gas | Broiler | E1 |  | Baseline Forecast | 0 | 2035.1638 | 11848.9349 | 18122.1586 | 25623.6706 | 33353.1821 | 41117.9819 | 47835.9168 | 54456.7573 | 61229.6981 | 68109.9683 | 74935.2659 | 81649.7782 | 88263.795 | 94880.5845 | 101469.3047 | 108088.5053 | 114542.8089 | 120723.5582 | 126704.9942 | 132683.3205 | 138780.2074 | 144955.417 | 151196.118 | 157501.1583 | 163820.6729 | 170161.8761 | 176504.8733 | 182873.6684 | 189251.9865 | 195678.8176 | 202112.0914 | 204821.874 | 0 | 0 | 0 | 0 | 0 | 0 | 0 | 0 | 0 | 0 | 0 | 0 | 0 | 0 | 0 | 0 | 0 | 0
Commercial_Restaurant_New_Food Preparation_Natural Gas_Broiler_E2_Baseline Forecast | Commercial | Restaurant | New | Food Preparation | Natural Gas | Broiler | E2 |  | Baseline Forecast | 0 | 715.2277 | 4167.6162 | 6372.3976 | 9007.6008 | 11724.9016 | 14459.411 | 16828.5944 | 19167.5209 | 21564.0641 | 24002.5357 | 26425.187 | 28813.9765 | 31179.178 | 33554.5865 | 35930.8687 | 38328.6247 | 40680.9154 | 42956.9585 | 45159.4543 | 47369.0804 | 49625.9414 | 51913.351 | 54224.8093 | 56563.8066 | 58912.6839 | 61273.7604 | 63638.9041 | 66016.6657 | 68403.9701 | 70807.9789 | 73211.9644 | 74256.3302 | 0 | 0 | 0 | 0 | 0 | 0 | 0 | 0 | 0 | 0 | 0 | 0 | 0 | 0 | 0 | 0 | 0 | 0
Commercial_Restaurant_New_Food Preparation_Natural Gas_Broiler_E3_Baseline Forecast | Commercial | Restaurant | New | Food Preparation | Natural Gas | Broiler | E3 |  | Baseline Forecast | 0 | 0 | 0 | 0 | 0 | 0 | 0 | 0 | 0 | 0 | 0 | 0 | 0 | 0 | 0 | 0 | 0 | 0 | 0 | 0 | 0 | 0 | 0 | 0 | 0 | 0 | 0 | 0 | 0 | 0 | 0 | 0 | 0 | 0 | 0 | 0 | 0 | 0 | 0 | 0 | 0 | 0 | 0 | 0 | 0 | 0 | 0 | 0 | 0 | 0 | 0
Commercial_Restaurant_New_Food Preparation_Natural Gas_Broiler_E4_Baseline Forecast | Commercial | Restaurant | New | Food Preparation | Natural Gas | Broiler | E4 |  | Baseline Forecast | 0 | 0 | 0 | 0 | 0 | 0 | 0 | 0 | 0 | 0 | 0 | 0 | 0 | 0 | 0 | 0 | 0 | 0 | 0 | 0 | 0 | 0 | 0 | 0 | 0 | 0 | 0 | 0 | 0 | 0 | 0 | 0 | 0 | 0 | 0 | 0 | 0 | 0 | 0 | 0 | 0 | 0 | 0 | 0 | 0 | 0 | 0 | 0 | 0 | 0 | 0
Commercial_Restaurant_New_Food Preparation_Natural Gas_Broiler_E5_Baseline Forecast | Commercial | Restaurant | New | Food Preparation | Natural Gas | Broiler | E5 |  | Baseline Forecast | 0 | 0 | 0 | 0 | 0 | 0 | 0 | 0 | 0 | 0 | 0 | 0 | 0 | 0 | 0 | 0 | 0 | 0 | 0 | 0 | 0 | 0 | 0 | 0 | 0 | 0 | 0 | 0 | 0 | 0 | 0 | 0 | 0 | 0 | 0 | 0 | 0 | 0 | 0 | 0 | 0 | 0 | 0 | 0 | 0 | 0 | 0 | 0 | 0 | 0 | 0
Commercial_Restaurant_New_Food Preparation_Natural Gas_Broiler_E6_Baseline Forecast | Commercial | Restaurant | New | Food Preparation | Natural Gas | Broiler | E6 |  | Baseline Forecast | 0 | 0 | 0 | 0 | 0 | 0 | 0 | 0 | 0 | 0 | 0 | 0 | 0 | 0 | 0 | 0 | 0 | 0 | 0 | 0 | 0 | 0 | 0 | 0 | 0 | 0 | 0 | 0 | 0 | 0 | 0 | 0 | 0 | 0 | 0 | 0 | 0 | 0 | 0 | 0 | 0 | 0 | 0 | 0 | 0 | 0 | 0 | 0 | 0 | 0 | 0
Commercial_Restaurant_New_Food Preparation_Natural Gas_Broiler_E7_Baseline Forecast | Commercial | Restaurant | New | Food Preparation | Natural Gas | Broiler | E7 |  | Baseline Forecast | 0 | 0 | 0 | 0 | 0 | 0 | 0 | 0 | 0 | 0 | 0 | 0 | 0 | 0 | 0 | 0 | 0 | 0 | 0 | 0 | 0 | 0 | 0 | 0 | 0 | 0 | 0 | 0 | 0 | 0 | 0 | 0 | 0 | 0 | 0 | 0 | 0 | 0 | 0 | 0 | 0 | 0 | 0 | 0 | 0 | 0 | 0 | 0 | 0 | 0 | 0
Commercial_Restaurant_New_Food Preparation_Natural Gas_Broiler_E8_Baseline Forecast | Commercial | Restaurant | New | Food Preparation | Natural Gas | Broiler | E8 |  | Baseline Forecast | 0 | 0 | 0 | 0 | 0 | 0 | 0 | 0 | 0 | 0 | 0 | 0 | 0 | 0 | 0 | 0 | 0 | 0 | 0 | 0 | 0 | 0 | 0 | 0 | 0 | 0 | 0 | 0 | 0 | 0 | 0 | 0 | 0 | 0 | 0 | 0 | 0 | 0 | 0 | 0 | 0 | 0 | 0 | 0 | 0 | 0 | 0 | 0 | 0 | 0 | 0
Commercial_Restaurant_New_Food Preparation_Natural Gas_Broiler_E9_Baseline Forecast | Commercial | Restaurant | New | Food Preparation | Natural Gas | Broiler | E9 |  | Baseline Forecast | 0 | 0 | 0 | 0 | 0 | 0 | 0 | 0 | 0 | 0 | 0 | 0 | 0 | 0 | 0 | 0 | 0 | 0 | 0 | 0 | 0 | 0 | 0 | 0 | 0 | 0 | 0 | 0 | 0 | 0 | 0 | 0 | 0 | 0 | 0 | 0 | 0 | 0 | 0 | 0 | 0 | 0 | 0 | 0 | 0 | 0 | 0 | 0 | 0 | 0 | 0
Commercial_Restaurant_New_Food Preparation_Natural Gas_Broiler_E10_Baseline Forecast | Commercial | Restaurant | New | Food Preparation | Natural Gas | Broiler | E10 |  | Baseline Forecast | 0 | 0 | 0 | 0 | 0 | 0 | 0 | 0 | 0 | 0 | 0 | 0 | 0 | 0 | 0 | 0 | 0 | 0 | 0 | 0 | 0 | 0 | 0 | 0 | 0 | 0 | 0 | 0 | 0 | 0 | 0 | 0 | 0 | 0 | 0 | 0 | 0 | 0 | 0 | 0 | 0 | 0 | 0 | 0 | 0 | 0 | 0 | 0 | 0 | 0 | 0
Commercial_Restaurant_New_Food Preparation_Natural Gas_Broiler_Vintage_Baseline Forecast | Commercial | Restaurant | New | Food Preparation | Natural Gas | Broiler | Vintage |  | Baseline Forecast | 0 | 0 | 0 | 0 | 0 | 0 | 0 | 0 | 0 | 0 | 0 | 0 | 0 | 0 | 0 | 0 | 0 | 0 | 0 | 0 | 0 | 0 | 0 | 0 | 0 | 0 | 0 | 0 | 0 | 0 | 0 | 0 | 0 | 0 | 0 | 0 | 0 | 0 | 0 | 0 | 0 | 0 | 0 | 0 | 0 | 0 | 0 | 0 | 0 | 0 | 0
Commercial_Restaurant_New_Food Preparation_Natural Gas_Griddle_E1_Baseline Forecast | Commercial | Restaurant | New | Food Preparation | Natural Gas | Griddle | E1 |  | Baseline Forecast | 0 | 2231.0734 | 12991.6937 | 12991.6937 | 12991.6937 | 12991.6937 | 12991.6937 | 12991.6937 | 12991.6937 | 12991.6937 | 12991.6937 | 12991.6937 | 12545.479 | 10036.3832 | 8029.1066 | 6423.2853 | 5138.6282 | 3526.0401 | 0 | 0 | 0 | 0 | 0 | 0 | 0 | 0 | 0 | 0 | 0 | 0 | 0 | 0 | 0 | 0 | 0 | 0 | 0 | 0 | 0 | 0 | 0 | 0 | 0 | 0 | 0 | 0 | 0 | 0 | 0 | 0 | 0
Commercial_Restaurant_New_Food Preparation_Natural Gas_Griddle_E2_Baseline Forecast | Commercial | Restaurant | New | Food Preparation | Natural Gas | Griddle | E2 |  | Baseline Forecast | 0 | 911.33 | 5307.6883 | 14994.0592 | 26575.5553 | 38511.3464 | 50507.1167 | 60889.4174 | 71126.2155 | 81602.6214 | 92249.5587 | 102815.613 | 113662.6185 | 126430.7361 | 138711.8642 | 150560.4651 | 162147.2609 | 173821.6428 | 187009.8176 | 196360.2009 | 205715.1781 | 215259.5815 | 224928.3734 | 234699.4677 | 244575.5355 | 254479.429 | 264422.0401 | 274371.348 | 284364.5469 | 294379.5292 | 304469.0242 | 314565.8535 | 318855.0788 | 0 | 0 | 0 | 0 | 0 | 0 | 0 | 0 | 0 | 0 | 0 | 0 | 0 | 0 | 0 | 0 | 0 | 0
Commercial_Restaurant_New_Food Preparation_Natural Gas_Griddle_E3_Baseline Forecast | Commercial | Restaurant | New | Food Preparation | Natural Gas | Griddle | E3 |  | Baseline Forecast | 0 | 0 | 0 | 0 | 0 | 0 | 0 | 0 | 0 | 0 | 0 | 0 | 0 | 0 | 0 | 0 | 0 | 0 | 0 | 0 | 0 | 0 | 0 | 0 | 0 | 0 | 0 | 0 | 0 | 0 | 0 | 0 | 0 | 0 | 0 | 0 | 0 | 0 | 0 | 0 | 0 | 0 | 0 | 0 | 0 | 0 | 0 | 0 | 0 | 0 | 0
Commercial_Restaurant_New_Food Preparation_Natural Gas_Griddle_E4_Baseline Forecast | Commercial | Restaurant | New | Food Preparation | Natural Gas | Griddle | E4 |  | Baseline Forecast | 0 | 0 | 0 | 0 | 0 | 0 | 0 | 0 | 0 | 0 | 0 | 0 | 0 | 0 | 0 | 0 | 0 | 0 | 0 | 0 | 0 | 0 | 0 | 0 | 0 | 0 | 0 | 0 | 0 | 0 | 0 | 0 | 0 | 0 | 0 | 0 | 0 | 0 | 0 | 0 | 0 | 0 | 0 | 0 | 0 | 0 | 0 | 0 | 0 | 0 | 0
Commercial_Restaurant_New_Food Preparation_Natural Gas_Griddle_E5_Baseline Forecast | Commercial | Restaurant | New | Food Preparation | Natural Gas | Griddle | E5 |  | Baseline Forecast | 0 | 0 | 0 | 0 | 0 | 0 | 0 | 0 | 0 | 0 | 0 | 0 | 0 | 0 | 0 | 0 | 0 | 0 | 0 | 0 | 0 | 0 | 0 | 0 | 0 | 0 | 0 | 0 | 0 | 0 | 0 | 0 | 0 | 0 | 0 | 0 | 0 | 0 | 0 | 0 | 0 | 0 | 0 | 0 | 0 | 0 | 0 | 0 | 0 | 0 | 0
Commercial_Restaurant_New_Food Preparation_Natural Gas_Griddle_E6_Baseline Forecast | Commercial | Restaurant | New | Food Preparation | Natural Gas | Griddle | E6 |  | Baseline Forecast | 0 | 0 | 0 | 0 | 0 | 0 | 0 | 0 | 0 | 0 | 0 | 0 | 0 | 0 | 0 | 0 | 0 | 0 | 0 | 0 | 0 | 0 | 0 | 0 | 0 | 0 | 0 | 0 | 0 | 0 | 0 | 0 | 0 | 0 | 0 | 0 | 0 | 0 | 0 | 0 | 0 | 0 | 0 | 0 | 0 | 0 | 0 | 0 | 0 | 0 | 0
Commercial_Restaurant_New_Food Preparation_Natural Gas_Griddle_E7_Baseline Forecast | Commercial | Restaurant | New | Food Preparation | Natural Gas | Griddle | E7 |  | Baseline Forecast | 0 | 0 | 0 | 0 | 0 | 0 | 0 | 0 | 0 | 0 | 0 | 0 | 0 | 0 | 0 | 0 | 0 | 0 | 0 | 0 | 0 | 0 | 0 | 0 | 0 | 0 | 0 | 0 | 0 | 0 | 0 | 0 | 0 | 0 | 0 | 0 | 0 | 0 | 0 | 0 | 0 | 0 | 0 | 0 | 0 | 0 | 0 | 0 | 0 | 0 | 0
Commercial_Restaurant_New_Food Preparation_Natural Gas_Griddle_E8_Baseline Forecast | Commercial | Restaurant | New | Food Preparation | Natural Gas | Griddle | E8 |  | Baseline Forecast | 0 | 0 | 0 | 0 | 0 | 0 | 0 | 0 | 0 | 0 | 0 | 0 | 0 | 0 | 0 | 0 | 0 | 0 | 0 | 0 | 0 | 0 | 0 | 0 | 0 | 0 | 0 | 0 | 0 | 0 | 0 | 0 | 0 | 0 | 0 | 0 | 0 | 0 | 0 | 0 | 0 | 0 | 0 | 0 | 0 | 0 | 0 | 0 | 0 | 0 | 0
Commercial_Restaurant_New_Food Preparation_Natural Gas_Griddle_E9_Baseline Forecast | Commercial | Restaurant | New | Food Preparation | Natural Gas | Griddle | E9 |  | Baseline Forecast | 0 | 0 | 0 | 0 | 0 | 0 | 0 | 0 | 0 | 0 | 0 | 0 | 0 | 0 | 0 | 0 | 0 | 0 | 0 | 0 | 0 | 0 | 0 | 0 | 0 | 0 | 0 | 0 | 0 | 0 | 0 | 0 | 0 | 0 | 0 | 0 | 0 | 0 | 0 | 0 | 0 | 0 | 0 | 0 | 0 | 0 | 0 | 0 | 0 | 0 | 0
Commercial_Restaurant_New_Food Preparation_Natural Gas_Griddle_E10_Baseline Forecast | Commercial | Restaurant | New | Food Preparation | Natural Gas | Griddle | E10 |  | Baseline Forecast | 0 | 0 | 0 | 0 | 0 | 0 | 0 | 0 | 0 | 0 | 0 | 0 | 0 | 0 | 0 | 0 | 0 | 0 | 0 | 0 | 0 | 0 | 0 | 0 | 0 | 0 | 0 | 0 | 0 | 0 | 0 | 0 | 0 | 0 | 0 | 0 | 0 | 0 | 0 | 0 | 0 | 0 | 0 | 0 | 0 | 0 | 0 | 0 | 0 | 0 | 0
Commercial_Restaurant_New_Food Preparation_Natural Gas_Griddle_Vintage_Baseline Forecast | Commercial | Restaurant | New | Food Preparation | Natural Gas | Griddle | Vintage |  | Baseline Forecast | 0 | 0 | 0 | 0 | 0 | 0 | 0 | 0 | 0 | 0 | 0 | 0 | 0 | 0 | 0 | 0 | 0 | 0 | 0 | 0 | 0 | 0 | 0 | 0 | 0 | 0 | 0 | 0 | 0 | 0 | 0 | 0 | 0 | 0 | 0 | 0 | 0 | 0 | 0 | 0 | 0 | 0 | 0 | 0 | 0 | 0 | 0 | 0 | 0 | 0 | 0
Commercial_Restaurant_New_Food Preparation_Natural Gas_Range_E1_Baseline Forecast | Commercial | Restaurant | New | Food Preparation | Natural Gas | Range | E1 |  | Baseline Forecast | 0 | 1194.2823 | 6953.5166 | 10635.284 | 15038.2729 | 19575.2886 | 24133.1034 | 28076.5269 | 31963.0504 | 35938.9838 | 39977.628 | 43981.9392 | 47920.2701 | 51800.8287 | 55683.1571 | 59549.1138 | 63430.4016 | 67220.6861 | 70856.4071 | 74372.0298 | 77887.1084 | 81471.9152 | 85101.0334 | 88765.5741 | 92466.4022 | 96173.1816 | 99892.6078 | 103613.3394 | 107350.3839 | 111095.7154 | 114869.5458 | 118649.6274 | 120244.1149 | 0 | 0 | 0 | 0 | 0 | 0 | 0 | 0 | 0 | 0 | 0 | 0 | 0 | 0 | 0 | 0 | 0 | 0
Commercial_Restaurant_New_Food Preparation_Natural Gas_Range_E2_Baseline Forecast | Commercial | Restaurant | New | Food Preparation | Natural Gas | Range | E2 |  | Baseline Forecast | 0 | 1718.5808 | 10009.167 | 15306.219 | 21638.7431 | 28165.6556 | 34727.367 | 40407.8577 | 46010.3741 | 51745.5861 | 57576.1621 | 63366.0962 | 69068.8189 | 74697.9007 | 80338.959 | 85967.5869 | 91635.9068 | 97172.4414 | 102493.074 | 107644.8256 | 112801.3796 | 118063.7947 | 123397.2011 | 128790.0144 | 134243.8459 | 139717.5193 | 145214.4352 | 150716.2534 | 156242.4437 | 161780.5392 | 167359.2057 | 172938.4194 | 175319.846 | 0 | 0 | 0 | 0 | 0 | 0 | 0 | 0 | 0 | 0 | 0 | 0 | 0 | 0 | 0 | 0 | 0 | 0
Commercial_Restaurant_New_Food Preparation_Natural Gas_Range_E3_Baseline Forecast | Commercial | Restaurant | New | Food Preparation | Natural Gas | Range | E3 |  | Baseline Forecast | 0 | 0 | 0 | 0 | 0 | 0 | 0 | 0 | 0 | 0 | 0 | 0 | 0 | 0 | 0 | 0 | 0 | 0 | 0 | 0 | 0 | 0 | 0 | 0 | 0 | 0 | 0 | 0 | 0 | 0 | 0 | 0 | 0 | 0 | 0 | 0 | 0 | 0 | 0 | 0 | 0 | 0 | 0 | 0 | 0 | 0 | 0 | 0 | 0 | 0 | 0
Commercial_Restaurant_New_Food Preparation_Natural Gas_Range_E4_Baseline Forecast | Commercial | Restaurant | New | Food Preparation | Natural Gas | Range | E4 |  | Baseline Forecast | 0 | 0 | 0 | 0 | 0 | 0 | 0 | 0 | 0 | 0 | 0 | 0 | 0 | 0 | 0 | 0 | 0 | 0 | 0 | 0 | 0 | 0 | 0 | 0 | 0 | 0 | 0 | 0 | 0 | 0 | 0 | 0 | 0 | 0 | 0 | 0 | 0 | 0 | 0 | 0 | 0 | 0 | 0 | 0 | 0 | 0 | 0 | 0 | 0 | 0 | 0
Commercial_Restaurant_New_Food Preparation_Natural Gas_Range_E5_Baseline Forecast | Commercial | Restaurant | New | Food Preparation | Natural Gas | Range | E5 |  | Baseline Forecast | 0 | 0 | 0 | 0 | 0 | 0 | 0 | 0 | 0 | 0 | 0 | 0 | 0 | 0 | 0 | 0 | 0 | 0 | 0 | 0 | 0 | 0 | 0 | 0 | 0 | 0 | 0 | 0 | 0 | 0 | 0 | 0 | 0 | 0 | 0 | 0 | 0 | 0 | 0 | 0 | 0 | 0 | 0 | 0 | 0 | 0 | 0 | 0 | 0 | 0 | 0
Commercial_Restaurant_New_Food Preparation_Natural Gas_Range_E6_Baseline Forecast | Commercial | Restaurant | New | Food Preparation | Natural Gas | Range | E6 |  | Baseline Forecast | 0 | 0 | 0 | 0 | 0 | 0 | 0 | 0 | 0 | 0 | 0 | 0 | 0 | 0 | 0 | 0 | 0 | 0 | 0 | 0 | 0 | 0 | 0 | 0 | 0 | 0 | 0 | 0 | 0 | 0 | 0 | 0 | 0 | 0 | 0 | 0 | 0 | 0 | 0 | 0 | 0 | 0 | 0 | 0 | 0 | 0 | 0 | 0 | 0 | 0 | 0
Commercial_Restaurant_New_Food Preparation_Natural Gas_Range_E7_Baseline Forecast | Commercial | Restaurant | New | Food Preparation | Natural Gas | Range | E7 |  | Baseline Forecast | 0 | 0 | 0 | 0 | 0 | 0 | 0 | 0 | 0 | 0 | 0 | 0 | 0 | 0 | 0 | 0 | 0 | 0 | 0 | 0 | 0 | 0 | 0 | 0 | 0 | 0 | 0 | 0 | 0 | 0 | 0 | 0 | 0 | 0 | 0 | 0 | 0 | 0 | 0 | 0 | 0 | 0 | 0 | 0 | 0 | 0 | 0 | 0 | 0 | 0 | 0
Commercial_Restaurant_New_Food Preparation_Natural Gas_Range_E8_Baseline Forecast | Commercial | Restaurant | New | Food Preparation | Natural Gas | Range | E8 |  | Baseline Forecast | 0 | 0 | 0 | 0 | 0 | 0 | 0 | 0 | 0 | 0 | 0 | 0 | 0 | 0 | 0 | 0 | 0 | 0 | 0 | 0 | 0 | 0 | 0 | 0 | 0 | 0 | 0 | 0 | 0 | 0 | 0 | 0 | 0 | 0 | 0 | 0 | 0 | 0 | 0 | 0 | 0 | 0 | 0 | 0 | 0 | 0 | 0 | 0 | 0 | 0 | 0
Commercial_Restaurant_New_Food Preparation_Natural Gas_Range_E9_Baseline Forecast | Commercial | Restaurant | New | Food Preparation | Natural Gas | Range | E9 |  | Baseline Forecast | 0 | 0 | 0 | 0 | 0 | 0 | 0 | 0 | 0 | 0 | 0 | 0 | 0 | 0 | 0 | 0 | 0 | 0 | 0 | 0 | 0 | 0 | 0 | 0 | 0 | 0 | 0 | 0 | 0 | 0 | 0 | 0 | 0 | 0 | 0 | 0 | 0 | 0 | 0 | 0 | 0 | 0 | 0 | 0 | 0 | 0 | 0 | 0 | 0 | 0 | 0
Commercial_Restaurant_New_Food Preparation_Natural Gas_Range_E10_Baseline Forecast | Commercial | Restaurant | New | Food Preparation | Natural Gas | Range | E10 |  | Baseline Forecast | 0 | 0 | 0 | 0 | 0 | 0 | 0 | 0 | 0 | 0 | 0 | 0 | 0 | 0 | 0 | 0 | 0 | 0 | 0 | 0 | 0 | 0 | 0 | 0 | 0 | 0 | 0 | 0 | 0 | 0 | 0 | 0 | 0 | 0 | 0 | 0 | 0 | 0 | 0 | 0 | 0 | 0 | 0 | 0 | 0 | 0 | 0 | 0 | 0 | 0 | 0
Commercial_Restaurant_New_Food Preparation_Natural Gas_Range_Vintage_Baseline Forecast | Commercial | Restaurant | New | Food Preparation | Natural Gas | Range | Vintage |  | Baseline Forecast | 0 | 0 | 0 | 0 | 0 | 0 | 0 | 0 | 0 | 0 | 0 | 0 | 0 | 0 | 0 | 0 | 0 | 0 | 0 | 0 | 0 | 0 | 0 | 0 | 0 | 0 | 0 | 0 | 0 | 0 | 0 | 0 | 0 | 0 | 0 | 0 | 0 | 0 | 0 | 0 | 0 | 0 | 0 | 0 | 0 | 0 | 0 | 0 | 0 | 0 | 0
Commercial_Restaurant_New_Food Preparation_Natural Gas_Steamer_E1_Baseline Forecast | Commercial | Restaurant | New | Food Preparation | Natural Gas | Steamer | E1 |  | Baseline Forecast | 0 | 100.6718 | 585.2458 | 585.2458 | 585.2458 | 585.2458 | 585.2458 | 585.2458 | 585.2458 | 585.2458 | 574.06 | 510.2756 | 453.5783 | 403.1807 | 358.3828 | 318.5625 | 283.1667 | 251.7037 | 223.7366 | 167.8755 | 0 | 0 | 0 | 0 | 0 | 0 | 0 | 0 | 0 | 0 | 0 | 0 | 0 | 0 | 0 | 0 | 0 | 0 | 0 | 0 | 0 | 0 | 0 | 0 | 0 | 0 | 0 | 0 | 0 | 0 | 0
Commercial_Restaurant_New_Food Preparation_Natural Gas_Steamer_E2_Baseline Forecast | Commercial | Restaurant | New | Food Preparation | Natural Gas | Steamer | E2 |  | Baseline Forecast | 0 | 100.7628 | 587.7831 | 1208.6998 | 1951.098 | 2716.2073 | 3485.1613 | 4150.6886 | 4806.8889 | 5478.4485 | 6172.1253 | 6913.216 | 7636.6258 | 8344.6482 | 9048.0215 | 9744.4255 | 10440.2101 | 11116.6552 | 11763.9854 | 12419.2257 | 13186.7749 | 13798.5912 | 14418.3811 | 15044.7287 | 15677.8054 | 16312.6658 | 16950.008 | 17587.7796 | 18228.3646 | 18870.346 | 19517.1038 | 20164.3318 | 20439.2801 | 0 | 0 | 0 | 0 | 0 | 0 | 0 | 0 | 0 | 0 | 0 | 0 | 0 | 0 | 0 | 0 | 0 | 0
Commercial_Restaurant_New_Food Preparation_Natural Gas_Steamer_E3_Baseline Forecast | Commercial | Restaurant | New | Food Preparation | Natural Gas | Steamer | E3 |  | Baseline Forecast | 0 | 0 | 0 | 0 | 0 | 0 | 0 | 0 | 0 | 0 | 0 | 0 | 0 | 0 | 0 | 0 | 0 | 0 | 0 | 0 | 0 | 0 | 0 | 0 | 0 | 0 | 0 | 0 | 0 | 0 | 0 | 0 | 0 | 0 | 0 | 0 | 0 | 0 | 0 | 0 | 0 | 0 | 0 | 0 | 0 | 0 | 0 | 0 | 0 | 0 | 0
Commercial_Restaurant_New_Food Preparation_Natural Gas_Steamer_E4_Baseline Forecast | Commercial | Restaurant | New | Food Preparation | Natural Gas | Steamer | E4 |  | Baseline Forecast | 0 | 0 | 0 | 0 | 0 | 0 | 0 | 0 | 0 | 0 | 0 | 0 | 0 | 0 | 0 | 0 | 0 | 0 | 0 | 0 | 0 | 0 | 0 | 0 | 0 | 0 | 0 | 0 | 0 | 0 | 0 | 0 | 0 | 0 | 0 | 0 | 0 | 0 | 0 | 0 | 0 | 0 | 0 | 0 | 0 | 0 | 0 | 0 | 0 | 0 | 0
Commercial_Restaurant_New_Food Preparation_Natural Gas_Steamer_E5_Baseline Forecast | Commercial | Restaurant | New | Food Preparation | Natural Gas | Steamer | E5 |  | Baseline Forecast | 0 | 0 | 0 | 0 | 0 | 0 | 0 | 0 | 0 | 0 | 0 | 0 | 0 | 0 | 0 | 0 | 0 | 0 | 0 | 0 | 0 | 0 | 0 | 0 | 0 | 0 | 0 | 0 | 0 | 0 | 0 | 0 | 0 | 0 | 0 | 0 | 0 | 0 | 0 | 0 | 0 | 0 | 0 | 0 | 0 | 0 | 0 | 0 | 0 | 0 | 0
Commercial_Restaurant_New_Food Preparation_Natural Gas_Steamer_E6_Baseline Forecast | Commercial | Restaurant | New | Food Preparation | Natural Gas | Steamer | E6 |  | Baseline Forecast | 0 | 0 | 0 | 0 | 0 | 0 | 0 | 0 | 0 | 0 | 0 | 0 | 0 | 0 | 0 | 0 | 0 | 0 | 0 | 0 | 0 | 0 | 0 | 0 | 0 | 0 | 0 | 0 | 0 | 0 | 0 | 0 | 0 | 0 | 0 | 0 | 0 | 0 | 0 | 0 | 0 | 0 | 0 | 0 | 0 | 0 | 0 | 0 | 0 | 0 | 0
Commercial_Restaurant_New_Food Preparation_Natural Gas_Steamer_E7_Baseline Forecast | Commercial | Restaurant | New | Food Preparation | Natural Gas | Steamer | E7 |  | Baseline Forecast | 0 | 0 | 0 | 0 | 0 | 0 | 0 | 0 | 0 | 0 | 0 | 0 | 0 | 0 | 0 | 0 | 0 | 0 | 0 | 0 | 0 | 0 | 0 | 0 | 0 | 0 | 0 | 0 | 0 | 0 | 0 | 0 | 0 | 0 | 0 | 0 | 0 | 0 | 0 | 0 | 0 | 0 | 0 | 0 | 0 | 0 | 0 | 0 | 0 | 0 | 0
Commercial_Restaurant_New_Food Preparation_Natural Gas_Steamer_E8_Baseline Forecast | Commercial | Restaurant | New | Food Preparation | Natural Gas | Steamer | E8 |  | Baseline Forecast | 0 | 0 | 0 | 0 | 0 | 0 | 0 | 0 | 0 | 0 | 0 | 0 | 0 | 0 | 0 | 0 | 0 | 0 | 0 | 0 | 0 | 0 | 0 | 0 | 0 | 0 | 0 | 0 | 0 | 0 | 0 | 0 | 0 | 0 | 0 | 0 | 0 | 0 | 0 | 0 | 0 | 0 | 0 | 0 | 0 | 0 | 0 | 0 | 0 | 0 | 0
Commercial_Restaurant_New_Food Preparation_Natural Gas_Steamer_E9_Baseline Forecast | Commercial | Restaurant | New | Food Preparation | Natural Gas | Steamer | E9 |  | Baseline Forecast | 0 | 0 | 0 | 0 | 0 | 0 | 0 | 0 | 0 | 0 | 0 | 0 | 0 | 0 | 0 | 0 | 0 | 0 | 0 | 0 | 0 | 0 | 0 | 0 | 0 | 0 | 0 | 0 | 0 | 0 | 0 | 0 | 0 | 0 | 0 | 0 | 0 | 0 | 0 | 0 | 0 | 0 | 0 | 0 | 0 | 0 | 0 | 0 | 0 | 0 | 0
Commercial_Restaurant_New_Food Preparation_Natural Gas_Steamer_E10_Baseline Forecast | Commercial | Restaurant | New | Food Preparation | Natural Gas | Steamer | E10 |  | Baseline Forecast | 0 | 0 | 0 | 0 | 0 | 0 | 0 | 0 | 0 | 0 | 0 | 0 | 0 | 0 | 0 | 0 | 0 | 0 | 0 | 0 | 0 | 0 | 0 | 0 | 0 | 0 | 0 | 0 | 0 | 0 | 0 | 0 | 0 | 0 | 0 | 0 | 0 | 0 | 0 | 0 | 0 | 0 | 0 | 0 | 0 | 0 | 0 | 0 | 0 | 0 | 0
Commercial_Restaurant_New_Food Preparation_Natural Gas_Steamer_Vintage_Baseline Forecast | Commercial | Restaurant | New | Food Preparation | Natural Gas | Steamer | Vintage |  | Baseline Forecast | 0 | 0 | 0 | 0 | 0 | 0 | 0 | 0 | 0 | 0 | 0 | 0 | 0 | 0 | 0 | 0 | 0 | 0 | 0 | 0 | 0 | 0 | 0 | 0 | 0 | 0 | 0 | 0 | 0 | 0 | 0 | 0 | 0 | 0 | 0 | 0 | 0 | 0 | 0 | 0 | 0 | 0 | 0 | 0 | 0 | 0 | 0 | 0 | 0 | 0 | 0
Commercial_Restaurant_New_Food Preparation_Natural Gas_Food Prep Other_E1_Baseline Forecast | Commercial | Restaurant | New | Food Preparation | Natural Gas | Food Prep Other | E1 |  | Baseline Forecast | 0 | 8.3888 | 48.8508 | 74.7089 | 105.6261 | 137.4891 | 169.5122 | 197.2281 | 224.5556 | 252.5227 | 280.945 | 309.1514 | 336.9166 | 364.3034 | 391.7298 | 419.0731 | 446.575 | 473.4352 | 499.2285 | 524.1896 | 549.163 | 574.642 | 600.4531 | 626.5373 | 652.9017 | 679.3403 | 705.8824 | 732.4423 | 759.1193 | 785.8546 | 812.7887 | 839.7424 | 851.1926 | 0 | 0 | 0 | 0 | 0 | 0 | 0 | 0 | 0 | 0 | 0 | 0 | 0 | 0 | 0 | 0 | 0 | 0
Commercial_Restaurant_New_Food Preparation_Natural Gas_Food Prep Other_E2_Baseline Forecast | Commercial | Restaurant | New | Food Preparation | Natural Gas | Food Prep Other | E2 |  | Baseline Forecast | 0 | 2.9474 | 17.1638 | 26.2491 | 37.1119 | 48.307 | 59.5583 | 69.2964 | 78.8979 | 88.7242 | 98.7105 | 108.6208 | 118.3762 | 127.9987 | 137.635 | 147.2422 | 156.9051 | 166.3426 | 175.4052 | 184.1754 | 192.9499 | 201.9021 | 210.971 | 220.1358 | 229.3991 | 238.6885 | 248.0142 | 257.3462 | 266.7194 | 276.113 | 285.5765 | 295.0468 | 299.0699 | 0 | 0 | 0 | 0 | 0 | 0 | 0 | 0 | 0 | 0 | 0 | 0 | 0 | 0 | 0 | 0 | 0 | 0
Commercial_Restaurant_New_Food Preparation_Natural Gas_Food Prep Other_E3_Baseline Forecast | Commercial | Restaurant | New | Food Preparation | Natural Gas | Food Prep Other | E3 |  | Baseline Forecast | 0 | 0 | 0 | 0 | 0 | 0 | 0 | 0 | 0 | 0 | 0 | 0 | 0 | 0 | 0 | 0 | 0 | 0 | 0 | 0 | 0 | 0 | 0 | 0 | 0 | 0 | 0 | 0 | 0 | 0 | 0 | 0 | 0 | 0 | 0 | 0 | 0 | 0 | 0 | 0 | 0 | 0 | 0 | 0 | 0 | 0 | 0 | 0 | 0 | 0 | 0
Commercial_Restaurant_New_Food Preparation_Natural Gas_Food Prep Other_E4_Baseline Forecast | Commercial | Restaurant | New | Food Preparation | Natural Gas | Food Prep Other | E4 |  | Baseline Forecast | 0 | 0 | 0 | 0 | 0 | 0 | 0 | 0 | 0 | 0 | 0 | 0 | 0 | 0 | 0 | 0 | 0 | 0 | 0 | 0 | 0 | 0 | 0 | 0 | 0 | 0 | 0 | 0 | 0 | 0 | 0 | 0 | 0 | 0 | 0 | 0 | 0 | 0 | 0 | 0 | 0 | 0 | 0 | 0 | 0 | 0 | 0 | 0 | 0 | 0 | 0
Commercial_Restaurant_New_Food Preparation_Natural Gas_Food Prep Other_E5_Baseline Forecast | Commercial | Restaurant | New | Food Preparation | Natural Gas | Food Prep Other | E5 |  | Baseline Forecast | 0 | 0 | 0 | 0 | 0 | 0 | 0 | 0 | 0 | 0 | 0 | 0 | 0 | 0 | 0 | 0 | 0 | 0 | 0 | 0 | 0 | 0 | 0 | 0 | 0 | 0 | 0 | 0 | 0 | 0 | 0 | 0 | 0 | 0 | 0 | 0 | 0 | 0 | 0 | 0 | 0 | 0 | 0 | 0 | 0 | 0 | 0 | 0 | 0 | 0 | 0
Commercial_Restaurant_New_Food Preparation_Natural Gas_Food Prep Other_E6_Baseline Forecast | Commercial | Restaurant | New | Food Preparation | Natural Gas | Food Prep Other | E6 |  | Baseline Forecast | 0 | 0 | 0 | 0 | 0 | 0 | 0 | 0 | 0 | 0 | 0 | 0 | 0 | 0 | 0 | 0 | 0 | 0 | 0 | 0 | 0 | 0 | 0 | 0 | 0 | 0 | 0 | 0 | 0 | 0 | 0 | 0 | 0 | 0 | 0 | 0 | 0 | 0 | 0 | 0 | 0 | 0 | 0 | 0 | 0 | 0 | 0 | 0 | 0 | 0 | 0
Commercial_Restaurant_New_Food Preparation_Natural Gas_Food Prep Other_E7_Baseline Forecast | Commercial | Restaurant | New | Food Preparation | Natural Gas | Food Prep Other | E7 |  | Baseline Forecast | 0 | 0 | 0 | 0 | 0 | 0 | 0 | 0 | 0 | 0 | 0 | 0 | 0 | 0 | 0 | 0 | 0 | 0 | 0 | 0 | 0 | 0 | 0 | 0 | 0 | 0 | 0 | 0 | 0 | 0 | 0 | 0 | 0 | 0 | 0 | 0 | 0 | 0 | 0 | 0 | 0 | 0 | 0 | 0 | 0 | 0 | 0 | 0 | 0 | 0 | 0
Commercial_Restaurant_New_Food Preparation_Natural Gas_Food Prep Other_E8_Baseline Forecast | Commercial | Restaurant | New | Food Preparation | Natural Gas | Food Prep Other | E8 |  | Baseline Forecast | 0 | 0 | 0 | 0 | 0 | 0 | 0 | 0 | 0 | 0 | 0 | 0 | 0 | 0 | 0 | 0 | 0 | 0 | 0 | 0 | 0 | 0 | 0 | 0 | 0 | 0 | 0 | 0 | 0 | 0 | 0 | 0 | 0 | 0 | 0 | 0 | 0 | 0 | 0 | 0 | 0 | 0 | 0 | 0 | 0 | 0 | 0 | 0 | 0 | 0 | 0
Commercial_Restaurant_New_Food Preparation_Natural Gas_Food Prep Other_E9_Baseline Forecast | Commercial | Restaurant | New | Food Preparation | Natural Gas | Food Prep Other | E9 |  | Baseline Forecast | 0 | 0 | 0 | 0 | 0 | 0 | 0 | 0 | 0 | 0 | 0 | 0 | 0 | 0 | 0 | 0 | 0 | 0 | 0 | 0 | 0 | 0 | 0 | 0 | 0 | 0 | 0 | 0 | 0 | 0 | 0 | 0 | 0 | 0 | 0 | 0 | 0 | 0 | 0 | 0 | 0 | 0 | 0 | 0 | 0 | 0 | 0 | 0 | 0 | 0 | 0
Commercial_Restaurant_New_Food Preparation_Natural Gas_Food Prep Other_E10_Baseline Forecast | Commercial | Restaurant | New | Food Preparation | Natural Gas | Food Prep Other | E10 |  | Baseline Forecast | 0 | 0 | 0 | 0 | 0 | 0 | 0 | 0 | 0 | 0 | 0 | 0 | 0 | 0 | 0 | 0 | 0 | 0 | 0 | 0 | 0 | 0 | 0 | 0 | 0 | 0 | 0 | 0 | 0 | 0 | 0 | 0 | 0 | 0 | 0 | 0 | 0 | 0 | 0 | 0 | 0 | 0 | 0 | 0 | 0 | 0 | 0 | 0 | 0 | 0 | 0
Commercial_Restaurant_New_Food Preparation_Natural Gas_Food Prep Other_Vintage_Baseline Forecast | Commercial | Restaurant | New | Food Preparation | Natural Gas | Food Prep Other | Vintage |  | Baseline Forecast | 0 | 0 | 0 | 0 | 0 | 0 | 0 | 0 | 0 | 0 | 0 | 0 | 0 | 0 | 0 | 0 | 0 | 0 | 0 | 0 | 0 | 0 | 0 | 0 | 0 | 0 | 0 | 0 | 0 | 0 | 0 | 0 | 0 | 0 | 0 | 0 | 0 | 0 | 0 | 0 | 0 | 0 | 0 | 0 | 0 | 0 | 0 | 0 | 0 | 0 | 0
Commercial_Restaurant_New_Miscellaneous_Natural Gas_Pool Heater_E1_Baseline Forecast | Commercial | Restaurant | New | Miscellaneous | Natural Gas | Pool Heater | E1 |  | Baseline Forecast | 0 | 0 | 0 | 0 | 0 | 0 | 0 | 0 | 0 | 0 | 0 | 0 | 0 | 0 | 0 | 0 | 0 | 0 | 0 | 0 | 0 | 0 | 0 | 0 | 0 | 0 | 0 | 0 | 0 | 0 | 0 | 0 | 0 | 0 | 0 | 0 | 0 | 0 | 0 | 0 | 0 | 0 | 0 | 0 | 0 | 0 | 0 | 0 | 0 | 0 | 0
Commercial_Restaurant_New_Miscellaneous_Natural Gas_Pool Heater_E2_Baseline Forecast | Commercial | Restaurant | New | Miscellaneous | Natural Gas | Pool Heater | E2 |  | Baseline Forecast | 0 | 0 | 0 | 0 | 0 | 0 | 0 | 0 | 0 | 0 | 0 | 0 | 0 | 0 | 0 | 0 | 0 | 0 | 0 | 0 | 0 | 0 | 0 | 0 | 0 | 0 | 0 | 0 | 0 | 0 | 0 | 0 | 0 | 0 | 0 | 0 | 0 | 0 | 0 | 0 | 0 | 0 | 0 | 0 | 0 | 0 | 0 | 0 | 0 | 0 | 0
Commercial_Restaurant_New_Miscellaneous_Natural Gas_Pool Heater_E3_Baseline Forecast | Commercial | Restaurant | New | Miscellaneous | Natural Gas | Pool Heater | E3 |  | Baseline Forecast | 0 | 0 | 0 | 0 | 0 | 0 | 0 | 0 | 0 | 0 | 0 | 0 | 0 | 0 | 0 | 0 | 0 | 0 | 0 | 0 | 0 | 0 | 0 | 0 | 0 | 0 | 0 | 0 | 0 | 0 | 0 | 0 | 0 | 0 | 0 | 0 | 0 | 0 | 0 | 0 | 0 | 0 | 0 | 0 | 0 | 0 | 0 | 0 | 0 | 0 | 0
Commercial_Restaurant_New_Miscellaneous_Natural Gas_Pool Heater_E4_Baseline Forecast | Commercial | Restaurant | New | Miscellaneous | Natural Gas | Pool Heater | E4 |  | Baseline Forecast | 0 | 0 | 0 | 0 | 0 | 0 | 0 | 0 | 0 | 0 | 0 | 0 | 0 | 0 | 0 | 0 | 0 | 0 | 0 | 0 | 0 | 0 | 0 | 0 | 0 | 0 | 0 | 0 | 0 | 0 | 0 | 0 | 0 | 0 | 0 | 0 | 0 | 0 | 0 | 0 | 0 | 0 | 0 | 0 | 0 | 0 | 0 | 0 | 0 | 0 | 0
Commercial_Restaurant_New_Miscellaneous_Natural Gas_Pool Heater_E5_Baseline Forecast | Commercial | Restaurant | New | Miscellaneous | Natural Gas | Pool Heater | E5 |  | Baseline Forecast | 0 | 0 | 0 | 0 | 0 | 0 | 0 | 0 | 0 | 0 | 0 | 0 | 0 | 0 | 0 | 0 | 0 | 0 | 0 | 0 | 0 | 0 | 0 | 0 | 0 | 0 | 0 | 0 | 0 | 0 | 0 | 0 | 0 | 0 | 0 | 0 | 0 | 0 | 0 | 0 | 0 | 0 | 0 | 0 | 0 | 0 | 0 | 0 | 0 | 0 | 0
Commercial_Restaurant_New_Miscellaneous_Natural Gas_Pool Heater_E6_Baseline Forecast | Commercial | Restaurant | New | Miscellaneous | Natural Gas | Pool Heater | E6 |  | Baseline Forecast | 0 | 0 | 0 | 0 | 0 | 0 | 0 | 0 | 0 | 0 | 0 | 0 | 0 | 0 | 0 | 0 | 0 | 0 | 0 | 0 | 0 | 0 | 0 | 0 | 0 | 0 | 0 | 0 | 0 | 0 | 0 | 0 | 0 | 0 | 0 | 0 | 0 | 0 | 0 | 0 | 0 | 0 | 0 | 0 | 0 | 0 | 0 | 0 | 0 | 0 | 0
Commercial_Restaurant_New_Miscellaneous_Natural Gas_Pool Heater_E7_Baseline Forecast | Commercial | Restaurant | New | Miscellaneous | Natural Gas | Pool Heater | E7 |  | Baseline Forecast | 0 | 0 | 0 | 0 | 0 | 0 | 0 | 0 | 0 | 0 | 0 | 0 | 0 | 0 | 0 | 0 | 0 | 0 | 0 | 0 | 0 | 0 | 0 | 0 | 0 | 0 | 0 | 0 | 0 | 0 | 0 | 0 | 0 | 0 | 0 | 0 | 0 | 0 | 0 | 0 | 0 | 0 | 0 | 0 | 0 | 0 | 0 | 0 | 0 | 0 | 0
Commercial_Restaurant_New_Miscellaneous_Natural Gas_Pool Heater_E8_Baseline Forecast | Commercial | Restaurant | New | Miscellaneous | Natural Gas | Pool Heater | E8 |  | Baseline Forecast | 0 | 0 | 0 | 0 | 0 | 0 | 0 | 0 | 0 | 0 | 0 | 0 | 0 | 0 | 0 | 0 | 0 | 0 | 0 | 0 | 0 | 0 | 0 | 0 | 0 | 0 | 0 | 0 | 0 | 0 | 0 | 0 | 0 | 0 | 0 | 0 | 0 | 0 | 0 | 0 | 0 | 0 | 0 | 0 | 0 | 0 | 0 | 0 | 0 | 0 | 0
Commercial_Restaurant_New_Miscellaneous_Natural Gas_Pool Heater_E9_Baseline Forecast | Commercial | Restaurant | New | Miscellaneous | Natural Gas | Pool Heater | E9 |  | Baseline Forecast | 0 | 0 | 0 | 0 | 0 | 0 | 0 | 0 | 0 | 0 | 0 | 0 | 0 | 0 | 0 | 0 | 0 | 0 | 0 | 0 | 0 | 0 | 0 | 0 | 0 | 0 | 0 | 0 | 0 | 0 | 0 | 0 | 0 | 0 | 0 | 0 | 0 | 0 | 0 | 0 | 0 | 0 | 0 | 0 | 0 | 0 | 0 | 0 | 0 | 0 | 0
Commercial_Restaurant_New_Miscellaneous_Natural Gas_Pool Heater_E10_Baseline Forecast | Commercial | Restaurant | New | Miscellaneous | Natural Gas | Pool Heater | E10 |  | Baseline Forecast | 0 | 0 | 0 | 0 | 0 | 0 | 0 | 0 | 0 | 0 | 0 | 0 | 0 | 0 | 0 | 0 | 0 | 0 | 0 | 0 | 0 | 0 | 0 | 0 | 0 | 0 | 0 | 0 | 0 | 0 | 0 | 0 | 0 | 0 | 0 | 0 | 0 | 0 | 0 | 0 | 0 | 0 | 0 | 0 | 0 | 0 | 0 | 0 | 0 | 0 | 0
Commercial_Restaurant_New_Miscellaneous_Natural Gas_Pool Heater_Vintage_Baseline Forecast | Commercial | Restaurant | New | Miscellaneous | Natural Gas | Pool Heater | Vintage |  | Baseline Forecast | 0 | 0 | 0 | 0 | 0 | 0 | 0 | 0 | 0 | 0 | 0 | 0 | 0 | 0 | 0 | 0 | 0 | 0 | 0 | 0 | 0 | 0 | 0 | 0 | 0 | 0 | 0 | 0 | 0 | 0 | 0 | 0 | 0 | 0 | 0 | 0 | 0 | 0 | 0 | 0 | 0 | 0 | 0 | 0 | 0 | 0 | 0 | 0 | 0 | 0 | 0
Commercial_Restaurant_New_Miscellaneous_Natural Gas_Miscellaneous_E1_Baseline Forecast | Commercial | Restaurant | New | Miscellaneous | Natural Gas | Miscellaneous | E1 |  | Baseline Forecast | 0 | 7155.7264 | 41670.4521 | 63727.7791 | 90100.5921 | 117280.1882 | 144596.3661 | 168238.4303 | 191549.163 | 215405.519 | 239650.2006 | 263710.6995 | 287394.8686 | 310756.2081 | 334151.3169 | 357475.6706 | 380935.194 | 403847.4154 | 425849.5533 | 447141.7859 | 468444.4796 | 490178.5252 | 512195.8224 | 534446.0775 | 556935.3731 | 579488.0319 | 602128.8565 | 624784.9308 | 647540.9516 | 670346.5763 | 693321.8779 | 716313.8807 | 726081.0933 | 0 | 0 | 0 | 0 | 0 | 0 | 0 | 0 | 0 | 0 | 0 | 0 | 0 | 0 | 0 | 0 | 0 | 0
Commercial_Restaurant_New_Miscellaneous_Natural Gas_Miscellaneous_E2_Baseline Forecast | Commercial | Restaurant | New | Miscellaneous | Natural Gas | Miscellaneous | E2 |  | Baseline Forecast | 0 | 0 | 0 | 0 | 0 | 0 | 0 | 0 | 0 | 0 | 0 | 0 | 0 | 0 | 0 | 0 | 0 | 0 | 0 | 0 | 0 | 0 | 0 | 0 | 0 | 0 | 0 | 0 | 0 | 0 | 0 | 0 | 0 | 0 | 0 | 0 | 0 | 0 | 0 | 0 | 0 | 0 | 0 | 0 | 0 | 0 | 0 | 0 | 0 | 0 | 0
Commercial_Restaurant_New_Miscellaneous_Natural Gas_Miscellaneous_E3_Baseline Forecast | Commercial | Restaurant | New | Miscellaneous | Natural Gas | Miscellaneous | E3 |  | Baseline Forecast | 0 | 0 | 0 | 0 | 0 | 0 | 0 | 0 | 0 | 0 | 0 | 0 | 0 | 0 | 0 | 0 | 0 | 0 | 0 | 0 | 0 | 0 | 0 | 0 | 0 | 0 | 0 | 0 | 0 | 0 | 0 | 0 | 0 | 0 | 0 | 0 | 0 | 0 | 0 | 0 | 0 | 0 | 0 | 0 | 0 | 0 | 0 | 0 | 0 | 0 | 0
Commercial_Restaurant_New_Miscellaneous_Natural Gas_Miscellaneous_E4_Baseline Forecast | Commercial | Restaurant | New | Miscellaneous | Natural Gas | Miscellaneous | E4 |  | Baseline Forecast | 0 | 0 | 0 | 0 | 0 | 0 | 0 | 0 | 0 | 0 | 0 | 0 | 0 | 0 | 0 | 0 | 0 | 0 | 0 | 0 | 0 | 0 | 0 | 0 | 0 | 0 | 0 | 0 | 0 | 0 | 0 | 0 | 0 | 0 | 0 | 0 | 0 | 0 | 0 | 0 | 0 | 0 | 0 | 0 | 0 | 0 | 0 | 0 | 0 | 0 | 0
Commercial_Restaurant_New_Miscellaneous_Natural Gas_Miscellaneous_E5_Baseline Forecast | Commercial | Restaurant | New | Miscellaneous | Natural Gas | Miscellaneous | E5 |  | Baseline Forecast | 0 | 0 | 0 | 0 | 0 | 0 | 0 | 0 | 0 | 0 | 0 | 0 | 0 | 0 | 0 | 0 | 0 | 0 | 0 | 0 | 0 | 0 | 0 | 0 | 0 | 0 | 0 | 0 | 0 | 0 | 0 | 0 | 0 | 0 | 0 | 0 | 0 | 0 | 0 | 0 | 0 | 0 | 0 | 0 | 0 | 0 | 0 | 0 | 0 | 0 | 0
Commercial_Restaurant_New_Miscellaneous_Natural Gas_Miscellaneous_E6_Baseline Forecast | Commercial | Restaurant | New | Miscellaneous | Natural Gas | Miscellaneous | E6 |  | Baseline Forecast | 0 | 0 | 0 | 0 | 0 | 0 | 0 | 0 | 0 | 0 | 0 | 0 | 0 | 0 | 0 | 0 | 0 | 0 | 0 | 0 | 0 | 0 | 0 | 0 | 0 | 0 | 0 | 0 | 0 | 0 | 0 | 0 | 0 | 0 | 0 | 0 | 0 | 0 | 0 | 0 | 0 | 0 | 0 | 0 | 0 | 0 | 0 | 0 | 0 | 0 | 0
Commercial_Restaurant_New_Miscellaneous_Natural Gas_Miscellaneous_E7_Baseline Forecast | Commercial | Restaurant | New | Miscellaneous | Natural Gas | Miscellaneous | E7 |  | Baseline Forecast | 0 | 0 | 0 | 0 | 0 | 0 | 0 | 0 | 0 | 0 | 0 | 0 | 0 | 0 | 0 | 0 | 0 | 0 | 0 | 0 | 0 | 0 | 0 | 0 | 0 | 0 | 0 | 0 | 0 | 0 | 0 | 0 | 0 | 0 | 0 | 0 | 0 | 0 | 0 | 0 | 0 | 0 | 0 | 0 | 0 | 0 | 0 | 0 | 0 | 0 | 0
Commercial_Restaurant_New_Miscellaneous_Natural Gas_Miscellaneous_E8_Baseline Forecast | Commercial | Restaurant | New | Miscellaneous | Natural Gas | Miscellaneous | E8 |  | Baseline Forecast | 0 | 0 | 0 | 0 | 0 | 0 | 0 | 0 | 0 | 0 | 0 | 0 | 0 | 0 | 0 | 0 | 0 | 0 | 0 | 0 | 0 | 0 | 0 | 0 | 0 | 0 | 0 | 0 | 0 | 0 | 0 | 0 | 0 | 0 | 0 | 0 | 0 | 0 | 0 | 0 | 0 | 0 | 0 | 0 | 0 | 0 | 0 | 0 | 0 | 0 | 0
Commercial_Restaurant_New_Miscellaneous_Natural Gas_Miscellaneous_E9_Baseline Forecast | Commercial | Restaurant | New | Miscellaneous | Natural Gas | Miscellaneous | E9 |  | Baseline Forecast | 0 | 0 | 0 | 0 | 0 | 0 | 0 | 0 | 0 | 0 | 0 | 0 | 0 | 0 | 0 | 0 | 0 | 0 | 0 | 0 | 0 | 0 | 0 | 0 | 0 | 0 | 0 | 0 | 0 | 0 | 0 | 0 | 0 | 0 | 0 | 0 | 0 | 0 | 0 | 0 | 0 | 0 | 0 | 0 | 0 | 0 | 0 | 0 | 0 | 0 | 0
Commercial_Restaurant_New_Miscellaneous_Natural Gas_Miscellaneous_E10_Baseline Forecast | Commercial | Restaurant | New | Miscellaneous | Natural Gas | Miscellaneous | E10 |  | Baseline Forecast | 0 | 0 | 0 | 0 | 0 | 0 | 0 | 0 | 0 | 0 | 0 | 0 | 0 | 0 | 0 | 0 | 0 | 0 | 0 | 0 | 0 | 0 | 0 | 0 | 0 | 0 | 0 | 0 | 0 | 0 | 0 | 0 | 0 | 0 | 0 | 0 | 0 | 0 | 0 | 0 | 0 | 0 | 0 | 0 | 0 | 0 | 0 | 0 | 0 | 0 | 0
Commercial_Restaurant_New_Miscellaneous_Natural Gas_Miscellaneous_Vintage_Baseline Forecast | Commercial | Restaurant | New | Miscellaneous | Natural Gas | Miscellaneous | Vintage |  | Baseline Forecast | 0 | 0 | 0 | 0 | 0 | 0 | 0 | 0 | 0 | 0 | 0 | 0 | 0 | 0 | 0 | 0 | 0 | 0 | 0 | 0 | 0 | 0 | 0 | 0 | 0 | 0 | 0 | 0 | 0 | 0 | 0 | 0 | 0 | 0 | 0 | 0 | 0 | 0 | 0 | 0 | 0 | 0 | 0 | 0 | 0 | 0 | 0 | 0 | 0 | 0 | 0
Commercial_Retail_Existing_Space Heating_Natural Gas_Furnace_E1_Baseline Forecast | Commercial | Retail | Existing | Space Heating | Natural Gas | Furnace | E1 |  | Baseline Forecast | 0 | 310142.4972 | 644803.9532 | 1000363.9337 | 1740424.5548 | 1735747.3017 | 1731618.2074 | 1727899.1788 | 1724306.252 | 1720735.5723 | 1717147.0202 | 1713563.2733 | 1710010.0699 | 1706496.2584 | 1702999.6532 | 1699516.9128 | 1696031.0067 | 1692584.4193 | 1689225.5623 | 1663113.9341 | 1614038.6069 | 1541964.2918 | 1420599.0299 | 1308757.7361 | 1205693.1099 | 1110726.3123 | 1023224.9526 | 942607.4584 | 868331.601 | 799900.4526 | 736851.2559 | 678764.6428 | 531980.8326 | 0 | 0 | 0 | 0 | 0 | 0 | 0 | 0 | 0 | 0 | 0 | 0 | 0 | 0 | 0 | 0 | 0 | 0
Commercial_Retail_Existing_Space Heating_Natural Gas_Furnace_E2_Baseline Forecast | Commercial | Retail | Existing | Space Heating | Natural Gas | Furnace | E2 |  | Baseline Forecast | 0 | 0 | 0 | 0 | 0 | 0 | 0 | 0 | 0 | 0 | 0 | 0 | 0 | 0 | 0 | 0 | 0 | 0 | 0 | 0 | 0 | 0 | 0 | 0 | 0 | 0 | 0 | 0 | 0 | 0 | 0 | 0 | 0 | 0 | 0 | 0 | 0 | 0 | 0 | 0 | 0 | 0 | 0 | 0 | 0 | 0 | 0 | 0 | 0 | 0 | 0
Commercial_Retail_Existing_Space Heating_Natural Gas_Furnace_E3_Baseline Forecast | Commercial | Retail | Existing | Space Heating | Natural Gas | Furnace | E3 |  | Baseline Forecast | 0 | 0 | 0 | 0 | 0 | 403567.7238 | 825093.8342 | 1104559.1235 | 1393667.7247 | 1691490.1276 | 1997169.3288 | 2309971.2719 | 2629232.3831 | 2954337.6021 | 3284679.3995 | 3619712.9983 | 3958903.8166 | 4301887.3951 | 4648395.8417 | 4981083.4055 | 5302213.8621 | 5613686.2285 | 5934132.6158 | 6216903.9116 | 6464444.2419 | 6690872.1729 | 6897851.6039 | 7086930.6826 | 7259506.7575 | 7416879.8062 | 7560211.0962 | 7690628.2618 | 8014488.2039 | 0 | 0 | 0 | 0 | 0 | 0 | 0 | 0 | 0 | 0 | 0 | 0 | 0 | 0 | 0 | 0 | 0 | 0
Commercial_Retail_Existing_Space Heating_Natural Gas_Furnace_E4_Baseline Forecast | Commercial | Retail | Existing | Space Heating | Natural Gas | Furnace | E4 |  | Baseline Forecast | 0 | 0 | 0 | 0 | 0 | 0 | 0 | 0 | 0 | 0 | 0 | 0 | 0 | 0 | 0 | 0 | 0 | 0 | 0 | 0 | 0 | 0 | 0 | 0 | 0 | 0 | 0 | 0 | 0 | 0 | 0 | 0 | 0 | 0 | 0 | 0 | 0 | 0 | 0 | 0 | 0 | 0 | 0 | 0 | 0 | 0 | 0 | 0 | 0 | 0 | 0
Commercial_Retail_Existing_Space Heating_Natural Gas_Furnace_E5_Baseline Forecast | Commercial | Retail | Existing | Space Heating | Natural Gas | Furnace | E5 |  | Baseline Forecast | 0 | 0 | 0 | 0 | 0 | 0 | 0 | 158651.3259 | 322756.3763 | 491812.664 | 665343.8475 | 842922.294 | 1024176.0527 | 1208761.0223 | 1396331.7029 | 1586584.0446 | 1779221.012 | 1974036.3521 | 2170864.0587 | 2359904.6046 | 2542440.5825 | 2719562.18 | 2901808.3706 | 3079720.7474 | 3254104.9957 | 3413922.7477 | 3560317.9087 | 3694357.6524 | 3816997.6442 | 3929137.6573 | 4031575.2097 | 4125088.1106 | 4326290.8 | 0 | 0 | 0 | 0 | 0 | 0 | 0 | 0 | 0 | 0 | 0 | 0 | 0 | 0 | 0 | 0 | 0 | 0
Commercial_Retail_Existing_Space Heating_Natural Gas_Furnace_E6_Baseline Forecast | Commercial | Retail | Existing | Space Heating | Natural Gas | Furnace | E6 |  | Baseline Forecast | 0 | 0 | 0 | 0 | 0 | 0 | 0 | 0 | 0 | 0 | 0 | 0 | 0 | 0 | 0 | 0 | 0 | 0 | 0 | 0 | 0 | 0 | 0 | 0 | 0 | 0 | 0 | 0 | 0 | 0 | 0 | 0 | 0 | 0 | 0 | 0 | 0 | 0 | 0 | 0 | 0 | 0 | 0 | 0 | 0 | 0 | 0 | 0 | 0 | 0 | 0
Commercial_Retail_Existing_Space Heating_Natural Gas_Furnace_E7_Baseline Forecast | Commercial | Retail | Existing | Space Heating | Natural Gas | Furnace | E7 |  | Baseline Forecast | 0 | 0 | 0 | 0 | 0 | 0 | 0 | 0 | 0 | 0 | 0 | 0 | 0 | 0 | 0 | 0 | 0 | 0 | 0 | 0 | 0 | 0 | 0 | 0 | 0 | 0 | 0 | 0 | 0 | 0 | 0 | 0 | 0 | 0 | 0 | 0 | 0 | 0 | 0 | 0 | 0 | 0 | 0 | 0 | 0 | 0 | 0 | 0 | 0 | 0 | 0
Commercial_Retail_Existing_Space Heating_Natural Gas_Furnace_E8_Baseline Forecast | Commercial | Retail | Existing | Space Heating | Natural Gas | Furnace | E8 |  | Baseline Forecast | 0 | 0 | 0 | 0 | 0 | 0 | 0 | 0 | 0 | 0 | 0 | 0 | 0 | 0 | 0 | 0 | 0 | 0 | 0 | 0 | 0 | 0 | 0 | 0 | 0 | 0 | 0 | 0 | 0 | 0 | 0 | 0 | 0 | 0 | 0 | 0 | 0 | 0 | 0 | 0 | 0 | 0 | 0 | 0 | 0 | 0 | 0 | 0 | 0 | 0 | 0
Commercial_Retail_Existing_Space Heating_Natural Gas_Furnace_E9_Baseline Forecast | Commercial | Retail | Existing | Space Heating | Natural Gas | Furnace | E9 |  | Baseline Forecast | 0 | 0 | 0 | 0 | 0 | 0 | 0 | 0 | 0 | 0 | 0 | 0 | 0 | 0 | 0 | 0 | 0 | 0 | 0 | 0 | 0 | 0 | 0 | 0 | 0 | 0 | 0 | 0 | 0 | 0 | 0 | 0 | 0 | 0 | 0 | 0 | 0 | 0 | 0 | 0 | 0 | 0 | 0 | 0 | 0 | 0 | 0 | 0 | 0 | 0 | 0
Commercial_Retail_Existing_Space Heating_Natural Gas_Furnace_E10_Baseline Forecast | Commercial | Retail | Existing | Space Heating | Natural Gas | Furnace | E10 |  | Baseline Forecast | 0 | 0 | 0 | 0 | 0 | 0 | 0 | 0 | 0 | 0 | 0 | 0 | 0 | 0 | 0 | 0 | 0 | 0 | 0 | 0 | 0 | 0 | 0 | 0 | 0 | 0 | 0 | 0 | 0 | 0 | 0 | 0 | 0 | 0 | 0 | 0 | 0 | 0 | 0 | 0 | 0 | 0 | 0 | 0 | 0 | 0 | 0 | 0 | 0 | 0 | 0
Commercial_Retail_Existing_Space Heating_Natural Gas_Furnace_Vintage_Baseline Forecast | Commercial | Retail | Existing | Space Heating | Natural Gas | Furnace | Vintage |  | Baseline Forecast | 15534470.3232 | 15145291.9474 | 14731594.6129 | 14280588.2839 | 13897577.5833 | 13456661.2207 | 13002163.6105 | 12534349.9377 | 12052446.1718 | 11557055.0137 | 11049189.4474 | 10530192.2473 | 10001304.4609 | 9463555.9075 | 8917722.4589 | 8364626.261 | 7804962.9393 | 7239642.4511 | 6669485.2699 | 6144559.645 | 5661087.8009 | 5215611.7477 | 4805100.2401 | 4426803.0455 | 4078192.4598 | 3756972.346 | 3461003.6766 | 3188319.3143 | 2937085.1991 | 2705620.4994 | 2492359.9638 | 2295885.1015 | 2119278.5553 | 0 | 0 | 0 | 0 | 0 | 0 | 0 | 0 | 0 | 0 | 0 | 0 | 0 | 0 | 0 | 0 | 0 | 0
Commercial_Retail_Existing_Space Heating_Natural Gas_Boiler_E1_Baseline Forecast | Commercial | Retail | Existing | Space Heating | Natural Gas | Boiler | E1 |  | Baseline Forecast | 0 | 9933.933 | 20652.9251 | 32042.0421 | 56742.8944 | 56590.4024 | 56455.7819 | 56334.5308 | 56217.3909 | 56100.9764 | 55983.9792 | 55867.1386 | 55751.2939 | 55636.7334 | 55522.734 | 55409.1865 | 55295.5358 | 55183.1671 | 55073.6586 | 54967.3096 | 54862.5151 | 54028.36 | 52459.2144 | 50155.6485 | 46205.893 | 42566.4712 | 39213.1482 | 36123.6362 | 33277.1554 | 30654.6619 | 28238.4215 | 26012.3627 | 24011.4117 | 0 | 0 | 0 | 0 | 0 | 0 | 0 | 0 | 0 | 0 | 0 | 0 | 0 | 0 | 0 | 0 | 0 | 0
Commercial_Retail_Existing_Space Heating_Natural Gas_Boiler_E2_Baseline Forecast | Commercial | Retail | Existing | Space Heating | Natural Gas | Boiler | E2 |  | Baseline Forecast | 0 | 0 | 0 | 0 | 0 | 0 | 0 | 0 | 0 | 0 | 0 | 0 | 0 | 0 | 0 | 0 | 0 | 0 | 0 | 0 | 0 | 0 | 0 | 0 | 0 | 0 | 0 | 0 | 0 | 0 | 0 | 0 | 0 | 0 | 0 | 0 | 0 | 0 | 0 | 0 | 0 | 0 | 0 | 0 | 0 | 0 | 0 | 0 | 0 | 0 | 0
Commercial_Retail_Existing_Space Heating_Natural Gas_Boiler_E3_Baseline Forecast | Commercial | Retail | Existing | Space Heating | Natural Gas | Boiler | E3 |  | Baseline Forecast | 0 | 3192.6666 | 6638.0246 | 10297.7757 | 18233.6366 | 35265.4027 | 53062.9899 | 71567.0565 | 90711.4175 | 110434.3763 | 130679.0796 | 151396.5972 | 172543.3707 | 194078.8969 | 215962.607 | 238158.5397 | 260631.3191 | 283357.2351 | 306318.4304 | 329494.3758 | 352854.9492 | 375009.325 | 396110.273 | 416295.1008 | 436602.9521 | 455198.9021 | 472217.6289 | 487784.5132 | 502012.5257 | 515007.1916 | 526862.6534 | 537670.2218 | 557929.4671 | 0 | 0 | 0 | 0 | 0 | 0 | 0 | 0 | 0 | 0 | 0 | 0 | 0 | 0 | 0 | 0 | 0 | 0
Commercial_Retail_Existing_Space Heating_Natural Gas_Boiler_E4_Baseline Forecast | Commercial | Retail | Existing | Space Heating | Natural Gas | Boiler | E4 |  | Baseline Forecast | 0 | 0 | 0 | 0 | 0 | 0 | 0 | 0 | 0 | 0 | 0 | 0 | 0 | 0 | 0 | 0 | 0 | 0 | 0 | 0 | 0 | 0 | 0 | 0 | 0 | 0 | 0 | 0 | 0 | 0 | 0 | 0 | 0 | 0 | 0 | 0 | 0 | 0 | 0 | 0 | 0 | 0 | 0 | 0 | 0 | 0 | 0 | 0 | 0 | 0 | 0
Commercial_Retail_Existing_Space Heating_Natural Gas_Boiler_E5_Baseline Forecast | Commercial | Retail | Existing | Space Heating | Natural Gas | Boiler | E5 |  | Baseline Forecast | 0 | 0 | 0 | 0 | 0 | 0 | 0 | 0 | 0 | 0 | 0 | 0 | 0 | 0 | 0 | 0 | 0 | 0 | 0 | 0 | 0 | 0 | 0 | 0 | 0 | 0 | 0 | 0 | 0 | 0 | 0 | 0 | 0 | 0 | 0 | 0 | 0 | 0 | 0 | 0 | 0 | 0 | 0 | 0 | 0 | 0 | 0 | 0 | 0 | 0 | 0
Commercial_Retail_Existing_Space Heating_Natural Gas_Boiler_E6_Baseline Forecast | Commercial | Retail | Existing | Space Heating | Natural Gas | Boiler | E6 |  | Baseline Forecast | 0 | 0 | 0 | 0 | 0 | 0 | 0 | 0 | 0 | 0 | 0 | 0 | 0 | 0 | 0 | 0 | 0 | 0 | 0 | 0 | 0 | 0 | 0 | 0 | 0 | 0 | 0 | 0 | 0 | 0 | 0 | 0 | 0 | 0 | 0 | 0 | 0 | 0 | 0 | 0 | 0 | 0 | 0 | 0 | 0 | 0 | 0 | 0 | 0 | 0 | 0
Commercial_Retail_Existing_Space Heating_Natural Gas_Boiler_E7_Baseline Forecast | Commercial | Retail | Existing | Space Heating | Natural Gas | Boiler | E7 |  | Baseline Forecast | 0 | 0 | 0 | 0 | 0 | 0 | 0 | 0 | 0 | 0 | 0 | 0 | 0 | 0 | 0 | 0 | 0 | 0 | 0 | 0 | 0 | 0 | 0 | 0 | 0 | 0 | 0 | 0 | 0 | 0 | 0 | 0 | 0 | 0 | 0 | 0 | 0 | 0 | 0 | 0 | 0 | 0 | 0 | 0 | 0 | 0 | 0 | 0 | 0 | 0 | 0
Commercial_Retail_Existing_Space Heating_Natural Gas_Boiler_E8_Baseline Forecast | Commercial | Retail | Existing | Space Heating | Natural Gas | Boiler | E8 |  | Baseline Forecast | 0 | 0 | 0 | 0 | 0 | 0 | 0 | 0 | 0 | 0 | 0 | 0 | 0 | 0 | 0 | 0 | 0 | 0 | 0 | 0 | 0 | 0 | 0 | 0 | 0 | 0 | 0 | 0 | 0 | 0 | 0 | 0 | 0 | 0 | 0 | 0 | 0 | 0 | 0 | 0 | 0 | 0 | 0 | 0 | 0 | 0 | 0 | 0 | 0 | 0 | 0
Commercial_Retail_Existing_Space Heating_Natural Gas_Boiler_E9_Baseline Forecast | Commercial | Retail | Existing | Space Heating | Natural Gas | Boiler | E9 |  | Baseline Forecast | 0 | 0 | 0 | 0 | 0 | 0 | 0 | 0 | 0 | 0 | 0 | 0 | 0 | 0 | 0 | 0 | 0 | 0 | 0 | 0 | 0 | 0 | 0 | 0 | 0 | 0 | 0 | 0 | 0 | 0 | 0 | 0 | 0 | 0 | 0 | 0 | 0 | 0 | 0 | 0 | 0 | 0 | 0 | 0 | 0 | 0 | 0 | 0 | 0 | 0 | 0
Commercial_Retail_Existing_Space Heating_Natural Gas_Boiler_E10_Baseline Forecast | Commercial | Retail | Existing | Space Heating | Natural Gas | Boiler | E10 |  | Baseline Forecast | 0 | 0 | 0 | 0 | 0 | 0 | 0 | 0 | 0 | 0 | 0 | 0 | 0 | 0 | 0 | 0 | 0 | 0 | 0 | 0 | 0 | 0 | 0 | 0 | 0 | 0 | 0 | 0 | 0 | 0 | 0 | 0 | 0 | 0 | 0 | 0 | 0 | 0 | 0 | 0 | 0 | 0 | 0 | 0 | 0 | 0 | 0 | 0 | 0 | 0 | 0
Commercial_Retail_Existing_Space Heating_Natural Gas_Boiler_Vintage_Baseline Forecast | Commercial | Retail | Existing | Space Heating | Natural Gas | Boiler | Vintage |  | Baseline Forecast | 714660.1746 | 697897.5453 | 680097.1655 | 660657.3075 | 644446.6039 | 625633.9371 | 606264.165 | 586344.0492 | 565831.6533 | 544749.1303 | 523138.0577 | 501056.0005 | 478556.3171 | 455682.8797 | 432467.8099 | 408945.7965 | 385145.7312 | 361107.5001 | 336867.3938 | 312449.4362 | 287865.0048 | 265212.6505 | 244338.2354 | 225101.9105 | 207375.1429 | 191041.1745 | 175991.2361 | 162125.2994 | 149350.1028 | 137580.1763 | 126735.9275 | 116745.2262 | 107764.8242 | 0 | 0 | 0 | 0 | 0 | 0 | 0 | 0 | 0 | 0 | 0 | 0 | 0 | 0 | 0 | 0 | 0 | 0
Commercial_Retail_Existing_Space Heating_Natural Gas_Unit Heater_E1_Baseline Forecast | Commercial | Retail | Existing | Space Heating | Natural Gas | Unit Heater | E1 |  | Baseline Forecast | 0 | 55090.9307 | 120058.2632 | 193049.9521 | 310045.1111 | 309211.8894 | 308476.3186 | 307813.7983 | 307173.7421 | 306537.6492 | 305898.3724 | 297598.762 | 281326.9991 | 257029.7019 | 219859.7562 | 188065.8251 | 160868.6402 | 137607.1982 | 102311.8873 | 69224.9749 | 38450.7303 | 0 | 0 | 0 | 0 | 0 | 0 | 0 | 0 | 0 | 0 | 0 | 0 | 0 | 0 | 0 | 0 | 0 | 0 | 0 | 0 | 0 | 0 | 0 | 0 | 0 | 0 | 0 | 0 | 0 | 0
Commercial_Retail_Existing_Space Heating_Natural Gas_Unit Heater_E2_Baseline Forecast | Commercial | Retail | Existing | Space Heating | Natural Gas | Unit Heater | E2 |  | Baseline Forecast | 0 | 0 | 0 | 0 | 0 | 87656.7631 | 180468.3353 | 277666.6724 | 378548.6408 | 482500.7367 | 588994.4746 | 687376.9476 | 780257.6052 | 869650.3928 | 962059.5195 | 1040662.1144 | 1107446.0027 | 1164148.3829 | 1227672.0178 | 1284549.6326 | 1335293.2287 | 1390404.8719 | 1404219.8277 | 1415592.2147 | 1424868.2001 | 1432356.0973 | 1438314.8399 | 1442969.4988 | 1446504.9641 | 1449083.4766 | 1450835.2553 | 1451884.0845 | 1475481.3607 | 0 | 0 | 0 | 0 | 0 | 0 | 0 | 0 | 0 | 0 | 0 | 0 | 0 | 0 | 0 | 0 | 0 | 0
Commercial_Retail_Existing_Space Heating_Natural Gas_Unit Heater_E3_Baseline Forecast | Commercial | Retail | Existing | Space Heating | Natural Gas | Unit Heater | E3 |  | Baseline Forecast | 0 | 0 | 0 | 0 | 0 | 0 | 0 | 0 | 0 | 0 | 0 | 0 | 0 | 0 | 0 | 0 | 0 | 0 | 0 | 0 | 0 | 0 | 0 | 0 | 0 | 0 | 0 | 0 | 0 | 0 | 0 | 0 | 0 | 0 | 0 | 0 | 0 | 0 | 0 | 0 | 0 | 0 | 0 | 0 | 0 | 0 | 0 | 0 | 0 | 0 | 0
Commercial_Retail_Existing_Space Heating_Natural Gas_Unit Heater_E4_Baseline Forecast | Commercial | Retail | Existing | Space Heating | Natural Gas | Unit Heater | E4 |  | Baseline Forecast | 0 | 0 | 0 | 0 | 0 | 0 | 0 | 0 | 0 | 0 | 0 | 0 | 0 | 0 | 0 | 0 | 0 | 0 | 0 | 0 | 0 | 0 | 0 | 0 | 0 | 0 | 0 | 0 | 0 | 0 | 0 | 0 | 0 | 0 | 0 | 0 | 0 | 0 | 0 | 0 | 0 | 0 | 0 | 0 | 0 | 0 | 0 | 0 | 0 | 0 | 0
Commercial_Retail_Existing_Space Heating_Natural Gas_Unit Heater_E5_Baseline Forecast | Commercial | Retail | Existing | Space Heating | Natural Gas | Unit Heater | E5 |  | Baseline Forecast | 0 | 0 | 0 | 0 | 0 | 0 | 0 | 0 | 0 | 0 | 0 | 0 | 0 | 0 | 0 | 0 | 0 | 0 | 0 | 0 | 0 | 0 | 0 | 0 | 0 | 0 | 0 | 0 | 0 | 0 | 0 | 0 | 0 | 0 | 0 | 0 | 0 | 0 | 0 | 0 | 0 | 0 | 0 | 0 | 0 | 0 | 0 | 0 | 0 | 0 | 0
Commercial_Retail_Existing_Space Heating_Natural Gas_Unit Heater_E6_Baseline Forecast | Commercial | Retail | Existing | Space Heating | Natural Gas | Unit Heater | E6 |  | Baseline Forecast | 0 | 0 | 0 | 0 | 0 | 0 | 0 | 0 | 0 | 0 | 0 | 0 | 0 | 0 | 0 | 0 | 0 | 0 | 0 | 0 | 0 | 0 | 0 | 0 | 0 | 0 | 0 | 0 | 0 | 0 | 0 | 0 | 0 | 0 | 0 | 0 | 0 | 0 | 0 | 0 | 0 | 0 | 0 | 0 | 0 | 0 | 0 | 0 | 0 | 0 | 0
Commercial_Retail_Existing_Space Heating_Natural Gas_Unit Heater_E7_Baseline Forecast | Commercial | Retail | Existing | Space Heating | Natural Gas | Unit Heater | E7 |  | Baseline Forecast | 0 | 0 | 0 | 0 | 0 | 0 | 0 | 0 | 0 | 0 | 0 | 0 | 0 | 0 | 0 | 0 | 0 | 0 | 0 | 0 | 0 | 0 | 0 | 0 | 0 | 0 | 0 | 0 | 0 | 0 | 0 | 0 | 0 | 0 | 0 | 0 | 0 | 0 | 0 | 0 | 0 | 0 | 0 | 0 | 0 | 0 | 0 | 0 | 0 | 0 | 0
Commercial_Retail_Existing_Space Heating_Natural Gas_Unit Heater_E8_Baseline Forecast | Commercial | Retail | Existing | Space Heating | Natural Gas | Unit Heater | E8 |  | Baseline Forecast | 0 | 0 | 0 | 0 | 0 | 0 | 0 | 0 | 0 | 0 | 0 | 0 | 0 | 0 | 0 | 0 | 0 | 0 | 0 | 0 | 0 | 0 | 0 | 0 | 0 | 0 | 0 | 0 | 0 | 0 | 0 | 0 | 0 | 0 | 0 | 0 | 0 | 0 | 0 | 0 | 0 | 0 | 0 | 0 | 0 | 0 | 0 | 0 | 0 | 0 | 0
Commercial_Retail_Existing_Space Heating_Natural Gas_Unit Heater_E9_Baseline Forecast | Commercial | Retail | Existing | Space Heating | Natural Gas | Unit Heater | E9 |  | Baseline Forecast | 0 | 0 | 0 | 0 | 0 | 0 | 0 | 0 | 0 | 0 | 0 | 0 | 0 | 0 | 0 | 0 | 0 | 0 | 0 | 0 | 0 | 0 | 0 | 0 | 0 | 0 | 0 | 0 | 0 | 0 | 0 | 0 | 0 | 0 | 0 | 0 | 0 | 0 | 0 | 0 | 0 | 0 | 0 | 0 | 0 | 0 | 0 | 0 | 0 | 0 | 0
Commercial_Retail_Existing_Space Heating_Natural Gas_Unit Heater_E10_Baseline Forecast | Commercial | Retail | Existing | Space Heating | Natural Gas | Unit Heater | E10 |  | Baseline Forecast | 0 | 0 | 0 | 0 | 0 | 0 | 0 | 0 | 0 | 0 | 0 | 0 | 0 | 0 | 0 | 0 | 0 | 0 | 0 | 0 | 0 | 0 | 0 | 0 | 0 | 0 | 0 | 0 | 0 | 0 | 0 | 0 | 0 | 0 | 0 | 0 | 0 | 0 | 0 | 0 | 0 | 0 | 0 | 0 | 0 | 0 | 0 | 0 | 0 | 0 | 0
Commercial_Retail_Existing_Space Heating_Natural Gas_Unit Heater_Vintage_Baseline Forecast | Commercial | Retail | Existing | Space Heating | Natural Gas | Unit Heater | Vintage |  | Baseline Forecast | 1550434.3192 | 1487455.1287 | 1414599.5363 | 1332081.7232 | 1250722.3109 | 1159704.3307 | 1063925.4651 | 964054.5203 | 860590.5648 | 754072.4692 | 644999.8881 | 551703.2146 | 471907.8996 | 403661.3146 | 345286.4691 | 295354.5743 | 252641.801 | 216110.0531 | 184869.5936 | 158153.661 | 135301.8369 | 115750.8992 | 99023.1842 | 84711.028 | 72465.7491 | 61989.5357 | 53027.0861 | 45359.9773 | 38800.9965 | 33190.0978 | 28390.1531 | 24284.1236 | 20814.9631 | 0 | 0 | 0 | 0 | 0 | 0 | 0 | 0 | 0 | 0 | 0 | 0 | 0 | 0 | 0 | 0 | 0 | 0
Commercial_Retail_Existing_Water Heating_Natural Gas_Water Heater_E1_Baseline Forecast | Commercial | Retail | Existing | Water Heating | Natural Gas | Water Heater | E1 |  | Baseline Forecast | 0 | 34202.9646 | 78264.4072 | 129856.7107 | 208181.9211 | 271216.4031 | 338147.6492 | 408152.5626 | 480522.0896 | 554696.4615 | 613549.0459 | 660175.1057 | 697050.9933 | 726150.2003 | 749036.2182 | 766961.6595 | 780920.8214 | 791732.7113 | 800058.6543 | 806415.1295 | 811185.4924 | 814667.2544 | 817111.0087 | 818720.9699 | 819660.9175 | 820068.1987 | 820049.9924 | 819693.8551 | 819065.9305 | 818220.8841 | 817198.0406 | 816035.3538 | 827611.6723 | 0 | 0 | 0 | 0 | 0 | 0 | 0 | 0 | 0 | 0 | 0 | 0 | 0 | 0 | 0 | 0 | 0 | 0
Commercial_Retail_Existing_Water Heating_Natural Gas_Water Heater_E2_Baseline Forecast | Commercial | Retail | Existing | Water Heating | Natural Gas | Water Heater | E2 |  | Baseline Forecast | 0 | 306983.448 | 702451.402 | 1165508.2705 | 1868498.0105 | 2434251.3853 | 3034985.8546 | 3663312.945 | 4312870.1521 | 4978633.1186 | 5506880.6182 | 5925393.2649 | 6256398.7203 | 6517613.6427 | 6723067.8043 | 6884009.6882 | 7009357.516 | 7106462.6495 | 7181265.0607 | 7238385.3361 | 7281268.4915 | 7312584.7531 | 7334582.7921 | 7349095.6911 | 7357591.3813 | 7361304.0497 | 7361196.2461 | 7358055.385 | 7352472.2077 | 7344938.8149 | 7335804.7676 | 7325410.1585 | 7429368.6255 | 0 | 0 | 0 | 0 | 0 | 0 | 0 | 0 | 0 | 0 | 0 | 0 | 0 | 0 | 0 | 0 | 0 | 0
Commercial_Retail_Existing_Water Heating_Natural Gas_Water Heater_E3_Baseline Forecast | Commercial | Retail | Existing | Water Heating | Natural Gas | Water Heater | E3 |  | Baseline Forecast | 0 | 0 | 0 | 0 | 0 | 0 | 0 | 0 | 0 | 0 | 0 | 0 | 0 | 0 | 0 | 0 | 0 | 0 | 0 | 0 | 0 | 0 | 0 | 0 | 0 | 0 | 0 | 0 | 0 | 0 | 0 | 0 | 0 | 0 | 0 | 0 | 0 | 0 | 0 | 0 | 0 | 0 | 0 | 0 | 0 | 0 | 0 | 0 | 0 | 0 | 0
Commercial_Retail_Existing_Water Heating_Natural Gas_Water Heater_E4_Baseline Forecast | Commercial | Retail | Existing | Water Heating | Natural Gas | Water Heater | E4 |  | Baseline Forecast | 0 | 0 | 0 | 0 | 0 | 0 | 0 | 0 | 0 | 0 | 0 | 0 | 0 | 0 | 0 | 0 | 0 | 0 | 0 | 0 | 0 | 0 | 0 | 0 | 0 | 0 | 0 | 0 | 0 | 0 | 0 | 0 | 0 | 0 | 0 | 0 | 0 | 0 | 0 | 0 | 0 | 0 | 0 | 0 | 0 | 0 | 0 | 0 | 0 | 0 | 0
Commercial_Retail_Existing_Water Heating_Natural Gas_Water Heater_E5_Baseline Forecast | Commercial | Retail | Existing | Water Heating | Natural Gas | Water Heater | E5 |  | Baseline Forecast | 0 | 0 | 0 | 0 | 0 | 0 | 0 | 0 | 0 | 0 | 0 | 0 | 0 | 0 | 0 | 0 | 0 | 0 | 0 | 0 | 0 | 0 | 0 | 0 | 0 | 0 | 0 | 0 | 0 | 0 | 0 | 0 | 0 | 0 | 0 | 0 | 0 | 0 | 0 | 0 | 0 | 0 | 0 | 0 | 0 | 0 | 0 | 0 | 0 | 0 | 0
Commercial_Retail_Existing_Water Heating_Natural Gas_Water Heater_E6_Baseline Forecast | Commercial | Retail | Existing | Water Heating | Natural Gas | Water Heater | E6 |  | Baseline Forecast | 0 | 0 | 0 | 0 | 0 | 0 | 0 | 0 | 0 | 0 | 0 | 0 | 0 | 0 | 0 | 0 | 0 | 0 | 0 | 0 | 0 | 0 | 0 | 0 | 0 | 0 | 0 | 0 | 0 | 0 | 0 | 0 | 0 | 0 | 0 | 0 | 0 | 0 | 0 | 0 | 0 | 0 | 0 | 0 | 0 | 0 | 0 | 0 | 0 | 0 | 0
Commercial_Retail_Existing_Water Heating_Natural Gas_Water Heater_E7_Baseline Forecast | Commercial | Retail | Existing | Water Heating | Natural Gas | Water Heater | E7 |  | Baseline Forecast | 0 | 0 | 0 | 0 | 0 | 0 | 0 | 0 | 0 | 0 | 0 | 0 | 0 | 0 | 0 | 0 | 0 | 0 | 0 | 0 | 0 | 0 | 0 | 0 | 0 | 0 | 0 | 0 | 0 | 0 | 0 | 0 | 0 | 0 | 0 | 0 | 0 | 0 | 0 | 0 | 0 | 0 | 0 | 0 | 0 | 0 | 0 | 0 | 0 | 0 | 0
Commercial_Retail_Existing_Water Heating_Natural Gas_Water Heater_E8_Baseline Forecast | Commercial | Retail | Existing | Water Heating | Natural Gas | Water Heater | E8 |  | Baseline Forecast | 0 | 0 | 0 | 0 | 0 | 0 | 0 | 0 | 0 | 0 | 0 | 0 | 0 | 0 | 0 | 0 | 0 | 0 | 0 | 0 | 0 | 0 | 0 | 0 | 0 | 0 | 0 | 0 | 0 | 0 | 0 | 0 | 0 | 0 | 0 | 0 | 0 | 0 | 0 | 0 | 0 | 0 | 0 | 0 | 0 | 0 | 0 | 0 | 0 | 0 | 0
Commercial_Retail_Existing_Water Heating_Natural Gas_Water Heater_E9_Baseline Forecast | Commercial | Retail | Existing | Water Heating | Natural Gas | Water Heater | E9 |  | Baseline Forecast | 0 | 0 | 0 | 0 | 0 | 0 | 0 | 0 | 0 | 0 | 0 | 0 | 0 | 0 | 0 | 0 | 0 | 0 | 0 | 0 | 0 | 0 | 0 | 0 | 0 | 0 | 0 | 0 | 0 | 0 | 0 | 0 | 0 | 0 | 0 | 0 | 0 | 0 | 0 | 0 | 0 | 0 | 0 | 0 | 0 | 0 | 0 | 0 | 0 | 0 | 0
Commercial_Retail_Existing_Water Heating_Natural Gas_Water Heater_E10_Baseline Forecast | Commercial | Retail | Existing | Water Heating | Natural Gas | Water Heater | E10 |  | Baseline Forecast | 0 | 0 | 0 | 0 | 0 | 0 | 0 | 0 | 0 | 0 | 0 | 0 | 0 | 0 | 0 | 0 | 0 | 0 | 0 | 0 | 0 | 0 | 0 | 0 | 0 | 0 | 0 | 0 | 0 | 0 | 0 | 0 | 0 | 0 | 0 | 0 | 0 | 0 | 0 | 0 | 0 | 0 | 0 | 0 | 0 | 0 | 0 | 0 | 0 | 0 | 0
Commercial_Retail_Existing_Water Heating_Natural Gas_Water Heater_Vintage_Baseline Forecast | Commercial | Retail | Existing | Water Heating | Natural Gas | Water Heater | Vintage |  | Baseline Forecast | 8573279.224 | 8188473.9019 | 7705325.5957 | 7138000.7818 | 6553737.2018 | 5901755.7827 | 5213614.715 | 4496840.7925 | 3757097.4532 | 2999453.8284 | 2394558.8324 | 1911649.0424 | 1526148.0745 | 1218409.6573 | 972730.5119 | 776592.9739 | 620000.0734 | 494992.1128 | 395207.8587 | 315555.7598 | 251963.3253 | 201184.6255 | 160636.4431 | 128257.8397 | 102403.2007 | 81759.063 | 65275.7786 | 52115.1394 | 41607.4147 | 33217.9755 | 26519.7325 | 21171.9381 | 16937.5505 | 0 | 0 | 0 | 0 | 0 | 0 | 0 | 0 | 0 | 0 | 0 | 0 | 0 | 0 | 0 | 0 | 0 | 0
Commercial_Retail_Existing_Food Preparation_Natural Gas_Oven_E1_Baseline Forecast | Commercial | Retail | Existing | Food Preparation | Natural Gas | Oven | E1 |  | Baseline Forecast | 0 | 7476.8978 | 15493.4341 | 23920.5337 | 35985.8688 | 45172.3333 | 54612.8939 | 64261.609 | 74068.9333 | 83996.9389 | 92193.4814 | 98951.0631 | 104511.0606 | 109070.4344 | 112799.3712 | 115837.5223 | 118281.8173 | 120250.3003 | 121824.4664 | 123063.0613 | 124043.598 | 124797.384 | 125361.3077 | 125767.1672 | 126042.1656 | 126209.6583 | 126288.0939 | 126294.0092 | 126238.6478 | 126136.9992 | 125998.8972 | 125827.1186 | 127620.5664 | 0 | 0 | 0 | 0 | 0 | 0 | 0 | 0 | 0 | 0 | 0 | 0 | 0 | 0 | 0 | 0 | 0 | 0
Commercial_Retail_Existing_Food Preparation_Natural Gas_Oven_E2_Baseline Forecast | Commercial | Retail | Existing | Food Preparation | Natural Gas | Oven | E2 |  | Baseline Forecast | 0 | 10759.8623 | 22305.5267 | 34429.3926 | 51776.576 | 64991.8506 | 78593.9213 | 92513.2644 | 106683.0444 | 121048.1051 | 132937.2152 | 142768.492 | 150893.3887 | 157606.6707 | 163142.3968 | 167699.1103 | 171458.6215 | 174544.3294 | 177078.3135 | 179165.9397 | 180855.8489 | 182218.4929 | 183306.7728 | 184165.2352 | 184830.3919 | 185334.5153 | 185704.3986 | 185961.9106 | 186126.1162 | 186208.1018 | 186217.8824 | 186171.8236 | 189017.9407 | 0 | 0 | 0 | 0 | 0 | 0 | 0 | 0 | 0 | 0 | 0 | 0 | 0 | 0 | 0 | 0 | 0 | 0
Commercial_Retail_Existing_Food Preparation_Natural Gas_Oven_E3_Baseline Forecast | Commercial | Retail | Existing | Food Preparation | Natural Gas | Oven | E3 |  | Baseline Forecast | 0 | 0 | 0 | 0 | 0 | 0 | 0 | 0 | 0 | 0 | 0 | 0 | 0 | 0 | 0 | 0 | 0 | 0 | 0 | 0 | 0 | 0 | 0 | 0 | 0 | 0 | 0 | 0 | 0 | 0 | 0 | 0 | 0 | 0 | 0 | 0 | 0 | 0 | 0 | 0 | 0 | 0 | 0 | 0 | 0 | 0 | 0 | 0 | 0 | 0 | 0
Commercial_Retail_Existing_Food Preparation_Natural Gas_Oven_E4_Baseline Forecast | Commercial | Retail | Existing | Food Preparation | Natural Gas | Oven | E4 |  | Baseline Forecast | 0 | 0 | 0 | 0 | 0 | 0 | 0 | 0 | 0 | 0 | 0 | 0 | 0 | 0 | 0 | 0 | 0 | 0 | 0 | 0 | 0 | 0 | 0 | 0 | 0 | 0 | 0 | 0 | 0 | 0 | 0 | 0 | 0 | 0 | 0 | 0 | 0 | 0 | 0 | 0 | 0 | 0 | 0 | 0 | 0 | 0 | 0 | 0 | 0 | 0 | 0
Commercial_Retail_Existing_Food Preparation_Natural Gas_Oven_E5_Baseline Forecast | Commercial | Retail | Existing | Food Preparation | Natural Gas | Oven | E5 |  | Baseline Forecast | 0 | 0 | 0 | 0 | 0 | 0 | 0 | 0 | 0 | 0 | 0 | 0 | 0 | 0 | 0 | 0 | 0 | 0 | 0 | 0 | 0 | 0 | 0 | 0 | 0 | 0 | 0 | 0 | 0 | 0 | 0 | 0 | 0 | 0 | 0 | 0 | 0 | 0 | 0 | 0 | 0 | 0 | 0 | 0 | 0 | 0 | 0 | 0 | 0 | 0 | 0
Commercial_Retail_Existing_Food Preparation_Natural Gas_Oven_E6_Baseline Forecast | Commercial | Retail | Existing | Food Preparation | Natural Gas | Oven | E6 |  | Baseline Forecast | 0 | 0 | 0 | 0 | 0 | 0 | 0 | 0 | 0 | 0 | 0 | 0 | 0 | 0 | 0 | 0 | 0 | 0 | 0 | 0 | 0 | 0 | 0 | 0 | 0 | 0 | 0 | 0 | 0 | 0 | 0 | 0 | 0 | 0 | 0 | 0 | 0 | 0 | 0 | 0 | 0 | 0 | 0 | 0 | 0 | 0 | 0 | 0 | 0 | 0 | 0
Commercial_Retail_Existing_Food Preparation_Natural Gas_Oven_E7_Baseline Forecast | Commercial | Retail | Existing | Food Preparation | Natural Gas | Oven | E7 |  | Baseline Forecast | 0 | 0 | 0 | 0 | 0 | 0 | 0 | 0 | 0 | 0 | 0 | 0 | 0 | 0 | 0 | 0 | 0 | 0 | 0 | 0 | 0 | 0 | 0 | 0 | 0 | 0 | 0 | 0 | 0 | 0 | 0 | 0 | 0 | 0 | 0 | 0 | 0 | 0 | 0 | 0 | 0 | 0 | 0 | 0 | 0 | 0 | 0 | 0 | 0 | 0 | 0
Commercial_Retail_Existing_Food Preparation_Natural Gas_Oven_E8_Baseline Forecast | Commercial | Retail | Existing | Food Preparation | Natural Gas | Oven | E8 |  | Baseline Forecast | 0 | 0 | 0 | 0 | 0 | 0 | 0 | 0 | 0 | 0 | 0 | 0 | 0 | 0 | 0 | 0 | 0 | 0 | 0 | 0 | 0 | 0 | 0 | 0 | 0 | 0 | 0 | 0 | 0 | 0 | 0 | 0 | 0 | 0 | 0 | 0 | 0 | 0 | 0 | 0 | 0 | 0 | 0 | 0 | 0 | 0 | 0 | 0 | 0 | 0 | 0
Commercial_Retail_Existing_Food Preparation_Natural Gas_Oven_E9_Baseline Forecast | Commercial | Retail | Existing | Food Preparation | Natural Gas | Oven | E9 |  | Baseline Forecast | 0 | 0 | 0 | 0 | 0 | 0 | 0 | 0 | 0 | 0 | 0 | 0 | 0 | 0 | 0 | 0 | 0 | 0 | 0 | 0 | 0 | 0 | 0 | 0 | 0 | 0 | 0 | 0 | 0 | 0 | 0 | 0 | 0 | 0 | 0 | 0 | 0 | 0 | 0 | 0 | 0 | 0 | 0 | 0 | 0 | 0 | 0 | 0 | 0 | 0 | 0
Commercial_Retail_Existing_Food Preparation_Natural Gas_Oven_E10_Baseline Forecast | Commercial | Retail | Existing | Food Preparation | Natural Gas | Oven | E10 |  | Baseline Forecast | 0 | 0 | 0 | 0 | 0 | 0 | 0 | 0 | 0 | 0 | 0 | 0 | 0 | 0 | 0 | 0 | 0 | 0 | 0 | 0 | 0 | 0 | 0 | 0 | 0 | 0 | 0 | 0 | 0 | 0 | 0 | 0 | 0 | 0 | 0 | 0 | 0 | 0 | 0 | 0 | 0 | 0 | 0 | 0 | 0 | 0 | 0 | 0 | 0 | 0 | 0
Commercial_Retail_Existing_Food Preparation_Natural Gas_Oven_Vintage_Baseline Forecast | Commercial | Retail | Existing | Food Preparation | Natural Gas | Oven | Vintage |  | Baseline Forecast | 329940.3447 | 310024.9226 | 288784.06 | 266205.8866 | 244376.8369 | 221082.4999 | 197251.8801 | 172974.0897 | 148311.3181 | 123336.8301 | 102566.3452 | 85293.5713 | 70930.5905 | 58987.3657 | 49055.4174 | 40795.9133 | 33926.8635 | 28214.9325 | 23465.7844 | 19517.0593 | 16233.2086 | 13501.7665 | 11229.7128 | 9339.7932 | 7767.7571 | 6460.2121 | 5372.689 | 4468.197 | 3715.9333 | 3090.289 | 2569.9451 | 2137.1947 | 1780.9956 | 0 | 0 | 0 | 0 | 0 | 0 | 0 | 0 | 0 | 0 | 0 | 0 | 0 | 0 | 0 | 0 | 0 | 0
Commercial_Retail_Existing_Food Preparation_Natural Gas_Conveyor Oven_E1_Baseline Forecast | Commercial | Retail | Existing | Food Preparation | Natural Gas | Conveyor Oven | E1 |  | Baseline Forecast | 0 | 1583.1637 | 3622.0917 | 6009.6948 | 10274.3585 | 13189.0824 | 16283.015 | 19518.0833 | 22861.1386 | 26286.2254 | 29772.7274 | 33305.0376 | 36870.9238 | 40460.5737 | 44065.6132 | 47679.5965 | 51296.9883 | 54156.2207 | 56411.8687 | 58186.3569 | 59573.7199 | 60651.8328 | 61479.6864 | 62109.1084 | 62579.8043 | 62921.4555 | 63166.0309 | 63330.9007 | 63432.2608 | 63483.2837 | 63494.1386 | 63473.4061 | 64430.7937 | 0 | 0 | 0 | 0 | 0 | 0 | 0 | 0 | 0 | 0 | 0 | 0 | 0 | 0 | 0 | 0 | 0 | 0
Commercial_Retail_Existing_Food Preparation_Natural Gas_Conveyor Oven_E2_Baseline Forecast | Commercial | Retail | Existing | Food Preparation | Natural Gas | Conveyor Oven | E2 |  | Baseline Forecast | 0 | 2278.7384 | 5214.8606 | 8652.5913 | 14792.9641 | 18991.3183 | 23451.0155 | 28117.0578 | 32942.2959 | 37889.3852 | 42928.69 | 48037.5923 | 53198.5929 | 58397.6204 | 63622.415 | 68863.6193 | 74113.0796 | 78268.9083 | 81554.8576 | 84148.4957 | 86190.3401 | 87787.8534 | 89032.1875 | 89992.1353 | 90724.3998 | 91277.5798 | 91681.7575 | 91969.5127 | 92163.7476 | 92282.9313 | 92341.2502 | 92350.8595 | 93783.9154 | 0 | 0 | 0 | 0 | 0 | 0 | 0 | 0 | 0 | 0 | 0 | 0 | 0 | 0 | 0 | 0 | 0 | 0
Commercial_Retail_Existing_Food Preparation_Natural Gas_Conveyor Oven_E3_Baseline Forecast | Commercial | Retail | Existing | Food Preparation | Natural Gas | Conveyor Oven | E3 |  | Baseline Forecast | 0 | 0 | 0 | 0 | 0 | 0 | 0 | 0 | 0 | 0 | 0 | 0 | 0 | 0 | 0 | 0 | 0 | 0 | 0 | 0 | 0 | 0 | 0 | 0 | 0 | 0 | 0 | 0 | 0 | 0 | 0 | 0 | 0 | 0 | 0 | 0 | 0 | 0 | 0 | 0 | 0 | 0 | 0 | 0 | 0 | 0 | 0 | 0 | 0 | 0 | 0
Commercial_Retail_Existing_Food Preparation_Natural Gas_Conveyor Oven_E4_Baseline Forecast | Commercial | Retail | Existing | Food Preparation | Natural Gas | Conveyor Oven | E4 |  | Baseline Forecast | 0 | 0 | 0 | 0 | 0 | 0 | 0 | 0 | 0 | 0 | 0 | 0 | 0 | 0 | 0 | 0 | 0 | 0 | 0 | 0 | 0 | 0 | 0 | 0 | 0 | 0 | 0 | 0 | 0 | 0 | 0 | 0 | 0 | 0 | 0 | 0 | 0 | 0 | 0 | 0 | 0 | 0 | 0 | 0 | 0 | 0 | 0 | 0 | 0 | 0 | 0
Commercial_Retail_Existing_Food Preparation_Natural Gas_Conveyor Oven_E5_Baseline Forecast | Commercial | Retail | Existing | Food Preparation | Natural Gas | Conveyor Oven | E5 |  | Baseline Forecast | 0 | 0 | 0 | 0 | 0 | 0 | 0 | 0 | 0 | 0 | 0 | 0 | 0 | 0 | 0 | 0 | 0 | 0 | 0 | 0 | 0 | 0 | 0 | 0 | 0 | 0 | 0 | 0 | 0 | 0 | 0 | 0 | 0 | 0 | 0 | 0 | 0 | 0 | 0 | 0 | 0 | 0 | 0 | 0 | 0 | 0 | 0 | 0 | 0 | 0 | 0
Commercial_Retail_Existing_Food Preparation_Natural Gas_Conveyor Oven_E6_Baseline Forecast | Commercial | Retail | Existing | Food Preparation | Natural Gas | Conveyor Oven | E6 |  | Baseline Forecast | 0 | 0 | 0 | 0 | 0 | 0 | 0 | 0 | 0 | 0 | 0 | 0 | 0 | 0 | 0 | 0 | 0 | 0 | 0 | 0 | 0 | 0 | 0 | 0 | 0 | 0 | 0 | 0 | 0 | 0 | 0 | 0 | 0 | 0 | 0 | 0 | 0 | 0 | 0 | 0 | 0 | 0 | 0 | 0 | 0 | 0 | 0 | 0 | 0 | 0 | 0
Commercial_Retail_Existing_Food Preparation_Natural Gas_Conveyor Oven_E7_Baseline Forecast | Commercial | Retail | Existing | Food Preparation | Natural Gas | Conveyor Oven | E7 |  | Baseline Forecast | 0 | 0 | 0 | 0 | 0 | 0 | 0 | 0 | 0 | 0 | 0 | 0 | 0 | 0 | 0 | 0 | 0 | 0 | 0 | 0 | 0 | 0 | 0 | 0 | 0 | 0 | 0 | 0 | 0 | 0 | 0 | 0 | 0 | 0 | 0 | 0 | 0 | 0 | 0 | 0 | 0 | 0 | 0 | 0 | 0 | 0 | 0 | 0 | 0 | 0 | 0
Commercial_Retail_Existing_Food Preparation_Natural Gas_Conveyor Oven_E8_Baseline Forecast | Commercial | Retail | Existing | Food Preparation | Natural Gas | Conveyor Oven | E8 |  | Baseline Forecast | 0 | 0 | 0 | 0 | 0 | 0 | 0 | 0 | 0 | 0 | 0 | 0 | 0 | 0 | 0 | 0 | 0 | 0 | 0 | 0 | 0 | 0 | 0 | 0 | 0 | 0 | 0 | 0 | 0 | 0 | 0 | 0 | 0 | 0 | 0 | 0 | 0 | 0 | 0 | 0 | 0 | 0 | 0 | 0 | 0 | 0 | 0 | 0 | 0 | 0 | 0
Commercial_Retail_Existing_Food Preparation_Natural Gas_Conveyor Oven_E9_Baseline Forecast | Commercial | Retail | Existing | Food Preparation | Natural Gas | Conveyor Oven | E9 |  | Baseline Forecast | 0 | 0 | 0 | 0 | 0 | 0 | 0 | 0 | 0 | 0 | 0 | 0 | 0 | 0 | 0 | 0 | 0 | 0 | 0 | 0 | 0 | 0 | 0 | 0 | 0 | 0 | 0 | 0 | 0 | 0 | 0 | 0 | 0 | 0 | 0 | 0 | 0 | 0 | 0 | 0 | 0 | 0 | 0 | 0 | 0 | 0 | 0 | 0 | 0 | 0 | 0
Commercial_Retail_Existing_Food Preparation_Natural Gas_Conveyor Oven_E10_Baseline Forecast | Commercial | Retail | Existing | Food Preparation | Natural Gas | Conveyor Oven | E10 |  | Baseline Forecast | 0 | 0 | 0 | 0 | 0 | 0 | 0 | 0 | 0 | 0 | 0 | 0 | 0 | 0 | 0 | 0 | 0 | 0 | 0 | 0 | 0 | 0 | 0 | 0 | 0 | 0 | 0 | 0 | 0 | 0 | 0 | 0 | 0 | 0 | 0 | 0 | 0 | 0 | 0 | 0 | 0 | 0 | 0 | 0 | 0 | 0 | 0 | 0 | 0 | 0 | 0
Commercial_Retail_Existing_Food Preparation_Natural Gas_Conveyor Oven_Vintage_Baseline Forecast | Commercial | Retail | Existing | Food Preparation | Natural Gas | Conveyor Oven | Vintage |  | Baseline Forecast | 164970.1724 | 160268.9392 | 154454.558 | 147615.6203 | 141002.3183 | 133442.9412 | 125495.3172 | 117239.3404 | 108728.2134 | 100015.3265 | 91147.1035 | 82163.9333 | 73098.0033 | 63974.0414 | 54810.5645 | 45623.0571 | 36423.5832 | 29079.652 | 23217.5558 | 18538.1776 | 14802.2678 | 11819.1356 | 9437.0228 | 7534.8541 | 6015.9533 | 4803.1575 | 3834.8024 | 3061.645 | 2444.3402 | 1951.4799 | 1557.9735 | 1243.8028 | 995.0423 | 0 | 0 | 0 | 0 | 0 | 0 | 0 | 0 | 0 | 0 | 0 | 0 | 0 | 0 | 0 | 0 | 0 | 0
Commercial_Retail_Existing_Food Preparation_Natural Gas_Double Rack Oven_E1_Baseline Forecast | Commercial | Retail | Existing | Food Preparation | Natural Gas | Double Rack Oven | E1 |  | Baseline Forecast | 0 | 2242.7469 | 5129.8836 | 8512.715 | 13909.2179 | 18040.8352 | 22422.5734 | 27001.074 | 31728.5855 | 36568.4718 | 41491.4632 | 46475.6891 | 50419.52 | 53532.5506 | 55980.4435 | 57892.0457 | 59377.1773 | 60514.8865 | 61381.7831 | 62032.3653 | 62502.7263 | 62842.2119 | 63071.1101 | 63212.9453 | 63287.1365 | 63308.9272 | 63289.2214 | 63237.5046 | 63162.7549 | 63069.3552 | 62961.2879 | 62840.8097 | 63700.7764 | 0 | 0 | 0 | 0 | 0 | 0 | 0 | 0 | 0 | 0 | 0 | 0 | 0 | 0 | 0 | 0 | 0 | 0
Commercial_Retail_Existing_Food Preparation_Natural Gas_Double Rack Oven_E2_Baseline Forecast | Commercial | Retail | Existing | Food Preparation | Natural Gas | Double Rack Oven | E2 |  | Baseline Forecast | 0 | 3228.2811 | 7389.1322 | 12258.8571 | 20022.9331 | 25972.4222 | 32295.4079 | 38913.5232 | 45761.0222 | 52784.96 | 59943.4525 | 67204.1975 | 72969.3142 | 77542.1276 | 81164.1603 | 84032.5165 | 86296.3197 | 88088.0432 | 89501.5004 | 90615.7793 | 91496.2375 | 92172.7805 | 92690.836 | 93080.1425 | 93363.9058 | 93562.2352 | 93691.9717 | 93766.1851 | 93793.1064 | 93782.5212 | 93740.844 | 93675.4172 | 95067.5017 | 0 | 0 | 0 | 0 | 0 | 0 | 0 | 0 | 0 | 0 | 0 | 0 | 0 | 0 | 0 | 0 | 0 | 0
Commercial_Retail_Existing_Food Preparation_Natural Gas_Double Rack Oven_E3_Baseline Forecast | Commercial | Retail | Existing | Food Preparation | Natural Gas | Double Rack Oven | E3 |  | Baseline Forecast | 0 | 0 | 0 | 0 | 0 | 0 | 0 | 0 | 0 | 0 | 0 | 0 | 0 | 0 | 0 | 0 | 0 | 0 | 0 | 0 | 0 | 0 | 0 | 0 | 0 | 0 | 0 | 0 | 0 | 0 | 0 | 0 | 0 | 0 | 0 | 0 | 0 | 0 | 0 | 0 | 0 | 0 | 0 | 0 | 0 | 0 | 0 | 0 | 0 | 0 | 0
Commercial_Retail_Existing_Food Preparation_Natural Gas_Double Rack Oven_E4_Baseline Forecast | Commercial | Retail | Existing | Food Preparation | Natural Gas | Double Rack Oven | E4 |  | Baseline Forecast | 0 | 0 | 0 | 0 | 0 | 0 | 0 | 0 | 0 | 0 | 0 | 0 | 0 | 0 | 0 | 0 | 0 | 0 | 0 | 0 | 0 | 0 | 0 | 0 | 0 | 0 | 0 | 0 | 0 | 0 | 0 | 0 | 0 | 0 | 0 | 0 | 0 | 0 | 0 | 0 | 0 | 0 | 0 | 0 | 0 | 0 | 0 | 0 | 0 | 0 | 0
Commercial_Retail_Existing_Food Preparation_Natural Gas_Double Rack Oven_E5_Baseline Forecast | Commercial | Retail | Existing | Food Preparation | Natural Gas | Double Rack Oven | E5 |  | Baseline Forecast | 0 | 0 | 0 | 0 | 0 | 0 | 0 | 0 | 0 | 0 | 0 | 0 | 0 | 0 | 0 | 0 | 0 | 0 | 0 | 0 | 0 | 0 | 0 | 0 | 0 | 0 | 0 | 0 | 0 | 0 | 0 | 0 | 0 | 0 | 0 | 0 | 0 | 0 | 0 | 0 | 0 | 0 | 0 | 0 | 0 | 0 | 0 | 0 | 0 | 0 | 0
Commercial_Retail_Existing_Food Preparation_Natural Gas_Double Rack Oven_E6_Baseline Forecast | Commercial | Retail | Existing | Food Preparation | Natural Gas | Double Rack Oven | E6 |  | Baseline Forecast | 0 | 0 | 0 | 0 | 0 | 0 | 0 | 0 | 0 | 0 | 0 | 0 | 0 | 0 | 0 | 0 | 0 | 0 | 0 | 0 | 0 | 0 | 0 | 0 | 0 | 0 | 0 | 0 | 0 | 0 | 0 | 0 | 0 | 0 | 0 | 0 | 0 | 0 | 0 | 0 | 0 | 0 | 0 | 0 | 0 | 0 | 0 | 0 | 0 | 0 | 0
Commercial_Retail_Existing_Food Preparation_Natural Gas_Double Rack Oven_E7_Baseline Forecast | Commercial | Retail | Existing | Food Preparation | Natural Gas | Double Rack Oven | E7 |  | Baseline Forecast | 0 | 0 | 0 | 0 | 0 | 0 | 0 | 0 | 0 | 0 | 0 | 0 | 0 | 0 | 0 | 0 | 0 | 0 | 0 | 0 | 0 | 0 | 0 | 0 | 0 | 0 | 0 | 0 | 0 | 0 | 0 | 0 | 0 | 0 | 0 | 0 | 0 | 0 | 0 | 0 | 0 | 0 | 0 | 0 | 0 | 0 | 0 | 0 | 0 | 0 | 0
Commercial_Retail_Existing_Food Preparation_Natural Gas_Double Rack Oven_E8_Baseline Forecast | Commercial | Retail | Existing | Food Preparation | Natural Gas | Double Rack Oven | E8 |  | Baseline Forecast | 0 | 0 | 0 | 0 | 0 | 0 | 0 | 0 | 0 | 0 | 0 | 0 | 0 | 0 | 0 | 0 | 0 | 0 | 0 | 0 | 0 | 0 | 0 | 0 | 0 | 0 | 0 | 0 | 0 | 0 | 0 | 0 | 0 | 0 | 0 | 0 | 0 | 0 | 0 | 0 | 0 | 0 | 0 | 0 | 0 | 0 | 0 | 0 | 0 | 0 | 0
Commercial_Retail_Existing_Food Preparation_Natural Gas_Double Rack Oven_E9_Baseline Forecast | Commercial | Retail | Existing | Food Preparation | Natural Gas | Double Rack Oven | E9 |  | Baseline Forecast | 0 | 0 | 0 | 0 | 0 | 0 | 0 | 0 | 0 | 0 | 0 | 0 | 0 | 0 | 0 | 0 | 0 | 0 | 0 | 0 | 0 | 0 | 0 | 0 | 0 | 0 | 0 | 0 | 0 | 0 | 0 | 0 | 0 | 0 | 0 | 0 | 0 | 0 | 0 | 0 | 0 | 0 | 0 | 0 | 0 | 0 | 0 | 0 | 0 | 0 | 0
Commercial_Retail_Existing_Food Preparation_Natural Gas_Double Rack Oven_E10_Baseline Forecast | Commercial | Retail | Existing | Food Preparation | Natural Gas | Double Rack Oven | E10 |  | Baseline Forecast | 0 | 0 | 0 | 0 | 0 | 0 | 0 | 0 | 0 | 0 | 0 | 0 | 0 | 0 | 0 | 0 | 0 | 0 | 0 | 0 | 0 | 0 | 0 | 0 | 0 | 0 | 0 | 0 | 0 | 0 | 0 | 0 | 0 | 0 | 0 | 0 | 0 | 0 | 0 | 0 | 0 | 0 | 0 | 0 | 0 | 0 | 0 | 0 | 0 | 0 | 0
Commercial_Retail_Existing_Food Preparation_Natural Gas_Double Rack Oven_Vintage_Baseline Forecast | Commercial | Retail | Existing | Food Preparation | Natural Gas | Double Rack Oven | Vintage |  | Baseline Forecast | 164970.1724 | 158659.8133 | 150772.4946 | 141506.3344 | 132137.4899 | 121610.0844 | 110511.3664 | 98959.8843 | 87042.0402 | 74837.5053 | 62413.6051 | 49826.6766 | 39778.6857 | 31757.5573 | 25353.9889 | 20241.7107 | 16160.1541 | 12901.8514 | 10300.9986 | 8224.8857 | 6567.364 | 5243.8293 | 4186.9506 | 3343.01 | 2669.115 | 2131.0305 | 1701.3976 | 1358.3687 | 1084.4873 | 865.8186 | 691.2305 | 551.8415 | 441.4732 | 0 | 0 | 0 | 0 | 0 | 0 | 0 | 0 | 0 | 0 | 0 | 0 | 0 | 0 | 0 | 0 | 0 | 0
Commercial_Retail_Existing_Food Preparation_Natural Gas_Fryer_E1_Baseline Forecast | Commercial | Retail | Existing | Food Preparation | Natural Gas | Fryer | E1 |  | Baseline Forecast | 0 | 0 | 0 | 0 | 0 | 0 | 0 | 0 | 0 | 0 | 0 | 0 | 0 | 0 | 0 | 0 | 0 | 0 | 0 | 0 | 0 | 0 | 0 | 0 | 0 | 0 | 0 | 0 | 0 | 0 | 0 | 0 | 0 | 0 | 0 | 0 | 0 | 0 | 0 | 0 | 0 | 0 | 0 | 0 | 0 | 0 | 0 | 0 | 0 | 0 | 0
Commercial_Retail_Existing_Food Preparation_Natural Gas_Fryer_E2_Baseline Forecast | Commercial | Retail | Existing | Food Preparation | Natural Gas | Fryer | E2 |  | Baseline Forecast | 0 | 0 | 0 | 11802.0296 | 60014.6503 | 109759.4908 | 172812.9385 | 246418.8263 | 328350.4643 | 393489.1647 | 445213.6588 | 486232.8362 | 518713.6924 | 544384.0398 | 564613.7531 | 580500.2846 | 592914.6099 | 602571.6002 | 610048.0851 | 615794.4745 | 620149.4381 | 623376.4725 | 625695.8556 | 627286.665 | 628292.2729 | 628832.4372 | 629000.8354 | 628873.8703 | 628509.338 | 627955.0996 | 627245.7017 | 626413.9243 | 635352.3259 | 0 | 0 | 0 | 0 | 0 | 0 | 0 | 0 | 0 | 0 | 0 | 0 | 0 | 0 | 0 | 0 | 0 | 0
Commercial_Retail_Existing_Food Preparation_Natural Gas_Fryer_E3_Baseline Forecast | Commercial | Retail | Existing | Food Preparation | Natural Gas | Fryer | E3 |  | Baseline Forecast | 0 | 0 | 0 | 0 | 0 | 0 | 0 | 0 | 0 | 0 | 0 | 0 | 0 | 0 | 0 | 0 | 0 | 0 | 0 | 0 | 0 | 0 | 0 | 0 | 0 | 0 | 0 | 0 | 0 | 0 | 0 | 0 | 0 | 0 | 0 | 0 | 0 | 0 | 0 | 0 | 0 | 0 | 0 | 0 | 0 | 0 | 0 | 0 | 0 | 0 | 0
Commercial_Retail_Existing_Food Preparation_Natural Gas_Fryer_E4_Baseline Forecast | Commercial | Retail | Existing | Food Preparation | Natural Gas | Fryer | E4 |  | Baseline Forecast | 0 | 0 | 0 | 0 | 0 | 0 | 0 | 0 | 0 | 0 | 0 | 0 | 0 | 0 | 0 | 0 | 0 | 0 | 0 | 0 | 0 | 0 | 0 | 0 | 0 | 0 | 0 | 0 | 0 | 0 | 0 | 0 | 0 | 0 | 0 | 0 | 0 | 0 | 0 | 0 | 0 | 0 | 0 | 0 | 0 | 0 | 0 | 0 | 0 | 0 | 0
Commercial_Retail_Existing_Food Preparation_Natural Gas_Fryer_E5_Baseline Forecast | Commercial | Retail | Existing | Food Preparation | Natural Gas | Fryer | E5 |  | Baseline Forecast | 0 | 0 | 0 | 0 | 0 | 0 | 0 | 0 | 0 | 0 | 0 | 0 | 0 | 0 | 0 | 0 | 0 | 0 | 0 | 0 | 0 | 0 | 0 | 0 | 0 | 0 | 0 | 0 | 0 | 0 | 0 | 0 | 0 | 0 | 0 | 0 | 0 | 0 | 0 | 0 | 0 | 0 | 0 | 0 | 0 | 0 | 0 | 0 | 0 | 0 | 0
Commercial_Retail_Existing_Food Preparation_Natural Gas_Fryer_E6_Baseline Forecast | Commercial | Retail | Existing | Food Preparation | Natural Gas | Fryer | E6 |  | Baseline Forecast | 0 | 0 | 0 | 0 | 0 | 0 | 0 | 0 | 0 | 0 | 0 | 0 | 0 | 0 | 0 | 0 | 0 | 0 | 0 | 0 | 0 | 0 | 0 | 0 | 0 | 0 | 0 | 0 | 0 | 0 | 0 | 0 | 0 | 0 | 0 | 0 | 0 | 0 | 0 | 0 | 0 | 0 | 0 | 0 | 0 | 0 | 0 | 0 | 0 | 0 | 0
Commercial_Retail_Existing_Food Preparation_Natural Gas_Fryer_E7_Baseline Forecast | Commercial | Retail | Existing | Food Preparation | Natural Gas | Fryer | E7 |  | Baseline Forecast | 0 | 0 | 0 | 0 | 0 | 0 | 0 | 0 | 0 | 0 | 0 | 0 | 0 | 0 | 0 | 0 | 0 | 0 | 0 | 0 | 0 | 0 | 0 | 0 | 0 | 0 | 0 | 0 | 0 | 0 | 0 | 0 | 0 | 0 | 0 | 0 | 0 | 0 | 0 | 0 | 0 | 0 | 0 | 0 | 0 | 0 | 0 | 0 | 0 | 0 | 0
Commercial_Retail_Existing_Food Preparation_Natural Gas_Fryer_E8_Baseline Forecast | Commercial | Retail | Existing | Food Preparation | Natural Gas | Fryer | E8 |  | Baseline Forecast | 0 | 0 | 0 | 0 | 0 | 0 | 0 | 0 | 0 | 0 | 0 | 0 | 0 | 0 | 0 | 0 | 0 | 0 | 0 | 0 | 0 | 0 | 0 | 0 | 0 | 0 | 0 | 0 | 0 | 0 | 0 | 0 | 0 | 0 | 0 | 0 | 0 | 0 | 0 | 0 | 0 | 0 | 0 | 0 | 0 | 0 | 0 | 0 | 0 | 0 | 0
Commercial_Retail_Existing_Food Preparation_Natural Gas_Fryer_E9_Baseline Forecast | Commercial | Retail | Existing | Food Preparation | Natural Gas | Fryer | E9 |  | Baseline Forecast | 0 | 0 | 0 | 0 | 0 | 0 | 0 | 0 | 0 | 0 | 0 | 0 | 0 | 0 | 0 | 0 | 0 | 0 | 0 | 0 | 0 | 0 | 0 | 0 | 0 | 0 | 0 | 0 | 0 | 0 | 0 | 0 | 0 | 0 | 0 | 0 | 0 | 0 | 0 | 0 | 0 | 0 | 0 | 0 | 0 | 0 | 0 | 0 | 0 | 0 | 0
Commercial_Retail_Existing_Food Preparation_Natural Gas_Fryer_E10_Baseline Forecast | Commercial | Retail | Existing | Food Preparation | Natural Gas | Fryer | E10 |  | Baseline Forecast | 0 | 0 | 0 | 0 | 0 | 0 | 0 | 0 | 0 | 0 | 0 | 0 | 0 | 0 | 0 | 0 | 0 | 0 | 0 | 0 | 0 | 0 | 0 | 0 | 0 | 0 | 0 | 0 | 0 | 0 | 0 | 0 | 0 | 0 | 0 | 0 | 0 | 0 | 0 | 0 | 0 | 0 | 0 | 0 | 0 | 0 | 0 | 0 | 0 | 0 | 0
Commercial_Retail_Existing_Food Preparation_Natural Gas_Fryer_Vintage_Baseline Forecast | Commercial | Retail | Existing | Food Preparation | Natural Gas | Fryer | Vintage |  | Baseline Forecast | 659880.6894 | 656523.3654 | 653166.0414 | 637309.5961 | 604263.9133 | 552733.8767 | 488104.4522 | 413079.0999 | 329776.1273 | 263274.5836 | 210180.4247 | 167793.4166 | 133956.3873 | 106944.9018 | 85380.6177 | 68164.8072 | 54419.9946 | 43447.5241 | 34689.0435 | 27697.6463 | 22115.8729 | 17658.8144 | 14099.7312 | 11257.726 | 8988.3564 | 7176.3343 | 5729.5276 | 4574.3633 | 3652.0565 | 2915.6804 | 2327.7476 | 1858.3494 | 1486.6795 | 0 | 0 | 0 | 0 | 0 | 0 | 0 | 0 | 0 | 0 | 0 | 0 | 0 | 0 | 0 | 0 | 0 | 0
Commercial_Retail_Existing_Food Preparation_Natural Gas_Broiler_E1_Baseline Forecast | Commercial | Retail | Existing | Food Preparation | Natural Gas | Broiler | E1 |  | Baseline Forecast | 0 | 0 | 0 | 0 | 0 | 0 | 0 | 0 | 0 | 0 | 0 | 0 | 0 | 0 | 0 | 0 | 0 | 0 | 0 | 0 | 0 | 0 | 0 | 0 | 0 | 0 | 0 | 0 | 0 | 0 | 0 | 0 | 0 | 0 | 0 | 0 | 0 | 0 | 0 | 0 | 0 | 0 | 0 | 0 | 0 | 0 | 0 | 0 | 0 | 0 | 0
Commercial_Retail_Existing_Food Preparation_Natural Gas_Broiler_E2_Baseline Forecast | Commercial | Retail | Existing | Food Preparation | Natural Gas | Broiler | E2 |  | Baseline Forecast | 0 | 0 | 0 | 0 | 0 | 0 | 0 | 0 | 0 | 0 | 0 | 0 | 0 | 0 | 0 | 0 | 0 | 0 | 0 | 0 | 0 | 0 | 0 | 0 | 0 | 0 | 0 | 0 | 0 | 0 | 0 | 0 | 0 | 0 | 0 | 0 | 0 | 0 | 0 | 0 | 0 | 0 | 0 | 0 | 0 | 0 | 0 | 0 | 0 | 0 | 0
Commercial_Retail_Existing_Food Preparation_Natural Gas_Broiler_E3_Baseline Forecast | Commercial | Retail | Existing | Food Preparation | Natural Gas | Broiler | E3 |  | Baseline Forecast | 0 | 0 | 0 | 0 | 0 | 0 | 0 | 0 | 0 | 0 | 0 | 0 | 0 | 0 | 0 | 0 | 0 | 0 | 0 | 0 | 0 | 0 | 0 | 0 | 0 | 0 | 0 | 0 | 0 | 0 | 0 | 0 | 0 | 0 | 0 | 0 | 0 | 0 | 0 | 0 | 0 | 0 | 0 | 0 | 0 | 0 | 0 | 0 | 0 | 0 | 0
Commercial_Retail_Existing_Food Preparation_Natural Gas_Broiler_E4_Baseline Forecast | Commercial | Retail | Existing | Food Preparation | Natural Gas | Broiler | E4 |  | Baseline Forecast | 0 | 0 | 0 | 0 | 0 | 0 | 0 | 0 | 0 | 0 | 0 | 0 | 0 | 0 | 0 | 0 | 0 | 0 | 0 | 0 | 0 | 0 | 0 | 0 | 0 | 0 | 0 | 0 | 0 | 0 | 0 | 0 | 0 | 0 | 0 | 0 | 0 | 0 | 0 | 0 | 0 | 0 | 0 | 0 | 0 | 0 | 0 | 0 | 0 | 0 | 0
Commercial_Retail_Existing_Food Preparation_Natural Gas_Broiler_E5_Baseline Forecast | Commercial | Retail | Existing | Food Preparation | Natural Gas | Broiler | E5 |  | Baseline Forecast | 0 | 0 | 0 | 0 | 0 | 0 | 0 | 0 | 0 | 0 | 0 | 0 | 0 | 0 | 0 | 0 | 0 | 0 | 0 | 0 | 0 | 0 | 0 | 0 | 0 | 0 | 0 | 0 | 0 | 0 | 0 | 0 | 0 | 0 | 0 | 0 | 0 | 0 | 0 | 0 | 0 | 0 | 0 | 0 | 0 | 0 | 0 | 0 | 0 | 0 | 0
Commercial_Retail_Existing_Food Preparation_Natural Gas_Broiler_E6_Baseline Forecast | Commercial | Retail | Existing | Food Preparation | Natural Gas | Broiler | E6 |  | Baseline Forecast | 0 | 0 | 0 | 0 | 0 | 0 | 0 | 0 | 0 | 0 | 0 | 0 | 0 | 0 | 0 | 0 | 0 | 0 | 0 | 0 | 0 | 0 | 0 | 0 | 0 | 0 | 0 | 0 | 0 | 0 | 0 | 0 | 0 | 0 | 0 | 0 | 0 | 0 | 0 | 0 | 0 | 0 | 0 | 0 | 0 | 0 | 0 | 0 | 0 | 0 | 0
Commercial_Retail_Existing_Food Preparation_Natural Gas_Broiler_E7_Baseline Forecast | Commercial | Retail | Existing | Food Preparation | Natural Gas | Broiler | E7 |  | Baseline Forecast | 0 | 0 | 0 | 0 | 0 | 0 | 0 | 0 | 0 | 0 | 0 | 0 | 0 | 0 | 0 | 0 | 0 | 0 | 0 | 0 | 0 | 0 | 0 | 0 | 0 | 0 | 0 | 0 | 0 | 0 | 0 | 0 | 0 | 0 | 0 | 0 | 0 | 0 | 0 | 0 | 0 | 0 | 0 | 0 | 0 | 0 | 0 | 0 | 0 | 0 | 0
Commercial_Retail_Existing_Food Preparation_Natural Gas_Broiler_E8_Baseline Forecast | Commercial | Retail | Existing | Food Preparation | Natural Gas | Broiler | E8 |  | Baseline Forecast | 0 | 0 | 0 | 0 | 0 | 0 | 0 | 0 | 0 | 0 | 0 | 0 | 0 | 0 | 0 | 0 | 0 | 0 | 0 | 0 | 0 | 0 | 0 | 0 | 0 | 0 | 0 | 0 | 0 | 0 | 0 | 0 | 0 | 0 | 0 | 0 | 0 | 0 | 0 | 0 | 0 | 0 | 0 | 0 | 0 | 0 | 0 | 0 | 0 | 0 | 0
Commercial_Retail_Existing_Food Preparation_Natural Gas_Broiler_E9_Baseline Forecast | Commercial | Retail | Existing | Food Preparation | Natural Gas | Broiler | E9 |  | Baseline Forecast | 0 | 0 | 0 | 0 | 0 | 0 | 0 | 0 | 0 | 0 | 0 | 0 | 0 | 0 | 0 | 0 | 0 | 0 | 0 | 0 | 0 | 0 | 0 | 0 | 0 | 0 | 0 | 0 | 0 | 0 | 0 | 0 | 0 | 0 | 0 | 0 | 0 | 0 | 0 | 0 | 0 | 0 | 0 | 0 | 0 | 0 | 0 | 0 | 0 | 0 | 0
Commercial_Retail_Existing_Food Preparation_Natural Gas_Broiler_E10_Baseline Forecast | Commercial | Retail | Existing | Food Preparation | Natural Gas | Broiler | E10 |  | Baseline Forecast | 0 | 0 | 0 | 0 | 0 | 0 | 0 | 0 | 0 | 0 | 0 | 0 | 0 | 0 | 0 | 0 | 0 | 0 | 0 | 0 | 0 | 0 | 0 | 0 | 0 | 0 | 0 | 0 | 0 | 0 | 0 | 0 | 0 | 0 | 0 | 0 | 0 | 0 | 0 | 0 | 0 | 0 | 0 | 0 | 0 | 0 | 0 | 0 | 0 | 0 | 0
Commercial_Retail_Existing_Food Preparation_Natural Gas_Broiler_Vintage_Baseline Forecast | Commercial | Retail | Existing | Food Preparation | Natural Gas | Broiler | Vintage |  | Baseline Forecast | 0 | 0 | 0 | 0 | 0 | 0 | 0 | 0 | 0 | 0 | 0 | 0 | 0 | 0 | 0 | 0 | 0 | 0 | 0 | 0 | 0 | 0 | 0 | 0 | 0 | 0 | 0 | 0 | 0 | 0 | 0 | 0 | 0 | 0 | 0 | 0 | 0 | 0 | 0 | 0 | 0 | 0 | 0 | 0 | 0 | 0 | 0 | 0 | 0 | 0 | 0
Commercial_Retail_Existing_Food Preparation_Natural Gas_Griddle_E1_Baseline Forecast | Commercial | Retail | Existing | Food Preparation | Natural Gas | Griddle | E1 |  | Baseline Forecast | 0 | 0 | 0 | 0 | 0 | 0 | 0 | 0 | 0 | 0 | 0 | 0 | 0 | 0 | 0 | 0 | 0 | 0 | 0 | 0 | 0 | 0 | 0 | 0 | 0 | 0 | 0 | 0 | 0 | 0 | 0 | 0 | 0 | 0 | 0 | 0 | 0 | 0 | 0 | 0 | 0 | 0 | 0 | 0 | 0 | 0 | 0 | 0 | 0 | 0 | 0
Commercial_Retail_Existing_Food Preparation_Natural Gas_Griddle_E2_Baseline Forecast | Commercial | Retail | Existing | Food Preparation | Natural Gas | Griddle | E2 |  | Baseline Forecast | 0 | 0 | 0 | 0 | 0 | 0 | 0 | 0 | 0 | 0 | 0 | 0 | 0 | 0 | 0 | 0 | 0 | 0 | 0 | 0 | 0 | 0 | 0 | 0 | 0 | 0 | 0 | 0 | 0 | 0 | 0 | 0 | 0 | 0 | 0 | 0 | 0 | 0 | 0 | 0 | 0 | 0 | 0 | 0 | 0 | 0 | 0 | 0 | 0 | 0 | 0
Commercial_Retail_Existing_Food Preparation_Natural Gas_Griddle_E3_Baseline Forecast | Commercial | Retail | Existing | Food Preparation | Natural Gas | Griddle | E3 |  | Baseline Forecast | 0 | 0 | 0 | 0 | 0 | 0 | 0 | 0 | 0 | 0 | 0 | 0 | 0 | 0 | 0 | 0 | 0 | 0 | 0 | 0 | 0 | 0 | 0 | 0 | 0 | 0 | 0 | 0 | 0 | 0 | 0 | 0 | 0 | 0 | 0 | 0 | 0 | 0 | 0 | 0 | 0 | 0 | 0 | 0 | 0 | 0 | 0 | 0 | 0 | 0 | 0
Commercial_Retail_Existing_Food Preparation_Natural Gas_Griddle_E4_Baseline Forecast | Commercial | Retail | Existing | Food Preparation | Natural Gas | Griddle | E4 |  | Baseline Forecast | 0 | 0 | 0 | 0 | 0 | 0 | 0 | 0 | 0 | 0 | 0 | 0 | 0 | 0 | 0 | 0 | 0 | 0 | 0 | 0 | 0 | 0 | 0 | 0 | 0 | 0 | 0 | 0 | 0 | 0 | 0 | 0 | 0 | 0 | 0 | 0 | 0 | 0 | 0 | 0 | 0 | 0 | 0 | 0 | 0 | 0 | 0 | 0 | 0 | 0 | 0
Commercial_Retail_Existing_Food Preparation_Natural Gas_Griddle_E5_Baseline Forecast | Commercial | Retail | Existing | Food Preparation | Natural Gas | Griddle | E5 |  | Baseline Forecast | 0 | 0 | 0 | 0 | 0 | 0 | 0 | 0 | 0 | 0 | 0 | 0 | 0 | 0 | 0 | 0 | 0 | 0 | 0 | 0 | 0 | 0 | 0 | 0 | 0 | 0 | 0 | 0 | 0 | 0 | 0 | 0 | 0 | 0 | 0 | 0 | 0 | 0 | 0 | 0 | 0 | 0 | 0 | 0 | 0 | 0 | 0 | 0 | 0 | 0 | 0
Commercial_Retail_Existing_Food Preparation_Natural Gas_Griddle_E6_Baseline Forecast | Commercial | Retail | Existing | Food Preparation | Natural Gas | Griddle | E6 |  | Baseline Forecast | 0 | 0 | 0 | 0 | 0 | 0 | 0 | 0 | 0 | 0 | 0 | 0 | 0 | 0 | 0 | 0 | 0 | 0 | 0 | 0 | 0 | 0 | 0 | 0 | 0 | 0 | 0 | 0 | 0 | 0 | 0 | 0 | 0 | 0 | 0 | 0 | 0 | 0 | 0 | 0 | 0 | 0 | 0 | 0 | 0 | 0 | 0 | 0 | 0 | 0 | 0
Commercial_Retail_Existing_Food Preparation_Natural Gas_Griddle_E7_Baseline Forecast | Commercial | Retail | Existing | Food Preparation | Natural Gas | Griddle | E7 |  | Baseline Forecast | 0 | 0 | 0 | 0 | 0 | 0 | 0 | 0 | 0 | 0 | 0 | 0 | 0 | 0 | 0 | 0 | 0 | 0 | 0 | 0 | 0 | 0 | 0 | 0 | 0 | 0 | 0 | 0 | 0 | 0 | 0 | 0 | 0 | 0 | 0 | 0 | 0 | 0 | 0 | 0 | 0 | 0 | 0 | 0 | 0 | 0 | 0 | 0 | 0 | 0 | 0
Commercial_Retail_Existing_Food Preparation_Natural Gas_Griddle_E8_Baseline Forecast | Commercial | Retail | Existing | Food Preparation | Natural Gas | Griddle | E8 |  | Baseline Forecast | 0 | 0 | 0 | 0 | 0 | 0 | 0 | 0 | 0 | 0 | 0 | 0 | 0 | 0 | 0 | 0 | 0 | 0 | 0 | 0 | 0 | 0 | 0 | 0 | 0 | 0 | 0 | 0 | 0 | 0 | 0 | 0 | 0 | 0 | 0 | 0 | 0 | 0 | 0 | 0 | 0 | 0 | 0 | 0 | 0 | 0 | 0 | 0 | 0 | 0 | 0
Commercial_Retail_Existing_Food Preparation_Natural Gas_Griddle_E9_Baseline Forecast | Commercial | Retail | Existing | Food Preparation | Natural Gas | Griddle | E9 |  | Baseline Forecast | 0 | 0 | 0 | 0 | 0 | 0 | 0 | 0 | 0 | 0 | 0 | 0 | 0 | 0 | 0 | 0 | 0 | 0 | 0 | 0 | 0 | 0 | 0 | 0 | 0 | 0 | 0 | 0 | 0 | 0 | 0 | 0 | 0 | 0 | 0 | 0 | 0 | 0 | 0 | 0 | 0 | 0 | 0 | 0 | 0 | 0 | 0 | 0 | 0 | 0 | 0
Commercial_Retail_Existing_Food Preparation_Natural Gas_Griddle_E10_Baseline Forecast | Commercial | Retail | Existing | Food Preparation | Natural Gas | Griddle | E10 |  | Baseline Forecast | 0 | 0 | 0 | 0 | 0 | 0 | 0 | 0 | 0 | 0 | 0 | 0 | 0 | 0 | 0 | 0 | 0 | 0 | 0 | 0 | 0 | 0 | 0 | 0 | 0 | 0 | 0 | 0 | 0 | 0 | 0 | 0 | 0 | 0 | 0 | 0 | 0 | 0 | 0 | 0 | 0 | 0 | 0 | 0 | 0 | 0 | 0 | 0 | 0 | 0 | 0
Commercial_Retail_Existing_Food Preparation_Natural Gas_Griddle_Vintage_Baseline Forecast | Commercial | Retail | Existing | Food Preparation | Natural Gas | Griddle | Vintage |  | Baseline Forecast | 0 | 0 | 0 | 0 | 0 | 0 | 0 | 0 | 0 | 0 | 0 | 0 | 0 | 0 | 0 | 0 | 0 | 0 | 0 | 0 | 0 | 0 | 0 | 0 | 0 | 0 | 0 | 0 | 0 | 0 | 0 | 0 | 0 | 0 | 0 | 0 | 0 | 0 | 0 | 0 | 0 | 0 | 0 | 0 | 0 | 0 | 0 | 0 | 0 | 0 | 0
Commercial_Retail_Existing_Food Preparation_Natural Gas_Range_E1_Baseline Forecast | Commercial | Retail | Existing | Food Preparation | Natural Gas | Range | E1 |  | Baseline Forecast | 0 | 0 | 0 | 0 | 0 | 0 | 0 | 0 | 0 | 0 | 0 | 0 | 0 | 0 | 0 | 0 | 0 | 0 | 0 | 0 | 0 | 0 | 0 | 0 | 0 | 0 | 0 | 0 | 0 | 0 | 0 | 0 | 0 | 0 | 0 | 0 | 0 | 0 | 0 | 0 | 0 | 0 | 0 | 0 | 0 | 0 | 0 | 0 | 0 | 0 | 0
Commercial_Retail_Existing_Food Preparation_Natural Gas_Range_E2_Baseline Forecast | Commercial | Retail | Existing | Food Preparation | Natural Gas | Range | E2 |  | Baseline Forecast | 0 | 0 | 0 | 0 | 0 | 0 | 0 | 0 | 0 | 0 | 0 | 0 | 0 | 0 | 0 | 0 | 0 | 0 | 0 | 0 | 0 | 0 | 0 | 0 | 0 | 0 | 0 | 0 | 0 | 0 | 0 | 0 | 0 | 0 | 0 | 0 | 0 | 0 | 0 | 0 | 0 | 0 | 0 | 0 | 0 | 0 | 0 | 0 | 0 | 0 | 0
Commercial_Retail_Existing_Food Preparation_Natural Gas_Range_E3_Baseline Forecast | Commercial | Retail | Existing | Food Preparation | Natural Gas | Range | E3 |  | Baseline Forecast | 0 | 0 | 0 | 0 | 0 | 0 | 0 | 0 | 0 | 0 | 0 | 0 | 0 | 0 | 0 | 0 | 0 | 0 | 0 | 0 | 0 | 0 | 0 | 0 | 0 | 0 | 0 | 0 | 0 | 0 | 0 | 0 | 0 | 0 | 0 | 0 | 0 | 0 | 0 | 0 | 0 | 0 | 0 | 0 | 0 | 0 | 0 | 0 | 0 | 0 | 0
Commercial_Retail_Existing_Food Preparation_Natural Gas_Range_E4_Baseline Forecast | Commercial | Retail | Existing | Food Preparation | Natural Gas | Range | E4 |  | Baseline Forecast | 0 | 0 | 0 | 0 | 0 | 0 | 0 | 0 | 0 | 0 | 0 | 0 | 0 | 0 | 0 | 0 | 0 | 0 | 0 | 0 | 0 | 0 | 0 | 0 | 0 | 0 | 0 | 0 | 0 | 0 | 0 | 0 | 0 | 0 | 0 | 0 | 0 | 0 | 0 | 0 | 0 | 0 | 0 | 0 | 0 | 0 | 0 | 0 | 0 | 0 | 0
Commercial_Retail_Existing_Food Preparation_Natural Gas_Range_E5_Baseline Forecast | Commercial | Retail | Existing | Food Preparation | Natural Gas | Range | E5 |  | Baseline Forecast | 0 | 0 | 0 | 0 | 0 | 0 | 0 | 0 | 0 | 0 | 0 | 0 | 0 | 0 | 0 | 0 | 0 | 0 | 0 | 0 | 0 | 0 | 0 | 0 | 0 | 0 | 0 | 0 | 0 | 0 | 0 | 0 | 0 | 0 | 0 | 0 | 0 | 0 | 0 | 0 | 0 | 0 | 0 | 0 | 0 | 0 | 0 | 0 | 0 | 0 | 0
Commercial_Retail_Existing_Food Preparation_Natural Gas_Range_E6_Baseline Forecast | Commercial | Retail | Existing | Food Preparation | Natural Gas | Range | E6 |  | Baseline Forecast | 0 | 0 | 0 | 0 | 0 | 0 | 0 | 0 | 0 | 0 | 0 | 0 | 0 | 0 | 0 | 0 | 0 | 0 | 0 | 0 | 0 | 0 | 0 | 0 | 0 | 0 | 0 | 0 | 0 | 0 | 0 | 0 | 0 | 0 | 0 | 0 | 0 | 0 | 0 | 0 | 0 | 0 | 0 | 0 | 0 | 0 | 0 | 0 | 0 | 0 | 0
Commercial_Retail_Existing_Food Preparation_Natural Gas_Range_E7_Baseline Forecast | Commercial | Retail | Existing | Food Preparation | Natural Gas | Range | E7 |  | Baseline Forecast | 0 | 0 | 0 | 0 | 0 | 0 | 0 | 0 | 0 | 0 | 0 | 0 | 0 | 0 | 0 | 0 | 0 | 0 | 0 | 0 | 0 | 0 | 0 | 0 | 0 | 0 | 0 | 0 | 0 | 0 | 0 | 0 | 0 | 0 | 0 | 0 | 0 | 0 | 0 | 0 | 0 | 0 | 0 | 0 | 0 | 0 | 0 | 0 | 0 | 0 | 0
Commercial_Retail_Existing_Food Preparation_Natural Gas_Range_E8_Baseline Forecast | Commercial | Retail | Existing | Food Preparation | Natural Gas | Range | E8 |  | Baseline Forecast | 0 | 0 | 0 | 0 | 0 | 0 | 0 | 0 | 0 | 0 | 0 | 0 | 0 | 0 | 0 | 0 | 0 | 0 | 0 | 0 | 0 | 0 | 0 | 0 | 0 | 0 | 0 | 0 | 0 | 0 | 0 | 0 | 0 | 0 | 0 | 0 | 0 | 0 | 0 | 0 | 0 | 0 | 0 | 0 | 0 | 0 | 0 | 0 | 0 | 0 | 0
Commercial_Retail_Existing_Food Preparation_Natural Gas_Range_E9_Baseline Forecast | Commercial | Retail | Existing | Food Preparation | Natural Gas | Range | E9 |  | Baseline Forecast | 0 | 0 | 0 | 0 | 0 | 0 | 0 | 0 | 0 | 0 | 0 | 0 | 0 | 0 | 0 | 0 | 0 | 0 | 0 | 0 | 0 | 0 | 0 | 0 | 0 | 0 | 0 | 0 | 0 | 0 | 0 | 0 | 0 | 0 | 0 | 0 | 0 | 0 | 0 | 0 | 0 | 0 | 0 | 0 | 0 | 0 | 0 | 0 | 0 | 0 | 0
Commercial_Retail_Existing_Food Preparation_Natural Gas_Range_E10_Baseline Forecast | Commercial | Retail | Existing | Food Preparation | Natural Gas | Range | E10 |  | Baseline Forecast | 0 | 0 | 0 | 0 | 0 | 0 | 0 | 0 | 0 | 0 | 0 | 0 | 0 | 0 | 0 | 0 | 0 | 0 | 0 | 0 | 0 | 0 | 0 | 0 | 0 | 0 | 0 | 0 | 0 | 0 | 0 | 0 | 0 | 0 | 0 | 0 | 0 | 0 | 0 | 0 | 0 | 0 | 0 | 0 | 0 | 0 | 0 | 0 | 0 | 0 | 0
Commercial_Retail_Existing_Food Preparation_Natural Gas_Range_Vintage_Baseline Forecast | Commercial | Retail | Existing | Food Preparation | Natural Gas | Range | Vintage |  | Baseline Forecast | 0 | 0 | 0 | 0 | 0 | 0 | 0 | 0 | 0 | 0 | 0 | 0 | 0 | 0 | 0 | 0 | 0 | 0 | 0 | 0 | 0 | 0 | 0 | 0 | 0 | 0 | 0 | 0 | 0 | 0 | 0 | 0 | 0 | 0 | 0 | 0 | 0 | 0 | 0 | 0 | 0 | 0 | 0 | 0 | 0 | 0 | 0 | 0 | 0 | 0 | 0
Commercial_Retail_Existing_Food Preparation_Natural Gas_Steamer_E1_Baseline Forecast | Commercial | Retail | Existing | Food Preparation | Natural Gas | Steamer | E1 |  | Baseline Forecast | 0 | 0 | 0 | 0 | 0 | 0 | 0 | 0 | 0 | 0 | 0 | 0 | 0 | 0 | 0 | 0 | 0 | 0 | 0 | 0 | 0 | 0 | 0 | 0 | 0 | 0 | 0 | 0 | 0 | 0 | 0 | 0 | 0 | 0 | 0 | 0 | 0 | 0 | 0 | 0 | 0 | 0 | 0 | 0 | 0 | 0 | 0 | 0 | 0 | 0 | 0
Commercial_Retail_Existing_Food Preparation_Natural Gas_Steamer_E2_Baseline Forecast | Commercial | Retail | Existing | Food Preparation | Natural Gas | Steamer | E2 |  | Baseline Forecast | 0 | 0 | 0 | 0 | 0 | 0 | 0 | 0 | 0 | 0 | 0 | 0 | 0 | 0 | 0 | 0 | 0 | 0 | 0 | 0 | 0 | 0 | 0 | 0 | 0 | 0 | 0 | 0 | 0 | 0 | 0 | 0 | 0 | 0 | 0 | 0 | 0 | 0 | 0 | 0 | 0 | 0 | 0 | 0 | 0 | 0 | 0 | 0 | 0 | 0 | 0
Commercial_Retail_Existing_Food Preparation_Natural Gas_Steamer_E3_Baseline Forecast | Commercial | Retail | Existing | Food Preparation | Natural Gas | Steamer | E3 |  | Baseline Forecast | 0 | 0 | 0 | 0 | 0 | 0 | 0 | 0 | 0 | 0 | 0 | 0 | 0 | 0 | 0 | 0 | 0 | 0 | 0 | 0 | 0 | 0 | 0 | 0 | 0 | 0 | 0 | 0 | 0 | 0 | 0 | 0 | 0 | 0 | 0 | 0 | 0 | 0 | 0 | 0 | 0 | 0 | 0 | 0 | 0 | 0 | 0 | 0 | 0 | 0 | 0
Commercial_Retail_Existing_Food Preparation_Natural Gas_Steamer_E4_Baseline Forecast | Commercial | Retail | Existing | Food Preparation | Natural Gas | Steamer | E4 |  | Baseline Forecast | 0 | 0 | 0 | 0 | 0 | 0 | 0 | 0 | 0 | 0 | 0 | 0 | 0 | 0 | 0 | 0 | 0 | 0 | 0 | 0 | 0 | 0 | 0 | 0 | 0 | 0 | 0 | 0 | 0 | 0 | 0 | 0 | 0 | 0 | 0 | 0 | 0 | 0 | 0 | 0 | 0 | 0 | 0 | 0 | 0 | 0 | 0 | 0 | 0 | 0 | 0
Commercial_Retail_Existing_Food Preparation_Natural Gas_Steamer_E5_Baseline Forecast | Commercial | Retail | Existing | Food Preparation | Natural Gas | Steamer | E5 |  | Baseline Forecast | 0 | 0 | 0 | 0 | 0 | 0 | 0 | 0 | 0 | 0 | 0 | 0 | 0 | 0 | 0 | 0 | 0 | 0 | 0 | 0 | 0 | 0 | 0 | 0 | 0 | 0 | 0 | 0 | 0 | 0 | 0 | 0 | 0 | 0 | 0 | 0 | 0 | 0 | 0 | 0 | 0 | 0 | 0 | 0 | 0 | 0 | 0 | 0 | 0 | 0 | 0
Commercial_Retail_Existing_Food Preparation_Natural Gas_Steamer_E6_Baseline Forecast | Commercial | Retail | Existing | Food Preparation | Natural Gas | Steamer | E6 |  | Baseline Forecast | 0 | 0 | 0 | 0 | 0 | 0 | 0 | 0 | 0 | 0 | 0 | 0 | 0 | 0 | 0 | 0 | 0 | 0 | 0 | 0 | 0 | 0 | 0 | 0 | 0 | 0 | 0 | 0 | 0 | 0 | 0 | 0 | 0 | 0 | 0 | 0 | 0 | 0 | 0 | 0 | 0 | 0 | 0 | 0 | 0 | 0 | 0 | 0 | 0 | 0 | 0
Commercial_Retail_Existing_Food Preparation_Natural Gas_Steamer_E7_Baseline Forecast | Commercial | Retail | Existing | Food Preparation | Natural Gas | Steamer | E7 |  | Baseline Forecast | 0 | 0 | 0 | 0 | 0 | 0 | 0 | 0 | 0 | 0 | 0 | 0 | 0 | 0 | 0 | 0 | 0 | 0 | 0 | 0 | 0 | 0 | 0 | 0 | 0 | 0 | 0 | 0 | 0 | 0 | 0 | 0 | 0 | 0 | 0 | 0 | 0 | 0 | 0 | 0 | 0 | 0 | 0 | 0 | 0 | 0 | 0 | 0 | 0 | 0 | 0
Commercial_Retail_Existing_Food Preparation_Natural Gas_Steamer_E8_Baseline Forecast | Commercial | Retail | Existing | Food Preparation | Natural Gas | Steamer | E8 |  | Baseline Forecast | 0 | 0 | 0 | 0 | 0 | 0 | 0 | 0 | 0 | 0 | 0 | 0 | 0 | 0 | 0 | 0 | 0 | 0 | 0 | 0 | 0 | 0 | 0 | 0 | 0 | 0 | 0 | 0 | 0 | 0 | 0 | 0 | 0 | 0 | 0 | 0 | 0 | 0 | 0 | 0 | 0 | 0 | 0 | 0 | 0 | 0 | 0 | 0 | 0 | 0 | 0
Commercial_Retail_Existing_Food Preparation_Natural Gas_Steamer_E9_Baseline Forecast | Commercial | Retail | Existing | Food Preparation | Natural Gas | Steamer | E9 |  | Baseline Forecast | 0 | 0 | 0 | 0 | 0 | 0 | 0 | 0 | 0 | 0 | 0 | 0 | 0 | 0 | 0 | 0 | 0 | 0 | 0 | 0 | 0 | 0 | 0 | 0 | 0 | 0 | 0 | 0 | 0 | 0 | 0 | 0 | 0 | 0 | 0 | 0 | 0 | 0 | 0 | 0 | 0 | 0 | 0 | 0 | 0 | 0 | 0 | 0 | 0 | 0 | 0
Commercial_Retail_Existing_Food Preparation_Natural Gas_Steamer_E10_Baseline Forecast | Commercial | Retail | Existing | Food Preparation | Natural Gas | Steamer | E10 |  | Baseline Forecast | 0 | 0 | 0 | 0 | 0 | 0 | 0 | 0 | 0 | 0 | 0 | 0 | 0 | 0 | 0 | 0 | 0 | 0 | 0 | 0 | 0 | 0 | 0 | 0 | 0 | 0 | 0 | 0 | 0 | 0 | 0 | 0 | 0 | 0 | 0 | 0 | 0 | 0 | 0 | 0 | 0 | 0 | 0 | 0 | 0 | 0 | 0 | 0 | 0 | 0 | 0
Commercial_Retail_Existing_Food Preparation_Natural Gas_Steamer_Vintage_Baseline Forecast | Commercial | Retail | Existing | Food Preparation | Natural Gas | Steamer | Vintage |  | Baseline Forecast | 0 | 0 | 0 | 0 | 0 | 0 | 0 | 0 | 0 | 0 | 0 | 0 | 0 | 0 | 0 | 0 | 0 | 0 | 0 | 0 | 0 | 0 | 0 | 0 | 0 | 0 | 0 | 0 | 0 | 0 | 0 | 0 | 0 | 0 | 0 | 0 | 0 | 0 | 0 | 0 | 0 | 0 | 0 | 0 | 0 | 0 | 0 | 0 | 0 | 0 | 0
Commercial_Retail_Existing_Food Preparation_Natural Gas_Food Prep Other_E1_Baseline Forecast | Commercial | Retail | Existing | Food Preparation | Natural Gas | Food Prep Other | E1 |  | Baseline Forecast | 0 | 0 | 0 | 0 | 0 | 0 | 0 | 0 | 0 | 0 | 0 | 0 | 0 | 0 | 0 | 0 | 0 | 0 | 0 | 0 | 0 | 0 | 0 | 0 | 0 | 0 | 0 | 0 | 0 | 0 | 0 | 0 | 0 | 0 | 0 | 0 | 0 | 0 | 0 | 0 | 0 | 0 | 0 | 0 | 0 | 0 | 0 | 0 | 0 | 0 | 0
Commercial_Retail_Existing_Food Preparation_Natural Gas_Food Prep Other_E2_Baseline Forecast | Commercial | Retail | Existing | Food Preparation | Natural Gas | Food Prep Other | E2 |  | Baseline Forecast | 0 | 0 | 0 | 0 | 0 | 0 | 0 | 0 | 0 | 0 | 0 | 0 | 0 | 0 | 0 | 0 | 0 | 0 | 0 | 0 | 0 | 0 | 0 | 0 | 0 | 0 | 0 | 0 | 0 | 0 | 0 | 0 | 0 | 0 | 0 | 0 | 0 | 0 | 0 | 0 | 0 | 0 | 0 | 0 | 0 | 0 | 0 | 0 | 0 | 0 | 0
Commercial_Retail_Existing_Food Preparation_Natural Gas_Food Prep Other_E3_Baseline Forecast | Commercial | Retail | Existing | Food Preparation | Natural Gas | Food Prep Other | E3 |  | Baseline Forecast | 0 | 0 | 0 | 0 | 0 | 0 | 0 | 0 | 0 | 0 | 0 | 0 | 0 | 0 | 0 | 0 | 0 | 0 | 0 | 0 | 0 | 0 | 0 | 0 | 0 | 0 | 0 | 0 | 0 | 0 | 0 | 0 | 0 | 0 | 0 | 0 | 0 | 0 | 0 | 0 | 0 | 0 | 0 | 0 | 0 | 0 | 0 | 0 | 0 | 0 | 0
Commercial_Retail_Existing_Food Preparation_Natural Gas_Food Prep Other_E4_Baseline Forecast | Commercial | Retail | Existing | Food Preparation | Natural Gas | Food Prep Other | E4 |  | Baseline Forecast | 0 | 0 | 0 | 0 | 0 | 0 | 0 | 0 | 0 | 0 | 0 | 0 | 0 | 0 | 0 | 0 | 0 | 0 | 0 | 0 | 0 | 0 | 0 | 0 | 0 | 0 | 0 | 0 | 0 | 0 | 0 | 0 | 0 | 0 | 0 | 0 | 0 | 0 | 0 | 0 | 0 | 0 | 0 | 0 | 0 | 0 | 0 | 0 | 0 | 0 | 0
Commercial_Retail_Existing_Food Preparation_Natural Gas_Food Prep Other_E5_Baseline Forecast | Commercial | Retail | Existing | Food Preparation | Natural Gas | Food Prep Other | E5 |  | Baseline Forecast | 0 | 0 | 0 | 0 | 0 | 0 | 0 | 0 | 0 | 0 | 0 | 0 | 0 | 0 | 0 | 0 | 0 | 0 | 0 | 0 | 0 | 0 | 0 | 0 | 0 | 0 | 0 | 0 | 0 | 0 | 0 | 0 | 0 | 0 | 0 | 0 | 0 | 0 | 0 | 0 | 0 | 0 | 0 | 0 | 0 | 0 | 0 | 0 | 0 | 0 | 0
Commercial_Retail_Existing_Food Preparation_Natural Gas_Food Prep Other_E6_Baseline Forecast | Commercial | Retail | Existing | Food Preparation | Natural Gas | Food Prep Other | E6 |  | Baseline Forecast | 0 | 0 | 0 | 0 | 0 | 0 | 0 | 0 | 0 | 0 | 0 | 0 | 0 | 0 | 0 | 0 | 0 | 0 | 0 | 0 | 0 | 0 | 0 | 0 | 0 | 0 | 0 | 0 | 0 | 0 | 0 | 0 | 0 | 0 | 0 | 0 | 0 | 0 | 0 | 0 | 0 | 0 | 0 | 0 | 0 | 0 | 0 | 0 | 0 | 0 | 0
Commercial_Retail_Existing_Food Preparation_Natural Gas_Food Prep Other_E7_Baseline Forecast | Commercial | Retail | Existing | Food Preparation | Natural Gas | Food Prep Other | E7 |  | Baseline Forecast | 0 | 0 | 0 | 0 | 0 | 0 | 0 | 0 | 0 | 0 | 0 | 0 | 0 | 0 | 0 | 0 | 0 | 0 | 0 | 0 | 0 | 0 | 0 | 0 | 0 | 0 | 0 | 0 | 0 | 0 | 0 | 0 | 0 | 0 | 0 | 0 | 0 | 0 | 0 | 0 | 0 | 0 | 0 | 0 | 0 | 0 | 0 | 0 | 0 | 0 | 0
Commercial_Retail_Existing_Food Preparation_Natural Gas_Food Prep Other_E8_Baseline Forecast | Commercial | Retail | Existing | Food Preparation | Natural Gas | Food Prep Other | E8 |  | Baseline Forecast | 0 | 0 | 0 | 0 | 0 | 0 | 0 | 0 | 0 | 0 | 0 | 0 | 0 | 0 | 0 | 0 | 0 | 0 | 0 | 0 | 0 | 0 | 0 | 0 | 0 | 0 | 0 | 0 | 0 | 0 | 0 | 0 | 0 | 0 | 0 | 0 | 0 | 0 | 0 | 0 | 0 | 0 | 0 | 0 | 0 | 0 | 0 | 0 | 0 | 0 | 0
Commercial_Retail_Existing_Food Preparation_Natural Gas_Food Prep Other_E9_Baseline Forecast | Commercial | Retail | Existing | Food Preparation | Natural Gas | Food Prep Other | E9 |  | Baseline Forecast | 0 | 0 | 0 | 0 | 0 | 0 | 0 | 0 | 0 | 0 | 0 | 0 | 0 | 0 | 0 | 0 | 0 | 0 | 0 | 0 | 0 | 0 | 0 | 0 | 0 | 0 | 0 | 0 | 0 | 0 | 0 | 0 | 0 | 0 | 0 | 0 | 0 | 0 | 0 | 0 | 0 | 0 | 0 | 0 | 0 | 0 | 0 | 0 | 0 | 0 | 0
Commercial_Retail_Existing_Food Preparation_Natural Gas_Food Prep Other_E10_Baseline Forecast | Commercial | Retail | Existing | Food Preparation | Natural Gas | Food Prep Other | E10 |  | Baseline Forecast | 0 | 0 | 0 | 0 | 0 | 0 | 0 | 0 | 0 | 0 | 0 | 0 | 0 | 0 | 0 | 0 | 0 | 0 | 0 | 0 | 0 | 0 | 0 | 0 | 0 | 0 | 0 | 0 | 0 | 0 | 0 | 0 | 0 | 0 | 0 | 0 | 0 | 0 | 0 | 0 | 0 | 0 | 0 | 0 | 0 | 0 | 0 | 0 | 0 | 0 | 0
Commercial_Retail_Existing_Food Preparation_Natural Gas_Food Prep Other_Vintage_Baseline Forecast | Commercial | Retail | Existing | Food Preparation | Natural Gas | Food Prep Other | Vintage |  | Baseline Forecast | 0 | 0 | 0 | 0 | 0 | 0 | 0 | 0 | 0 | 0 | 0 | 0 | 0 | 0 | 0 | 0 | 0 | 0 | 0 | 0 | 0 | 0 | 0 | 0 | 0 | 0 | 0 | 0 | 0 | 0 | 0 | 0 | 0 | 0 | 0 | 0 | 0 | 0 | 0 | 0 | 0 | 0 | 0 | 0 | 0 | 0 | 0 | 0 | 0 | 0 | 0
Commercial_Retail_Existing_Miscellaneous_Natural Gas_Pool Heater_E1_Baseline Forecast | Commercial | Retail | Existing | Miscellaneous | Natural Gas | Pool Heater | E1 |  | Baseline Forecast | 0 | 0 | 0 | 0 | 0 | 0 | 0 | 0 | 0 | 0 | 0 | 0 | 0 | 0 | 0 | 0 | 0 | 0 | 0 | 0 | 0 | 0 | 0 | 0 | 0 | 0 | 0 | 0 | 0 | 0 | 0 | 0 | 0 | 0 | 0 | 0 | 0 | 0 | 0 | 0 | 0 | 0 | 0 | 0 | 0 | 0 | 0 | 0 | 0 | 0 | 0
Commercial_Retail_Existing_Miscellaneous_Natural Gas_Pool Heater_E2_Baseline Forecast | Commercial | Retail | Existing | Miscellaneous | Natural Gas | Pool Heater | E2 |  | Baseline Forecast | 0 | 0 | 0 | 0 | 0 | 0 | 0 | 0 | 0 | 0 | 0 | 0 | 0 | 0 | 0 | 0 | 0 | 0 | 0 | 0 | 0 | 0 | 0 | 0 | 0 | 0 | 0 | 0 | 0 | 0 | 0 | 0 | 0 | 0 | 0 | 0 | 0 | 0 | 0 | 0 | 0 | 0 | 0 | 0 | 0 | 0 | 0 | 0 | 0 | 0 | 0
Commercial_Retail_Existing_Miscellaneous_Natural Gas_Pool Heater_E3_Baseline Forecast | Commercial | Retail | Existing | Miscellaneous | Natural Gas | Pool Heater | E3 |  | Baseline Forecast | 0 | 0 | 0 | 0 | 0 | 0 | 0 | 0 | 0 | 0 | 0 | 0 | 0 | 0 | 0 | 0 | 0 | 0 | 0 | 0 | 0 | 0 | 0 | 0 | 0 | 0 | 0 | 0 | 0 | 0 | 0 | 0 | 0 | 0 | 0 | 0 | 0 | 0 | 0 | 0 | 0 | 0 | 0 | 0 | 0 | 0 | 0 | 0 | 0 | 0 | 0
Commercial_Retail_Existing_Miscellaneous_Natural Gas_Pool Heater_E4_Baseline Forecast | Commercial | Retail | Existing | Miscellaneous | Natural Gas | Pool Heater | E4 |  | Baseline Forecast | 0 | 0 | 0 | 0 | 0 | 0 | 0 | 0 | 0 | 0 | 0 | 0 | 0 | 0 | 0 | 0 | 0 | 0 | 0 | 0 | 0 | 0 | 0 | 0 | 0 | 0 | 0 | 0 | 0 | 0 | 0 | 0 | 0 | 0 | 0 | 0 | 0 | 0 | 0 | 0 | 0 | 0 | 0 | 0 | 0 | 0 | 0 | 0 | 0 | 0 | 0
Commercial_Retail_Existing_Miscellaneous_Natural Gas_Pool Heater_E5_Baseline Forecast | Commercial | Retail | Existing | Miscellaneous | Natural Gas | Pool Heater | E5 |  | Baseline Forecast | 0 | 0 | 0 | 0 | 0 | 0 | 0 | 0 | 0 | 0 | 0 | 0 | 0 | 0 | 0 | 0 | 0 | 0 | 0 | 0 | 0 | 0 | 0 | 0 | 0 | 0 | 0 | 0 | 0 | 0 | 0 | 0 | 0 | 0 | 0 | 0 | 0 | 0 | 0 | 0 | 0 | 0 | 0 | 0 | 0 | 0 | 0 | 0 | 0 | 0 | 0
Commercial_Retail_Existing_Miscellaneous_Natural Gas_Pool Heater_E6_Baseline Forecast | Commercial | Retail | Existing | Miscellaneous | Natural Gas | Pool Heater | E6 |  | Baseline Forecast | 0 | 0 | 0 | 0 | 0 | 0 | 0 | 0 | 0 | 0 | 0 | 0 | 0 | 0 | 0 | 0 | 0 | 0 | 0 | 0 | 0 | 0 | 0 | 0 | 0 | 0 | 0 | 0 | 0 | 0 | 0 | 0 | 0 | 0 | 0 | 0 | 0 | 0 | 0 | 0 | 0 | 0 | 0 | 0 | 0 | 0 | 0 | 0 | 0 | 0 | 0
Commercial_Retail_Existing_Miscellaneous_Natural Gas_Pool Heater_E7_Baseline Forecast | Commercial | Retail | Existing | Miscellaneous | Natural Gas | Pool Heater | E7 |  | Baseline Forecast | 0 | 0 | 0 | 0 | 0 | 0 | 0 | 0 | 0 | 0 | 0 | 0 | 0 | 0 | 0 | 0 | 0 | 0 | 0 | 0 | 0 | 0 | 0 | 0 | 0 | 0 | 0 | 0 | 0 | 0 | 0 | 0 | 0 | 0 | 0 | 0 | 0 | 0 | 0 | 0 | 0 | 0 | 0 | 0 | 0 | 0 | 0 | 0 | 0 | 0 | 0
Commercial_Retail_Existing_Miscellaneous_Natural Gas_Pool Heater_E8_Baseline Forecast | Commercial | Retail | Existing | Miscellaneous | Natural Gas | Pool Heater | E8 |  | Baseline Forecast | 0 | 0 | 0 | 0 | 0 | 0 | 0 | 0 | 0 | 0 | 0 | 0 | 0 | 0 | 0 | 0 | 0 | 0 | 0 | 0 | 0 | 0 | 0 | 0 | 0 | 0 | 0 | 0 | 0 | 0 | 0 | 0 | 0 | 0 | 0 | 0 | 0 | 0 | 0 | 0 | 0 | 0 | 0 | 0 | 0 | 0 | 0 | 0 | 0 | 0 | 0
Commercial_Retail_Existing_Miscellaneous_Natural Gas_Pool Heater_E9_Baseline Forecast | Commercial | Retail | Existing | Miscellaneous | Natural Gas | Pool Heater | E9 |  | Baseline Forecast | 0 | 0 | 0 | 0 | 0 | 0 | 0 | 0 | 0 | 0 | 0 | 0 | 0 | 0 | 0 | 0 | 0 | 0 | 0 | 0 | 0 | 0 | 0 | 0 | 0 | 0 | 0 | 0 | 0 | 0 | 0 | 0 | 0 | 0 | 0 | 0 | 0 | 0 | 0 | 0 | 0 | 0 | 0 | 0 | 0 | 0 | 0 | 0 | 0 | 0 | 0
Commercial_Retail_Existing_Miscellaneous_Natural Gas_Pool Heater_E10_Baseline Forecast | Commercial | Retail | Existing | Miscellaneous | Natural Gas | Pool Heater | E10 |  | Baseline Forecast | 0 | 0 | 0 | 0 | 0 | 0 | 0 | 0 | 0 | 0 | 0 | 0 | 0 | 0 | 0 | 0 | 0 | 0 | 0 | 0 | 0 | 0 | 0 | 0 | 0 | 0 | 0 | 0 | 0 | 0 | 0 | 0 | 0 | 0 | 0 | 0 | 0 | 0 | 0 | 0 | 0 | 0 | 0 | 0 | 0 | 0 | 0 | 0 | 0 | 0 | 0
Commercial_Retail_Existing_Miscellaneous_Natural Gas_Pool Heater_Vintage_Baseline Forecast | Commercial | Retail | Existing | Miscellaneous | Natural Gas | Pool Heater | Vintage |  | Baseline Forecast | 0 | 0 | 0 | 0 | 0 | 0 | 0 | 0 | 0 | 0 | 0 | 0 | 0 | 0 | 0 | 0 | 0 | 0 | 0 | 0 | 0 | 0 | 0 | 0 | 0 | 0 | 0 | 0 | 0 | 0 | 0 | 0 | 0 | 0 | 0 | 0 | 0 | 0 | 0 | 0 | 0 | 0 | 0 | 0 | 0 | 0 | 0 | 0 | 0 | 0 | 0
Commercial_Retail_Existing_Miscellaneous_Natural Gas_Miscellaneous_E1_Baseline Forecast | Commercial | Retail | Existing | Miscellaneous | Natural Gas | Miscellaneous | E1 |  | Baseline Forecast | 0 | 1708836.5312 | 3724023.9636 | 5988114.6739 | 8409147.122 | 10062429.2134 | 11471544.4156 | 12672599.1843 | 13694657.2083 | 14563073.7638 | 15299764.3768 | 15923942.3655 | 16452135.9901 | 16898380.7047 | 17274385.4655 | 17590306.6067 | 17854679.3224 | 18075403.3072 | 18259388.344 | 18412212.0068 | 18538016.1025 | 18640169.257 | 18721883.5971 | 18786012.7332 | 18835012.1708 | 18871142.6618 | 18896272.8377 | 18912047.1699 | 18919771.4849 | 18920616.1514 | 18915470.3477 | 18905256.3779 | 19190153.5124 | 0 | 0 | 0 | 0 | 0 | 0 | 0 | 0 | 0 | 0 | 0 | 0 | 0 | 0 | 0 | 0 | 0 | 0
Commercial_Retail_Existing_Miscellaneous_Natural Gas_Miscellaneous_E2_Baseline Forecast | Commercial | Retail | Existing | Miscellaneous | Natural Gas | Miscellaneous | E2 |  | Baseline Forecast | 0 | 0 | 0 | 0 | 0 | 0 | 0 | 0 | 0 | 0 | 0 | 0 | 0 | 0 | 0 | 0 | 0 | 0 | 0 | 0 | 0 | 0 | 0 | 0 | 0 | 0 | 0 | 0 | 0 | 0 | 0 | 0 | 0 | 0 | 0 | 0 | 0 | 0 | 0 | 0 | 0 | 0 | 0 | 0 | 0 | 0 | 0 | 0 | 0 | 0 | 0
Commercial_Retail_Existing_Miscellaneous_Natural Gas_Miscellaneous_E3_Baseline Forecast | Commercial | Retail | Existing | Miscellaneous | Natural Gas | Miscellaneous | E3 |  | Baseline Forecast | 0 | 0 | 0 | 0 | 0 | 0 | 0 | 0 | 0 | 0 | 0 | 0 | 0 | 0 | 0 | 0 | 0 | 0 | 0 | 0 | 0 | 0 | 0 | 0 | 0 | 0 | 0 | 0 | 0 | 0 | 0 | 0 | 0 | 0 | 0 | 0 | 0 | 0 | 0 | 0 | 0 | 0 | 0 | 0 | 0 | 0 | 0 | 0 | 0 | 0 | 0
Commercial_Retail_Existing_Miscellaneous_Natural Gas_Miscellaneous_E4_Baseline Forecast | Commercial | Retail | Existing | Miscellaneous | Natural Gas | Miscellaneous | E4 |  | Baseline Forecast | 0 | 0 | 0 | 0 | 0 | 0 | 0 | 0 | 0 | 0 | 0 | 0 | 0 | 0 | 0 | 0 | 0 | 0 | 0 | 0 | 0 | 0 | 0 | 0 | 0 | 0 | 0 | 0 | 0 | 0 | 0 | 0 | 0 | 0 | 0 | 0 | 0 | 0 | 0 | 0 | 0 | 0 | 0 | 0 | 0 | 0 | 0 | 0 | 0 | 0 | 0
Commercial_Retail_Existing_Miscellaneous_Natural Gas_Miscellaneous_E5_Baseline Forecast | Commercial | Retail | Existing | Miscellaneous | Natural Gas | Miscellaneous | E5 |  | Baseline Forecast | 0 | 0 | 0 | 0 | 0 | 0 | 0 | 0 | 0 | 0 | 0 | 0 | 0 | 0 | 0 | 0 | 0 | 0 | 0 | 0 | 0 | 0 | 0 | 0 | 0 | 0 | 0 | 0 | 0 | 0 | 0 | 0 | 0 | 0 | 0 | 0 | 0 | 0 | 0 | 0 | 0 | 0 | 0 | 0 | 0 | 0 | 0 | 0 | 0 | 0 | 0
Commercial_Retail_Existing_Miscellaneous_Natural Gas_Miscellaneous_E6_Baseline Forecast | Commercial | Retail | Existing | Miscellaneous | Natural Gas | Miscellaneous | E6 |  | Baseline Forecast | 0 | 0 | 0 | 0 | 0 | 0 | 0 | 0 | 0 | 0 | 0 | 0 | 0 | 0 | 0 | 0 | 0 | 0 | 0 | 0 | 0 | 0 | 0 | 0 | 0 | 0 | 0 | 0 | 0 | 0 | 0 | 0 | 0 | 0 | 0 | 0 | 0 | 0 | 0 | 0 | 0 | 0 | 0 | 0 | 0 | 0 | 0 | 0 | 0 | 0 | 0
Commercial_Retail_Existing_Miscellaneous_Natural Gas_Miscellaneous_E7_Baseline Forecast | Commercial | Retail | Existing | Miscellaneous | Natural Gas | Miscellaneous | E7 |  | Baseline Forecast | 0 | 0 | 0 | 0 | 0 | 0 | 0 | 0 | 0 | 0 | 0 | 0 | 0 | 0 | 0 | 0 | 0 | 0 | 0 | 0 | 0 | 0 | 0 | 0 | 0 | 0 | 0 | 0 | 0 | 0 | 0 | 0 | 0 | 0 | 0 | 0 | 0 | 0 | 0 | 0 | 0 | 0 | 0 | 0 | 0 | 0 | 0 | 0 | 0 | 0 | 0
Commercial_Retail_Existing_Miscellaneous_Natural Gas_Miscellaneous_E8_Baseline Forecast | Commercial | Retail | Existing | Miscellaneous | Natural Gas | Miscellaneous | E8 |  | Baseline Forecast | 0 | 0 | 0 | 0 | 0 | 0 | 0 | 0 | 0 | 0 | 0 | 0 | 0 | 0 | 0 | 0 | 0 | 0 | 0 | 0 | 0 | 0 | 0 | 0 | 0 | 0 | 0 | 0 | 0 | 0 | 0 | 0 | 0 | 0 | 0 | 0 | 0 | 0 | 0 | 0 | 0 | 0 | 0 | 0 | 0 | 0 | 0 | 0 | 0 | 0 | 0
Commercial_Retail_Existing_Miscellaneous_Natural Gas_Miscellaneous_E9_Baseline Forecast | Commercial | Retail | Existing | Miscellaneous | Natural Gas | Miscellaneous | E9 |  | Baseline Forecast | 0 | 0 | 0 | 0 | 0 | 0 | 0 | 0 | 0 | 0 | 0 | 0 | 0 | 0 | 0 | 0 | 0 | 0 | 0 | 0 | 0 | 0 | 0 | 0 | 0 | 0 | 0 | 0 | 0 | 0 | 0 | 0 | 0 | 0 | 0 | 0 | 0 | 0 | 0 | 0 | 0 | 0 | 0 | 0 | 0 | 0 | 0 | 0 | 0 | 0 | 0
Commercial_Retail_Existing_Miscellaneous_Natural Gas_Miscellaneous_E10_Baseline Forecast | Commercial | Retail | Existing | Miscellaneous | Natural Gas | Miscellaneous | E10 |  | Baseline Forecast | 0 | 0 | 0 | 0 | 0 | 0 | 0 | 0 | 0 | 0 | 0 | 0 | 0 | 0 | 0 | 0 | 0 | 0 | 0 | 0 | 0 | 0 | 0 | 0 | 0 | 0 | 0 | 0 | 0 | 0 | 0 | 0 | 0 | 0 | 0 | 0 | 0 | 0 | 0 | 0 | 0 | 0 | 0 | 0 | 0 | 0 | 0 | 0 | 0 | 0 | 0
Commercial_Retail_Existing_Miscellaneous_Natural Gas_Miscellaneous_Vintage_Baseline Forecast | Commercial | Retail | Existing | Miscellaneous | Natural Gas | Miscellaneous | Vintage |  | Baseline Forecast | 20038376.9356 | 18227589.6657 | 16110451.4945 | 13723241.6904 | 11762778.5918 | 10055286.0482 | 8598313.6822 | 7354154.5065 | 6290453.6242 | 5380652.0594 | 4602369.2919 | 3936654.8432 | 3367278.7634 | 2880308.1567 | 2463776.9269 | 2107490.0139 | 1802714.8352 | 1542044.1003 | 1319129.1289 | 1128498.7275 | 965440.5073 | 825935.6224 | 706575.7226 | 604451.9403 | 517076.2731 | 442323.6977 | 378372.5192 | 323664.1904 | 276862.8619 | 236826.5326 | 202576.731 | 173278.332 | 148524.2846 | 0 | 0 | 0 | 0 | 0 | 0 | 0 | 0 | 0 | 0 | 0 | 0 | 0 | 0 | 0 | 0 | 0 | 0
Commercial_Retail_New_Space Heating_Natural Gas_Furnace_E1_Baseline Forecast | Commercial | Retail | New | Space Heating | Natural Gas | Furnace | E1 |  | Baseline Forecast | 0 | 0 | 0 | 0 | 0 | 0 | 0 | 0 | 0 | 0 | 0 | 0 | 0 | 0 | 0 | 0 | 0 | 0 | 0 | 0 | 0 | 0 | 0 | 0 | 0 | 0 | 0 | 0 | 0 | 0 | 0 | 0 | 0 | 0 | 0 | 0 | 0 | 0 | 0 | 0 | 0 | 0 | 0 | 0 | 0 | 0 | 0 | 0 | 0 | 0 | 0
Commercial_Retail_New_Space Heating_Natural Gas_Furnace_E2_Baseline Forecast | Commercial | Retail | New | Space Heating | Natural Gas | Furnace | E2 |  | Baseline Forecast | 0 | 0 | 0 | 0 | 0 | 0 | 0 | 0 | 0 | 0 | 0 | 0 | 0 | 0 | 0 | 0 | 0 | 0 | 0 | 0 | 0 | 0 | 0 | 0 | 0 | 0 | 0 | 0 | 0 | 0 | 0 | 0 | 0 | 0 | 0 | 0 | 0 | 0 | 0 | 0 | 0 | 0 | 0 | 0 | 0 | 0 | 0 | 0 | 0 | 0 | 0
Commercial_Retail_New_Space Heating_Natural Gas_Furnace_E3_Baseline Forecast | Commercial | Retail | New | Space Heating | Natural Gas | Furnace | E3 |  | Baseline Forecast | 0 | 0 | 0 | 0 | 0 | 0 | 0 | 0 | 0 | 0 | 0 | 0 | 0 | 0 | 0 | 0 | 0 | 0 | 0 | 0 | 0 | 0 | 0 | 0 | 0 | 0 | 0 | 0 | 0 | 0 | 0 | 0 | 0 | 0 | 0 | 0 | 0 | 0 | 0 | 0 | 0 | 0 | 0 | 0 | 0 | 0 | 0 | 0 | 0 | 0 | 0
Commercial_Retail_New_Space Heating_Natural Gas_Furnace_E4_Baseline Forecast | Commercial | Retail | New | Space Heating | Natural Gas | Furnace | E4 |  | Baseline Forecast | 0 | 0 | 0 | 0 | 0 | 0 | 0 | 0 | 0 | 0 | 0 | 0 | 0 | 0 | 0 | 0 | 0 | 0 | 0 | 0 | 0 | 0 | 0 | 0 | 0 | 0 | 0 | 0 | 0 | 0 | 0 | 0 | 0 | 0 | 0 | 0 | 0 | 0 | 0 | 0 | 0 | 0 | 0 | 0 | 0 | 0 | 0 | 0 | 0 | 0 | 0
Commercial_Retail_New_Space Heating_Natural Gas_Furnace_E5_Baseline Forecast | Commercial | Retail | New | Space Heating | Natural Gas | Furnace | E5 |  | Baseline Forecast | 0 | 0 | 0 | 0 | 0 | 0 | 0 | 0 | 0 | 0 | 0 | 0 | 0 | 0 | 0 | 0 | 0 | 0 | 0 | 0 | 0 | 0 | 0 | 0 | 0 | 0 | 0 | 0 | 0 | 0 | 0 | 0 | 0 | 0 | 0 | 0 | 0 | 0 | 0 | 0 | 0 | 0 | 0 | 0 | 0 | 0 | 0 | 0 | 0 | 0 | 0
Commercial_Retail_New_Space Heating_Natural Gas_Furnace_E6_Baseline Forecast | Commercial | Retail | New | Space Heating | Natural Gas | Furnace | E6 |  | Baseline Forecast | 0 | 0 | 0 | 0 | 0 | 0 | 0 | 0 | 0 | 0 | 0 | 0 | 0 | 0 | 0 | 0 | 0 | 0 | 0 | 0 | 0 | 0 | 0 | 0 | 0 | 0 | 0 | 0 | 0 | 0 | 0 | 0 | 0 | 0 | 0 | 0 | 0 | 0 | 0 | 0 | 0 | 0 | 0 | 0 | 0 | 0 | 0 | 0 | 0 | 0 | 0
Commercial_Retail_New_Space Heating_Natural Gas_Furnace_E7_Baseline Forecast | Commercial | Retail | New | Space Heating | Natural Gas | Furnace | E7 |  | Baseline Forecast | 0 | 0 | 0 | 0 | 0 | 0 | 0 | 0 | 0 | 0 | 0 | 0 | 0 | 0 | 0 | 0 | 0 | 0 | 0 | 0 | 0 | 0 | 0 | 0 | 0 | 0 | 0 | 0 | 0 | 0 | 0 | 0 | 0 | 0 | 0 | 0 | 0 | 0 | 0 | 0 | 0 | 0 | 0 | 0 | 0 | 0 | 0 | 0 | 0 | 0 | 0
Commercial_Retail_New_Space Heating_Natural Gas_Furnace_E8_Baseline Forecast | Commercial | Retail | New | Space Heating | Natural Gas | Furnace | E8 |  | Baseline Forecast | 0 | 0 | 0 | 0 | 0 | 0 | 0 | 0 | 0 | 0 | 0 | 0 | 0 | 0 | 0 | 0 | 0 | 0 | 0 | 0 | 0 | 0 | 0 | 0 | 0 | 0 | 0 | 0 | 0 | 0 | 0 | 0 | 0 | 0 | 0 | 0 | 0 | 0 | 0 | 0 | 0 | 0 | 0 | 0 | 0 | 0 | 0 | 0 | 0 | 0 | 0
Commercial_Retail_New_Space Heating_Natural Gas_Furnace_E9_Baseline Forecast | Commercial | Retail | New | Space Heating | Natural Gas | Furnace | E9 |  | Baseline Forecast | 0 | 0 | 0 | 0 | 0 | 0 | 0 | 0 | 0 | 0 | 0 | 0 | 0 | 0 | 0 | 0 | 0 | 0 | 0 | 0 | 0 | 0 | 0 | 0 | 0 | 0 | 0 | 0 | 0 | 0 | 0 | 0 | 0 | 0 | 0 | 0 | 0 | 0 | 0 | 0 | 0 | 0 | 0 | 0 | 0 | 0 | 0 | 0 | 0 | 0 | 0
Commercial_Retail_New_Space Heating_Natural Gas_Furnace_E10_Baseline Forecast | Commercial | Retail | New | Space Heating | Natural Gas | Furnace | E10 |  | Baseline Forecast | 0 | 0 | 0 | 0 | 0 | 0 | 0 | 0 | 0 | 0 | 0 | 0 | 0 | 0 | 0 | 0 | 0 | 0 | 0 | 0 | 0 | 0 | 0 | 0 | 0 | 0 | 0 | 0 | 0 | 0 | 0 | 0 | 0 | 0 | 0 | 0 | 0 | 0 | 0 | 0 | 0 | 0 | 0 | 0 | 0 | 0 | 0 | 0 | 0 | 0 | 0
Commercial_Retail_New_Space Heating_Natural Gas_Furnace_Vintage_Baseline Forecast | Commercial | Retail | New | Space Heating | Natural Gas | Furnace | Vintage |  | Baseline Forecast | 0 | 0 | 0 | 0 | 0 | 0 | 0 | 0 | 0 | 0 | 0 | 0 | 0 | 0 | 0 | 0 | 0 | 0 | 0 | 0 | 0 | 0 | 0 | 0 | 0 | 0 | 0 | 0 | 0 | 0 | 0 | 0 | 0 | 0 | 0 | 0 | 0 | 0 | 0 | 0 | 0 | 0 | 0 | 0 | 0 | 0 | 0 | 0 | 0 | 0 | 0
Commercial_Retail_New_Space Heating_Natural Gas_Boiler_E1_Baseline Forecast | Commercial | Retail | New | Space Heating | Natural Gas | Boiler | E1 |  | Baseline Forecast | 0 | 0 | 0 | 0 | 0 | 0 | 0 | 0 | 0 | 0 | 0 | 0 | 0 | 0 | 0 | 0 | 0 | 0 | 0 | 0 | 0 | 0 | 0 | 0 | 0 | 0 | 0 | 0 | 0 | 0 | 0 | 0 | 0 | 0 | 0 | 0 | 0 | 0 | 0 | 0 | 0 | 0 | 0 | 0 | 0 | 0 | 0 | 0 | 0 | 0 | 0
Commercial_Retail_New_Space Heating_Natural Gas_Boiler_E2_Baseline Forecast | Commercial | Retail | New | Space Heating | Natural Gas | Boiler | E2 |  | Baseline Forecast | 0 | 0 | 0 | 0 | 0 | 0 | 0 | 0 | 0 | 0 | 0 | 0 | 0 | 0 | 0 | 0 | 0 | 0 | 0 | 0 | 0 | 0 | 0 | 0 | 0 | 0 | 0 | 0 | 0 | 0 | 0 | 0 | 0 | 0 | 0 | 0 | 0 | 0 | 0 | 0 | 0 | 0 | 0 | 0 | 0 | 0 | 0 | 0 | 0 | 0 | 0
Commercial_Retail_New_Space Heating_Natural Gas_Boiler_E3_Baseline Forecast | Commercial | Retail | New | Space Heating | Natural Gas | Boiler | E3 |  | Baseline Forecast | 0 | 0 | 0 | 0 | 0 | 0 | 0 | 0 | 0 | 0 | 0 | 0 | 0 | 0 | 0 | 0 | 0 | 0 | 0 | 0 | 0 | 0 | 0 | 0 | 0 | 0 | 0 | 0 | 0 | 0 | 0 | 0 | 0 | 0 | 0 | 0 | 0 | 0 | 0 | 0 | 0 | 0 | 0 | 0 | 0 | 0 | 0 | 0 | 0 | 0 | 0
Commercial_Retail_New_Space Heating_Natural Gas_Boiler_E4_Baseline Forecast | Commercial | Retail | New | Space Heating | Natural Gas | Boiler | E4 |  | Baseline Forecast | 0 | 0 | 0 | 0 | 0 | 0 | 0 | 0 | 0 | 0 | 0 | 0 | 0 | 0 | 0 | 0 | 0 | 0 | 0 | 0 | 0 | 0 | 0 | 0 | 0 | 0 | 0 | 0 | 0 | 0 | 0 | 0 | 0 | 0 | 0 | 0 | 0 | 0 | 0 | 0 | 0 | 0 | 0 | 0 | 0 | 0 | 0 | 0 | 0 | 0 | 0
Commercial_Retail_New_Space Heating_Natural Gas_Boiler_E5_Baseline Forecast | Commercial | Retail | New | Space Heating | Natural Gas | Boiler | E5 |  | Baseline Forecast | 0 | 0 | 0 | 0 | 0 | 0 | 0 | 0 | 0 | 0 | 0 | 0 | 0 | 0 | 0 | 0 | 0 | 0 | 0 | 0 | 0 | 0 | 0 | 0 | 0 | 0 | 0 | 0 | 0 | 0 | 0 | 0 | 0 | 0 | 0 | 0 | 0 | 0 | 0 | 0 | 0 | 0 | 0 | 0 | 0 | 0 | 0 | 0 | 0 | 0 | 0
Commercial_Retail_New_Space Heating_Natural Gas_Boiler_E6_Baseline Forecast | Commercial | Retail | New | Space Heating | Natural Gas | Boiler | E6 |  | Baseline Forecast | 0 | 0 | 0 | 0 | 0 | 0 | 0 | 0 | 0 | 0 | 0 | 0 | 0 | 0 | 0 | 0 | 0 | 0 | 0 | 0 | 0 | 0 | 0 | 0 | 0 | 0 | 0 | 0 | 0 | 0 | 0 | 0 | 0 | 0 | 0 | 0 | 0 | 0 | 0 | 0 | 0 | 0 | 0 | 0 | 0 | 0 | 0 | 0 | 0 | 0 | 0
Commercial_Retail_New_Space Heating_Natural Gas_Boiler_E7_Baseline Forecast | Commercial | Retail | New | Space Heating | Natural Gas | Boiler | E7 |  | Baseline Forecast | 0 | 0 | 0 | 0 | 0 | 0 | 0 | 0 | 0 | 0 | 0 | 0 | 0 | 0 | 0 | 0 | 0 | 0 | 0 | 0 | 0 | 0 | 0 | 0 | 0 | 0 | 0 | 0 | 0 | 0 | 0 | 0 | 0 | 0 | 0 | 0 | 0 | 0 | 0 | 0 | 0 | 0 | 0 | 0 | 0 | 0 | 0 | 0 | 0 | 0 | 0
Commercial_Retail_New_Space Heating_Natural Gas_Boiler_E8_Baseline Forecast | Commercial | Retail | New | Space Heating | Natural Gas | Boiler | E8 |  | Baseline Forecast | 0 | 0 | 0 | 0 | 0 | 0 | 0 | 0 | 0 | 0 | 0 | 0 | 0 | 0 | 0 | 0 | 0 | 0 | 0 | 0 | 0 | 0 | 0 | 0 | 0 | 0 | 0 | 0 | 0 | 0 | 0 | 0 | 0 | 0 | 0 | 0 | 0 | 0 | 0 | 0 | 0 | 0 | 0 | 0 | 0 | 0 | 0 | 0 | 0 | 0 | 0
Commercial_Retail_New_Space Heating_Natural Gas_Boiler_E9_Baseline Forecast | Commercial | Retail | New | Space Heating | Natural Gas | Boiler | E9 |  | Baseline Forecast | 0 | 0 | 0 | 0 | 0 | 0 | 0 | 0 | 0 | 0 | 0 | 0 | 0 | 0 | 0 | 0 | 0 | 0 | 0 | 0 | 0 | 0 | 0 | 0 | 0 | 0 | 0 | 0 | 0 | 0 | 0 | 0 | 0 | 0 | 0 | 0 | 0 | 0 | 0 | 0 | 0 | 0 | 0 | 0 | 0 | 0 | 0 | 0 | 0 | 0 | 0
Commercial_Retail_New_Space Heating_Natural Gas_Boiler_E10_Baseline Forecast | Commercial | Retail | New | Space Heating | Natural Gas | Boiler | E10 |  | Baseline Forecast | 0 | 0 | 0 | 0 | 0 | 0 | 0 | 0 | 0 | 0 | 0 | 0 | 0 | 0 | 0 | 0 | 0 | 0 | 0 | 0 | 0 | 0 | 0 | 0 | 0 | 0 | 0 | 0 | 0 | 0 | 0 | 0 | 0 | 0 | 0 | 0 | 0 | 0 | 0 | 0 | 0 | 0 | 0 | 0 | 0 | 0 | 0 | 0 | 0 | 0 | 0
Commercial_Retail_New_Space Heating_Natural Gas_Boiler_Vintage_Baseline Forecast | Commercial | Retail | New | Space Heating | Natural Gas | Boiler | Vintage |  | Baseline Forecast | 0 | 0 | 0 | 0 | 0 | 0 | 0 | 0 | 0 | 0 | 0 | 0 | 0 | 0 | 0 | 0 | 0 | 0 | 0 | 0 | 0 | 0 | 0 | 0 | 0 | 0 | 0 | 0 | 0 | 0 | 0 | 0 | 0 | 0 | 0 | 0 | 0 | 0 | 0 | 0 | 0 | 0 | 0 | 0 | 0 | 0 | 0 | 0 | 0 | 0 | 0
Commercial_Retail_New_Space Heating_Natural Gas_Unit Heater_E1_Baseline Forecast | Commercial | Retail | New | Space Heating | Natural Gas | Unit Heater | E1 |  | Baseline Forecast | 0 | 2455.3472 | 14298.3985 | 21866.9377 | 30916.2514 | 30916.2514 | 30916.2514 | 30916.2514 | 30916.2514 | 30916.2514 | 30916.2514 | 30565.4875 | 28572.9682 | 25783.8747 | 22100.4641 | 18943.2549 | 16237.0756 | 13917.4934 | 11213.8971 | 6161.3541 | 3076.0126 | 0 | 0 | 0 | 0 | 0 | 0 | 0 | 0 | 0 | 0 | 0 | 0 | 0 | 0 | 0 | 0 | 0 | 0 | 0 | 0 | 0 | 0 | 0 | 0 | 0 | 0 | 0 | 0 | 0 | 0
Commercial_Retail_New_Space Heating_Natural Gas_Unit Heater_E2_Baseline Forecast | Commercial | Retail | New | Space Heating | Natural Gas | Unit Heater | E2 |  | Baseline Forecast | 0 | 0 | 0 | 0 | 0 | 9326.1454 | 18699.1562 | 26811.4669 | 34810.0877 | 42995.9285 | 51315.0155 | 59921.6678 | 70040.9452 | 80846.0243 | 92557.0078 | 103717.5115 | 114473.3662 | 124654.8279 | 134908.0264 | 147266.5815 | 157661.5246 | 168195.1487 | 175749.9525 | 183384.6912 | 191101.452 | 198839.9546 | 206608.7096 | 214382.6972 | 222190.9795 | 230016.2824 | 237899.8067 | 245789.0616 | 249140.489 | 0 | 0 | 0 | 0 | 0 | 0 | 0 | 0 | 0 | 0 | 0 | 0 | 0 | 0 | 0 | 0 | 0 | 0
Commercial_Retail_New_Space Heating_Natural Gas_Unit Heater_E3_Baseline Forecast | Commercial | Retail | New | Space Heating | Natural Gas | Unit Heater | E3 |  | Baseline Forecast | 0 | 0 | 0 | 0 | 0 | 0 | 0 | 0 | 0 | 0 | 0 | 0 | 0 | 0 | 0 | 0 | 0 | 0 | 0 | 0 | 0 | 0 | 0 | 0 | 0 | 0 | 0 | 0 | 0 | 0 | 0 | 0 | 0 | 0 | 0 | 0 | 0 | 0 | 0 | 0 | 0 | 0 | 0 | 0 | 0 | 0 | 0 | 0 | 0 | 0 | 0
Commercial_Retail_New_Space Heating_Natural Gas_Unit Heater_E4_Baseline Forecast | Commercial | Retail | New | Space Heating | Natural Gas | Unit Heater | E4 |  | Baseline Forecast | 0 | 0 | 0 | 0 | 0 | 0 | 0 | 0 | 0 | 0 | 0 | 0 | 0 | 0 | 0 | 0 | 0 | 0 | 0 | 0 | 0 | 0 | 0 | 0 | 0 | 0 | 0 | 0 | 0 | 0 | 0 | 0 | 0 | 0 | 0 | 0 | 0 | 0 | 0 | 0 | 0 | 0 | 0 | 0 | 0 | 0 | 0 | 0 | 0 | 0 | 0
Commercial_Retail_New_Space Heating_Natural Gas_Unit Heater_E5_Baseline Forecast | Commercial | Retail | New | Space Heating | Natural Gas | Unit Heater | E5 |  | Baseline Forecast | 0 | 0 | 0 | 0 | 0 | 0 | 0 | 0 | 0 | 0 | 0 | 0 | 0 | 0 | 0 | 0 | 0 | 0 | 0 | 0 | 0 | 0 | 0 | 0 | 0 | 0 | 0 | 0 | 0 | 0 | 0 | 0 | 0 | 0 | 0 | 0 | 0 | 0 | 0 | 0 | 0 | 0 | 0 | 0 | 0 | 0 | 0 | 0 | 0 | 0 | 0
Commercial_Retail_New_Space Heating_Natural Gas_Unit Heater_E6_Baseline Forecast | Commercial | Retail | New | Space Heating | Natural Gas | Unit Heater | E6 |  | Baseline Forecast | 0 | 0 | 0 | 0 | 0 | 0 | 0 | 0 | 0 | 0 | 0 | 0 | 0 | 0 | 0 | 0 | 0 | 0 | 0 | 0 | 0 | 0 | 0 | 0 | 0 | 0 | 0 | 0 | 0 | 0 | 0 | 0 | 0 | 0 | 0 | 0 | 0 | 0 | 0 | 0 | 0 | 0 | 0 | 0 | 0 | 0 | 0 | 0 | 0 | 0 | 0
Commercial_Retail_New_Space Heating_Natural Gas_Unit Heater_E7_Baseline Forecast | Commercial | Retail | New | Space Heating | Natural Gas | Unit Heater | E7 |  | Baseline Forecast | 0 | 0 | 0 | 0 | 0 | 0 | 0 | 0 | 0 | 0 | 0 | 0 | 0 | 0 | 0 | 0 | 0 | 0 | 0 | 0 | 0 | 0 | 0 | 0 | 0 | 0 | 0 | 0 | 0 | 0 | 0 | 0 | 0 | 0 | 0 | 0 | 0 | 0 | 0 | 0 | 0 | 0 | 0 | 0 | 0 | 0 | 0 | 0 | 0 | 0 | 0
Commercial_Retail_New_Space Heating_Natural Gas_Unit Heater_E8_Baseline Forecast | Commercial | Retail | New | Space Heating | Natural Gas | Unit Heater | E8 |  | Baseline Forecast | 0 | 0 | 0 | 0 | 0 | 0 | 0 | 0 | 0 | 0 | 0 | 0 | 0 | 0 | 0 | 0 | 0 | 0 | 0 | 0 | 0 | 0 | 0 | 0 | 0 | 0 | 0 | 0 | 0 | 0 | 0 | 0 | 0 | 0 | 0 | 0 | 0 | 0 | 0 | 0 | 0 | 0 | 0 | 0 | 0 | 0 | 0 | 0 | 0 | 0 | 0
Commercial_Retail_New_Space Heating_Natural Gas_Unit Heater_E9_Baseline Forecast | Commercial | Retail | New | Space Heating | Natural Gas | Unit Heater | E9 |  | Baseline Forecast | 0 | 0 | 0 | 0 | 0 | 0 | 0 | 0 | 0 | 0 | 0 | 0 | 0 | 0 | 0 | 0 | 0 | 0 | 0 | 0 | 0 | 0 | 0 | 0 | 0 | 0 | 0 | 0 | 0 | 0 | 0 | 0 | 0 | 0 | 0 | 0 | 0 | 0 | 0 | 0 | 0 | 0 | 0 | 0 | 0 | 0 | 0 | 0 | 0 | 0 | 0
Commercial_Retail_New_Space Heating_Natural Gas_Unit Heater_E10_Baseline Forecast | Commercial | Retail | New | Space Heating | Natural Gas | Unit Heater | E10 |  | Baseline Forecast | 0 | 0 | 0 | 0 | 0 | 0 | 0 | 0 | 0 | 0 | 0 | 0 | 0 | 0 | 0 | 0 | 0 | 0 | 0 | 0 | 0 | 0 | 0 | 0 | 0 | 0 | 0 | 0 | 0 | 0 | 0 | 0 | 0 | 0 | 0 | 0 | 0 | 0 | 0 | 0 | 0 | 0 | 0 | 0 | 0 | 0 | 0 | 0 | 0 | 0 | 0
Commercial_Retail_New_Space Heating_Natural Gas_Unit Heater_Vintage_Baseline Forecast | Commercial | Retail | New | Space Heating | Natural Gas | Unit Heater | Vintage |  | Baseline Forecast | 0 | 0 | 0 | 0 | 0 | 0 | 0 | 0 | 0 | 0 | 0 | 0 | 0 | 0 | 0 | 0 | 0 | 0 | 0 | 0 | 0 | 0 | 0 | 0 | 0 | 0 | 0 | 0 | 0 | 0 | 0 | 0 | 0 | 0 | 0 | 0 | 0 | 0 | 0 | 0 | 0 | 0 | 0 | 0 | 0 | 0 | 0 | 0 | 0 | 0 | 0
Commercial_Retail_New_Water Heating_Natural Gas_Water Heater_E1_Baseline Forecast | Commercial | Retail | New | Water Heating | Natural Gas | Water Heater | E1 |  | Baseline Forecast | 0 | 0 | 0 | 0 | 0 | 0 | 0 | 0 | 0 | 0 | 0 | 0 | 0 | 0 | 0 | 0 | 0 | 0 | 0 | 0 | 0 | 0 | 0 | 0 | 0 | 0 | 0 | 0 | 0 | 0 | 0 | 0 | 0 | 0 | 0 | 0 | 0 | 0 | 0 | 0 | 0 | 0 | 0 | 0 | 0 | 0 | 0 | 0 | 0 | 0 | 0
Commercial_Retail_New_Water Heating_Natural Gas_Water Heater_E2_Baseline Forecast | Commercial | Retail | New | Water Heating | Natural Gas | Water Heater | E2 |  | Baseline Forecast | 0 | 0 | 0 | 0 | 0 | 0 | 0 | 0 | 0 | 0 | 0 | 0 | 0 | 0 | 0 | 0 | 0 | 0 | 0 | 0 | 0 | 0 | 0 | 0 | 0 | 0 | 0 | 0 | 0 | 0 | 0 | 0 | 0 | 0 | 0 | 0 | 0 | 0 | 0 | 0 | 0 | 0 | 0 | 0 | 0 | 0 | 0 | 0 | 0 | 0 | 0
Commercial_Retail_New_Water Heating_Natural Gas_Water Heater_E3_Baseline Forecast | Commercial | Retail | New | Water Heating | Natural Gas | Water Heater | E3 |  | Baseline Forecast | 0 | 0 | 0 | 0 | 0 | 0 | 0 | 0 | 0 | 0 | 0 | 0 | 0 | 0 | 0 | 0 | 0 | 0 | 0 | 0 | 0 | 0 | 0 | 0 | 0 | 0 | 0 | 0 | 0 | 0 | 0 | 0 | 0 | 0 | 0 | 0 | 0 | 0 | 0 | 0 | 0 | 0 | 0 | 0 | 0 | 0 | 0 | 0 | 0 | 0 | 0
Commercial_Retail_New_Water Heating_Natural Gas_Water Heater_E4_Baseline Forecast | Commercial | Retail | New | Water Heating | Natural Gas | Water Heater | E4 |  | Baseline Forecast | 0 | 0 | 0 | 0 | 0 | 0 | 0 | 0 | 0 | 0 | 0 | 0 | 0 | 0 | 0 | 0 | 0 | 0 | 0 | 0 | 0 | 0 | 0 | 0 | 0 | 0 | 0 | 0 | 0 | 0 | 0 | 0 | 0 | 0 | 0 | 0 | 0 | 0 | 0 | 0 | 0 | 0 | 0 | 0 | 0 | 0 | 0 | 0 | 0 | 0 | 0
Commercial_Retail_New_Water Heating_Natural Gas_Water Heater_E5_Baseline Forecast | Commercial | Retail | New | Water Heating | Natural Gas | Water Heater | E5 |  | Baseline Forecast | 0 | 0 | 0 | 0 | 0 | 0 | 0 | 0 | 0 | 0 | 0 | 0 | 0 | 0 | 0 | 0 | 0 | 0 | 0 | 0 | 0 | 0 | 0 | 0 | 0 | 0 | 0 | 0 | 0 | 0 | 0 | 0 | 0 | 0 | 0 | 0 | 0 | 0 | 0 | 0 | 0 | 0 | 0 | 0 | 0 | 0 | 0 | 0 | 0 | 0 | 0
Commercial_Retail_New_Water Heating_Natural Gas_Water Heater_E6_Baseline Forecast | Commercial | Retail | New | Water Heating | Natural Gas | Water Heater | E6 |  | Baseline Forecast | 0 | 0 | 0 | 0 | 0 | 0 | 0 | 0 | 0 | 0 | 0 | 0 | 0 | 0 | 0 | 0 | 0 | 0 | 0 | 0 | 0 | 0 | 0 | 0 | 0 | 0 | 0 | 0 | 0 | 0 | 0 | 0 | 0 | 0 | 0 | 0 | 0 | 0 | 0 | 0 | 0 | 0 | 0 | 0 | 0 | 0 | 0 | 0 | 0 | 0 | 0
Commercial_Retail_New_Water Heating_Natural Gas_Water Heater_E7_Baseline Forecast | Commercial | Retail | New | Water Heating | Natural Gas | Water Heater | E7 |  | Baseline Forecast | 0 | 0 | 0 | 0 | 0 | 0 | 0 | 0 | 0 | 0 | 0 | 0 | 0 | 0 | 0 | 0 | 0 | 0 | 0 | 0 | 0 | 0 | 0 | 0 | 0 | 0 | 0 | 0 | 0 | 0 | 0 | 0 | 0 | 0 | 0 | 0 | 0 | 0 | 0 | 0 | 0 | 0 | 0 | 0 | 0 | 0 | 0 | 0 | 0 | 0 | 0
Commercial_Retail_New_Water Heating_Natural Gas_Water Heater_E8_Baseline Forecast | Commercial | Retail | New | Water Heating | Natural Gas | Water Heater | E8 |  | Baseline Forecast | 0 | 0 | 0 | 0 | 0 | 0 | 0 | 0 | 0 | 0 | 0 | 0 | 0 | 0 | 0 | 0 | 0 | 0 | 0 | 0 | 0 | 0 | 0 | 0 | 0 | 0 | 0 | 0 | 0 | 0 | 0 | 0 | 0 | 0 | 0 | 0 | 0 | 0 | 0 | 0 | 0 | 0 | 0 | 0 | 0 | 0 | 0 | 0 | 0 | 0 | 0
Commercial_Retail_New_Water Heating_Natural Gas_Water Heater_E9_Baseline Forecast | Commercial | Retail | New | Water Heating | Natural Gas | Water Heater | E9 |  | Baseline Forecast | 0 | 0 | 0 | 0 | 0 | 0 | 0 | 0 | 0 | 0 | 0 | 0 | 0 | 0 | 0 | 0 | 0 | 0 | 0 | 0 | 0 | 0 | 0 | 0 | 0 | 0 | 0 | 0 | 0 | 0 | 0 | 0 | 0 | 0 | 0 | 0 | 0 | 0 | 0 | 0 | 0 | 0 | 0 | 0 | 0 | 0 | 0 | 0 | 0 | 0 | 0
Commercial_Retail_New_Water Heating_Natural Gas_Water Heater_E10_Baseline Forecast | Commercial | Retail | New | Water Heating | Natural Gas | Water Heater | E10 |  | Baseline Forecast | 0 | 0 | 0 | 0 | 0 | 0 | 0 | 0 | 0 | 0 | 0 | 0 | 0 | 0 | 0 | 0 | 0 | 0 | 0 | 0 | 0 | 0 | 0 | 0 | 0 | 0 | 0 | 0 | 0 | 0 | 0 | 0 | 0 | 0 | 0 | 0 | 0 | 0 | 0 | 0 | 0 | 0 | 0 | 0 | 0 | 0 | 0 | 0 | 0 | 0 | 0
Commercial_Retail_New_Water Heating_Natural Gas_Water Heater_Vintage_Baseline Forecast | Commercial | Retail | New | Water Heating | Natural Gas | Water Heater | Vintage |  | Baseline Forecast | 0 | 0 | 0 | 0 | 0 | 0 | 0 | 0 | 0 | 0 | 0 | 0 | 0 | 0 | 0 | 0 | 0 | 0 | 0 | 0 | 0 | 0 | 0 | 0 | 0 | 0 | 0 | 0 | 0 | 0 | 0 | 0 | 0 | 0 | 0 | 0 | 0 | 0 | 0 | 0 | 0 | 0 | 0 | 0 | 0 | 0 | 0 | 0 | 0 | 0 | 0
Commercial_Retail_New_Food Preparation_Natural Gas_Oven_E1_Baseline Forecast | Commercial | Retail | New | Food Preparation | Natural Gas | Oven | E1 |  | Baseline Forecast | 0 | 535.5607 | 3117.5575 | 4768.6751 | 6743.5741 | 8778.2275 | 10821.24 | 12588.1718 | 14328.7893 | 16108.6371 | 17915.5774 | 19705.5366 | 21464.4284 | 23195.6247 | 24925.7375 | 26647.2168 | 28374.5178 | 30053.206 | 31664.6236 | 33219.6646 | 34772.7166 | 36355.1626 | 37957.0756 | 39573.4408 | 41204.7272 | 42838.0005 | 44473.89 | 46109.3887 | 47751.493 | 49397.0848 | 51056.1184 | 52717.6388 | 53409.6461 | 0 | 0 | 0 | 0 | 0 | 0 | 0 | 0 | 0 | 0 | 0 | 0 | 0 | 0 | 0 | 0 | 0 | 0
Commercial_Retail_New_Food Preparation_Natural Gas_Oven_E2_Baseline Forecast | Commercial | Retail | New | Food Preparation | Natural Gas | Oven | E2 |  | Baseline Forecast | 0 | 770.7153 | 4489.3731 | 6864.8151 | 9704.2666 | 12631.2416 | 15574.7906 | 18123.7117 | 20638.4626 | 23213.5867 | 25832.5069 | 28434.7859 | 30999.4332 | 33532.8436 | 36073.502 | 38609.8777 | 41165.1068 | 43669.0389 | 46074.1061 | 48405.9569 | 50741.7063 | 53126.8049 | 55544.144 | 57989.5574 | 60463.6862 | 62947.3952 | 65444.5825 | 67944.9446 | 70456.9462 | 72974.5155 | 75509.6175 | 78045.2814 | 79136.2764 | 0 | 0 | 0 | 0 | 0 | 0 | 0 | 0 | 0 | 0 | 0 | 0 | 0 | 0 | 0 | 0 | 0 | 0
Commercial_Retail_New_Food Preparation_Natural Gas_Oven_E3_Baseline Forecast | Commercial | Retail | New | Food Preparation | Natural Gas | Oven | E3 |  | Baseline Forecast | 0 | 0 | 0 | 0 | 0 | 0 | 0 | 0 | 0 | 0 | 0 | 0 | 0 | 0 | 0 | 0 | 0 | 0 | 0 | 0 | 0 | 0 | 0 | 0 | 0 | 0 | 0 | 0 | 0 | 0 | 0 | 0 | 0 | 0 | 0 | 0 | 0 | 0 | 0 | 0 | 0 | 0 | 0 | 0 | 0 | 0 | 0 | 0 | 0 | 0 | 0
Commercial_Retail_New_Food Preparation_Natural Gas_Oven_E4_Baseline Forecast | Commercial | Retail | New | Food Preparation | Natural Gas | Oven | E4 |  | Baseline Forecast | 0 | 0 | 0 | 0 | 0 | 0 | 0 | 0 | 0 | 0 | 0 | 0 | 0 | 0 | 0 | 0 | 0 | 0 | 0 | 0 | 0 | 0 | 0 | 0 | 0 | 0 | 0 | 0 | 0 | 0 | 0 | 0 | 0 | 0 | 0 | 0 | 0 | 0 | 0 | 0 | 0 | 0 | 0 | 0 | 0 | 0 | 0 | 0 | 0 | 0 | 0
Commercial_Retail_New_Food Preparation_Natural Gas_Oven_E5_Baseline Forecast | Commercial | Retail | New | Food Preparation | Natural Gas | Oven | E5 |  | Baseline Forecast | 0 | 0 | 0 | 0 | 0 | 0 | 0 | 0 | 0 | 0 | 0 | 0 | 0 | 0 | 0 | 0 | 0 | 0 | 0 | 0 | 0 | 0 | 0 | 0 | 0 | 0 | 0 | 0 | 0 | 0 | 0 | 0 | 0 | 0 | 0 | 0 | 0 | 0 | 0 | 0 | 0 | 0 | 0 | 0 | 0 | 0 | 0 | 0 | 0 | 0 | 0
Commercial_Retail_New_Food Preparation_Natural Gas_Oven_E6_Baseline Forecast | Commercial | Retail | New | Food Preparation | Natural Gas | Oven | E6 |  | Baseline Forecast | 0 | 0 | 0 | 0 | 0 | 0 | 0 | 0 | 0 | 0 | 0 | 0 | 0 | 0 | 0 | 0 | 0 | 0 | 0 | 0 | 0 | 0 | 0 | 0 | 0 | 0 | 0 | 0 | 0 | 0 | 0 | 0 | 0 | 0 | 0 | 0 | 0 | 0 | 0 | 0 | 0 | 0 | 0 | 0 | 0 | 0 | 0 | 0 | 0 | 0 | 0
Commercial_Retail_New_Food Preparation_Natural Gas_Oven_E7_Baseline Forecast | Commercial | Retail | New | Food Preparation | Natural Gas | Oven | E7 |  | Baseline Forecast | 0 | 0 | 0 | 0 | 0 | 0 | 0 | 0 | 0 | 0 | 0 | 0 | 0 | 0 | 0 | 0 | 0 | 0 | 0 | 0 | 0 | 0 | 0 | 0 | 0 | 0 | 0 | 0 | 0 | 0 | 0 | 0 | 0 | 0 | 0 | 0 | 0 | 0 | 0 | 0 | 0 | 0 | 0 | 0 | 0 | 0 | 0 | 0 | 0 | 0 | 0
Commercial_Retail_New_Food Preparation_Natural Gas_Oven_E8_Baseline Forecast | Commercial | Retail | New | Food Preparation | Natural Gas | Oven | E8 |  | Baseline Forecast | 0 | 0 | 0 | 0 | 0 | 0 | 0 | 0 | 0 | 0 | 0 | 0 | 0 | 0 | 0 | 0 | 0 | 0 | 0 | 0 | 0 | 0 | 0 | 0 | 0 | 0 | 0 | 0 | 0 | 0 | 0 | 0 | 0 | 0 | 0 | 0 | 0 | 0 | 0 | 0 | 0 | 0 | 0 | 0 | 0 | 0 | 0 | 0 | 0 | 0 | 0
Commercial_Retail_New_Food Preparation_Natural Gas_Oven_E9_Baseline Forecast | Commercial | Retail | New | Food Preparation | Natural Gas | Oven | E9 |  | Baseline Forecast | 0 | 0 | 0 | 0 | 0 | 0 | 0 | 0 | 0 | 0 | 0 | 0 | 0 | 0 | 0 | 0 | 0 | 0 | 0 | 0 | 0 | 0 | 0 | 0 | 0 | 0 | 0 | 0 | 0 | 0 | 0 | 0 | 0 | 0 | 0 | 0 | 0 | 0 | 0 | 0 | 0 | 0 | 0 | 0 | 0 | 0 | 0 | 0 | 0 | 0 | 0
Commercial_Retail_New_Food Preparation_Natural Gas_Oven_E10_Baseline Forecast | Commercial | Retail | New | Food Preparation | Natural Gas | Oven | E10 |  | Baseline Forecast | 0 | 0 | 0 | 0 | 0 | 0 | 0 | 0 | 0 | 0 | 0 | 0 | 0 | 0 | 0 | 0 | 0 | 0 | 0 | 0 | 0 | 0 | 0 | 0 | 0 | 0 | 0 | 0 | 0 | 0 | 0 | 0 | 0 | 0 | 0 | 0 | 0 | 0 | 0 | 0 | 0 | 0 | 0 | 0 | 0 | 0 | 0 | 0 | 0 | 0 | 0
Commercial_Retail_New_Food Preparation_Natural Gas_Oven_Vintage_Baseline Forecast | Commercial | Retail | New | Food Preparation | Natural Gas | Oven | Vintage |  | Baseline Forecast | 0 | 0 | 0 | 0 | 0 | 0 | 0 | 0 | 0 | 0 | 0 | 0 | 0 | 0 | 0 | 0 | 0 | 0 | 0 | 0 | 0 | 0 | 0 | 0 | 0 | 0 | 0 | 0 | 0 | 0 | 0 | 0 | 0 | 0 | 0 | 0 | 0 | 0 | 0 | 0 | 0 | 0 | 0 | 0 | 0 | 0 | 0 | 0 | 0 | 0 | 0
Commercial_Retail_New_Food Preparation_Natural Gas_Conveyor Oven_E1_Baseline Forecast | Commercial | Retail | New | Food Preparation | Natural Gas | Conveyor Oven | E1 |  | Baseline Forecast | 0 | 267.75 | 1558.8521 | 2384.0262 | 3370.6439 | 4387.2087 | 5408.4516 | 6292.0114 | 7162.8254 | 8053.6594 | 8958.6271 | 9856.3735 | 10739.7266 | 11610.6856 | 12482.5675 | 13351.482 | 14225.1141 | 15077.7804 | 15894.9835 | 16684.8107 | 17473.9724 | 18278.2136 | 19091.7524 | 19911.7773 | 20741.53 | 21573.2498 | 22408.2578 | 23244.0022 | 24083.9144 | 24925.9 | 25774.4226 | 26623.8473 | 26982.7073 | 0 | 0 | 0 | 0 | 0 | 0 | 0 | 0 | 0 | 0 | 0 | 0 | 0 | 0 | 0 | 0 | 0 | 0
Commercial_Retail_New_Food Preparation_Natural Gas_Conveyor Oven_E2_Baseline Forecast | Commercial | Retail | New | Food Preparation | Natural Gas | Conveyor Oven | E2 |  | Baseline Forecast | 0 | 385.388 | 2244.6132 | 3432.7189 | 4853.2764 | 6317.5258 | 7789.5637 | 9063.9303 | 10320.8006 | 11607.4525 | 12915.4151 | 14213.7877 | 15492.2042 | 16753.5485 | 18017.0523 | 19277.0653 | 20544.6983 | 21783.342 | 22974.3814 | 24128.0001 | 25283.239 | 26462.7702 | 27658.8574 | 28869.7218 | 30092.6767 | 31319.448 | 32550.9784 | 33783.1644 | 35020.3052 | 36259.9002 | 37508.4453 | 38757.6128 | 39290.254 | 0 | 0 | 0 | 0 | 0 | 0 | 0 | 0 | 0 | 0 | 0 | 0 | 0 | 0 | 0 | 0 | 0 | 0
Commercial_Retail_New_Food Preparation_Natural Gas_Conveyor Oven_E3_Baseline Forecast | Commercial | Retail | New | Food Preparation | Natural Gas | Conveyor Oven | E3 |  | Baseline Forecast | 0 | 0 | 0 | 0 | 0 | 0 | 0 | 0 | 0 | 0 | 0 | 0 | 0 | 0 | 0 | 0 | 0 | 0 | 0 | 0 | 0 | 0 | 0 | 0 | 0 | 0 | 0 | 0 | 0 | 0 | 0 | 0 | 0 | 0 | 0 | 0 | 0 | 0 | 0 | 0 | 0 | 0 | 0 | 0 | 0 | 0 | 0 | 0 | 0 | 0 | 0
Commercial_Retail_New_Food Preparation_Natural Gas_Conveyor Oven_E4_Baseline Forecast | Commercial | Retail | New | Food Preparation | Natural Gas | Conveyor Oven | E4 |  | Baseline Forecast | 0 | 0 | 0 | 0 | 0 | 0 | 0 | 0 | 0 | 0 | 0 | 0 | 0 | 0 | 0 | 0 | 0 | 0 | 0 | 0 | 0 | 0 | 0 | 0 | 0 | 0 | 0 | 0 | 0 | 0 | 0 | 0 | 0 | 0 | 0 | 0 | 0 | 0 | 0 | 0 | 0 | 0 | 0 | 0 | 0 | 0 | 0 | 0 | 0 | 0 | 0
Commercial_Retail_New_Food Preparation_Natural Gas_Conveyor Oven_E5_Baseline Forecast | Commercial | Retail | New | Food Preparation | Natural Gas | Conveyor Oven | E5 |  | Baseline Forecast | 0 | 0 | 0 | 0 | 0 | 0 | 0 | 0 | 0 | 0 | 0 | 0 | 0 | 0 | 0 | 0 | 0 | 0 | 0 | 0 | 0 | 0 | 0 | 0 | 0 | 0 | 0 | 0 | 0 | 0 | 0 | 0 | 0 | 0 | 0 | 0 | 0 | 0 | 0 | 0 | 0 | 0 | 0 | 0 | 0 | 0 | 0 | 0 | 0 | 0 | 0
Commercial_Retail_New_Food Preparation_Natural Gas_Conveyor Oven_E6_Baseline Forecast | Commercial | Retail | New | Food Preparation | Natural Gas | Conveyor Oven | E6 |  | Baseline Forecast | 0 | 0 | 0 | 0 | 0 | 0 | 0 | 0 | 0 | 0 | 0 | 0 | 0 | 0 | 0 | 0 | 0 | 0 | 0 | 0 | 0 | 0 | 0 | 0 | 0 | 0 | 0 | 0 | 0 | 0 | 0 | 0 | 0 | 0 | 0 | 0 | 0 | 0 | 0 | 0 | 0 | 0 | 0 | 0 | 0 | 0 | 0 | 0 | 0 | 0 | 0
Commercial_Retail_New_Food Preparation_Natural Gas_Conveyor Oven_E7_Baseline Forecast | Commercial | Retail | New | Food Preparation | Natural Gas | Conveyor Oven | E7 |  | Baseline Forecast | 0 | 0 | 0 | 0 | 0 | 0 | 0 | 0 | 0 | 0 | 0 | 0 | 0 | 0 | 0 | 0 | 0 | 0 | 0 | 0 | 0 | 0 | 0 | 0 | 0 | 0 | 0 | 0 | 0 | 0 | 0 | 0 | 0 | 0 | 0 | 0 | 0 | 0 | 0 | 0 | 0 | 0 | 0 | 0 | 0 | 0 | 0 | 0 | 0 | 0 | 0
Commercial_Retail_New_Food Preparation_Natural Gas_Conveyor Oven_E8_Baseline Forecast | Commercial | Retail | New | Food Preparation | Natural Gas | Conveyor Oven | E8 |  | Baseline Forecast | 0 | 0 | 0 | 0 | 0 | 0 | 0 | 0 | 0 | 0 | 0 | 0 | 0 | 0 | 0 | 0 | 0 | 0 | 0 | 0 | 0 | 0 | 0 | 0 | 0 | 0 | 0 | 0 | 0 | 0 | 0 | 0 | 0 | 0 | 0 | 0 | 0 | 0 | 0 | 0 | 0 | 0 | 0 | 0 | 0 | 0 | 0 | 0 | 0 | 0 | 0
Commercial_Retail_New_Food Preparation_Natural Gas_Conveyor Oven_E9_Baseline Forecast | Commercial | Retail | New | Food Preparation | Natural Gas | Conveyor Oven | E9 |  | Baseline Forecast | 0 | 0 | 0 | 0 | 0 | 0 | 0 | 0 | 0 | 0 | 0 | 0 | 0 | 0 | 0 | 0 | 0 | 0 | 0 | 0 | 0 | 0 | 0 | 0 | 0 | 0 | 0 | 0 | 0 | 0 | 0 | 0 | 0 | 0 | 0 | 0 | 0 | 0 | 0 | 0 | 0 | 0 | 0 | 0 | 0 | 0 | 0 | 0 | 0 | 0 | 0
Commercial_Retail_New_Food Preparation_Natural Gas_Conveyor Oven_E10_Baseline Forecast | Commercial | Retail | New | Food Preparation | Natural Gas | Conveyor Oven | E10 |  | Baseline Forecast | 0 | 0 | 0 | 0 | 0 | 0 | 0 | 0 | 0 | 0 | 0 | 0 | 0 | 0 | 0 | 0 | 0 | 0 | 0 | 0 | 0 | 0 | 0 | 0 | 0 | 0 | 0 | 0 | 0 | 0 | 0 | 0 | 0 | 0 | 0 | 0 | 0 | 0 | 0 | 0 | 0 | 0 | 0 | 0 | 0 | 0 | 0 | 0 | 0 | 0 | 0
Commercial_Retail_New_Food Preparation_Natural Gas_Conveyor Oven_Vintage_Baseline Forecast | Commercial | Retail | New | Food Preparation | Natural Gas | Conveyor Oven | Vintage |  | Baseline Forecast | 0 | 0 | 0 | 0 | 0 | 0 | 0 | 0 | 0 | 0 | 0 | 0 | 0 | 0 | 0 | 0 | 0 | 0 | 0 | 0 | 0 | 0 | 0 | 0 | 0 | 0 | 0 | 0 | 0 | 0 | 0 | 0 | 0 | 0 | 0 | 0 | 0 | 0 | 0 | 0 | 0 | 0 | 0 | 0 | 0 | 0 | 0 | 0 | 0 | 0 | 0
Commercial_Retail_New_Food Preparation_Natural Gas_Double Rack Oven_E1_Baseline Forecast | Commercial | Retail | New | Food Preparation | Natural Gas | Double Rack Oven | E1 |  | Baseline Forecast | 0 | 267.7419 | 1558.2451 | 2383.5122 | 3370.5758 | 4387.3086 | 5407.8908 | 6290.3257 | 7159.3531 | 8047.7094 | 8949.499 | 9843.488 | 10722.0782 | 11585.5397 | 12447.8694 | 13304.7684 | 14163.9416 | 14999.4144 | 15795.7024 | 16566.3654 | 17335.3207 | 18119.0119 | 18912.558 | 19714.5903 | 20524.3328 | 21335.2462 | 22148.3146 | 22961.1012 | 23776.7435 | 24592.6823 | 25415.0746 | 26238.6905 | 26580.6252 | 0 | 0 | 0 | 0 | 0 | 0 | 0 | 0 | 0 | 0 | 0 | 0 | 0 | 0 | 0 | 0 | 0 | 0
Commercial_Retail_New_Food Preparation_Natural Gas_Double Rack Oven_E2_Baseline Forecast | Commercial | Retail | New | Food Preparation | Natural Gas | Double Rack Oven | E2 |  | Baseline Forecast | 0 | 385.3962 | 2245.2202 | 3433.2329 | 4853.3445 | 6317.4259 | 7790.1245 | 9065.616 | 10324.2728 | 11613.4025 | 12924.5431 | 14226.6732 | 15509.8526 | 16778.6945 | 18051.7504 | 19323.7789 | 20605.8707 | 21861.708 | 23073.6624 | 24246.4453 | 25421.8908 | 26621.9718 | 27838.0518 | 29066.9087 | 30309.8739 | 31557.4516 | 32810.9217 | 34066.0654 | 35327.4761 | 36593.1178 | 37867.7933 | 39142.7697 | 39692.3361 | 0 | 0 | 0 | 0 | 0 | 0 | 0 | 0 | 0 | 0 | 0 | 0 | 0 | 0 | 0 | 0 | 0 | 0
Commercial_Retail_New_Food Preparation_Natural Gas_Double Rack Oven_E3_Baseline Forecast | Commercial | Retail | New | Food Preparation | Natural Gas | Double Rack Oven | E3 |  | Baseline Forecast | 0 | 0 | 0 | 0 | 0 | 0 | 0 | 0 | 0 | 0 | 0 | 0 | 0 | 0 | 0 | 0 | 0 | 0 | 0 | 0 | 0 | 0 | 0 | 0 | 0 | 0 | 0 | 0 | 0 | 0 | 0 | 0 | 0 | 0 | 0 | 0 | 0 | 0 | 0 | 0 | 0 | 0 | 0 | 0 | 0 | 0 | 0 | 0 | 0 | 0 | 0
Commercial_Retail_New_Food Preparation_Natural Gas_Double Rack Oven_E4_Baseline Forecast | Commercial | Retail | New | Food Preparation | Natural Gas | Double Rack Oven | E4 |  | Baseline Forecast | 0 | 0 | 0 | 0 | 0 | 0 | 0 | 0 | 0 | 0 | 0 | 0 | 0 | 0 | 0 | 0 | 0 | 0 | 0 | 0 | 0 | 0 | 0 | 0 | 0 | 0 | 0 | 0 | 0 | 0 | 0 | 0 | 0 | 0 | 0 | 0 | 0 | 0 | 0 | 0 | 0 | 0 | 0 | 0 | 0 | 0 | 0 | 0 | 0 | 0 | 0
Commercial_Retail_New_Food Preparation_Natural Gas_Double Rack Oven_E5_Baseline Forecast | Commercial | Retail | New | Food Preparation | Natural Gas | Double Rack Oven | E5 |  | Baseline Forecast | 0 | 0 | 0 | 0 | 0 | 0 | 0 | 0 | 0 | 0 | 0 | 0 | 0 | 0 | 0 | 0 | 0 | 0 | 0 | 0 | 0 | 0 | 0 | 0 | 0 | 0 | 0 | 0 | 0 | 0 | 0 | 0 | 0 | 0 | 0 | 0 | 0 | 0 | 0 | 0 | 0 | 0 | 0 | 0 | 0 | 0 | 0 | 0 | 0 | 0 | 0
Commercial_Retail_New_Food Preparation_Natural Gas_Double Rack Oven_E6_Baseline Forecast | Commercial | Retail | New | Food Preparation | Natural Gas | Double Rack Oven | E6 |  | Baseline Forecast | 0 | 0 | 0 | 0 | 0 | 0 | 0 | 0 | 0 | 0 | 0 | 0 | 0 | 0 | 0 | 0 | 0 | 0 | 0 | 0 | 0 | 0 | 0 | 0 | 0 | 0 | 0 | 0 | 0 | 0 | 0 | 0 | 0 | 0 | 0 | 0 | 0 | 0 | 0 | 0 | 0 | 0 | 0 | 0 | 0 | 0 | 0 | 0 | 0 | 0 | 0
Commercial_Retail_New_Food Preparation_Natural Gas_Double Rack Oven_E7_Baseline Forecast | Commercial | Retail | New | Food Preparation | Natural Gas | Double Rack Oven | E7 |  | Baseline Forecast | 0 | 0 | 0 | 0 | 0 | 0 | 0 | 0 | 0 | 0 | 0 | 0 | 0 | 0 | 0 | 0 | 0 | 0 | 0 | 0 | 0 | 0 | 0 | 0 | 0 | 0 | 0 | 0 | 0 | 0 | 0 | 0 | 0 | 0 | 0 | 0 | 0 | 0 | 0 | 0 | 0 | 0 | 0 | 0 | 0 | 0 | 0 | 0 | 0 | 0 | 0
Commercial_Retail_New_Food Preparation_Natural Gas_Double Rack Oven_E8_Baseline Forecast | Commercial | Retail | New | Food Preparation | Natural Gas | Double Rack Oven | E8 |  | Baseline Forecast | 0 | 0 | 0 | 0 | 0 | 0 | 0 | 0 | 0 | 0 | 0 | 0 | 0 | 0 | 0 | 0 | 0 | 0 | 0 | 0 | 0 | 0 | 0 | 0 | 0 | 0 | 0 | 0 | 0 | 0 | 0 | 0 | 0 | 0 | 0 | 0 | 0 | 0 | 0 | 0 | 0 | 0 | 0 | 0 | 0 | 0 | 0 | 0 | 0 | 0 | 0
Commercial_Retail_New_Food Preparation_Natural Gas_Double Rack Oven_E9_Baseline Forecast | Commercial | Retail | New | Food Preparation | Natural Gas | Double Rack Oven | E9 |  | Baseline Forecast | 0 | 0 | 0 | 0 | 0 | 0 | 0 | 0 | 0 | 0 | 0 | 0 | 0 | 0 | 0 | 0 | 0 | 0 | 0 | 0 | 0 | 0 | 0 | 0 | 0 | 0 | 0 | 0 | 0 | 0 | 0 | 0 | 0 | 0 | 0 | 0 | 0 | 0 | 0 | 0 | 0 | 0 | 0 | 0 | 0 | 0 | 0 | 0 | 0 | 0 | 0
Commercial_Retail_New_Food Preparation_Natural Gas_Double Rack Oven_E10_Baseline Forecast | Commercial | Retail | New | Food Preparation | Natural Gas | Double Rack Oven | E10 |  | Baseline Forecast | 0 | 0 | 0 | 0 | 0 | 0 | 0 | 0 | 0 | 0 | 0 | 0 | 0 | 0 | 0 | 0 | 0 | 0 | 0 | 0 | 0 | 0 | 0 | 0 | 0 | 0 | 0 | 0 | 0 | 0 | 0 | 0 | 0 | 0 | 0 | 0 | 0 | 0 | 0 | 0 | 0 | 0 | 0 | 0 | 0 | 0 | 0 | 0 | 0 | 0 | 0
Commercial_Retail_New_Food Preparation_Natural Gas_Double Rack Oven_Vintage_Baseline Forecast | Commercial | Retail | New | Food Preparation | Natural Gas | Double Rack Oven | Vintage |  | Baseline Forecast | 0 | 0 | 0 | 0 | 0 | 0 | 0 | 0 | 0 | 0 | 0 | 0 | 0 | 0 | 0 | 0 | 0 | 0 | 0 | 0 | 0 | 0 | 0 | 0 | 0 | 0 | 0 | 0 | 0 | 0 | 0 | 0 | 0 | 0 | 0 | 0 | 0 | 0 | 0 | 0 | 0 | 0 | 0 | 0 | 0 | 0 | 0 | 0 | 0 | 0 | 0
Commercial_Retail_New_Food Preparation_Natural Gas_Fryer_E1_Baseline Forecast | Commercial | Retail | New | Food Preparation | Natural Gas | Fryer | E1 |  | Baseline Forecast | 0 | 1933.3671 | 11257.2385 | 11257.2385 | 11257.2385 | 11257.2385 | 11257.2385 | 11257.2385 | 11257.2385 | 10870.5651 | 8696.452 | 6957.1616 | 5565.7293 | 4452.5834 | 3055.2462 | 0 | 0 | 0 | 0 | 0 | 0 | 0 | 0 | 0 | 0 | 0 | 0 | 0 | 0 | 0 | 0 | 0 | 0 | 0 | 0 | 0 | 0 | 0 | 0 | 0 | 0 | 0 | 0 | 0 | 0 | 0 | 0 | 0 | 0 | 0 | 0
Commercial_Retail_New_Food Preparation_Natural Gas_Fryer_E2_Baseline Forecast | Commercial | Retail | New | Food Preparation | Natural Gas | Fryer | E2 |  | Baseline Forecast | 0 | 679.1851 | 3956.6228 | 12009.7419 | 21638.4428 | 31561.6997 | 41534.8227 | 50166.5285 | 58677.2654 | 67773.8825 | 78799.7167 | 89323.4832 | 99361.9938 | 109004.3531 | 118943.2329 | 130514.189 | 139079.2493 | 147444.4899 | 155477.4595 | 163251.243 | 171028.8458 | 178963.935 | 187002.4393 | 195125.9963 | 203336.8269 | 211570.7914 | 219836.9451 | 228108.6666 | 236416.8784 | 244743.2006 | 253131.4718 | 261525.8405 | 265091.845 | 0 | 0 | 0 | 0 | 0 | 0 | 0 | 0 | 0 | 0 | 0 | 0 | 0 | 0 | 0 | 0 | 0 | 0
Commercial_Retail_New_Food Preparation_Natural Gas_Fryer_E3_Baseline Forecast | Commercial | Retail | New | Food Preparation | Natural Gas | Fryer | E3 |  | Baseline Forecast | 0 | 0 | 0 | 0 | 0 | 0 | 0 | 0 | 0 | 0 | 0 | 0 | 0 | 0 | 0 | 0 | 0 | 0 | 0 | 0 | 0 | 0 | 0 | 0 | 0 | 0 | 0 | 0 | 0 | 0 | 0 | 0 | 0 | 0 | 0 | 0 | 0 | 0 | 0 | 0 | 0 | 0 | 0 | 0 | 0 | 0 | 0 | 0 | 0 | 0 | 0
Commercial_Retail_New_Food Preparation_Natural Gas_Fryer_E4_Baseline Forecast | Commercial | Retail | New | Food Preparation | Natural Gas | Fryer | E4 |  | Baseline Forecast | 0 | 0 | 0 | 0 | 0 | 0 | 0 | 0 | 0 | 0 | 0 | 0 | 0 | 0 | 0 | 0 | 0 | 0 | 0 | 0 | 0 | 0 | 0 | 0 | 0 | 0 | 0 | 0 | 0 | 0 | 0 | 0 | 0 | 0 | 0 | 0 | 0 | 0 | 0 | 0 | 0 | 0 | 0 | 0 | 0 | 0 | 0 | 0 | 0 | 0 | 0
Commercial_Retail_New_Food Preparation_Natural Gas_Fryer_E5_Baseline Forecast | Commercial | Retail | New | Food Preparation | Natural Gas | Fryer | E5 |  | Baseline Forecast | 0 | 0 | 0 | 0 | 0 | 0 | 0 | 0 | 0 | 0 | 0 | 0 | 0 | 0 | 0 | 0 | 0 | 0 | 0 | 0 | 0 | 0 | 0 | 0 | 0 | 0 | 0 | 0 | 0 | 0 | 0 | 0 | 0 | 0 | 0 | 0 | 0 | 0 | 0 | 0 | 0 | 0 | 0 | 0 | 0 | 0 | 0 | 0 | 0 | 0 | 0
Commercial_Retail_New_Food Preparation_Natural Gas_Fryer_E6_Baseline Forecast | Commercial | Retail | New | Food Preparation | Natural Gas | Fryer | E6 |  | Baseline Forecast | 0 | 0 | 0 | 0 | 0 | 0 | 0 | 0 | 0 | 0 | 0 | 0 | 0 | 0 | 0 | 0 | 0 | 0 | 0 | 0 | 0 | 0 | 0 | 0 | 0 | 0 | 0 | 0 | 0 | 0 | 0 | 0 | 0 | 0 | 0 | 0 | 0 | 0 | 0 | 0 | 0 | 0 | 0 | 0 | 0 | 0 | 0 | 0 | 0 | 0 | 0
Commercial_Retail_New_Food Preparation_Natural Gas_Fryer_E7_Baseline Forecast | Commercial | Retail | New | Food Preparation | Natural Gas | Fryer | E7 |  | Baseline Forecast | 0 | 0 | 0 | 0 | 0 | 0 | 0 | 0 | 0 | 0 | 0 | 0 | 0 | 0 | 0 | 0 | 0 | 0 | 0 | 0 | 0 | 0 | 0 | 0 | 0 | 0 | 0 | 0 | 0 | 0 | 0 | 0 | 0 | 0 | 0 | 0 | 0 | 0 | 0 | 0 | 0 | 0 | 0 | 0 | 0 | 0 | 0 | 0 | 0 | 0 | 0
Commercial_Retail_New_Food Preparation_Natural Gas_Fryer_E8_Baseline Forecast | Commercial | Retail | New | Food Preparation | Natural Gas | Fryer | E8 |  | Baseline Forecast | 0 | 0 | 0 | 0 | 0 | 0 | 0 | 0 | 0 | 0 | 0 | 0 | 0 | 0 | 0 | 0 | 0 | 0 | 0 | 0 | 0 | 0 | 0 | 0 | 0 | 0 | 0 | 0 | 0 | 0 | 0 | 0 | 0 | 0 | 0 | 0 | 0 | 0 | 0 | 0 | 0 | 0 | 0 | 0 | 0 | 0 | 0 | 0 | 0 | 0 | 0
Commercial_Retail_New_Food Preparation_Natural Gas_Fryer_E9_Baseline Forecast | Commercial | Retail | New | Food Preparation | Natural Gas | Fryer | E9 |  | Baseline Forecast | 0 | 0 | 0 | 0 | 0 | 0 | 0 | 0 | 0 | 0 | 0 | 0 | 0 | 0 | 0 | 0 | 0 | 0 | 0 | 0 | 0 | 0 | 0 | 0 | 0 | 0 | 0 | 0 | 0 | 0 | 0 | 0 | 0 | 0 | 0 | 0 | 0 | 0 | 0 | 0 | 0 | 0 | 0 | 0 | 0 | 0 | 0 | 0 | 0 | 0 | 0
Commercial_Retail_New_Food Preparation_Natural Gas_Fryer_E10_Baseline Forecast | Commercial | Retail | New | Food Preparation | Natural Gas | Fryer | E10 |  | Baseline Forecast | 0 | 0 | 0 | 0 | 0 | 0 | 0 | 0 | 0 | 0 | 0 | 0 | 0 | 0 | 0 | 0 | 0 | 0 | 0 | 0 | 0 | 0 | 0 | 0 | 0 | 0 | 0 | 0 | 0 | 0 | 0 | 0 | 0 | 0 | 0 | 0 | 0 | 0 | 0 | 0 | 0 | 0 | 0 | 0 | 0 | 0 | 0 | 0 | 0 | 0 | 0
Commercial_Retail_New_Food Preparation_Natural Gas_Fryer_Vintage_Baseline Forecast | Commercial | Retail | New | Food Preparation | Natural Gas | Fryer | Vintage |  | Baseline Forecast | 0 | 0 | 0 | 0 | 0 | 0 | 0 | 0 | 0 | 0 | 0 | 0 | 0 | 0 | 0 | 0 | 0 | 0 | 0 | 0 | 0 | 0 | 0 | 0 | 0 | 0 | 0 | 0 | 0 | 0 | 0 | 0 | 0 | 0 | 0 | 0 | 0 | 0 | 0 | 0 | 0 | 0 | 0 | 0 | 0 | 0 | 0 | 0 | 0 | 0 | 0
Commercial_Retail_New_Food Preparation_Natural Gas_Broiler_E1_Baseline Forecast | Commercial | Retail | New | Food Preparation | Natural Gas | Broiler | E1 |  | Baseline Forecast | 0 | 0 | 0 | 0 | 0 | 0 | 0 | 0 | 0 | 0 | 0 | 0 | 0 | 0 | 0 | 0 | 0 | 0 | 0 | 0 | 0 | 0 | 0 | 0 | 0 | 0 | 0 | 0 | 0 | 0 | 0 | 0 | 0 | 0 | 0 | 0 | 0 | 0 | 0 | 0 | 0 | 0 | 0 | 0 | 0 | 0 | 0 | 0 | 0 | 0 | 0
Commercial_Retail_New_Food Preparation_Natural Gas_Broiler_E2_Baseline Forecast | Commercial | Retail | New | Food Preparation | Natural Gas | Broiler | E2 |  | Baseline Forecast | 0 | 0 | 0 | 0 | 0 | 0 | 0 | 0 | 0 | 0 | 0 | 0 | 0 | 0 | 0 | 0 | 0 | 0 | 0 | 0 | 0 | 0 | 0 | 0 | 0 | 0 | 0 | 0 | 0 | 0 | 0 | 0 | 0 | 0 | 0 | 0 | 0 | 0 | 0 | 0 | 0 | 0 | 0 | 0 | 0 | 0 | 0 | 0 | 0 | 0 | 0
Commercial_Retail_New_Food Preparation_Natural Gas_Broiler_E3_Baseline Forecast | Commercial | Retail | New | Food Preparation | Natural Gas | Broiler | E3 |  | Baseline Forecast | 0 | 0 | 0 | 0 | 0 | 0 | 0 | 0 | 0 | 0 | 0 | 0 | 0 | 0 | 0 | 0 | 0 | 0 | 0 | 0 | 0 | 0 | 0 | 0 | 0 | 0 | 0 | 0 | 0 | 0 | 0 | 0 | 0 | 0 | 0 | 0 | 0 | 0 | 0 | 0 | 0 | 0 | 0 | 0 | 0 | 0 | 0 | 0 | 0 | 0 | 0
Commercial_Retail_New_Food Preparation_Natural Gas_Broiler_E4_Baseline Forecast | Commercial | Retail | New | Food Preparation | Natural Gas | Broiler | E4 |  | Baseline Forecast | 0 | 0 | 0 | 0 | 0 | 0 | 0 | 0 | 0 | 0 | 0 | 0 | 0 | 0 | 0 | 0 | 0 | 0 | 0 | 0 | 0 | 0 | 0 | 0 | 0 | 0 | 0 | 0 | 0 | 0 | 0 | 0 | 0 | 0 | 0 | 0 | 0 | 0 | 0 | 0 | 0 | 0 | 0 | 0 | 0 | 0 | 0 | 0 | 0 | 0 | 0
Commercial_Retail_New_Food Preparation_Natural Gas_Broiler_E5_Baseline Forecast | Commercial | Retail | New | Food Preparation | Natural Gas | Broiler | E5 |  | Baseline Forecast | 0 | 0 | 0 | 0 | 0 | 0 | 0 | 0 | 0 | 0 | 0 | 0 | 0 | 0 | 0 | 0 | 0 | 0 | 0 | 0 | 0 | 0 | 0 | 0 | 0 | 0 | 0 | 0 | 0 | 0 | 0 | 0 | 0 | 0 | 0 | 0 | 0 | 0 | 0 | 0 | 0 | 0 | 0 | 0 | 0 | 0 | 0 | 0 | 0 | 0 | 0
Commercial_Retail_New_Food Preparation_Natural Gas_Broiler_E6_Baseline Forecast | Commercial | Retail | New | Food Preparation | Natural Gas | Broiler | E6 |  | Baseline Forecast | 0 | 0 | 0 | 0 | 0 | 0 | 0 | 0 | 0 | 0 | 0 | 0 | 0 | 0 | 0 | 0 | 0 | 0 | 0 | 0 | 0 | 0 | 0 | 0 | 0 | 0 | 0 | 0 | 0 | 0 | 0 | 0 | 0 | 0 | 0 | 0 | 0 | 0 | 0 | 0 | 0 | 0 | 0 | 0 | 0 | 0 | 0 | 0 | 0 | 0 | 0
Commercial_Retail_New_Food Preparation_Natural Gas_Broiler_E7_Baseline Forecast | Commercial | Retail | New | Food Preparation | Natural Gas | Broiler | E7 |  | Baseline Forecast | 0 | 0 | 0 | 0 | 0 | 0 | 0 | 0 | 0 | 0 | 0 | 0 | 0 | 0 | 0 | 0 | 0 | 0 | 0 | 0 | 0 | 0 | 0 | 0 | 0 | 0 | 0 | 0 | 0 | 0 | 0 | 0 | 0 | 0 | 0 | 0 | 0 | 0 | 0 | 0 | 0 | 0 | 0 | 0 | 0 | 0 | 0 | 0 | 0 | 0 | 0
Commercial_Retail_New_Food Preparation_Natural Gas_Broiler_E8_Baseline Forecast | Commercial | Retail | New | Food Preparation | Natural Gas | Broiler | E8 |  | Baseline Forecast | 0 | 0 | 0 | 0 | 0 | 0 | 0 | 0 | 0 | 0 | 0 | 0 | 0 | 0 | 0 | 0 | 0 | 0 | 0 | 0 | 0 | 0 | 0 | 0 | 0 | 0 | 0 | 0 | 0 | 0 | 0 | 0 | 0 | 0 | 0 | 0 | 0 | 0 | 0 | 0 | 0 | 0 | 0 | 0 | 0 | 0 | 0 | 0 | 0 | 0 | 0
Commercial_Retail_New_Food Preparation_Natural Gas_Broiler_E9_Baseline Forecast | Commercial | Retail | New | Food Preparation | Natural Gas | Broiler | E9 |  | Baseline Forecast | 0 | 0 | 0 | 0 | 0 | 0 | 0 | 0 | 0 | 0 | 0 | 0 | 0 | 0 | 0 | 0 | 0 | 0 | 0 | 0 | 0 | 0 | 0 | 0 | 0 | 0 | 0 | 0 | 0 | 0 | 0 | 0 | 0 | 0 | 0 | 0 | 0 | 0 | 0 | 0 | 0 | 0 | 0 | 0 | 0 | 0 | 0 | 0 | 0 | 0 | 0
Commercial_Retail_New_Food Preparation_Natural Gas_Broiler_E10_Baseline Forecast | Commercial | Retail | New | Food Preparation | Natural Gas | Broiler | E10 |  | Baseline Forecast | 0 | 0 | 0 | 0 | 0 | 0 | 0 | 0 | 0 | 0 | 0 | 0 | 0 | 0 | 0 | 0 | 0 | 0 | 0 | 0 | 0 | 0 | 0 | 0 | 0 | 0 | 0 | 0 | 0 | 0 | 0 | 0 | 0 | 0 | 0 | 0 | 0 | 0 | 0 | 0 | 0 | 0 | 0 | 0 | 0 | 0 | 0 | 0 | 0 | 0 | 0
Commercial_Retail_New_Food Preparation_Natural Gas_Broiler_Vintage_Baseline Forecast | Commercial | Retail | New | Food Preparation | Natural Gas | Broiler | Vintage |  | Baseline Forecast | 0 | 0 | 0 | 0 | 0 | 0 | 0 | 0 | 0 | 0 | 0 | 0 | 0 | 0 | 0 | 0 | 0 | 0 | 0 | 0 | 0 | 0 | 0 | 0 | 0 | 0 | 0 | 0 | 0 | 0 | 0 | 0 | 0 | 0 | 0 | 0 | 0 | 0 | 0 | 0 | 0 | 0 | 0 | 0 | 0 | 0 | 0 | 0 | 0 | 0 | 0
Commercial_Retail_New_Food Preparation_Natural Gas_Griddle_E1_Baseline Forecast | Commercial | Retail | New | Food Preparation | Natural Gas | Griddle | E1 |  | Baseline Forecast | 0 | 0 | 0 | 0 | 0 | 0 | 0 | 0 | 0 | 0 | 0 | 0 | 0 | 0 | 0 | 0 | 0 | 0 | 0 | 0 | 0 | 0 | 0 | 0 | 0 | 0 | 0 | 0 | 0 | 0 | 0 | 0 | 0 | 0 | 0 | 0 | 0 | 0 | 0 | 0 | 0 | 0 | 0 | 0 | 0 | 0 | 0 | 0 | 0 | 0 | 0
Commercial_Retail_New_Food Preparation_Natural Gas_Griddle_E2_Baseline Forecast | Commercial | Retail | New | Food Preparation | Natural Gas | Griddle | E2 |  | Baseline Forecast | 0 | 0 | 0 | 0 | 0 | 0 | 0 | 0 | 0 | 0 | 0 | 0 | 0 | 0 | 0 | 0 | 0 | 0 | 0 | 0 | 0 | 0 | 0 | 0 | 0 | 0 | 0 | 0 | 0 | 0 | 0 | 0 | 0 | 0 | 0 | 0 | 0 | 0 | 0 | 0 | 0 | 0 | 0 | 0 | 0 | 0 | 0 | 0 | 0 | 0 | 0
Commercial_Retail_New_Food Preparation_Natural Gas_Griddle_E3_Baseline Forecast | Commercial | Retail | New | Food Preparation | Natural Gas | Griddle | E3 |  | Baseline Forecast | 0 | 0 | 0 | 0 | 0 | 0 | 0 | 0 | 0 | 0 | 0 | 0 | 0 | 0 | 0 | 0 | 0 | 0 | 0 | 0 | 0 | 0 | 0 | 0 | 0 | 0 | 0 | 0 | 0 | 0 | 0 | 0 | 0 | 0 | 0 | 0 | 0 | 0 | 0 | 0 | 0 | 0 | 0 | 0 | 0 | 0 | 0 | 0 | 0 | 0 | 0
Commercial_Retail_New_Food Preparation_Natural Gas_Griddle_E4_Baseline Forecast | Commercial | Retail | New | Food Preparation | Natural Gas | Griddle | E4 |  | Baseline Forecast | 0 | 0 | 0 | 0 | 0 | 0 | 0 | 0 | 0 | 0 | 0 | 0 | 0 | 0 | 0 | 0 | 0 | 0 | 0 | 0 | 0 | 0 | 0 | 0 | 0 | 0 | 0 | 0 | 0 | 0 | 0 | 0 | 0 | 0 | 0 | 0 | 0 | 0 | 0 | 0 | 0 | 0 | 0 | 0 | 0 | 0 | 0 | 0 | 0 | 0 | 0
Commercial_Retail_New_Food Preparation_Natural Gas_Griddle_E5_Baseline Forecast | Commercial | Retail | New | Food Preparation | Natural Gas | Griddle | E5 |  | Baseline Forecast | 0 | 0 | 0 | 0 | 0 | 0 | 0 | 0 | 0 | 0 | 0 | 0 | 0 | 0 | 0 | 0 | 0 | 0 | 0 | 0 | 0 | 0 | 0 | 0 | 0 | 0 | 0 | 0 | 0 | 0 | 0 | 0 | 0 | 0 | 0 | 0 | 0 | 0 | 0 | 0 | 0 | 0 | 0 | 0 | 0 | 0 | 0 | 0 | 0 | 0 | 0
Commercial_Retail_New_Food Preparation_Natural Gas_Griddle_E6_Baseline Forecast | Commercial | Retail | New | Food Preparation | Natural Gas | Griddle | E6 |  | Baseline Forecast | 0 | 0 | 0 | 0 | 0 | 0 | 0 | 0 | 0 | 0 | 0 | 0 | 0 | 0 | 0 | 0 | 0 | 0 | 0 | 0 | 0 | 0 | 0 | 0 | 0 | 0 | 0 | 0 | 0 | 0 | 0 | 0 | 0 | 0 | 0 | 0 | 0 | 0 | 0 | 0 | 0 | 0 | 0 | 0 | 0 | 0 | 0 | 0 | 0 | 0 | 0
Commercial_Retail_New_Food Preparation_Natural Gas_Griddle_E7_Baseline Forecast | Commercial | Retail | New | Food Preparation | Natural Gas | Griddle | E7 |  | Baseline Forecast | 0 | 0 | 0 | 0 | 0 | 0 | 0 | 0 | 0 | 0 | 0 | 0 | 0 | 0 | 0 | 0 | 0 | 0 | 0 | 0 | 0 | 0 | 0 | 0 | 0 | 0 | 0 | 0 | 0 | 0 | 0 | 0 | 0 | 0 | 0 | 0 | 0 | 0 | 0 | 0 | 0 | 0 | 0 | 0 | 0 | 0 | 0 | 0 | 0 | 0 | 0
Commercial_Retail_New_Food Preparation_Natural Gas_Griddle_E8_Baseline Forecast | Commercial | Retail | New | Food Preparation | Natural Gas | Griddle | E8 |  | Baseline Forecast | 0 | 0 | 0 | 0 | 0 | 0 | 0 | 0 | 0 | 0 | 0 | 0 | 0 | 0 | 0 | 0 | 0 | 0 | 0 | 0 | 0 | 0 | 0 | 0 | 0 | 0 | 0 | 0 | 0 | 0 | 0 | 0 | 0 | 0 | 0 | 0 | 0 | 0 | 0 | 0 | 0 | 0 | 0 | 0 | 0 | 0 | 0 | 0 | 0 | 0 | 0
Commercial_Retail_New_Food Preparation_Natural Gas_Griddle_E9_Baseline Forecast | Commercial | Retail | New | Food Preparation | Natural Gas | Griddle | E9 |  | Baseline Forecast | 0 | 0 | 0 | 0 | 0 | 0 | 0 | 0 | 0 | 0 | 0 | 0 | 0 | 0 | 0 | 0 | 0 | 0 | 0 | 0 | 0 | 0 | 0 | 0 | 0 | 0 | 0 | 0 | 0 | 0 | 0 | 0 | 0 | 0 | 0 | 0 | 0 | 0 | 0 | 0 | 0 | 0 | 0 | 0 | 0 | 0 | 0 | 0 | 0 | 0 | 0
Commercial_Retail_New_Food Preparation_Natural Gas_Griddle_E10_Baseline Forecast | Commercial | Retail | New | Food Preparation | Natural Gas | Griddle | E10 |  | Baseline Forecast | 0 | 0 | 0 | 0 | 0 | 0 | 0 | 0 | 0 | 0 | 0 | 0 | 0 | 0 | 0 | 0 | 0 | 0 | 0 | 0 | 0 | 0 | 0 | 0 | 0 | 0 | 0 | 0 | 0 | 0 | 0 | 0 | 0 | 0 | 0 | 0 | 0 | 0 | 0 | 0 | 0 | 0 | 0 | 0 | 0 | 0 | 0 | 0 | 0 | 0 | 0
Commercial_Retail_New_Food Preparation_Natural Gas_Griddle_Vintage_Baseline Forecast | Commercial | Retail | New | Food Preparation | Natural Gas | Griddle | Vintage |  | Baseline Forecast | 0 | 0 | 0 | 0 | 0 | 0 | 0 | 0 | 0 | 0 | 0 | 0 | 0 | 0 | 0 | 0 | 0 | 0 | 0 | 0 | 0 | 0 | 0 | 0 | 0 | 0 | 0 | 0 | 0 | 0 | 0 | 0 | 0 | 0 | 0 | 0 | 0 | 0 | 0 | 0 | 0 | 0 | 0 | 0 | 0 | 0 | 0 | 0 | 0 | 0 | 0
Commercial_Retail_New_Food Preparation_Natural Gas_Range_E1_Baseline Forecast | Commercial | Retail | New | Food Preparation | Natural Gas | Range | E1 |  | Baseline Forecast | 0 | 0 | 0 | 0 | 0 | 0 | 0 | 0 | 0 | 0 | 0 | 0 | 0 | 0 | 0 | 0 | 0 | 0 | 0 | 0 | 0 | 0 | 0 | 0 | 0 | 0 | 0 | 0 | 0 | 0 | 0 | 0 | 0 | 0 | 0 | 0 | 0 | 0 | 0 | 0 | 0 | 0 | 0 | 0 | 0 | 0 | 0 | 0 | 0 | 0 | 0
Commercial_Retail_New_Food Preparation_Natural Gas_Range_E2_Baseline Forecast | Commercial | Retail | New | Food Preparation | Natural Gas | Range | E2 |  | Baseline Forecast | 0 | 0 | 0 | 0 | 0 | 0 | 0 | 0 | 0 | 0 | 0 | 0 | 0 | 0 | 0 | 0 | 0 | 0 | 0 | 0 | 0 | 0 | 0 | 0 | 0 | 0 | 0 | 0 | 0 | 0 | 0 | 0 | 0 | 0 | 0 | 0 | 0 | 0 | 0 | 0 | 0 | 0 | 0 | 0 | 0 | 0 | 0 | 0 | 0 | 0 | 0
Commercial_Retail_New_Food Preparation_Natural Gas_Range_E3_Baseline Forecast | Commercial | Retail | New | Food Preparation | Natural Gas | Range | E3 |  | Baseline Forecast | 0 | 0 | 0 | 0 | 0 | 0 | 0 | 0 | 0 | 0 | 0 | 0 | 0 | 0 | 0 | 0 | 0 | 0 | 0 | 0 | 0 | 0 | 0 | 0 | 0 | 0 | 0 | 0 | 0 | 0 | 0 | 0 | 0 | 0 | 0 | 0 | 0 | 0 | 0 | 0 | 0 | 0 | 0 | 0 | 0 | 0 | 0 | 0 | 0 | 0 | 0
Commercial_Retail_New_Food Preparation_Natural Gas_Range_E4_Baseline Forecast | Commercial | Retail | New | Food Preparation | Natural Gas | Range | E4 |  | Baseline Forecast | 0 | 0 | 0 | 0 | 0 | 0 | 0 | 0 | 0 | 0 | 0 | 0 | 0 | 0 | 0 | 0 | 0 | 0 | 0 | 0 | 0 | 0 | 0 | 0 | 0 | 0 | 0 | 0 | 0 | 0 | 0 | 0 | 0 | 0 | 0 | 0 | 0 | 0 | 0 | 0 | 0 | 0 | 0 | 0 | 0 | 0 | 0 | 0 | 0 | 0 | 0
Commercial_Retail_New_Food Preparation_Natural Gas_Range_E5_Baseline Forecast | Commercial | Retail | New | Food Preparation | Natural Gas | Range | E5 |  | Baseline Forecast | 0 | 0 | 0 | 0 | 0 | 0 | 0 | 0 | 0 | 0 | 0 | 0 | 0 | 0 | 0 | 0 | 0 | 0 | 0 | 0 | 0 | 0 | 0 | 0 | 0 | 0 | 0 | 0 | 0 | 0 | 0 | 0 | 0 | 0 | 0 | 0 | 0 | 0 | 0 | 0 | 0 | 0 | 0 | 0 | 0 | 0 | 0 | 0 | 0 | 0 | 0
Commercial_Retail_New_Food Preparation_Natural Gas_Range_E6_Baseline Forecast | Commercial | Retail | New | Food Preparation | Natural Gas | Range | E6 |  | Baseline Forecast | 0 | 0 | 0 | 0 | 0 | 0 | 0 | 0 | 0 | 0 | 0 | 0 | 0 | 0 | 0 | 0 | 0 | 0 | 0 | 0 | 0 | 0 | 0 | 0 | 0 | 0 | 0 | 0 | 0 | 0 | 0 | 0 | 0 | 0 | 0 | 0 | 0 | 0 | 0 | 0 | 0 | 0 | 0 | 0 | 0 | 0 | 0 | 0 | 0 | 0 | 0
Commercial_Retail_New_Food Preparation_Natural Gas_Range_E7_Baseline Forecast | Commercial | Retail | New | Food Preparation | Natural Gas | Range | E7 |  | Baseline Forecast | 0 | 0 | 0 | 0 | 0 | 0 | 0 | 0 | 0 | 0 | 0 | 0 | 0 | 0 | 0 | 0 | 0 | 0 | 0 | 0 | 0 | 0 | 0 | 0 | 0 | 0 | 0 | 0 | 0 | 0 | 0 | 0 | 0 | 0 | 0 | 0 | 0 | 0 | 0 | 0 | 0 | 0 | 0 | 0 | 0 | 0 | 0 | 0 | 0 | 0 | 0
Commercial_Retail_New_Food Preparation_Natural Gas_Range_E8_Baseline Forecast | Commercial | Retail | New | Food Preparation | Natural Gas | Range | E8 |  | Baseline Forecast | 0 | 0 | 0 | 0 | 0 | 0 | 0 | 0 | 0 | 0 | 0 | 0 | 0 | 0 | 0 | 0 | 0 | 0 | 0 | 0 | 0 | 0 | 0 | 0 | 0 | 0 | 0 | 0 | 0 | 0 | 0 | 0 | 0 | 0 | 0 | 0 | 0 | 0 | 0 | 0 | 0 | 0 | 0 | 0 | 0 | 0 | 0 | 0 | 0 | 0 | 0
Commercial_Retail_New_Food Preparation_Natural Gas_Range_E9_Baseline Forecast | Commercial | Retail | New | Food Preparation | Natural Gas | Range | E9 |  | Baseline Forecast | 0 | 0 | 0 | 0 | 0 | 0 | 0 | 0 | 0 | 0 | 0 | 0 | 0 | 0 | 0 | 0 | 0 | 0 | 0 | 0 | 0 | 0 | 0 | 0 | 0 | 0 | 0 | 0 | 0 | 0 | 0 | 0 | 0 | 0 | 0 | 0 | 0 | 0 | 0 | 0 | 0 | 0 | 0 | 0 | 0 | 0 | 0 | 0 | 0 | 0 | 0
Commercial_Retail_New_Food Preparation_Natural Gas_Range_E10_Baseline Forecast | Commercial | Retail | New | Food Preparation | Natural Gas | Range | E10 |  | Baseline Forecast | 0 | 0 | 0 | 0 | 0 | 0 | 0 | 0 | 0 | 0 | 0 | 0 | 0 | 0 | 0 | 0 | 0 | 0 | 0 | 0 | 0 | 0 | 0 | 0 | 0 | 0 | 0 | 0 | 0 | 0 | 0 | 0 | 0 | 0 | 0 | 0 | 0 | 0 | 0 | 0 | 0 | 0 | 0 | 0 | 0 | 0 | 0 | 0 | 0 | 0 | 0
Commercial_Retail_New_Food Preparation_Natural Gas_Range_Vintage_Baseline Forecast | Commercial | Retail | New | Food Preparation | Natural Gas | Range | Vintage |  | Baseline Forecast | 0 | 0 | 0 | 0 | 0 | 0 | 0 | 0 | 0 | 0 | 0 | 0 | 0 | 0 | 0 | 0 | 0 | 0 | 0 | 0 | 0 | 0 | 0 | 0 | 0 | 0 | 0 | 0 | 0 | 0 | 0 | 0 | 0 | 0 | 0 | 0 | 0 | 0 | 0 | 0 | 0 | 0 | 0 | 0 | 0 | 0 | 0 | 0 | 0 | 0 | 0
Commercial_Retail_New_Food Preparation_Natural Gas_Steamer_E1_Baseline Forecast | Commercial | Retail | New | Food Preparation | Natural Gas | Steamer | E1 |  | Baseline Forecast | 0 | 0 | 0 | 0 | 0 | 0 | 0 | 0 | 0 | 0 | 0 | 0 | 0 | 0 | 0 | 0 | 0 | 0 | 0 | 0 | 0 | 0 | 0 | 0 | 0 | 0 | 0 | 0 | 0 | 0 | 0 | 0 | 0 | 0 | 0 | 0 | 0 | 0 | 0 | 0 | 0 | 0 | 0 | 0 | 0 | 0 | 0 | 0 | 0 | 0 | 0
Commercial_Retail_New_Food Preparation_Natural Gas_Steamer_E2_Baseline Forecast | Commercial | Retail | New | Food Preparation | Natural Gas | Steamer | E2 |  | Baseline Forecast | 0 | 0 | 0 | 0 | 0 | 0 | 0 | 0 | 0 | 0 | 0 | 0 | 0 | 0 | 0 | 0 | 0 | 0 | 0 | 0 | 0 | 0 | 0 | 0 | 0 | 0 | 0 | 0 | 0 | 0 | 0 | 0 | 0 | 0 | 0 | 0 | 0 | 0 | 0 | 0 | 0 | 0 | 0 | 0 | 0 | 0 | 0 | 0 | 0 | 0 | 0
Commercial_Retail_New_Food Preparation_Natural Gas_Steamer_E3_Baseline Forecast | Commercial | Retail | New | Food Preparation | Natural Gas | Steamer | E3 |  | Baseline Forecast | 0 | 0 | 0 | 0 | 0 | 0 | 0 | 0 | 0 | 0 | 0 | 0 | 0 | 0 | 0 | 0 | 0 | 0 | 0 | 0 | 0 | 0 | 0 | 0 | 0 | 0 | 0 | 0 | 0 | 0 | 0 | 0 | 0 | 0 | 0 | 0 | 0 | 0 | 0 | 0 | 0 | 0 | 0 | 0 | 0 | 0 | 0 | 0 | 0 | 0 | 0
Commercial_Retail_New_Food Preparation_Natural Gas_Steamer_E4_Baseline Forecast | Commercial | Retail | New | Food Preparation | Natural Gas | Steamer | E4 |  | Baseline Forecast | 0 | 0 | 0 | 0 | 0 | 0 | 0 | 0 | 0 | 0 | 0 | 0 | 0 | 0 | 0 | 0 | 0 | 0 | 0 | 0 | 0 | 0 | 0 | 0 | 0 | 0 | 0 | 0 | 0 | 0 | 0 | 0 | 0 | 0 | 0 | 0 | 0 | 0 | 0 | 0 | 0 | 0 | 0 | 0 | 0 | 0 | 0 | 0 | 0 | 0 | 0
Commercial_Retail_New_Food Preparation_Natural Gas_Steamer_E5_Baseline Forecast | Commercial | Retail | New | Food Preparation | Natural Gas | Steamer | E5 |  | Baseline Forecast | 0 | 0 | 0 | 0 | 0 | 0 | 0 | 0 | 0 | 0 | 0 | 0 | 0 | 0 | 0 | 0 | 0 | 0 | 0 | 0 | 0 | 0 | 0 | 0 | 0 | 0 | 0 | 0 | 0 | 0 | 0 | 0 | 0 | 0 | 0 | 0 | 0 | 0 | 0 | 0 | 0 | 0 | 0 | 0 | 0 | 0 | 0 | 0 | 0 | 0 | 0
Commercial_Retail_New_Food Preparation_Natural Gas_Steamer_E6_Baseline Forecast | Commercial | Retail | New | Food Preparation | Natural Gas | Steamer | E6 |  | Baseline Forecast | 0 | 0 | 0 | 0 | 0 | 0 | 0 | 0 | 0 | 0 | 0 | 0 | 0 | 0 | 0 | 0 | 0 | 0 | 0 | 0 | 0 | 0 | 0 | 0 | 0 | 0 | 0 | 0 | 0 | 0 | 0 | 0 | 0 | 0 | 0 | 0 | 0 | 0 | 0 | 0 | 0 | 0 | 0 | 0 | 0 | 0 | 0 | 0 | 0 | 0 | 0
Commercial_Retail_New_Food Preparation_Natural Gas_Steamer_E7_Baseline Forecast | Commercial | Retail | New | Food Preparation | Natural Gas | Steamer | E7 |  | Baseline Forecast | 0 | 0 | 0 | 0 | 0 | 0 | 0 | 0 | 0 | 0 | 0 | 0 | 0 | 0 | 0 | 0 | 0 | 0 | 0 | 0 | 0 | 0 | 0 | 0 | 0 | 0 | 0 | 0 | 0 | 0 | 0 | 0 | 0 | 0 | 0 | 0 | 0 | 0 | 0 | 0 | 0 | 0 | 0 | 0 | 0 | 0 | 0 | 0 | 0 | 0 | 0
Commercial_Retail_New_Food Preparation_Natural Gas_Steamer_E8_Baseline Forecast | Commercial | Retail | New | Food Preparation | Natural Gas | Steamer | E8 |  | Baseline Forecast | 0 | 0 | 0 | 0 | 0 | 0 | 0 | 0 | 0 | 0 | 0 | 0 | 0 | 0 | 0 | 0 | 0 | 0 | 0 | 0 | 0 | 0 | 0 | 0 | 0 | 0 | 0 | 0 | 0 | 0 | 0 | 0 | 0 | 0 | 0 | 0 | 0 | 0 | 0 | 0 | 0 | 0 | 0 | 0 | 0 | 0 | 0 | 0 | 0 | 0 | 0
Commercial_Retail_New_Food Preparation_Natural Gas_Steamer_E9_Baseline Forecast | Commercial | Retail | New | Food Preparation | Natural Gas | Steamer | E9 |  | Baseline Forecast | 0 | 0 | 0 | 0 | 0 | 0 | 0 | 0 | 0 | 0 | 0 | 0 | 0 | 0 | 0 | 0 | 0 | 0 | 0 | 0 | 0 | 0 | 0 | 0 | 0 | 0 | 0 | 0 | 0 | 0 | 0 | 0 | 0 | 0 | 0 | 0 | 0 | 0 | 0 | 0 | 0 | 0 | 0 | 0 | 0 | 0 | 0 | 0 | 0 | 0 | 0
Commercial_Retail_New_Food Preparation_Natural Gas_Steamer_E10_Baseline Forecast | Commercial | Retail | New | Food Preparation | Natural Gas | Steamer | E10 |  | Baseline Forecast | 0 | 0 | 0 | 0 | 0 | 0 | 0 | 0 | 0 | 0 | 0 | 0 | 0 | 0 | 0 | 0 | 0 | 0 | 0 | 0 | 0 | 0 | 0 | 0 | 0 | 0 | 0 | 0 | 0 | 0 | 0 | 0 | 0 | 0 | 0 | 0 | 0 | 0 | 0 | 0 | 0 | 0 | 0 | 0 | 0 | 0 | 0 | 0 | 0 | 0 | 0
Commercial_Retail_New_Food Preparation_Natural Gas_Steamer_Vintage_Baseline Forecast | Commercial | Retail | New | Food Preparation | Natural Gas | Steamer | Vintage |  | Baseline Forecast | 0 | 0 | 0 | 0 | 0 | 0 | 0 | 0 | 0 | 0 | 0 | 0 | 0 | 0 | 0 | 0 | 0 | 0 | 0 | 0 | 0 | 0 | 0 | 0 | 0 | 0 | 0 | 0 | 0 | 0 | 0 | 0 | 0 | 0 | 0 | 0 | 0 | 0 | 0 | 0 | 0 | 0 | 0 | 0 | 0 | 0 | 0 | 0 | 0 | 0 | 0
Commercial_Retail_New_Food Preparation_Natural Gas_Food Prep Other_E1_Baseline Forecast | Commercial | Retail | New | Food Preparation | Natural Gas | Food Prep Other | E1 |  | Baseline Forecast | 0 | 0 | 0 | 0 | 0 | 0 | 0 | 0 | 0 | 0 | 0 | 0 | 0 | 0 | 0 | 0 | 0 | 0 | 0 | 0 | 0 | 0 | 0 | 0 | 0 | 0 | 0 | 0 | 0 | 0 | 0 | 0 | 0 | 0 | 0 | 0 | 0 | 0 | 0 | 0 | 0 | 0 | 0 | 0 | 0 | 0 | 0 | 0 | 0 | 0 | 0
Commercial_Retail_New_Food Preparation_Natural Gas_Food Prep Other_E2_Baseline Forecast | Commercial | Retail | New | Food Preparation | Natural Gas | Food Prep Other | E2 |  | Baseline Forecast | 0 | 0 | 0 | 0 | 0 | 0 | 0 | 0 | 0 | 0 | 0 | 0 | 0 | 0 | 0 | 0 | 0 | 0 | 0 | 0 | 0 | 0 | 0 | 0 | 0 | 0 | 0 | 0 | 0 | 0 | 0 | 0 | 0 | 0 | 0 | 0 | 0 | 0 | 0 | 0 | 0 | 0 | 0 | 0 | 0 | 0 | 0 | 0 | 0 | 0 | 0
Commercial_Retail_New_Food Preparation_Natural Gas_Food Prep Other_E3_Baseline Forecast | Commercial | Retail | New | Food Preparation | Natural Gas | Food Prep Other | E3 |  | Baseline Forecast | 0 | 0 | 0 | 0 | 0 | 0 | 0 | 0 | 0 | 0 | 0 | 0 | 0 | 0 | 0 | 0 | 0 | 0 | 0 | 0 | 0 | 0 | 0 | 0 | 0 | 0 | 0 | 0 | 0 | 0 | 0 | 0 | 0 | 0 | 0 | 0 | 0 | 0 | 0 | 0 | 0 | 0 | 0 | 0 | 0 | 0 | 0 | 0 | 0 | 0 | 0
Commercial_Retail_New_Food Preparation_Natural Gas_Food Prep Other_E4_Baseline Forecast | Commercial | Retail | New | Food Preparation | Natural Gas | Food Prep Other | E4 |  | Baseline Forecast | 0 | 0 | 0 | 0 | 0 | 0 | 0 | 0 | 0 | 0 | 0 | 0 | 0 | 0 | 0 | 0 | 0 | 0 | 0 | 0 | 0 | 0 | 0 | 0 | 0 | 0 | 0 | 0 | 0 | 0 | 0 | 0 | 0 | 0 | 0 | 0 | 0 | 0 | 0 | 0 | 0 | 0 | 0 | 0 | 0 | 0 | 0 | 0 | 0 | 0 | 0
Commercial_Retail_New_Food Preparation_Natural Gas_Food Prep Other_E5_Baseline Forecast | Commercial | Retail | New | Food Preparation | Natural Gas | Food Prep Other | E5 |  | Baseline Forecast | 0 | 0 | 0 | 0 | 0 | 0 | 0 | 0 | 0 | 0 | 0 | 0 | 0 | 0 | 0 | 0 | 0 | 0 | 0 | 0 | 0 | 0 | 0 | 0 | 0 | 0 | 0 | 0 | 0 | 0 | 0 | 0 | 0 | 0 | 0 | 0 | 0 | 0 | 0 | 0 | 0 | 0 | 0 | 0 | 0 | 0 | 0 | 0 | 0 | 0 | 0
Commercial_Retail_New_Food Preparation_Natural Gas_Food Prep Other_E6_Baseline Forecast | Commercial | Retail | New | Food Preparation | Natural Gas | Food Prep Other | E6 |  | Baseline Forecast | 0 | 0 | 0 | 0 | 0 | 0 | 0 | 0 | 0 | 0 | 0 | 0 | 0 | 0 | 0 | 0 | 0 | 0 | 0 | 0 | 0 | 0 | 0 | 0 | 0 | 0 | 0 | 0 | 0 | 0 | 0 | 0 | 0 | 0 | 0 | 0 | 0 | 0 | 0 | 0 | 0 | 0 | 0 | 0 | 0 | 0 | 0 | 0 | 0 | 0 | 0
Commercial_Retail_New_Food Preparation_Natural Gas_Food Prep Other_E7_Baseline Forecast | Commercial | Retail | New | Food Preparation | Natural Gas | Food Prep Other | E7 |  | Baseline Forecast | 0 | 0 | 0 | 0 | 0 | 0 | 0 | 0 | 0 | 0 | 0 | 0 | 0 | 0 | 0 | 0 | 0 | 0 | 0 | 0 | 0 | 0 | 0 | 0 | 0 | 0 | 0 | 0 | 0 | 0 | 0 | 0 | 0 | 0 | 0 | 0 | 0 | 0 | 0 | 0 | 0 | 0 | 0 | 0 | 0 | 0 | 0 | 0 | 0 | 0 | 0
Commercial_Retail_New_Food Preparation_Natural Gas_Food Prep Other_E8_Baseline Forecast | Commercial | Retail | New | Food Preparation | Natural Gas | Food Prep Other | E8 |  | Baseline Forecast | 0 | 0 | 0 | 0 | 0 | 0 | 0 | 0 | 0 | 0 | 0 | 0 | 0 | 0 | 0 | 0 | 0 | 0 | 0 | 0 | 0 | 0 | 0 | 0 | 0 | 0 | 0 | 0 | 0 | 0 | 0 | 0 | 0 | 0 | 0 | 0 | 0 | 0 | 0 | 0 | 0 | 0 | 0 | 0 | 0 | 0 | 0 | 0 | 0 | 0 | 0
Commercial_Retail_New_Food Preparation_Natural Gas_Food Prep Other_E9_Baseline Forecast | Commercial | Retail | New | Food Preparation | Natural Gas | Food Prep Other | E9 |  | Baseline Forecast | 0 | 0 | 0 | 0 | 0 | 0 | 0 | 0 | 0 | 0 | 0 | 0 | 0 | 0 | 0 | 0 | 0 | 0 | 0 | 0 | 0 | 0 | 0 | 0 | 0 | 0 | 0 | 0 | 0 | 0 | 0 | 0 | 0 | 0 | 0 | 0 | 0 | 0 | 0 | 0 | 0 | 0 | 0 | 0 | 0 | 0 | 0 | 0 | 0 | 0 | 0
Commercial_Retail_New_Food Preparation_Natural Gas_Food Prep Other_E10_Baseline Forecast | Commercial | Retail | New | Food Preparation | Natural Gas | Food Prep Other | E10 |  | Baseline Forecast | 0 | 0 | 0 | 0 | 0 | 0 | 0 | 0 | 0 | 0 | 0 | 0 | 0 | 0 | 0 | 0 | 0 | 0 | 0 | 0 | 0 | 0 | 0 | 0 | 0 | 0 | 0 | 0 | 0 | 0 | 0 | 0 | 0 | 0 | 0 | 0 | 0 | 0 | 0 | 0 | 0 | 0 | 0 | 0 | 0 | 0 | 0 | 0 | 0 | 0 | 0
Commercial_Retail_New_Food Preparation_Natural Gas_Food Prep Other_Vintage_Baseline Forecast | Commercial | Retail | New | Food Preparation | Natural Gas | Food Prep Other | Vintage |  | Baseline Forecast | 0 | 0 | 0 | 0 | 0 | 0 | 0 | 0 | 0 | 0 | 0 | 0 | 0 | 0 | 0 | 0 | 0 | 0 | 0 | 0 | 0 | 0 | 0 | 0 | 0 | 0 | 0 | 0 | 0 | 0 | 0 | 0 | 0 | 0 | 0 | 0 | 0 | 0 | 0 | 0 | 0 | 0 | 0 | 0 | 0 | 0 | 0 | 0 | 0 | 0 | 0
Commercial_Retail_New_Miscellaneous_Natural Gas_Pool Heater_E1_Baseline Forecast | Commercial | Retail | New | Miscellaneous | Natural Gas | Pool Heater | E1 |  | Baseline Forecast | 0 | 0 | 0 | 0 | 0 | 0 | 0 | 0 | 0 | 0 | 0 | 0 | 0 | 0 | 0 | 0 | 0 | 0 | 0 | 0 | 0 | 0 | 0 | 0 | 0 | 0 | 0 | 0 | 0 | 0 | 0 | 0 | 0 | 0 | 0 | 0 | 0 | 0 | 0 | 0 | 0 | 0 | 0 | 0 | 0 | 0 | 0 | 0 | 0 | 0 | 0
Commercial_Retail_New_Miscellaneous_Natural Gas_Pool Heater_E2_Baseline Forecast | Commercial | Retail | New | Miscellaneous | Natural Gas | Pool Heater | E2 |  | Baseline Forecast | 0 | 0 | 0 | 0 | 0 | 0 | 0 | 0 | 0 | 0 | 0 | 0 | 0 | 0 | 0 | 0 | 0 | 0 | 0 | 0 | 0 | 0 | 0 | 0 | 0 | 0 | 0 | 0 | 0 | 0 | 0 | 0 | 0 | 0 | 0 | 0 | 0 | 0 | 0 | 0 | 0 | 0 | 0 | 0 | 0 | 0 | 0 | 0 | 0 | 0 | 0
Commercial_Retail_New_Miscellaneous_Natural Gas_Pool Heater_E3_Baseline Forecast | Commercial | Retail | New | Miscellaneous | Natural Gas | Pool Heater | E3 |  | Baseline Forecast | 0 | 0 | 0 | 0 | 0 | 0 | 0 | 0 | 0 | 0 | 0 | 0 | 0 | 0 | 0 | 0 | 0 | 0 | 0 | 0 | 0 | 0 | 0 | 0 | 0 | 0 | 0 | 0 | 0 | 0 | 0 | 0 | 0 | 0 | 0 | 0 | 0 | 0 | 0 | 0 | 0 | 0 | 0 | 0 | 0 | 0 | 0 | 0 | 0 | 0 | 0
Commercial_Retail_New_Miscellaneous_Natural Gas_Pool Heater_E4_Baseline Forecast | Commercial | Retail | New | Miscellaneous | Natural Gas | Pool Heater | E4 |  | Baseline Forecast | 0 | 0 | 0 | 0 | 0 | 0 | 0 | 0 | 0 | 0 | 0 | 0 | 0 | 0 | 0 | 0 | 0 | 0 | 0 | 0 | 0 | 0 | 0 | 0 | 0 | 0 | 0 | 0 | 0 | 0 | 0 | 0 | 0 | 0 | 0 | 0 | 0 | 0 | 0 | 0 | 0 | 0 | 0 | 0 | 0 | 0 | 0 | 0 | 0 | 0 | 0
Commercial_Retail_New_Miscellaneous_Natural Gas_Pool Heater_E5_Baseline Forecast | Commercial | Retail | New | Miscellaneous | Natural Gas | Pool Heater | E5 |  | Baseline Forecast | 0 | 0 | 0 | 0 | 0 | 0 | 0 | 0 | 0 | 0 | 0 | 0 | 0 | 0 | 0 | 0 | 0 | 0 | 0 | 0 | 0 | 0 | 0 | 0 | 0 | 0 | 0 | 0 | 0 | 0 | 0 | 0 | 0 | 0 | 0 | 0 | 0 | 0 | 0 | 0 | 0 | 0 | 0 | 0 | 0 | 0 | 0 | 0 | 0 | 0 | 0
Commercial_Retail_New_Miscellaneous_Natural Gas_Pool Heater_E6_Baseline Forecast | Commercial | Retail | New | Miscellaneous | Natural Gas | Pool Heater | E6 |  | Baseline Forecast | 0 | 0 | 0 | 0 | 0 | 0 | 0 | 0 | 0 | 0 | 0 | 0 | 0 | 0 | 0 | 0 | 0 | 0 | 0 | 0 | 0 | 0 | 0 | 0 | 0 | 0 | 0 | 0 | 0 | 0 | 0 | 0 | 0 | 0 | 0 | 0 | 0 | 0 | 0 | 0 | 0 | 0 | 0 | 0 | 0 | 0 | 0 | 0 | 0 | 0 | 0
Commercial_Retail_New_Miscellaneous_Natural Gas_Pool Heater_E7_Baseline Forecast | Commercial | Retail | New | Miscellaneous | Natural Gas | Pool Heater | E7 |  | Baseline Forecast | 0 | 0 | 0 | 0 | 0 | 0 | 0 | 0 | 0 | 0 | 0 | 0 | 0 | 0 | 0 | 0 | 0 | 0 | 0 | 0 | 0 | 0 | 0 | 0 | 0 | 0 | 0 | 0 | 0 | 0 | 0 | 0 | 0 | 0 | 0 | 0 | 0 | 0 | 0 | 0 | 0 | 0 | 0 | 0 | 0 | 0 | 0 | 0 | 0 | 0 | 0
Commercial_Retail_New_Miscellaneous_Natural Gas_Pool Heater_E8_Baseline Forecast | Commercial | Retail | New | Miscellaneous | Natural Gas | Pool Heater | E8 |  | Baseline Forecast | 0 | 0 | 0 | 0 | 0 | 0 | 0 | 0 | 0 | 0 | 0 | 0 | 0 | 0 | 0 | 0 | 0 | 0 | 0 | 0 | 0 | 0 | 0 | 0 | 0 | 0 | 0 | 0 | 0 | 0 | 0 | 0 | 0 | 0 | 0 | 0 | 0 | 0 | 0 | 0 | 0 | 0 | 0 | 0 | 0 | 0 | 0 | 0 | 0 | 0 | 0
Commercial_Retail_New_Miscellaneous_Natural Gas_Pool Heater_E9_Baseline Forecast | Commercial | Retail | New | Miscellaneous | Natural Gas | Pool Heater | E9 |  | Baseline Forecast | 0 | 0 | 0 | 0 | 0 | 0 | 0 | 0 | 0 | 0 | 0 | 0 | 0 | 0 | 0 | 0 | 0 | 0 | 0 | 0 | 0 | 0 | 0 | 0 | 0 | 0 | 0 | 0 | 0 | 0 | 0 | 0 | 0 | 0 | 0 | 0 | 0 | 0 | 0 | 0 | 0 | 0 | 0 | 0 | 0 | 0 | 0 | 0 | 0 | 0 | 0
Commercial_Retail_New_Miscellaneous_Natural Gas_Pool Heater_E10_Baseline Forecast | Commercial | Retail | New | Miscellaneous | Natural Gas | Pool Heater | E10 |  | Baseline Forecast | 0 | 0 | 0 | 0 | 0 | 0 | 0 | 0 | 0 | 0 | 0 | 0 | 0 | 0 | 0 | 0 | 0 | 0 | 0 | 0 | 0 | 0 | 0 | 0 | 0 | 0 | 0 | 0 | 0 | 0 | 0 | 0 | 0 | 0 | 0 | 0 | 0 | 0 | 0 | 0 | 0 | 0 | 0 | 0 | 0 | 0 | 0 | 0 | 0 | 0 | 0
Commercial_Retail_New_Miscellaneous_Natural Gas_Pool Heater_Vintage_Baseline Forecast | Commercial | Retail | New | Miscellaneous | Natural Gas | Pool Heater | Vintage |  | Baseline Forecast | 0 | 0 | 0 | 0 | 0 | 0 | 0 | 0 | 0 | 0 | 0 | 0 | 0 | 0 | 0 | 0 | 0 | 0 | 0 | 0 | 0 | 0 | 0 | 0 | 0 | 0 | 0 | 0 | 0 | 0 | 0 | 0 | 0 | 0 | 0 | 0 | 0 | 0 | 0 | 0 | 0 | 0 | 0 | 0 | 0 | 0 | 0 | 0 | 0 | 0 | 0
Commercial_Retail_New_Miscellaneous_Natural Gas_Miscellaneous_E1_Baseline Forecast | Commercial | Retail | New | Miscellaneous | Natural Gas | Miscellaneous | E1 |  | Baseline Forecast | 0 | 158668.9991 | 923988.5074 | 1413081.2748 | 1997864.3742 | 2600536.8469 | 3206237.8463 | 3730470.1135 | 4247355.5338 | 4776339.4458 | 5313933.9785 | 5847444.4966 | 6372610.3857 | 6890617.946 | 7409374.2968 | 7926561.7446 | 8446746.4076 | 8954795.3526 | 9442664.3716 | 9914792.1569 | 10387151.902 | 10869076.3204 | 11357281.4777 | 11850652.1747 | 12349323.2853 | 12849399.3963 | 13351430.4669 | 13853799.682 | 14358385.0809 | 14864070.383 | 15373518.0516 | 15883336.0476 | 16099911.384 | 0 | 0 | 0 | 0 | 0 | 0 | 0 | 0 | 0 | 0 | 0 | 0 | 0 | 0 | 0 | 0 | 0 | 0
Commercial_Retail_New_Miscellaneous_Natural Gas_Miscellaneous_E2_Baseline Forecast | Commercial | Retail | New | Miscellaneous | Natural Gas | Miscellaneous | E2 |  | Baseline Forecast | 0 | 0 | 0 | 0 | 0 | 0 | 0 | 0 | 0 | 0 | 0 | 0 | 0 | 0 | 0 | 0 | 0 | 0 | 0 | 0 | 0 | 0 | 0 | 0 | 0 | 0 | 0 | 0 | 0 | 0 | 0 | 0 | 0 | 0 | 0 | 0 | 0 | 0 | 0 | 0 | 0 | 0 | 0 | 0 | 0 | 0 | 0 | 0 | 0 | 0 | 0
Commercial_Retail_New_Miscellaneous_Natural Gas_Miscellaneous_E3_Baseline Forecast | Commercial | Retail | New | Miscellaneous | Natural Gas | Miscellaneous | E3 |  | Baseline Forecast | 0 | 0 | 0 | 0 | 0 | 0 | 0 | 0 | 0 | 0 | 0 | 0 | 0 | 0 | 0 | 0 | 0 | 0 | 0 | 0 | 0 | 0 | 0 | 0 | 0 | 0 | 0 | 0 | 0 | 0 | 0 | 0 | 0 | 0 | 0 | 0 | 0 | 0 | 0 | 0 | 0 | 0 | 0 | 0 | 0 | 0 | 0 | 0 | 0 | 0 | 0
Commercial_Retail_New_Miscellaneous_Natural Gas_Miscellaneous_E4_Baseline Forecast | Commercial | Retail | New | Miscellaneous | Natural Gas | Miscellaneous | E4 |  | Baseline Forecast | 0 | 0 | 0 | 0 | 0 | 0 | 0 | 0 | 0 | 0 | 0 | 0 | 0 | 0 | 0 | 0 | 0 | 0 | 0 | 0 | 0 | 0 | 0 | 0 | 0 | 0 | 0 | 0 | 0 | 0 | 0 | 0 | 0 | 0 | 0 | 0 | 0 | 0 | 0 | 0 | 0 | 0 | 0 | 0 | 0 | 0 | 0 | 0 | 0 | 0 | 0
Commercial_Retail_New_Miscellaneous_Natural Gas_Miscellaneous_E5_Baseline Forecast | Commercial | Retail | New | Miscellaneous | Natural Gas | Miscellaneous | E5 |  | Baseline Forecast | 0 | 0 | 0 | 0 | 0 | 0 | 0 | 0 | 0 | 0 | 0 | 0 | 0 | 0 | 0 | 0 | 0 | 0 | 0 | 0 | 0 | 0 | 0 | 0 | 0 | 0 | 0 | 0 | 0 | 0 | 0 | 0 | 0 | 0 | 0 | 0 | 0 | 0 | 0 | 0 | 0 | 0 | 0 | 0 | 0 | 0 | 0 | 0 | 0 | 0 | 0
Commercial_Retail_New_Miscellaneous_Natural Gas_Miscellaneous_E6_Baseline Forecast | Commercial | Retail | New | Miscellaneous | Natural Gas | Miscellaneous | E6 |  | Baseline Forecast | 0 | 0 | 0 | 0 | 0 | 0 | 0 | 0 | 0 | 0 | 0 | 0 | 0 | 0 | 0 | 0 | 0 | 0 | 0 | 0 | 0 | 0 | 0 | 0 | 0 | 0 | 0 | 0 | 0 | 0 | 0 | 0 | 0 | 0 | 0 | 0 | 0 | 0 | 0 | 0 | 0 | 0 | 0 | 0 | 0 | 0 | 0 | 0 | 0 | 0 | 0
Commercial_Retail_New_Miscellaneous_Natural Gas_Miscellaneous_E7_Baseline Forecast | Commercial | Retail | New | Miscellaneous | Natural Gas | Miscellaneous | E7 |  | Baseline Forecast | 0 | 0 | 0 | 0 | 0 | 0 | 0 | 0 | 0 | 0 | 0 | 0 | 0 | 0 | 0 | 0 | 0 | 0 | 0 | 0 | 0 | 0 | 0 | 0 | 0 | 0 | 0 | 0 | 0 | 0 | 0 | 0 | 0 | 0 | 0 | 0 | 0 | 0 | 0 | 0 | 0 | 0 | 0 | 0 | 0 | 0 | 0 | 0 | 0 | 0 | 0
Commercial_Retail_New_Miscellaneous_Natural Gas_Miscellaneous_E8_Baseline Forecast | Commercial | Retail | New | Miscellaneous | Natural Gas | Miscellaneous | E8 |  | Baseline Forecast | 0 | 0 | 0 | 0 | 0 | 0 | 0 | 0 | 0 | 0 | 0 | 0 | 0 | 0 | 0 | 0 | 0 | 0 | 0 | 0 | 0 | 0 | 0 | 0 | 0 | 0 | 0 | 0 | 0 | 0 | 0 | 0 | 0 | 0 | 0 | 0 | 0 | 0 | 0 | 0 | 0 | 0 | 0 | 0 | 0 | 0 | 0 | 0 | 0 | 0 | 0
Commercial_Retail_New_Miscellaneous_Natural Gas_Miscellaneous_E9_Baseline Forecast | Commercial | Retail | New | Miscellaneous | Natural Gas | Miscellaneous | E9 |  | Baseline Forecast | 0 | 0 | 0 | 0 | 0 | 0 | 0 | 0 | 0 | 0 | 0 | 0 | 0 | 0 | 0 | 0 | 0 | 0 | 0 | 0 | 0 | 0 | 0 | 0 | 0 | 0 | 0 | 0 | 0 | 0 | 0 | 0 | 0 | 0 | 0 | 0 | 0 | 0 | 0 | 0 | 0 | 0 | 0 | 0 | 0 | 0 | 0 | 0 | 0 | 0 | 0
Commercial_Retail_New_Miscellaneous_Natural Gas_Miscellaneous_E10_Baseline Forecast | Commercial | Retail | New | Miscellaneous | Natural Gas | Miscellaneous | E10 |  | Baseline Forecast | 0 | 0 | 0 | 0 | 0 | 0 | 0 | 0 | 0 | 0 | 0 | 0 | 0 | 0 | 0 | 0 | 0 | 0 | 0 | 0 | 0 | 0 | 0 | 0 | 0 | 0 | 0 | 0 | 0 | 0 | 0 | 0 | 0 | 0 | 0 | 0 | 0 | 0 | 0 | 0 | 0 | 0 | 0 | 0 | 0 | 0 | 0 | 0 | 0 | 0 | 0
Commercial_Retail_New_Miscellaneous_Natural Gas_Miscellaneous_Vintage_Baseline Forecast | Commercial | Retail | New | Miscellaneous | Natural Gas | Miscellaneous | Vintage |  | Baseline Forecast | 0 | 0 | 0 | 0 | 0 | 0 | 0 | 0 | 0 | 0 | 0 | 0 | 0 | 0 | 0 | 0 | 0 | 0 | 0 | 0 | 0 | 0 | 0 | 0 | 0 | 0 | 0 | 0 | 0 | 0 | 0 | 0 | 0 | 0 | 0 | 0 | 0 | 0 | 0 | 0 | 0 | 0 | 0 | 0 | 0 | 0 | 0 | 0 | 0 | 0 | 0
Commercial_Grocery_Existing_Space Heating_Natural Gas_Furnace_E1_Baseline Forecast | Commercial | Grocery | Existing | Space Heating | Natural Gas | Furnace | E1 |  | Baseline Forecast | 0 | 36542.8798 | 75974.7328 | 117868.9773 | 205067.4314 | 204516.3289 | 204029.8139 | 203591.6153 | 203168.2747 | 202747.5555 | 202324.7304 | 201902.4715 | 201483.8114 | 201069.7927 | 200657.8013 | 200247.4436 | 199836.7129 | 199430.615 | 199034.854 | 195958.2228 | 190175.8685 | 181683.6333 | 167383.6383 | 154205.8152 | 142062.1126 | 130872.5456 | 120562.6019 | 111063.7573 | 102312.1229 | 94249.1479 | 86820.3071 | 79976.1882 | 62681.2249 | 0 | 0 | 0 | 0 | 0 | 0 | 0 | 0 | 0 | 0 | 0 | 0 | 0 | 0 | 0 | 0 | 0 | 0
Commercial_Grocery_Existing_Space Heating_Natural Gas_Furnace_E2_Baseline Forecast | Commercial | Grocery | Existing | Space Heating | Natural Gas | Furnace | E2 |  | Baseline Forecast | 0 | 0 | 0 | 0 | 0 | 0 | 0 | 0 | 0 | 0 | 0 | 0 | 0 | 0 | 0 | 0 | 0 | 0 | 0 | 0 | 0 | 0 | 0 | 0 | 0 | 0 | 0 | 0 | 0 | 0 | 0 | 0 | 0 | 0 | 0 | 0 | 0 | 0 | 0 | 0 | 0 | 0 | 0 | 0 | 0 | 0 | 0 | 0 | 0 | 0 | 0
Commercial_Grocery_Existing_Space Heating_Natural Gas_Furnace_E3_Baseline Forecast | Commercial | Grocery | Existing | Space Heating | Natural Gas | Furnace | E3 |  | Baseline Forecast | 0 | 0 | 0 | 0 | 0 | 47550.8095 | 97217.5857 | 128688.0121 | 161243.9514 | 194780.5781 | 229201.3391 | 264423.7677 | 300372.9783 | 336979.5968 | 374175.3263 | 411898.7423 | 450089.5877 | 488706.6799 | 527720.004 | 565175.9808 | 601329.6531 | 636394.7092 | 672469.3541 | 704144.3155 | 731700.291 | 756902.2636 | 779935.8218 | 800973.5533 | 820171.4692 | 837674.4469 | 853612.1177 | 868110.1619 | 904404.8552 | 0 | 0 | 0 | 0 | 0 | 0 | 0 | 0 | 0 | 0 | 0 | 0 | 0 | 0 | 0 | 0 | 0 | 0
Commercial_Grocery_Existing_Space Heating_Natural Gas_Furnace_E4_Baseline Forecast | Commercial | Grocery | Existing | Space Heating | Natural Gas | Furnace | E4 |  | Baseline Forecast | 0 | 0 | 0 | 0 | 0 | 0 | 0 | 0 | 0 | 0 | 0 | 0 | 0 | 0 | 0 | 0 | 0 | 0 | 0 | 0 | 0 | 0 | 0 | 0 | 0 | 0 | 0 | 0 | 0 | 0 | 0 | 0 | 0 | 0 | 0 | 0 | 0 | 0 | 0 | 0 | 0 | 0 | 0 | 0 | 0 | 0 | 0 | 0 | 0 | 0 | 0
Commercial_Grocery_Existing_Space Heating_Natural Gas_Furnace_E5_Baseline Forecast | Commercial | Grocery | Existing | Space Heating | Natural Gas | Furnace | E5 |  | Baseline Forecast | 0 | 0 | 0 | 0 | 0 | 0 | 0 | 20151.1441 | 40995.6002 | 62469.4671 | 84512.1951 | 107069.3736 | 130093.8764 | 153542.0632 | 177369.9393 | 201538.9151 | 226011.2617 | 250760.9167 | 275766.7706 | 299783.9803 | 322975.3579 | 345479.4213 | 368635.0806 | 391240.678 | 413398.4286 | 433706.277 | 452309.4676 | 469343.5657 | 484929.8065 | 499182.5008 | 512202.8134 | 524089.5747 | 549660.9617 | 0 | 0 | 0 | 0 | 0 | 0 | 0 | 0 | 0 | 0 | 0 | 0 | 0 | 0 | 0 | 0 | 0 | 0
Commercial_Grocery_Existing_Space Heating_Natural Gas_Furnace_E6_Baseline Forecast | Commercial | Grocery | Existing | Space Heating | Natural Gas | Furnace | E6 |  | Baseline Forecast | 0 | 0 | 0 | 0 | 0 | 0 | 0 | 0 | 0 | 0 | 0 | 0 | 0 | 0 | 0 | 0 | 0 | 0 | 0 | 0 | 0 | 0 | 0 | 0 | 0 | 0 | 0 | 0 | 0 | 0 | 0 | 0 | 0 | 0 | 0 | 0 | 0 | 0 | 0 | 0 | 0 | 0 | 0 | 0 | 0 | 0 | 0 | 0 | 0 | 0 | 0
Commercial_Grocery_Existing_Space Heating_Natural Gas_Furnace_E7_Baseline Forecast | Commercial | Grocery | Existing | Space Heating | Natural Gas | Furnace | E7 |  | Baseline Forecast | 0 | 0 | 0 | 0 | 0 | 0 | 0 | 0 | 0 | 0 | 0 | 0 | 0 | 0 | 0 | 0 | 0 | 0 | 0 | 0 | 0 | 0 | 0 | 0 | 0 | 0 | 0 | 0 | 0 | 0 | 0 | 0 | 0 | 0 | 0 | 0 | 0 | 0 | 0 | 0 | 0 | 0 | 0 | 0 | 0 | 0 | 0 | 0 | 0 | 0 | 0
Commercial_Grocery_Existing_Space Heating_Natural Gas_Furnace_E8_Baseline Forecast | Commercial | Grocery | Existing | Space Heating | Natural Gas | Furnace | E8 |  | Baseline Forecast | 0 | 0 | 0 | 0 | 0 | 0 | 0 | 0 | 0 | 0 | 0 | 0 | 0 | 0 | 0 | 0 | 0 | 0 | 0 | 0 | 0 | 0 | 0 | 0 | 0 | 0 | 0 | 0 | 0 | 0 | 0 | 0 | 0 | 0 | 0 | 0 | 0 | 0 | 0 | 0 | 0 | 0 | 0 | 0 | 0 | 0 | 0 | 0 | 0 | 0 | 0
Commercial_Grocery_Existing_Space Heating_Natural Gas_Furnace_E9_Baseline Forecast | Commercial | Grocery | Existing | Space Heating | Natural Gas | Furnace | E9 |  | Baseline Forecast | 0 | 0 | 0 | 0 | 0 | 0 | 0 | 0 | 0 | 0 | 0 | 0 | 0 | 0 | 0 | 0 | 0 | 0 | 0 | 0 | 0 | 0 | 0 | 0 | 0 | 0 | 0 | 0 | 0 | 0 | 0 | 0 | 0 | 0 | 0 | 0 | 0 | 0 | 0 | 0 | 0 | 0 | 0 | 0 | 0 | 0 | 0 | 0 | 0 | 0 | 0
Commercial_Grocery_Existing_Space Heating_Natural Gas_Furnace_E10_Baseline Forecast | Commercial | Grocery | Existing | Space Heating | Natural Gas | Furnace | E10 |  | Baseline Forecast | 0 | 0 | 0 | 0 | 0 | 0 | 0 | 0 | 0 | 0 | 0 | 0 | 0 | 0 | 0 | 0 | 0 | 0 | 0 | 0 | 0 | 0 | 0 | 0 | 0 | 0 | 0 | 0 | 0 | 0 | 0 | 0 | 0 | 0 | 0 | 0 | 0 | 0 | 0 | 0 | 0 | 0 | 0 | 0 | 0 | 0 | 0 | 0 | 0 | 0 | 0
Commercial_Grocery_Existing_Space Heating_Natural Gas_Furnace_Vintage_Baseline Forecast | Commercial | Grocery | Existing | Space Heating | Natural Gas | Furnace | Vintage |  | Baseline Forecast | 1830365.9982 | 1784510.6294 | 1735766.2874 | 1682625.9722 | 1637497.3164 | 1585545.8626 | 1531994.1833 | 1476873.5244 | 1420092.6848 | 1361722.6784 | 1301882.8613 | 1240731.4471 | 1178414.6638 | 1115053.8509 | 1050740.4263 | 985571.2604 | 919628.3159 | 853018.8095 | 785839.4145 | 723989.4772 | 667023.8771 | 614535.1727 | 566166.2042 | 521592.9225 | 480517.498 | 442669.3859 | 407796.5529 | 375667.219 | 346065.2839 | 318792.7019 | 293665.0454 | 270515.1794 | 249706.3194 | 0 | 0 | 0 | 0 | 0 | 0 | 0 | 0 | 0 | 0 | 0 | 0 | 0 | 0 | 0 | 0 | 0 | 0
Commercial_Grocery_Existing_Space Heating_Natural Gas_Boiler_E1_Baseline Forecast | Commercial | Grocery | Existing | Space Heating | Natural Gas | Boiler | E1 |  | Baseline Forecast | 0 | 98.7443 | 205.2902 | 318.5021 | 564.0447 | 562.5289 | 561.1907 | 559.9854 | 558.821 | 557.6638 | 556.5008 | 555.3394 | 554.1878 | 553.0491 | 551.9159 | 550.7872 | 549.6574 | 548.5405 | 547.4519 | 546.3948 | 545.3531 | 537.0614 | 521.4641 | 498.5663 | 459.3042 | 423.127 | 389.7937 | 359.0827 | 330.7876 | 304.7191 | 280.7007 | 258.5728 | 238.6826 | 0 | 0 | 0 | 0 | 0 | 0 | 0 | 0 | 0 | 0 | 0 | 0 | 0 | 0 | 0 | 0 | 0 | 0
Commercial_Grocery_Existing_Space Heating_Natural Gas_Boiler_E2_Baseline Forecast | Commercial | Grocery | Existing | Space Heating | Natural Gas | Boiler | E2 |  | Baseline Forecast | 0 | 0 | 0 | 0 | 0 | 0 | 0 | 0 | 0 | 0 | 0 | 0 | 0 | 0 | 0 | 0 | 0 | 0 | 0 | 0 | 0 | 0 | 0 | 0 | 0 | 0 | 0 | 0 | 0 | 0 | 0 | 0 | 0 | 0 | 0 | 0 | 0 | 0 | 0 | 0 | 0 | 0 | 0 | 0 | 0 | 0 | 0 | 0 | 0 | 0 | 0
Commercial_Grocery_Existing_Space Heating_Natural Gas_Boiler_E3_Baseline Forecast | Commercial | Grocery | Existing | Space Heating | Natural Gas | Boiler | E3 |  | Baseline Forecast | 0 | 125.6729 | 261.2859 | 405.3549 | 717.7816 | 1007.8717 | 1311.1824 | 1626.6671 | 1953.1279 | 2289.4857 | 2634.7594 | 2988.1176 | 3348.8216 | 3716.1811 | 4089.4972 | 4468.1545 | 4851.5441 | 5239.2706 | 5631.04 | 6026.5034 | 6425.1345 | 6797.9244 | 7147.4446 | 7476.047 | 7794.9731 | 8086.8527 | 8353.8147 | 8597.8434 | 8820.7214 | 9024.1164 | 9209.5112 | 9378.3517 | 9710.3924 | 0 | 0 | 0 | 0 | 0 | 0 | 0 | 0 | 0 | 0 | 0 | 0 | 0 | 0 | 0 | 0 | 0 | 0
Commercial_Grocery_Existing_Space Heating_Natural Gas_Boiler_E4_Baseline Forecast | Commercial | Grocery | Existing | Space Heating | Natural Gas | Boiler | E4 |  | Baseline Forecast | 0 | 0 | 0 | 0 | 0 | 0 | 0 | 0 | 0 | 0 | 0 | 0 | 0 | 0 | 0 | 0 | 0 | 0 | 0 | 0 | 0 | 0 | 0 | 0 | 0 | 0 | 0 | 0 | 0 | 0 | 0 | 0 | 0 | 0 | 0 | 0 | 0 | 0 | 0 | 0 | 0 | 0 | 0 | 0 | 0 | 0 | 0 | 0 | 0 | 0 | 0
Commercial_Grocery_Existing_Space Heating_Natural Gas_Boiler_E5_Baseline Forecast | Commercial | Grocery | Existing | Space Heating | Natural Gas | Boiler | E5 |  | Baseline Forecast | 0 | 0 | 0 | 0 | 0 | 0 | 0 | 0 | 0 | 0 | 0 | 0 | 0 | 0 | 0 | 0 | 0 | 0 | 0 | 0 | 0 | 0 | 0 | 0 | 0 | 0 | 0 | 0 | 0 | 0 | 0 | 0 | 0 | 0 | 0 | 0 | 0 | 0 | 0 | 0 | 0 | 0 | 0 | 0 | 0 | 0 | 0 | 0 | 0 | 0 | 0
Commercial_Grocery_Existing_Space Heating_Natural Gas_Boiler_E6_Baseline Forecast | Commercial | Grocery | Existing | Space Heating | Natural Gas | Boiler | E6 |  | Baseline Forecast | 0 | 0 | 0 | 0 | 0 | 0 | 0 | 0 | 0 | 0 | 0 | 0 | 0 | 0 | 0 | 0 | 0 | 0 | 0 | 0 | 0 | 0 | 0 | 0 | 0 | 0 | 0 | 0 | 0 | 0 | 0 | 0 | 0 | 0 | 0 | 0 | 0 | 0 | 0 | 0 | 0 | 0 | 0 | 0 | 0 | 0 | 0 | 0 | 0 | 0 | 0
Commercial_Grocery_Existing_Space Heating_Natural Gas_Boiler_E7_Baseline Forecast | Commercial | Grocery | Existing | Space Heating | Natural Gas | Boiler | E7 |  | Baseline Forecast | 0 | 0 | 0 | 0 | 0 | 0 | 0 | 0 | 0 | 0 | 0 | 0 | 0 | 0 | 0 | 0 | 0 | 0 | 0 | 0 | 0 | 0 | 0 | 0 | 0 | 0 | 0 | 0 | 0 | 0 | 0 | 0 | 0 | 0 | 0 | 0 | 0 | 0 | 0 | 0 | 0 | 0 | 0 | 0 | 0 | 0 | 0 | 0 | 0 | 0 | 0
Commercial_Grocery_Existing_Space Heating_Natural Gas_Boiler_E8_Baseline Forecast | Commercial | Grocery | Existing | Space Heating | Natural Gas | Boiler | E8 |  | Baseline Forecast | 0 | 0 | 0 | 0 | 0 | 0 | 0 | 0 | 0 | 0 | 0 | 0 | 0 | 0 | 0 | 0 | 0 | 0 | 0 | 0 | 0 | 0 | 0 | 0 | 0 | 0 | 0 | 0 | 0 | 0 | 0 | 0 | 0 | 0 | 0 | 0 | 0 | 0 | 0 | 0 | 0 | 0 | 0 | 0 | 0 | 0 | 0 | 0 | 0 | 0 | 0
Commercial_Grocery_Existing_Space Heating_Natural Gas_Boiler_E9_Baseline Forecast | Commercial | Grocery | Existing | Space Heating | Natural Gas | Boiler | E9 |  | Baseline Forecast | 0 | 0 | 0 | 0 | 0 | 0 | 0 | 0 | 0 | 0 | 0 | 0 | 0 | 0 | 0 | 0 | 0 | 0 | 0 | 0 | 0 | 0 | 0 | 0 | 0 | 0 | 0 | 0 | 0 | 0 | 0 | 0 | 0 | 0 | 0 | 0 | 0 | 0 | 0 | 0 | 0 | 0 | 0 | 0 | 0 | 0 | 0 | 0 | 0 | 0 | 0
Commercial_Grocery_Existing_Space Heating_Natural Gas_Boiler_E10_Baseline Forecast | Commercial | Grocery | Existing | Space Heating | Natural Gas | Boiler | E10 |  | Baseline Forecast | 0 | 0 | 0 | 0 | 0 | 0 | 0 | 0 | 0 | 0 | 0 | 0 | 0 | 0 | 0 | 0 | 0 | 0 | 0 | 0 | 0 | 0 | 0 | 0 | 0 | 0 | 0 | 0 | 0 | 0 | 0 | 0 | 0 | 0 | 0 | 0 | 0 | 0 | 0 | 0 | 0 | 0 | 0 | 0 | 0 | 0 | 0 | 0 | 0 | 0 | 0
Commercial_Grocery_Existing_Space Heating_Natural Gas_Boiler_Vintage_Baseline Forecast | Commercial | Grocery | Existing | Space Heating | Natural Gas | Boiler | Vintage |  | Baseline Forecast | 12218.0928 | 11931.5128 | 11627.1909 | 11294.84 | 11017.6958 | 10696.0676 | 10364.9148 | 10024.3532 | 9673.6658 | 9313.2312 | 8943.7604 | 8566.2374 | 8181.5746 | 7790.5219 | 7393.6285 | 6991.4875 | 6584.5929 | 6173.6265 | 5759.2087 | 5341.7503 | 4921.4459 | 4534.1729 | 4177.2962 | 3848.4249 | 3545.3616 | 3266.1101 | 3008.8108 | 2771.7537 | 2553.3442 | 2352.1212 | 2166.724 | 1995.9193 | 1842.387 | 0 | 0 | 0 | 0 | 0 | 0 | 0 | 0 | 0 | 0 | 0 | 0 | 0 | 0 | 0 | 0 | 0 | 0
Commercial_Grocery_Existing_Space Heating_Natural Gas_Unit Heater_E1_Baseline Forecast | Commercial | Grocery | Existing | Space Heating | Natural Gas | Unit Heater | E1 |  | Baseline Forecast | 0 | 0 | 0 | 0 | 0 | 0 | 0 | 0 | 0 | 0 | 0 | 0 | 0 | 0 | 0 | 0 | 0 | 0 | 0 | 0 | 0 | 0 | 0 | 0 | 0 | 0 | 0 | 0 | 0 | 0 | 0 | 0 | 0 | 0 | 0 | 0 | 0 | 0 | 0 | 0 | 0 | 0 | 0 | 0 | 0 | 0 | 0 | 0 | 0 | 0 | 0
Commercial_Grocery_Existing_Space Heating_Natural Gas_Unit Heater_E2_Baseline Forecast | Commercial | Grocery | Existing | Space Heating | Natural Gas | Unit Heater | E2 |  | Baseline Forecast | 0 | 0 | 0 | 0 | 0 | 0 | 0 | 0 | 0 | 0 | 0 | 0 | 0 | 0 | 0 | 0 | 0 | 0 | 0 | 0 | 0 | 0 | 0 | 0 | 0 | 0 | 0 | 0 | 0 | 0 | 0 | 0 | 0 | 0 | 0 | 0 | 0 | 0 | 0 | 0 | 0 | 0 | 0 | 0 | 0 | 0 | 0 | 0 | 0 | 0 | 0
Commercial_Grocery_Existing_Space Heating_Natural Gas_Unit Heater_E3_Baseline Forecast | Commercial | Grocery | Existing | Space Heating | Natural Gas | Unit Heater | E3 |  | Baseline Forecast | 0 | 0 | 0 | 0 | 0 | 0 | 0 | 0 | 0 | 0 | 0 | 0 | 0 | 0 | 0 | 0 | 0 | 0 | 0 | 0 | 0 | 0 | 0 | 0 | 0 | 0 | 0 | 0 | 0 | 0 | 0 | 0 | 0 | 0 | 0 | 0 | 0 | 0 | 0 | 0 | 0 | 0 | 0 | 0 | 0 | 0 | 0 | 0 | 0 | 0 | 0
Commercial_Grocery_Existing_Space Heating_Natural Gas_Unit Heater_E4_Baseline Forecast | Commercial | Grocery | Existing | Space Heating | Natural Gas | Unit Heater | E4 |  | Baseline Forecast | 0 | 0 | 0 | 0 | 0 | 0 | 0 | 0 | 0 | 0 | 0 | 0 | 0 | 0 | 0 | 0 | 0 | 0 | 0 | 0 | 0 | 0 | 0 | 0 | 0 | 0 | 0 | 0 | 0 | 0 | 0 | 0 | 0 | 0 | 0 | 0 | 0 | 0 | 0 | 0 | 0 | 0 | 0 | 0 | 0 | 0 | 0 | 0 | 0 | 0 | 0
Commercial_Grocery_Existing_Space Heating_Natural Gas_Unit Heater_E5_Baseline Forecast | Commercial | Grocery | Existing | Space Heating | Natural Gas | Unit Heater | E5 |  | Baseline Forecast | 0 | 0 | 0 | 0 | 0 | 0 | 0 | 0 | 0 | 0 | 0 | 0 | 0 | 0 | 0 | 0 | 0 | 0 | 0 | 0 | 0 | 0 | 0 | 0 | 0 | 0 | 0 | 0 | 0 | 0 | 0 | 0 | 0 | 0 | 0 | 0 | 0 | 0 | 0 | 0 | 0 | 0 | 0 | 0 | 0 | 0 | 0 | 0 | 0 | 0 | 0
Commercial_Grocery_Existing_Space Heating_Natural Gas_Unit Heater_E6_Baseline Forecast | Commercial | Grocery | Existing | Space Heating | Natural Gas | Unit Heater | E6 |  | Baseline Forecast | 0 | 0 | 0 | 0 | 0 | 0 | 0 | 0 | 0 | 0 | 0 | 0 | 0 | 0 | 0 | 0 | 0 | 0 | 0 | 0 | 0 | 0 | 0 | 0 | 0 | 0 | 0 | 0 | 0 | 0 | 0 | 0 | 0 | 0 | 0 | 0 | 0 | 0 | 0 | 0 | 0 | 0 | 0 | 0 | 0 | 0 | 0 | 0 | 0 | 0 | 0
Commercial_Grocery_Existing_Space Heating_Natural Gas_Unit Heater_E7_Baseline Forecast | Commercial | Grocery | Existing | Space Heating | Natural Gas | Unit Heater | E7 |  | Baseline Forecast | 0 | 0 | 0 | 0 | 0 | 0 | 0 | 0 | 0 | 0 | 0 | 0 | 0 | 0 | 0 | 0 | 0 | 0 | 0 | 0 | 0 | 0 | 0 | 0 | 0 | 0 | 0 | 0 | 0 | 0 | 0 | 0 | 0 | 0 | 0 | 0 | 0 | 0 | 0 | 0 | 0 | 0 | 0 | 0 | 0 | 0 | 0 | 0 | 0 | 0 | 0
Commercial_Grocery_Existing_Space Heating_Natural Gas_Unit Heater_E8_Baseline Forecast | Commercial | Grocery | Existing | Space Heating | Natural Gas | Unit Heater | E8 |  | Baseline Forecast | 0 | 0 | 0 | 0 | 0 | 0 | 0 | 0 | 0 | 0 | 0 | 0 | 0 | 0 | 0 | 0 | 0 | 0 | 0 | 0 | 0 | 0 | 0 | 0 | 0 | 0 | 0 | 0 | 0 | 0 | 0 | 0 | 0 | 0 | 0 | 0 | 0 | 0 | 0 | 0 | 0 | 0 | 0 | 0 | 0 | 0 | 0 | 0 | 0 | 0 | 0
Commercial_Grocery_Existing_Space Heating_Natural Gas_Unit Heater_E9_Baseline Forecast | Commercial | Grocery | Existing | Space Heating | Natural Gas | Unit Heater | E9 |  | Baseline Forecast | 0 | 0 | 0 | 0 | 0 | 0 | 0 | 0 | 0 | 0 | 0 | 0 | 0 | 0 | 0 | 0 | 0 | 0 | 0 | 0 | 0 | 0 | 0 | 0 | 0 | 0 | 0 | 0 | 0 | 0 | 0 | 0 | 0 | 0 | 0 | 0 | 0 | 0 | 0 | 0 | 0 | 0 | 0 | 0 | 0 | 0 | 0 | 0 | 0 | 0 | 0
Commercial_Grocery_Existing_Space Heating_Natural Gas_Unit Heater_E10_Baseline Forecast | Commercial | Grocery | Existing | Space Heating | Natural Gas | Unit Heater | E10 |  | Baseline Forecast | 0 | 0 | 0 | 0 | 0 | 0 | 0 | 0 | 0 | 0 | 0 | 0 | 0 | 0 | 0 | 0 | 0 | 0 | 0 | 0 | 0 | 0 | 0 | 0 | 0 | 0 | 0 | 0 | 0 | 0 | 0 | 0 | 0 | 0 | 0 | 0 | 0 | 0 | 0 | 0 | 0 | 0 | 0 | 0 | 0 | 0 | 0 | 0 | 0 | 0 | 0
Commercial_Grocery_Existing_Space Heating_Natural Gas_Unit Heater_Vintage_Baseline Forecast | Commercial | Grocery | Existing | Space Heating | Natural Gas | Unit Heater | Vintage |  | Baseline Forecast | 0 | 0 | 0 | 0 | 0 | 0 | 0 | 0 | 0 | 0 | 0 | 0 | 0 | 0 | 0 | 0 | 0 | 0 | 0 | 0 | 0 | 0 | 0 | 0 | 0 | 0 | 0 | 0 | 0 | 0 | 0 | 0 | 0 | 0 | 0 | 0 | 0 | 0 | 0 | 0 | 0 | 0 | 0 | 0 | 0 | 0 | 0 | 0 | 0 | 0 | 0
Commercial_Grocery_Existing_Water Heating_Natural Gas_Water Heater_E1_Baseline Forecast | Commercial | Grocery | Existing | Water Heating | Natural Gas | Water Heater | E1 |  | Baseline Forecast | 0 | 5544.242 | 12686.526 | 21049.5505 | 33745.9346 | 43963.717 | 54813.1564 | 66160.8305 | 77891.8026 | 89915.3351 | 99455.2313 | 107013.2281 | 112990.7376 | 117707.6583 | 121417.4304 | 124323.0986 | 126585.8384 | 128338.4093 | 129688.0099 | 130718.3646 | 131491.6135 | 132055.9827 | 132452.0931 | 132713.0475 | 132865.3948 | 132931.3983 | 132928.4315 | 132870.6867 | 132768.8863 | 132631.8914 | 132466.0771 | 132277.596 | 134154.0814 | 0 | 0 | 0 | 0 | 0 | 0 | 0 | 0 | 0 | 0 | 0 | 0 | 0 | 0 | 0 | 0 | 0 | 0
Commercial_Grocery_Existing_Water Heating_Natural Gas_Water Heater_E2_Baseline Forecast | Commercial | Grocery | Existing | Water Heating | Natural Gas | Water Heater | E2 |  | Baseline Forecast | 0 | 49740.9783 | 113819.2313 | 188849.0143 | 302755.4712 | 394425.3195 | 491763.2076 | 593571.9701 | 698820.6815 | 806695.2377 | 892287.9619 | 960100.1876 | 1013733.496 | 1056058.5441 | 1089348.5957 | 1115426.2608 | 1135736.57 | 1151470.6755 | 1163591.041 | 1172846.3425 | 1179794.7822 | 1184869.0209 | 1188433.4139 | 1190784.9782 | 1192161.5643 | 1192763.1498 | 1192745.6982 | 1192236.7959 | 1191332.1606 | 1190111.5287 | 1188631.539 | 1186947.2971 | 1203791.8563 | 0 | 0 | 0 | 0 | 0 | 0 | 0 | 0 | 0 | 0 | 0 | 0 | 0 | 0 | 0 | 0 | 0 | 0
Commercial_Grocery_Existing_Water Heating_Natural Gas_Water Heater_E3_Baseline Forecast | Commercial | Grocery | Existing | Water Heating | Natural Gas | Water Heater | E3 |  | Baseline Forecast | 0 | 0 | 0 | 0 | 0 | 0 | 0 | 0 | 0 | 0 | 0 | 0 | 0 | 0 | 0 | 0 | 0 | 0 | 0 | 0 | 0 | 0 | 0 | 0 | 0 | 0 | 0 | 0 | 0 | 0 | 0 | 0 | 0 | 0 | 0 | 0 | 0 | 0 | 0 | 0 | 0 | 0 | 0 | 0 | 0 | 0 | 0 | 0 | 0 | 0 | 0
Commercial_Grocery_Existing_Water Heating_Natural Gas_Water Heater_E4_Baseline Forecast | Commercial | Grocery | Existing | Water Heating | Natural Gas | Water Heater | E4 |  | Baseline Forecast | 0 | 0 | 0 | 0 | 0 | 0 | 0 | 0 | 0 | 0 | 0 | 0 | 0 | 0 | 0 | 0 | 0 | 0 | 0 | 0 | 0 | 0 | 0 | 0 | 0 | 0 | 0 | 0 | 0 | 0 | 0 | 0 | 0 | 0 | 0 | 0 | 0 | 0 | 0 | 0 | 0 | 0 | 0 | 0 | 0 | 0 | 0 | 0 | 0 | 0 | 0
Commercial_Grocery_Existing_Water Heating_Natural Gas_Water Heater_E5_Baseline Forecast | Commercial | Grocery | Existing | Water Heating | Natural Gas | Water Heater | E5 |  | Baseline Forecast | 0 | 0 | 0 | 0 | 0 | 0 | 0 | 0 | 0 | 0 | 0 | 0 | 0 | 0 | 0 | 0 | 0 | 0 | 0 | 0 | 0 | 0 | 0 | 0 | 0 | 0 | 0 | 0 | 0 | 0 | 0 | 0 | 0 | 0 | 0 | 0 | 0 | 0 | 0 | 0 | 0 | 0 | 0 | 0 | 0 | 0 | 0 | 0 | 0 | 0 | 0
Commercial_Grocery_Existing_Water Heating_Natural Gas_Water Heater_E6_Baseline Forecast | Commercial | Grocery | Existing | Water Heating | Natural Gas | Water Heater | E6 |  | Baseline Forecast | 0 | 0 | 0 | 0 | 0 | 0 | 0 | 0 | 0 | 0 | 0 | 0 | 0 | 0 | 0 | 0 | 0 | 0 | 0 | 0 | 0 | 0 | 0 | 0 | 0 | 0 | 0 | 0 | 0 | 0 | 0 | 0 | 0 | 0 | 0 | 0 | 0 | 0 | 0 | 0 | 0 | 0 | 0 | 0 | 0 | 0 | 0 | 0 | 0 | 0 | 0
Commercial_Grocery_Existing_Water Heating_Natural Gas_Water Heater_E7_Baseline Forecast | Commercial | Grocery | Existing | Water Heating | Natural Gas | Water Heater | E7 |  | Baseline Forecast | 0 | 0 | 0 | 0 | 0 | 0 | 0 | 0 | 0 | 0 | 0 | 0 | 0 | 0 | 0 | 0 | 0 | 0 | 0 | 0 | 0 | 0 | 0 | 0 | 0 | 0 | 0 | 0 | 0 | 0 | 0 | 0 | 0 | 0 | 0 | 0 | 0 | 0 | 0 | 0 | 0 | 0 | 0 | 0 | 0 | 0 | 0 | 0 | 0 | 0 | 0
Commercial_Grocery_Existing_Water Heating_Natural Gas_Water Heater_E8_Baseline Forecast | Commercial | Grocery | Existing | Water Heating | Natural Gas | Water Heater | E8 |  | Baseline Forecast | 0 | 0 | 0 | 0 | 0 | 0 | 0 | 0 | 0 | 0 | 0 | 0 | 0 | 0 | 0 | 0 | 0 | 0 | 0 | 0 | 0 | 0 | 0 | 0 | 0 | 0 | 0 | 0 | 0 | 0 | 0 | 0 | 0 | 0 | 0 | 0 | 0 | 0 | 0 | 0 | 0 | 0 | 0 | 0 | 0 | 0 | 0 | 0 | 0 | 0 | 0
Commercial_Grocery_Existing_Water Heating_Natural Gas_Water Heater_E9_Baseline Forecast | Commercial | Grocery | Existing | Water Heating | Natural Gas | Water Heater | E9 |  | Baseline Forecast | 0 | 0 | 0 | 0 | 0 | 0 | 0 | 0 | 0 | 0 | 0 | 0 | 0 | 0 | 0 | 0 | 0 | 0 | 0 | 0 | 0 | 0 | 0 | 0 | 0 | 0 | 0 | 0 | 0 | 0 | 0 | 0 | 0 | 0 | 0 | 0 | 0 | 0 | 0 | 0 | 0 | 0 | 0 | 0 | 0 | 0 | 0 | 0 | 0 | 0 | 0
Commercial_Grocery_Existing_Water Heating_Natural Gas_Water Heater_E10_Baseline Forecast | Commercial | Grocery | Existing | Water Heating | Natural Gas | Water Heater | E10 |  | Baseline Forecast | 0 | 0 | 0 | 0 | 0 | 0 | 0 | 0 | 0 | 0 | 0 | 0 | 0 | 0 | 0 | 0 | 0 | 0 | 0 | 0 | 0 | 0 | 0 | 0 | 0 | 0 | 0 | 0 | 0 | 0 | 0 | 0 | 0 | 0 | 0 | 0 | 0 | 0 | 0 | 0 | 0 | 0 | 0 | 0 | 0 | 0 | 0 | 0 | 0 | 0 | 0
Commercial_Grocery_Existing_Water Heating_Natural Gas_Water Heater_Vintage_Baseline Forecast | Commercial | Grocery | Existing | Water Heating | Natural Gas | Water Heater | Vintage |  | Baseline Forecast | 1389198.4354 | 1326845.2871 | 1248556.822 | 1156628.5501 | 1061955.5515 | 956309.6786 | 844804.5626 | 728659.8313 | 608793.1779 | 486025.995 | 388009.9197 | 309760.1034 | 247294.2339 | 197428.8654 | 157619.4674 | 125837.7006 | 100463.6743 | 80207.6138 | 64038.7563 | 51132.0764 | 40827.6749 | 32599.5876 | 26029.2345 | 20782.665 | 16593.2268 | 13248.0886 | 10577.1674 | 8444.6416 | 6741.9891 | 5382.5798 | 4297.2088 | 3430.662 | 2744.5296 | 0 | 0 | 0 | 0 | 0 | 0 | 0 | 0 | 0 | 0 | 0 | 0 | 0 | 0 | 0 | 0 | 0 | 0
Commercial_Grocery_Existing_Food Preparation_Natural Gas_Oven_E1_Baseline Forecast | Commercial | Grocery | Existing | Food Preparation | Natural Gas | Oven | E1 |  | Baseline Forecast | 0 | 7217.3068 | 14955.5163 | 23090.0348 | 34736.4727 | 43603.9916 | 52716.7847 | 62030.5053 | 71497.3283 | 81080.6428 | 88992.6088 | 95515.5735 | 100882.5331 | 105283.6096 | 108883.0812 | 111815.7504 | 114175.1818 | 116075.3209 | 117594.8334 | 118790.4254 | 119736.9188 | 120464.534 | 121008.8789 | 121400.6472 | 121666.098 | 121827.7755 | 121903.4879 | 121909.1978 | 121855.7585 | 121757.639 | 121624.3318 | 121458.5172 | 123189.6982 | 0 | 0 | 0 | 0 | 0 | 0 | 0 | 0 | 0 | 0 | 0 | 0 | 0 | 0 | 0 | 0 | 0 | 0
Commercial_Grocery_Existing_Food Preparation_Natural Gas_Oven_E2_Baseline Forecast | Commercial | Grocery | Existing | Food Preparation | Natural Gas | Oven | E2 |  | Baseline Forecast | 0 | 10386.2899 | 21531.0994 | 33234.0358 | 49978.9411 | 62735.3935 | 75865.2129 | 89301.2893 | 102979.1076 | 116845.4266 | 128321.7578 | 137811.7018 | 145654.5096 | 152134.7126 | 157478.2434 | 161876.7521 | 165505.7365 | 168484.3114 | 170930.318 | 172945.4637 | 174576.7008 | 175892.0351 | 176942.5309 | 177771.1882 | 178413.2514 | 178899.8721 | 179256.9134 | 179505.4848 | 179663.9893 | 179743.1284 | 179752.5694 | 179708.1097 | 182455.4123 | 0 | 0 | 0 | 0 | 0 | 0 | 0 | 0 | 0 | 0 | 0 | 0 | 0 | 0 | 0 | 0 | 0 | 0
Commercial_Grocery_Existing_Food Preparation_Natural Gas_Oven_E3_Baseline Forecast | Commercial | Grocery | Existing | Food Preparation | Natural Gas | Oven | E3 |  | Baseline Forecast | 0 | 0 | 0 | 0 | 0 | 0 | 0 | 0 | 0 | 0 | 0 | 0 | 0 | 0 | 0 | 0 | 0 | 0 | 0 | 0 | 0 | 0 | 0 | 0 | 0 | 0 | 0 | 0 | 0 | 0 | 0 | 0 | 0 | 0 | 0 | 0 | 0 | 0 | 0 | 0 | 0 | 0 | 0 | 0 | 0 | 0 | 0 | 0 | 0 | 0 | 0
Commercial_Grocery_Existing_Food Preparation_Natural Gas_Oven_E4_Baseline Forecast | Commercial | Grocery | Existing | Food Preparation | Natural Gas | Oven | E4 |  | Baseline Forecast | 0 | 0 | 0 | 0 | 0 | 0 | 0 | 0 | 0 | 0 | 0 | 0 | 0 | 0 | 0 | 0 | 0 | 0 | 0 | 0 | 0 | 0 | 0 | 0 | 0 | 0 | 0 | 0 | 0 | 0 | 0 | 0 | 0 | 0 | 0 | 0 | 0 | 0 | 0 | 0 | 0 | 0 | 0 | 0 | 0 | 0 | 0 | 0 | 0 | 0 | 0
Commercial_Grocery_Existing_Food Preparation_Natural Gas_Oven_E5_Baseline Forecast | Commercial | Grocery | Existing | Food Preparation | Natural Gas | Oven | E5 |  | Baseline Forecast | 0 | 0 | 0 | 0 | 0 | 0 | 0 | 0 | 0 | 0 | 0 | 0 | 0 | 0 | 0 | 0 | 0 | 0 | 0 | 0 | 0 | 0 | 0 | 0 | 0 | 0 | 0 | 0 | 0 | 0 | 0 | 0 | 0 | 0 | 0 | 0 | 0 | 0 | 0 | 0 | 0 | 0 | 0 | 0 | 0 | 0 | 0 | 0 | 0 | 0 | 0
Commercial_Grocery_Existing_Food Preparation_Natural Gas_Oven_E6_Baseline Forecast | Commercial | Grocery | Existing | Food Preparation | Natural Gas | Oven | E6 |  | Baseline Forecast | 0 | 0 | 0 | 0 | 0 | 0 | 0 | 0 | 0 | 0 | 0 | 0 | 0 | 0 | 0 | 0 | 0 | 0 | 0 | 0 | 0 | 0 | 0 | 0 | 0 | 0 | 0 | 0 | 0 | 0 | 0 | 0 | 0 | 0 | 0 | 0 | 0 | 0 | 0 | 0 | 0 | 0 | 0 | 0 | 0 | 0 | 0 | 0 | 0 | 0 | 0
Commercial_Grocery_Existing_Food Preparation_Natural Gas_Oven_E7_Baseline Forecast | Commercial | Grocery | Existing | Food Preparation | Natural Gas | Oven | E7 |  | Baseline Forecast | 0 | 0 | 0 | 0 | 0 | 0 | 0 | 0 | 0 | 0 | 0 | 0 | 0 | 0 | 0 | 0 | 0 | 0 | 0 | 0 | 0 | 0 | 0 | 0 | 0 | 0 | 0 | 0 | 0 | 0 | 0 | 0 | 0 | 0 | 0 | 0 | 0 | 0 | 0 | 0 | 0 | 0 | 0 | 0 | 0 | 0 | 0 | 0 | 0 | 0 | 0
Commercial_Grocery_Existing_Food Preparation_Natural Gas_Oven_E8_Baseline Forecast | Commercial | Grocery | Existing | Food Preparation | Natural Gas | Oven | E8 |  | Baseline Forecast | 0 | 0 | 0 | 0 | 0 | 0 | 0 | 0 | 0 | 0 | 0 | 0 | 0 | 0 | 0 | 0 | 0 | 0 | 0 | 0 | 0 | 0 | 0 | 0 | 0 | 0 | 0 | 0 | 0 | 0 | 0 | 0 | 0 | 0 | 0 | 0 | 0 | 0 | 0 | 0 | 0 | 0 | 0 | 0 | 0 | 0 | 0 | 0 | 0 | 0 | 0
Commercial_Grocery_Existing_Food Preparation_Natural Gas_Oven_E9_Baseline Forecast | Commercial | Grocery | Existing | Food Preparation | Natural Gas | Oven | E9 |  | Baseline Forecast | 0 | 0 | 0 | 0 | 0 | 0 | 0 | 0 | 0 | 0 | 0 | 0 | 0 | 0 | 0 | 0 | 0 | 0 | 0 | 0 | 0 | 0 | 0 | 0 | 0 | 0 | 0 | 0 | 0 | 0 | 0 | 0 | 0 | 0 | 0 | 0 | 0 | 0 | 0 | 0 | 0 | 0 | 0 | 0 | 0 | 0 | 0 | 0 | 0 | 0 | 0
Commercial_Grocery_Existing_Food Preparation_Natural Gas_Oven_E10_Baseline Forecast | Commercial | Grocery | Existing | Food Preparation | Natural Gas | Oven | E10 |  | Baseline Forecast | 0 | 0 | 0 | 0 | 0 | 0 | 0 | 0 | 0 | 0 | 0 | 0 | 0 | 0 | 0 | 0 | 0 | 0 | 0 | 0 | 0 | 0 | 0 | 0 | 0 | 0 | 0 | 0 | 0 | 0 | 0 | 0 | 0 | 0 | 0 | 0 | 0 | 0 | 0 | 0 | 0 | 0 | 0 | 0 | 0 | 0 | 0 | 0 | 0 | 0 | 0
Commercial_Grocery_Existing_Food Preparation_Natural Gas_Oven_Vintage_Baseline Forecast | Commercial | Grocery | Existing | Food Preparation | Natural Gas | Oven | Vintage |  | Baseline Forecast | 318485.1206 | 299261.1435 | 278757.7441 | 256963.464 | 235892.2988 | 213406.7196 | 190403.477 | 166968.589 | 143162.086 | 119054.6893 | 99005.3363 | 82332.2572 | 68467.9459 | 56939.3789 | 47352.2586 | 39379.5169 | 32748.9541 | 27235.3361 | 22651.074 | 18839.4451 | 15669.6066 | 13032.9977 | 10839.8276 | 9015.5242 | 7498.0678 | 6235.9195 | 5186.1542 | 4313.0653 | 3586.9195 | 2982.9971 | 2480.719 | 2062.9933 | 1719.1611 | 0 | 0 | 0 | 0 | 0 | 0 | 0 | 0 | 0 | 0 | 0 | 0 | 0 | 0 | 0 | 0 | 0 | 0
Commercial_Grocery_Existing_Food Preparation_Natural Gas_Conveyor Oven_E1_Baseline Forecast | Commercial | Grocery | Existing | Food Preparation | Natural Gas | Conveyor Oven | E1 |  | Baseline Forecast | 0 | 1528.1977 | 3496.3361 | 5801.0437 | 9917.6423 | 12731.1696 | 15717.6837 | 18840.4335 | 22067.421 | 25373.5919 | 28739.0458 | 32148.7175 | 35590.7994 | 39055.8199 | 42535.6958 | 46024.2049 | 49516.0043 | 52275.9667 | 54453.3007 | 56166.1803 | 57505.3753 | 58546.0571 | 59345.1684 | 59952.7375 | 60407.0912 | 60736.8807 | 60972.9646 | 61132.1103 | 61229.9513 | 61279.2027 | 61289.6808 | 61269.668 | 62193.816 | 0 | 0 | 0 | 0 | 0 | 0 | 0 | 0 | 0 | 0 | 0 | 0 | 0 | 0 | 0 | 0 | 0 | 0
Commercial_Grocery_Existing_Food Preparation_Natural Gas_Conveyor Oven_E2_Baseline Forecast | Commercial | Grocery | Existing | Food Preparation | Natural Gas | Conveyor Oven | E2 |  | Baseline Forecast | 0 | 2199.6227 | 5033.8054 | 8352.1813 | 14279.366 | 18331.9573 | 22636.8179 | 27140.8595 | 31798.5698 | 36573.9007 | 41438.2455 | 46369.7714 | 51351.5868 | 56370.1089 | 61413.5035 | 66472.738 | 71539.9419 | 75551.4841 | 78723.3482 | 81226.9376 | 83197.891 | 84739.9402 | 85941.0721 | 86867.6914 | 87574.5324 | 88108.5065 | 88498.6515 | 88776.4161 | 88963.9074 | 89078.9532 | 89135.2473 | 89144.5229 | 90527.8244 | 0 | 0 | 0 | 0 | 0 | 0 | 0 | 0 | 0 | 0 | 0 | 0 | 0 | 0 | 0 | 0 | 0 | 0
Commercial_Grocery_Existing_Food Preparation_Natural Gas_Conveyor Oven_E3_Baseline Forecast | Commercial | Grocery | Existing | Food Preparation | Natural Gas | Conveyor Oven | E3 |  | Baseline Forecast | 0 | 0 | 0 | 0 | 0 | 0 | 0 | 0 | 0 | 0 | 0 | 0 | 0 | 0 | 0 | 0 | 0 | 0 | 0 | 0 | 0 | 0 | 0 | 0 | 0 | 0 | 0 | 0 | 0 | 0 | 0 | 0 | 0 | 0 | 0 | 0 | 0 | 0 | 0 | 0 | 0 | 0 | 0 | 0 | 0 | 0 | 0 | 0 | 0 | 0 | 0
Commercial_Grocery_Existing_Food Preparation_Natural Gas_Conveyor Oven_E4_Baseline Forecast | Commercial | Grocery | Existing | Food Preparation | Natural Gas | Conveyor Oven | E4 |  | Baseline Forecast | 0 | 0 | 0 | 0 | 0 | 0 | 0 | 0 | 0 | 0 | 0 | 0 | 0 | 0 | 0 | 0 | 0 | 0 | 0 | 0 | 0 | 0 | 0 | 0 | 0 | 0 | 0 | 0 | 0 | 0 | 0 | 0 | 0 | 0 | 0 | 0 | 0 | 0 | 0 | 0 | 0 | 0 | 0 | 0 | 0 | 0 | 0 | 0 | 0 | 0 | 0
Commercial_Grocery_Existing_Food Preparation_Natural Gas_Conveyor Oven_E5_Baseline Forecast | Commercial | Grocery | Existing | Food Preparation | Natural Gas | Conveyor Oven | E5 |  | Baseline Forecast | 0 | 0 | 0 | 0 | 0 | 0 | 0 | 0 | 0 | 0 | 0 | 0 | 0 | 0 | 0 | 0 | 0 | 0 | 0 | 0 | 0 | 0 | 0 | 0 | 0 | 0 | 0 | 0 | 0 | 0 | 0 | 0 | 0 | 0 | 0 | 0 | 0 | 0 | 0 | 0 | 0 | 0 | 0 | 0 | 0 | 0 | 0 | 0 | 0 | 0 | 0
Commercial_Grocery_Existing_Food Preparation_Natural Gas_Conveyor Oven_E6_Baseline Forecast | Commercial | Grocery | Existing | Food Preparation | Natural Gas | Conveyor Oven | E6 |  | Baseline Forecast | 0 | 0 | 0 | 0 | 0 | 0 | 0 | 0 | 0 | 0 | 0 | 0 | 0 | 0 | 0 | 0 | 0 | 0 | 0 | 0 | 0 | 0 | 0 | 0 | 0 | 0 | 0 | 0 | 0 | 0 | 0 | 0 | 0 | 0 | 0 | 0 | 0 | 0 | 0 | 0 | 0 | 0 | 0 | 0 | 0 | 0 | 0 | 0 | 0 | 0 | 0
Commercial_Grocery_Existing_Food Preparation_Natural Gas_Conveyor Oven_E7_Baseline Forecast | Commercial | Grocery | Existing | Food Preparation | Natural Gas | Conveyor Oven | E7 |  | Baseline Forecast | 0 | 0 | 0 | 0 | 0 | 0 | 0 | 0 | 0 | 0 | 0 | 0 | 0 | 0 | 0 | 0 | 0 | 0 | 0 | 0 | 0 | 0 | 0 | 0 | 0 | 0 | 0 | 0 | 0 | 0 | 0 | 0 | 0 | 0 | 0 | 0 | 0 | 0 | 0 | 0 | 0 | 0 | 0 | 0 | 0 | 0 | 0 | 0 | 0 | 0 | 0
Commercial_Grocery_Existing_Food Preparation_Natural Gas_Conveyor Oven_E8_Baseline Forecast | Commercial | Grocery | Existing | Food Preparation | Natural Gas | Conveyor Oven | E8 |  | Baseline Forecast | 0 | 0 | 0 | 0 | 0 | 0 | 0 | 0 | 0 | 0 | 0 | 0 | 0 | 0 | 0 | 0 | 0 | 0 | 0 | 0 | 0 | 0 | 0 | 0 | 0 | 0 | 0 | 0 | 0 | 0 | 0 | 0 | 0 | 0 | 0 | 0 | 0 | 0 | 0 | 0 | 0 | 0 | 0 | 0 | 0 | 0 | 0 | 0 | 0 | 0 | 0
Commercial_Grocery_Existing_Food Preparation_Natural Gas_Conveyor Oven_E9_Baseline Forecast | Commercial | Grocery | Existing | Food Preparation | Natural Gas | Conveyor Oven | E9 |  | Baseline Forecast | 0 | 0 | 0 | 0 | 0 | 0 | 0 | 0 | 0 | 0 | 0 | 0 | 0 | 0 | 0 | 0 | 0 | 0 | 0 | 0 | 0 | 0 | 0 | 0 | 0 | 0 | 0 | 0 | 0 | 0 | 0 | 0 | 0 | 0 | 0 | 0 | 0 | 0 | 0 | 0 | 0 | 0 | 0 | 0 | 0 | 0 | 0 | 0 | 0 | 0 | 0
Commercial_Grocery_Existing_Food Preparation_Natural Gas_Conveyor Oven_E10_Baseline Forecast | Commercial | Grocery | Existing | Food Preparation | Natural Gas | Conveyor Oven | E10 |  | Baseline Forecast | 0 | 0 | 0 | 0 | 0 | 0 | 0 | 0 | 0 | 0 | 0 | 0 | 0 | 0 | 0 | 0 | 0 | 0 | 0 | 0 | 0 | 0 | 0 | 0 | 0 | 0 | 0 | 0 | 0 | 0 | 0 | 0 | 0 | 0 | 0 | 0 | 0 | 0 | 0 | 0 | 0 | 0 | 0 | 0 | 0 | 0 | 0 | 0 | 0 | 0 | 0
Commercial_Grocery_Existing_Food Preparation_Natural Gas_Conveyor Oven_Vintage_Baseline Forecast | Commercial | Grocery | Existing | Food Preparation | Natural Gas | Conveyor Oven | Vintage |  | Baseline Forecast | 159242.5603 | 154704.5496 | 149092.0384 | 142490.5422 | 136106.848 | 128809.9255 | 121138.2356 | 113168.8988 | 104953.2702 | 96542.8867 | 87982.5602 | 79311.2774 | 70560.1081 | 61752.9217 | 52907.5923 | 44039.0667 | 35158.99 | 28070.0334 | 22411.4637 | 17894.5492 | 14288.3467 | 11408.7861 | 9109.3781 | 7273.2509 | 5807.085 | 4636.3963 | 3701.6616 | 2955.3475 | 2359.475 | 1883.7263 | 1503.8821 | 1200.6191 | 960.4953 | 0 | 0 | 0 | 0 | 0 | 0 | 0 | 0 | 0 | 0 | 0 | 0 | 0 | 0 | 0 | 0 | 0 | 0
Commercial_Grocery_Existing_Food Preparation_Natural Gas_Double Rack Oven_E1_Baseline Forecast | Commercial | Grocery | Existing | Food Preparation | Natural Gas | Double Rack Oven | E1 |  | Baseline Forecast | 0 | 2164.8808 | 4951.7788 | 8217.1614 | 13426.3027 | 17414.4741 | 21644.0823 | 26063.6216 | 30626.9983 | 35298.8482 | 40050.9179 | 44862.0961 | 48669.0008 | 51673.9499 | 54036.8541 | 55882.0874 | 57315.6565 | 58413.8655 | 59250.6643 | 59878.6588 | 60332.6893 | 60660.3883 | 60881.3394 | 61018.2502 | 61089.8656 | 61110.8997 | 61091.8781 | 61041.9568 | 60969.8024 | 60879.6454 | 60775.3301 | 60659.0348 | 61489.1443 | 0 | 0 | 0 | 0 | 0 | 0 | 0 | 0 | 0 | 0 | 0 | 0 | 0 | 0 | 0 | 0 | 0 | 0
Commercial_Grocery_Existing_Food Preparation_Natural Gas_Double Rack Oven_E2_Baseline Forecast | Commercial | Grocery | Existing | Food Preparation | Natural Gas | Double Rack Oven | E2 |  | Baseline Forecast | 0 | 3116.1982 | 7132.5884 | 11833.2409 | 19327.7553 | 25070.6837 | 31174.1412 | 37562.4816 | 44172.2417 | 50952.3149 | 57862.2712 | 64870.9298 | 70435.887 | 74849.9365 | 78346.2156 | 81114.9851 | 83300.1912 | 85029.7076 | 86394.091 | 87469.6831 | 88319.5726 | 88972.6267 | 89472.6957 | 89848.4859 | 90122.3972 | 90313.8408 | 90439.073 | 90510.7098 | 90536.6963 | 90526.4787 | 90486.2484 | 90423.0932 | 91766.8458 | 0 | 0 | 0 | 0 | 0 | 0 | 0 | 0 | 0 | 0 | 0 | 0 | 0 | 0 | 0 | 0 | 0 | 0
Commercial_Grocery_Existing_Food Preparation_Natural Gas_Double Rack Oven_E3_Baseline Forecast | Commercial | Grocery | Existing | Food Preparation | Natural Gas | Double Rack Oven | E3 |  | Baseline Forecast | 0 | 0 | 0 | 0 | 0 | 0 | 0 | 0 | 0 | 0 | 0 | 0 | 0 | 0 | 0 | 0 | 0 | 0 | 0 | 0 | 0 | 0 | 0 | 0 | 0 | 0 | 0 | 0 | 0 | 0 | 0 | 0 | 0 | 0 | 0 | 0 | 0 | 0 | 0 | 0 | 0 | 0 | 0 | 0 | 0 | 0 | 0 | 0 | 0 | 0 | 0
Commercial_Grocery_Existing_Food Preparation_Natural Gas_Double Rack Oven_E4_Baseline Forecast | Commercial | Grocery | Existing | Food Preparation | Natural Gas | Double Rack Oven | E4 |  | Baseline Forecast | 0 | 0 | 0 | 0 | 0 | 0 | 0 | 0 | 0 | 0 | 0 | 0 | 0 | 0 | 0 | 0 | 0 | 0 | 0 | 0 | 0 | 0 | 0 | 0 | 0 | 0 | 0 | 0 | 0 | 0 | 0 | 0 | 0 | 0 | 0 | 0 | 0 | 0 | 0 | 0 | 0 | 0 | 0 | 0 | 0 | 0 | 0 | 0 | 0 | 0 | 0
Commercial_Grocery_Existing_Food Preparation_Natural Gas_Double Rack Oven_E5_Baseline Forecast | Commercial | Grocery | Existing | Food Preparation | Natural Gas | Double Rack Oven | E5 |  | Baseline Forecast | 0 | 0 | 0 | 0 | 0 | 0 | 0 | 0 | 0 | 0 | 0 | 0 | 0 | 0 | 0 | 0 | 0 | 0 | 0 | 0 | 0 | 0 | 0 | 0 | 0 | 0 | 0 | 0 | 0 | 0 | 0 | 0 | 0 | 0 | 0 | 0 | 0 | 0 | 0 | 0 | 0 | 0 | 0 | 0 | 0 | 0 | 0 | 0 | 0 | 0 | 0
Commercial_Grocery_Existing_Food Preparation_Natural Gas_Double Rack Oven_E6_Baseline Forecast | Commercial | Grocery | Existing | Food Preparation | Natural Gas | Double Rack Oven | E6 |  | Baseline Forecast | 0 | 0 | 0 | 0 | 0 | 0 | 0 | 0 | 0 | 0 | 0 | 0 | 0 | 0 | 0 | 0 | 0 | 0 | 0 | 0 | 0 | 0 | 0 | 0 | 0 | 0 | 0 | 0 | 0 | 0 | 0 | 0 | 0 | 0 | 0 | 0 | 0 | 0 | 0 | 0 | 0 | 0 | 0 | 0 | 0 | 0 | 0 | 0 | 0 | 0 | 0
Commercial_Grocery_Existing_Food Preparation_Natural Gas_Double Rack Oven_E7_Baseline Forecast | Commercial | Grocery | Existing | Food Preparation | Natural Gas | Double Rack Oven | E7 |  | Baseline Forecast | 0 | 0 | 0 | 0 | 0 | 0 | 0 | 0 | 0 | 0 | 0 | 0 | 0 | 0 | 0 | 0 | 0 | 0 | 0 | 0 | 0 | 0 | 0 | 0 | 0 | 0 | 0 | 0 | 0 | 0 | 0 | 0 | 0 | 0 | 0 | 0 | 0 | 0 | 0 | 0 | 0 | 0 | 0 | 0 | 0 | 0 | 0 | 0 | 0 | 0 | 0
Commercial_Grocery_Existing_Food Preparation_Natural Gas_Double Rack Oven_E8_Baseline Forecast | Commercial | Grocery | Existing | Food Preparation | Natural Gas | Double Rack Oven | E8 |  | Baseline Forecast | 0 | 0 | 0 | 0 | 0 | 0 | 0 | 0 | 0 | 0 | 0 | 0 | 0 | 0 | 0 | 0 | 0 | 0 | 0 | 0 | 0 | 0 | 0 | 0 | 0 | 0 | 0 | 0 | 0 | 0 | 0 | 0 | 0 | 0 | 0 | 0 | 0 | 0 | 0 | 0 | 0 | 0 | 0 | 0 | 0 | 0 | 0 | 0 | 0 | 0 | 0
Commercial_Grocery_Existing_Food Preparation_Natural Gas_Double Rack Oven_E9_Baseline Forecast | Commercial | Grocery | Existing | Food Preparation | Natural Gas | Double Rack Oven | E9 |  | Baseline Forecast | 0 | 0 | 0 | 0 | 0 | 0 | 0 | 0 | 0 | 0 | 0 | 0 | 0 | 0 | 0 | 0 | 0 | 0 | 0 | 0 | 0 | 0 | 0 | 0 | 0 | 0 | 0 | 0 | 0 | 0 | 0 | 0 | 0 | 0 | 0 | 0 | 0 | 0 | 0 | 0 | 0 | 0 | 0 | 0 | 0 | 0 | 0 | 0 | 0 | 0 | 0
Commercial_Grocery_Existing_Food Preparation_Natural Gas_Double Rack Oven_E10_Baseline Forecast | Commercial | Grocery | Existing | Food Preparation | Natural Gas | Double Rack Oven | E10 |  | Baseline Forecast | 0 | 0 | 0 | 0 | 0 | 0 | 0 | 0 | 0 | 0 | 0 | 0 | 0 | 0 | 0 | 0 | 0 | 0 | 0 | 0 | 0 | 0 | 0 | 0 | 0 | 0 | 0 | 0 | 0 | 0 | 0 | 0 | 0 | 0 | 0 | 0 | 0 | 0 | 0 | 0 | 0 | 0 | 0 | 0 | 0 | 0 | 0 | 0 | 0 | 0 | 0
Commercial_Grocery_Existing_Food Preparation_Natural Gas_Double Rack Oven_Vintage_Baseline Forecast | Commercial | Grocery | Existing | Food Preparation | Natural Gas | Double Rack Oven | Vintage |  | Baseline Forecast | 159242.5603 | 153151.2911 | 145537.8128 | 136593.3651 | 127549.7983 | 117387.8946 | 106674.5138 | 95524.0885 | 84020.0209 | 72239.2162 | 60246.6624 | 48096.7404 | 38397.6065 | 30654.9642 | 24473.7218 | 19538.9372 | 15599.0885 | 12453.9111 | 9943.3575 | 7939.3252 | 6339.3512 | 5061.7684 | 4041.5835 | 3226.9438 | 2576.4458 | 2057.0431 | 1642.3267 | 1311.2074 | 1046.8349 | 835.7582 | 667.2316 | 532.6821 | 426.1457 | 0 | 0 | 0 | 0 | 0 | 0 | 0 | 0 | 0 | 0 | 0 | 0 | 0 | 0 | 0 | 0 | 0 | 0
Commercial_Grocery_Existing_Food Preparation_Natural Gas_Fryer_E1_Baseline Forecast | Commercial | Grocery | Existing | Food Preparation | Natural Gas | Fryer | E1 |  | Baseline Forecast | 0 | 0 | 0 | 0 | 0 | 0 | 0 | 0 | 0 | 0 | 0 | 0 | 0 | 0 | 0 | 0 | 0 | 0 | 0 | 0 | 0 | 0 | 0 | 0 | 0 | 0 | 0 | 0 | 0 | 0 | 0 | 0 | 0 | 0 | 0 | 0 | 0 | 0 | 0 | 0 | 0 | 0 | 0 | 0 | 0 | 0 | 0 | 0 | 0 | 0 | 0
Commercial_Grocery_Existing_Food Preparation_Natural Gas_Fryer_E2_Baseline Forecast | Commercial | Grocery | Existing | Food Preparation | Natural Gas | Fryer | E2 |  | Baseline Forecast | 0 | 0 | 0 | 11392.274 | 57930.997 | 105948.7426 | 166813.0328 | 237863.3921 | 316950.4393 | 379827.5842 | 429756.2516 | 469351.2811 | 500704.4319 | 525483.5286 | 545010.8849 | 560345.8507 | 572329.1621 | 581650.8706 | 588867.7788 | 594414.6589 | 598618.4222 | 601733.4169 | 603972.2732 | 605507.8512 | 606478.5453 | 606999.9556 | 607162.5072 | 607039.9501 | 606688.0741 | 606153.0783 | 605468.3101 | 604665.4112 | 613293.4797 | 0 | 0 | 0 | 0 | 0 | 0 | 0 | 0 | 0 | 0 | 0 | 0 | 0 | 0 | 0 | 0 | 0 | 0
Commercial_Grocery_Existing_Food Preparation_Natural Gas_Fryer_E3_Baseline Forecast | Commercial | Grocery | Existing | Food Preparation | Natural Gas | Fryer | E3 |  | Baseline Forecast | 0 | 0 | 0 | 0 | 0 | 0 | 0 | 0 | 0 | 0 | 0 | 0 | 0 | 0 | 0 | 0 | 0 | 0 | 0 | 0 | 0 | 0 | 0 | 0 | 0 | 0 | 0 | 0 | 0 | 0 | 0 | 0 | 0 | 0 | 0 | 0 | 0 | 0 | 0 | 0 | 0 | 0 | 0 | 0 | 0 | 0 | 0 | 0 | 0 | 0 | 0
Commercial_Grocery_Existing_Food Preparation_Natural Gas_Fryer_E4_Baseline Forecast | Commercial | Grocery | Existing | Food Preparation | Natural Gas | Fryer | E4 |  | Baseline Forecast | 0 | 0 | 0 | 0 | 0 | 0 | 0 | 0 | 0 | 0 | 0 | 0 | 0 | 0 | 0 | 0 | 0 | 0 | 0 | 0 | 0 | 0 | 0 | 0 | 0 | 0 | 0 | 0 | 0 | 0 | 0 | 0 | 0 | 0 | 0 | 0 | 0 | 0 | 0 | 0 | 0 | 0 | 0 | 0 | 0 | 0 | 0 | 0 | 0 | 0 | 0
Commercial_Grocery_Existing_Food Preparation_Natural Gas_Fryer_E5_Baseline Forecast | Commercial | Grocery | Existing | Food Preparation | Natural Gas | Fryer | E5 |  | Baseline Forecast | 0 | 0 | 0 | 0 | 0 | 0 | 0 | 0 | 0 | 0 | 0 | 0 | 0 | 0 | 0 | 0 | 0 | 0 | 0 | 0 | 0 | 0 | 0 | 0 | 0 | 0 | 0 | 0 | 0 | 0 | 0 | 0 | 0 | 0 | 0 | 0 | 0 | 0 | 0 | 0 | 0 | 0 | 0 | 0 | 0 | 0 | 0 | 0 | 0 | 0 | 0
Commercial_Grocery_Existing_Food Preparation_Natural Gas_Fryer_E6_Baseline Forecast | Commercial | Grocery | Existing | Food Preparation | Natural Gas | Fryer | E6 |  | Baseline Forecast | 0 | 0 | 0 | 0 | 0 | 0 | 0 | 0 | 0 | 0 | 0 | 0 | 0 | 0 | 0 | 0 | 0 | 0 | 0 | 0 | 0 | 0 | 0 | 0 | 0 | 0 | 0 | 0 | 0 | 0 | 0 | 0 | 0 | 0 | 0 | 0 | 0 | 0 | 0 | 0 | 0 | 0 | 0 | 0 | 0 | 0 | 0 | 0 | 0 | 0 | 0
Commercial_Grocery_Existing_Food Preparation_Natural Gas_Fryer_E7_Baseline Forecast | Commercial | Grocery | Existing | Food Preparation | Natural Gas | Fryer | E7 |  | Baseline Forecast | 0 | 0 | 0 | 0 | 0 | 0 | 0 | 0 | 0 | 0 | 0 | 0 | 0 | 0 | 0 | 0 | 0 | 0 | 0 | 0 | 0 | 0 | 0 | 0 | 0 | 0 | 0 | 0 | 0 | 0 | 0 | 0 | 0 | 0 | 0 | 0 | 0 | 0 | 0 | 0 | 0 | 0 | 0 | 0 | 0 | 0 | 0 | 0 | 0 | 0 | 0
Commercial_Grocery_Existing_Food Preparation_Natural Gas_Fryer_E8_Baseline Forecast | Commercial | Grocery | Existing | Food Preparation | Natural Gas | Fryer | E8 |  | Baseline Forecast | 0 | 0 | 0 | 0 | 0 | 0 | 0 | 0 | 0 | 0 | 0 | 0 | 0 | 0 | 0 | 0 | 0 | 0 | 0 | 0 | 0 | 0 | 0 | 0 | 0 | 0 | 0 | 0 | 0 | 0 | 0 | 0 | 0 | 0 | 0 | 0 | 0 | 0 | 0 | 0 | 0 | 0 | 0 | 0 | 0 | 0 | 0 | 0 | 0 | 0 | 0
Commercial_Grocery_Existing_Food Preparation_Natural Gas_Fryer_E9_Baseline Forecast | Commercial | Grocery | Existing | Food Preparation | Natural Gas | Fryer | E9 |  | Baseline Forecast | 0 | 0 | 0 | 0 | 0 | 0 | 0 | 0 | 0 | 0 | 0 | 0 | 0 | 0 | 0 | 0 | 0 | 0 | 0 | 0 | 0 | 0 | 0 | 0 | 0 | 0 | 0 | 0 | 0 | 0 | 0 | 0 | 0 | 0 | 0 | 0 | 0 | 0 | 0 | 0 | 0 | 0 | 0 | 0 | 0 | 0 | 0 | 0 | 0 | 0 | 0
Commercial_Grocery_Existing_Food Preparation_Natural Gas_Fryer_E10_Baseline Forecast | Commercial | Grocery | Existing | Food Preparation | Natural Gas | Fryer | E10 |  | Baseline Forecast | 0 | 0 | 0 | 0 | 0 | 0 | 0 | 0 | 0 | 0 | 0 | 0 | 0 | 0 | 0 | 0 | 0 | 0 | 0 | 0 | 0 | 0 | 0 | 0 | 0 | 0 | 0 | 0 | 0 | 0 | 0 | 0 | 0 | 0 | 0 | 0 | 0 | 0 | 0 | 0 | 0 | 0 | 0 | 0 | 0 | 0 | 0 | 0 | 0 | 0 | 0
Commercial_Grocery_Existing_Food Preparation_Natural Gas_Fryer_Vintage_Baseline Forecast | Commercial | Grocery | Existing | Food Preparation | Natural Gas | Fryer | Vintage |  | Baseline Forecast | 636970.2411 | 633729.4803 | 630488.7195 | 615182.7953 | 583284.4281 | 533543.4669 | 471157.9163 | 398737.3749 | 318326.6047 | 254133.9332 | 202883.1544 | 161967.7841 | 129305.5453 | 103231.8736 | 82416.2814 | 65798.188 | 52530.5826 | 41939.0661 | 33484.672 | 26736.0096 | 21348.0302 | 17045.7167 | 13610.2015 | 10866.8681 | 8676.289 | 6927.1786 | 5530.6037 | 4415.5457 | 3525.2604 | 2814.4506 | 2246.9304 | 1793.8292 | 1435.0634 | 0 | 0 | 0 | 0 | 0 | 0 | 0 | 0 | 0 | 0 | 0 | 0 | 0 | 0 | 0 | 0 | 0 | 0
Commercial_Grocery_Existing_Food Preparation_Natural Gas_Broiler_E1_Baseline Forecast | Commercial | Grocery | Existing | Food Preparation | Natural Gas | Broiler | E1 |  | Baseline Forecast | 0 | 0 | 0 | 0 | 0 | 0 | 0 | 0 | 0 | 0 | 0 | 0 | 0 | 0 | 0 | 0 | 0 | 0 | 0 | 0 | 0 | 0 | 0 | 0 | 0 | 0 | 0 | 0 | 0 | 0 | 0 | 0 | 0 | 0 | 0 | 0 | 0 | 0 | 0 | 0 | 0 | 0 | 0 | 0 | 0 | 0 | 0 | 0 | 0 | 0 | 0
Commercial_Grocery_Existing_Food Preparation_Natural Gas_Broiler_E2_Baseline Forecast | Commercial | Grocery | Existing | Food Preparation | Natural Gas | Broiler | E2 |  | Baseline Forecast | 0 | 0 | 0 | 0 | 0 | 0 | 0 | 0 | 0 | 0 | 0 | 0 | 0 | 0 | 0 | 0 | 0 | 0 | 0 | 0 | 0 | 0 | 0 | 0 | 0 | 0 | 0 | 0 | 0 | 0 | 0 | 0 | 0 | 0 | 0 | 0 | 0 | 0 | 0 | 0 | 0 | 0 | 0 | 0 | 0 | 0 | 0 | 0 | 0 | 0 | 0
Commercial_Grocery_Existing_Food Preparation_Natural Gas_Broiler_E3_Baseline Forecast | Commercial | Grocery | Existing | Food Preparation | Natural Gas | Broiler | E3 |  | Baseline Forecast | 0 | 0 | 0 | 0 | 0 | 0 | 0 | 0 | 0 | 0 | 0 | 0 | 0 | 0 | 0 | 0 | 0 | 0 | 0 | 0 | 0 | 0 | 0 | 0 | 0 | 0 | 0 | 0 | 0 | 0 | 0 | 0 | 0 | 0 | 0 | 0 | 0 | 0 | 0 | 0 | 0 | 0 | 0 | 0 | 0 | 0 | 0 | 0 | 0 | 0 | 0
Commercial_Grocery_Existing_Food Preparation_Natural Gas_Broiler_E4_Baseline Forecast | Commercial | Grocery | Existing | Food Preparation | Natural Gas | Broiler | E4 |  | Baseline Forecast | 0 | 0 | 0 | 0 | 0 | 0 | 0 | 0 | 0 | 0 | 0 | 0 | 0 | 0 | 0 | 0 | 0 | 0 | 0 | 0 | 0 | 0 | 0 | 0 | 0 | 0 | 0 | 0 | 0 | 0 | 0 | 0 | 0 | 0 | 0 | 0 | 0 | 0 | 0 | 0 | 0 | 0 | 0 | 0 | 0 | 0 | 0 | 0 | 0 | 0 | 0
Commercial_Grocery_Existing_Food Preparation_Natural Gas_Broiler_E5_Baseline Forecast | Commercial | Grocery | Existing | Food Preparation | Natural Gas | Broiler | E5 |  | Baseline Forecast | 0 | 0 | 0 | 0 | 0 | 0 | 0 | 0 | 0 | 0 | 0 | 0 | 0 | 0 | 0 | 0 | 0 | 0 | 0 | 0 | 0 | 0 | 0 | 0 | 0 | 0 | 0 | 0 | 0 | 0 | 0 | 0 | 0 | 0 | 0 | 0 | 0 | 0 | 0 | 0 | 0 | 0 | 0 | 0 | 0 | 0 | 0 | 0 | 0 | 0 | 0
Commercial_Grocery_Existing_Food Preparation_Natural Gas_Broiler_E6_Baseline Forecast | Commercial | Grocery | Existing | Food Preparation | Natural Gas | Broiler | E6 |  | Baseline Forecast | 0 | 0 | 0 | 0 | 0 | 0 | 0 | 0 | 0 | 0 | 0 | 0 | 0 | 0 | 0 | 0 | 0 | 0 | 0 | 0 | 0 | 0 | 0 | 0 | 0 | 0 | 0 | 0 | 0 | 0 | 0 | 0 | 0 | 0 | 0 | 0 | 0 | 0 | 0 | 0 | 0 | 0 | 0 | 0 | 0 | 0 | 0 | 0 | 0 | 0 | 0
Commercial_Grocery_Existing_Food Preparation_Natural Gas_Broiler_E7_Baseline Forecast | Commercial | Grocery | Existing | Food Preparation | Natural Gas | Broiler | E7 |  | Baseline Forecast | 0 | 0 | 0 | 0 | 0 | 0 | 0 | 0 | 0 | 0 | 0 | 0 | 0 | 0 | 0 | 0 | 0 | 0 | 0 | 0 | 0 | 0 | 0 | 0 | 0 | 0 | 0 | 0 | 0 | 0 | 0 | 0 | 0 | 0 | 0 | 0 | 0 | 0 | 0 | 0 | 0 | 0 | 0 | 0 | 0 | 0 | 0 | 0 | 0 | 0 | 0
Commercial_Grocery_Existing_Food Preparation_Natural Gas_Broiler_E8_Baseline Forecast | Commercial | Grocery | Existing | Food Preparation | Natural Gas | Broiler | E8 |  | Baseline Forecast | 0 | 0 | 0 | 0 | 0 | 0 | 0 | 0 | 0 | 0 | 0 | 0 | 0 | 0 | 0 | 0 | 0 | 0 | 0 | 0 | 0 | 0 | 0 | 0 | 0 | 0 | 0 | 0 | 0 | 0 | 0 | 0 | 0 | 0 | 0 | 0 | 0 | 0 | 0 | 0 | 0 | 0 | 0 | 0 | 0 | 0 | 0 | 0 | 0 | 0 | 0
Commercial_Grocery_Existing_Food Preparation_Natural Gas_Broiler_E9_Baseline Forecast | Commercial | Grocery | Existing | Food Preparation | Natural Gas | Broiler | E9 |  | Baseline Forecast | 0 | 0 | 0 | 0 | 0 | 0 | 0 | 0 | 0 | 0 | 0 | 0 | 0 | 0 | 0 | 0 | 0 | 0 | 0 | 0 | 0 | 0 | 0 | 0 | 0 | 0 | 0 | 0 | 0 | 0 | 0 | 0 | 0 | 0 | 0 | 0 | 0 | 0 | 0 | 0 | 0 | 0 | 0 | 0 | 0 | 0 | 0 | 0 | 0 | 0 | 0
Commercial_Grocery_Existing_Food Preparation_Natural Gas_Broiler_E10_Baseline Forecast | Commercial | Grocery | Existing | Food Preparation | Natural Gas | Broiler | E10 |  | Baseline Forecast | 0 | 0 | 0 | 0 | 0 | 0 | 0 | 0 | 0 | 0 | 0 | 0 | 0 | 0 | 0 | 0 | 0 | 0 | 0 | 0 | 0 | 0 | 0 | 0 | 0 | 0 | 0 | 0 | 0 | 0 | 0 | 0 | 0 | 0 | 0 | 0 | 0 | 0 | 0 | 0 | 0 | 0 | 0 | 0 | 0 | 0 | 0 | 0 | 0 | 0 | 0
Commercial_Grocery_Existing_Food Preparation_Natural Gas_Broiler_Vintage_Baseline Forecast | Commercial | Grocery | Existing | Food Preparation | Natural Gas | Broiler | Vintage |  | Baseline Forecast | 0 | 0 | 0 | 0 | 0 | 0 | 0 | 0 | 0 | 0 | 0 | 0 | 0 | 0 | 0 | 0 | 0 | 0 | 0 | 0 | 0 | 0 | 0 | 0 | 0 | 0 | 0 | 0 | 0 | 0 | 0 | 0 | 0 | 0 | 0 | 0 | 0 | 0 | 0 | 0 | 0 | 0 | 0 | 0 | 0 | 0 | 0 | 0 | 0 | 0 | 0
Commercial_Grocery_Existing_Food Preparation_Natural Gas_Griddle_E1_Baseline Forecast | Commercial | Grocery | Existing | Food Preparation | Natural Gas | Griddle | E1 |  | Baseline Forecast | 0 | 14998.0425 | 34317.8777 | 34104.8554 | 34104.8554 | 34013.2013 | 33932.2887 | 33859.4117 | 33789.0058 | 33719.0358 | 33648.7155 | 33578.4895 | 30594.9445 | 24425.6612 | 19500.4905 | 15568.4886 | 12429.2447 | 6142.7798 | 0 | 0 | 0 | 0 | 0 | 0 | 0 | 0 | 0 | 0 | 0 | 0 | 0 | 0 | 0 | 0 | 0 | 0 | 0 | 0 | 0 | 0 | 0 | 0 | 0 | 0 | 0 | 0 | 0 | 0 | 0 | 0 | 0
Commercial_Grocery_Existing_Food Preparation_Natural Gas_Griddle_E2_Baseline Forecast | Commercial | Grocery | Existing | Food Preparation | Natural Gas | Griddle | E2 |  | Baseline Forecast | 0 | 6126.2735 | 14019.5908 | 46096.7535 | 96911.3767 | 135927.4299 | 177340.6051 | 220645.0014 | 265407.9545 | 311285.6167 | 358004.0409 | 405353.6142 | 445824.6066 | 481669.8842 | 510031.7886 | 532419.8012 | 550034.1461 | 567631.5127 | 582579.021 | 589393.3676 | 594609.0476 | 598532.06 | 601416.1406 | 603466.9441 | 604849.051 | 605698.9618 | 606123.8042 | 606210.6663 | 606025.9948 | 605624.4962 | 605046.314 | 604328.512 | 613023.9604 | 0 | 0 | 0 | 0 | 0 | 0 | 0 | 0 | 0 | 0 | 0 | 0 | 0 | 0 | 0 | 0 | 0 | 0
Commercial_Grocery_Existing_Food Preparation_Natural Gas_Griddle_E3_Baseline Forecast | Commercial | Grocery | Existing | Food Preparation | Natural Gas | Griddle | E3 |  | Baseline Forecast | 0 | 0 | 0 | 0 | 0 | 0 | 0 | 0 | 0 | 0 | 0 | 0 | 0 | 0 | 0 | 0 | 0 | 0 | 0 | 0 | 0 | 0 | 0 | 0 | 0 | 0 | 0 | 0 | 0 | 0 | 0 | 0 | 0 | 0 | 0 | 0 | 0 | 0 | 0 | 0 | 0 | 0 | 0 | 0 | 0 | 0 | 0 | 0 | 0 | 0 | 0
Commercial_Grocery_Existing_Food Preparation_Natural Gas_Griddle_E4_Baseline Forecast | Commercial | Grocery | Existing | Food Preparation | Natural Gas | Griddle | E4 |  | Baseline Forecast | 0 | 0 | 0 | 0 | 0 | 0 | 0 | 0 | 0 | 0 | 0 | 0 | 0 | 0 | 0 | 0 | 0 | 0 | 0 | 0 | 0 | 0 | 0 | 0 | 0 | 0 | 0 | 0 | 0 | 0 | 0 | 0 | 0 | 0 | 0 | 0 | 0 | 0 | 0 | 0 | 0 | 0 | 0 | 0 | 0 | 0 | 0 | 0 | 0 | 0 | 0
Commercial_Grocery_Existing_Food Preparation_Natural Gas_Griddle_E5_Baseline Forecast | Commercial | Grocery | Existing | Food Preparation | Natural Gas | Griddle | E5 |  | Baseline Forecast | 0 | 0 | 0 | 0 | 0 | 0 | 0 | 0 | 0 | 0 | 0 | 0 | 0 | 0 | 0 | 0 | 0 | 0 | 0 | 0 | 0 | 0 | 0 | 0 | 0 | 0 | 0 | 0 | 0 | 0 | 0 | 0 | 0 | 0 | 0 | 0 | 0 | 0 | 0 | 0 | 0 | 0 | 0 | 0 | 0 | 0 | 0 | 0 | 0 | 0 | 0
Commercial_Grocery_Existing_Food Preparation_Natural Gas_Griddle_E6_Baseline Forecast | Commercial | Grocery | Existing | Food Preparation | Natural Gas | Griddle | E6 |  | Baseline Forecast | 0 | 0 | 0 | 0 | 0 | 0 | 0 | 0 | 0 | 0 | 0 | 0 | 0 | 0 | 0 | 0 | 0 | 0 | 0 | 0 | 0 | 0 | 0 | 0 | 0 | 0 | 0 | 0 | 0 | 0 | 0 | 0 | 0 | 0 | 0 | 0 | 0 | 0 | 0 | 0 | 0 | 0 | 0 | 0 | 0 | 0 | 0 | 0 | 0 | 0 | 0
Commercial_Grocery_Existing_Food Preparation_Natural Gas_Griddle_E7_Baseline Forecast | Commercial | Grocery | Existing | Food Preparation | Natural Gas | Griddle | E7 |  | Baseline Forecast | 0 | 0 | 0 | 0 | 0 | 0 | 0 | 0 | 0 | 0 | 0 | 0 | 0 | 0 | 0 | 0 | 0 | 0 | 0 | 0 | 0 | 0 | 0 | 0 | 0 | 0 | 0 | 0 | 0 | 0 | 0 | 0 | 0 | 0 | 0 | 0 | 0 | 0 | 0 | 0 | 0 | 0 | 0 | 0 | 0 | 0 | 0 | 0 | 0 | 0 | 0
Commercial_Grocery_Existing_Food Preparation_Natural Gas_Griddle_E8_Baseline Forecast | Commercial | Grocery | Existing | Food Preparation | Natural Gas | Griddle | E8 |  | Baseline Forecast | 0 | 0 | 0 | 0 | 0 | 0 | 0 | 0 | 0 | 0 | 0 | 0 | 0 | 0 | 0 | 0 | 0 | 0 | 0 | 0 | 0 | 0 | 0 | 0 | 0 | 0 | 0 | 0 | 0 | 0 | 0 | 0 | 0 | 0 | 0 | 0 | 0 | 0 | 0 | 0 | 0 | 0 | 0 | 0 | 0 | 0 | 0 | 0 | 0 | 0 | 0
Commercial_Grocery_Existing_Food Preparation_Natural Gas_Griddle_E9_Baseline Forecast | Commercial | Grocery | Existing | Food Preparation | Natural Gas | Griddle | E9 |  | Baseline Forecast | 0 | 0 | 0 | 0 | 0 | 0 | 0 | 0 | 0 | 0 | 0 | 0 | 0 | 0 | 0 | 0 | 0 | 0 | 0 | 0 | 0 | 0 | 0 | 0 | 0 | 0 | 0 | 0 | 0 | 0 | 0 | 0 | 0 | 0 | 0 | 0 | 0 | 0 | 0 | 0 | 0 | 0 | 0 | 0 | 0 | 0 | 0 | 0 | 0 | 0 | 0
Commercial_Grocery_Existing_Food Preparation_Natural Gas_Griddle_E10_Baseline Forecast | Commercial | Grocery | Existing | Food Preparation | Natural Gas | Griddle | E10 |  | Baseline Forecast | 0 | 0 | 0 | 0 | 0 | 0 | 0 | 0 | 0 | 0 | 0 | 0 | 0 | 0 | 0 | 0 | 0 | 0 | 0 | 0 | 0 | 0 | 0 | 0 | 0 | 0 | 0 | 0 | 0 | 0 | 0 | 0 | 0 | 0 | 0 | 0 | 0 | 0 | 0 | 0 | 0 | 0 | 0 | 0 | 0 | 0 | 0 | 0 | 0 | 0 | 0
Commercial_Grocery_Existing_Food Preparation_Natural Gas_Griddle_Vintage_Baseline Forecast | Commercial | Grocery | Existing | Food Preparation | Natural Gas | Griddle | Vintage |  | Baseline Forecast | 636970.2411 | 612605.1643 | 582151.251 | 546373.4604 | 510199.1931 | 469551.5784 | 426698.0552 | 382096.3539 | 336080.0837 | 288956.8649 | 240986.6496 | 192386.9615 | 153590.426 | 122619.8568 | 97894.8873 | 78155.7489 | 62396.3539 | 49815.6442 | 39773.4299 | 31757.3009 | 25357.4048 | 20247.0736 | 16166.3341 | 12907.7752 | 10305.7832 | 8228.1723 | 6569.3066 | 5244.8295 | 4187.3398 | 3343.0328 | 2668.9265 | 2130.7284 | 1704.5827 | 0 | 0 | 0 | 0 | 0 | 0 | 0 | 0 | 0 | 0 | 0 | 0 | 0 | 0 | 0 | 0 | 0 | 0
Commercial_Grocery_Existing_Food Preparation_Natural Gas_Range_E1_Baseline Forecast | Commercial | Grocery | Existing | Food Preparation | Natural Gas | Range | E1 |  | Baseline Forecast | 0 | 10393.2369 | 23779.3258 | 39458.4401 | 63266.4502 | 82423.892 | 102756.8245 | 124016.3155 | 145984.766 | 168492.3426 | 186340.0311 | 200469.1555 | 211629.916 | 220416.4301 | 227308.0674 | 232676.9024 | 236833.7042 | 240026.1895 | 242448.9734 | 244280.4392 | 245630.9093 | 246590.8482 | 247237.1855 | 247631.6981 | 247827.291 | 247863.6732 | 247772.5617 | 247578.2441 | 247305.4056 | 246968.4959 | 246584.8816 | 246167.0177 | 249596.2245 | 0 | 0 | 0 | 0 | 0 | 0 | 0 | 0 | 0 | 0 | 0 | 0 | 0 | 0 | 0 | 0 | 0 | 0
Commercial_Grocery_Existing_Food Preparation_Natural Gas_Range_E2_Baseline Forecast | Commercial | Grocery | Existing | Food Preparation | Natural Gas | Range | E2 |  | Baseline Forecast | 0 | 14955.9423 | 34225.6364 | 56783.4905 | 91024.9571 | 118584.6631 | 147857.3927 | 178481.9817 | 210150.6324 | 242618.2937 | 268390.4702 | 288819.8275 | 304991.6036 | 317774.6029 | 327847.991 | 335768.489 | 341961.8 | 346787.2423 | 350540.6585 | 353425.3346 | 355615.3853 | 357240.8405 | 358410.4588 | 359213.8288 | 359719.277 | 359988.9952 | 360070.7446 | 360005.2452 | 359816.6165 | 359531.032 | 359160.0183 | 358719.208 | 363873.9068 | 0 | 0 | 0 | 0 | 0 | 0 | 0 | 0 | 0 | 0 | 0 | 0 | 0 | 0 | 0 | 0 | 0 | 0
Commercial_Grocery_Existing_Food Preparation_Natural Gas_Range_E3_Baseline Forecast | Commercial | Grocery | Existing | Food Preparation | Natural Gas | Range | E3 |  | Baseline Forecast | 0 | 0 | 0 | 0 | 0 | 0 | 0 | 0 | 0 | 0 | 0 | 0 | 0 | 0 | 0 | 0 | 0 | 0 | 0 | 0 | 0 | 0 | 0 | 0 | 0 | 0 | 0 | 0 | 0 | 0 | 0 | 0 | 0 | 0 | 0 | 0 | 0 | 0 | 0 | 0 | 0 | 0 | 0 | 0 | 0 | 0 | 0 | 0 | 0 | 0 | 0
Commercial_Grocery_Existing_Food Preparation_Natural Gas_Range_E4_Baseline Forecast | Commercial | Grocery | Existing | Food Preparation | Natural Gas | Range | E4 |  | Baseline Forecast | 0 | 0 | 0 | 0 | 0 | 0 | 0 | 0 | 0 | 0 | 0 | 0 | 0 | 0 | 0 | 0 | 0 | 0 | 0 | 0 | 0 | 0 | 0 | 0 | 0 | 0 | 0 | 0 | 0 | 0 | 0 | 0 | 0 | 0 | 0 | 0 | 0 | 0 | 0 | 0 | 0 | 0 | 0 | 0 | 0 | 0 | 0 | 0 | 0 | 0 | 0
Commercial_Grocery_Existing_Food Preparation_Natural Gas_Range_E5_Baseline Forecast | Commercial | Grocery | Existing | Food Preparation | Natural Gas | Range | E5 |  | Baseline Forecast | 0 | 0 | 0 | 0 | 0 | 0 | 0 | 0 | 0 | 0 | 0 | 0 | 0 | 0 | 0 | 0 | 0 | 0 | 0 | 0 | 0 | 0 | 0 | 0 | 0 | 0 | 0 | 0 | 0 | 0 | 0 | 0 | 0 | 0 | 0 | 0 | 0 | 0 | 0 | 0 | 0 | 0 | 0 | 0 | 0 | 0 | 0 | 0 | 0 | 0 | 0
Commercial_Grocery_Existing_Food Preparation_Natural Gas_Range_E6_Baseline Forecast | Commercial | Grocery | Existing | Food Preparation | Natural Gas | Range | E6 |  | Baseline Forecast | 0 | 0 | 0 | 0 | 0 | 0 | 0 | 0 | 0 | 0 | 0 | 0 | 0 | 0 | 0 | 0 | 0 | 0 | 0 | 0 | 0 | 0 | 0 | 0 | 0 | 0 | 0 | 0 | 0 | 0 | 0 | 0 | 0 | 0 | 0 | 0 | 0 | 0 | 0 | 0 | 0 | 0 | 0 | 0 | 0 | 0 | 0 | 0 | 0 | 0 | 0
Commercial_Grocery_Existing_Food Preparation_Natural Gas_Range_E7_Baseline Forecast | Commercial | Grocery | Existing | Food Preparation | Natural Gas | Range | E7 |  | Baseline Forecast | 0 | 0 | 0 | 0 | 0 | 0 | 0 | 0 | 0 | 0 | 0 | 0 | 0 | 0 | 0 | 0 | 0 | 0 | 0 | 0 | 0 | 0 | 0 | 0 | 0 | 0 | 0 | 0 | 0 | 0 | 0 | 0 | 0 | 0 | 0 | 0 | 0 | 0 | 0 | 0 | 0 | 0 | 0 | 0 | 0 | 0 | 0 | 0 | 0 | 0 | 0
Commercial_Grocery_Existing_Food Preparation_Natural Gas_Range_E8_Baseline Forecast | Commercial | Grocery | Existing | Food Preparation | Natural Gas | Range | E8 |  | Baseline Forecast | 0 | 0 | 0 | 0 | 0 | 0 | 0 | 0 | 0 | 0 | 0 | 0 | 0 | 0 | 0 | 0 | 0 | 0 | 0 | 0 | 0 | 0 | 0 | 0 | 0 | 0 | 0 | 0 | 0 | 0 | 0 | 0 | 0 | 0 | 0 | 0 | 0 | 0 | 0 | 0 | 0 | 0 | 0 | 0 | 0 | 0 | 0 | 0 | 0 | 0 | 0
Commercial_Grocery_Existing_Food Preparation_Natural Gas_Range_E9_Baseline Forecast | Commercial | Grocery | Existing | Food Preparation | Natural Gas | Range | E9 |  | Baseline Forecast | 0 | 0 | 0 | 0 | 0 | 0 | 0 | 0 | 0 | 0 | 0 | 0 | 0 | 0 | 0 | 0 | 0 | 0 | 0 | 0 | 0 | 0 | 0 | 0 | 0 | 0 | 0 | 0 | 0 | 0 | 0 | 0 | 0 | 0 | 0 | 0 | 0 | 0 | 0 | 0 | 0 | 0 | 0 | 0 | 0 | 0 | 0 | 0 | 0 | 0 | 0
Commercial_Grocery_Existing_Food Preparation_Natural Gas_Range_E10_Baseline Forecast | Commercial | Grocery | Existing | Food Preparation | Natural Gas | Range | E10 |  | Baseline Forecast | 0 | 0 | 0 | 0 | 0 | 0 | 0 | 0 | 0 | 0 | 0 | 0 | 0 | 0 | 0 | 0 | 0 | 0 | 0 | 0 | 0 | 0 | 0 | 0 | 0 | 0 | 0 | 0 | 0 | 0 | 0 | 0 | 0 | 0 | 0 | 0 | 0 | 0 | 0 | 0 | 0 | 0 | 0 | 0 | 0 | 0 | 0 | 0 | 0 | 0 | 0
Commercial_Grocery_Existing_Food Preparation_Natural Gas_Range_Vintage_Baseline Forecast | Commercial | Grocery | Existing | Food Preparation | Natural Gas | Range | Vintage |  | Baseline Forecast | 636970.2411 | 608380.3011 | 572483.7573 | 530333.1386 | 486924.0178 | 438483.6544 | 387356.7319 | 334102.4699 | 279141.6456 | 222850.881 | 177908.9048 | 142030.082 | 113388.4575 | 90524.3691 | 72271.108 | 57698.6473 | 46064.2405 | 36776.5049 | 29362.8189 | 23444.8947 | 18720.1578 | 14947.445 | 11934.8304 | 9529.1924 | 7608.2663 | 6074.4656 | 4849.8045 | 3872.0065 | 3091.3125 | 2468.001 | 1970.3406 | 1573.0147 | 1258.4118 | 0 | 0 | 0 | 0 | 0 | 0 | 0 | 0 | 0 | 0 | 0 | 0 | 0 | 0 | 0 | 0 | 0 | 0
Commercial_Grocery_Existing_Food Preparation_Natural Gas_Steamer_E1_Baseline Forecast | Commercial | Grocery | Existing | Food Preparation | Natural Gas | Steamer | E1 |  | Baseline Forecast | 0 | 576.4247 | 1225.2536 | 1217.648 | 1217.648 | 1214.3757 | 1211.4869 | 1208.8849 | 1206.3712 | 1203.8731 | 1138.8852 | 1010.2296 | 896.1199 | 794.9142 | 705.1426 | 625.5116 | 554.8699 | 492.2154 | 436.6565 | 217.3776 | 0 | 0 | 0 | 0 | 0 | 0 | 0 | 0 | 0 | 0 | 0 | 0 | 0 | 0 | 0 | 0 | 0 | 0 | 0 | 0 | 0 | 0 | 0 | 0 | 0 | 0 | 0 | 0 | 0 | 0 | 0
Commercial_Grocery_Existing_Food Preparation_Natural Gas_Steamer_E2_Baseline Forecast | Commercial | Grocery | Existing | Food Preparation | Natural Gas | Steamer | E2 |  | Baseline Forecast | 0 | 576.9458 | 1229.0624 | 2660.9487 | 4945.0218 | 6603.122 | 8353.2044 | 10184.5201 | 12086.1552 | 14048.6167 | 15844.7689 | 17501.7955 | 18964.6959 | 20255.6029 | 21393.7896 | 22396.5071 | 23278.8562 | 24055.0171 | 24737.7992 | 25508.1373 | 26208.495 | 26630.308 | 26997.5569 | 27316.2536 | 27591.7543 | 27829.0482 | 28032.4639 | 28205.9102 | 28352.7023 | 28475.8623 | 28577.9018 | 28661.2966 | 29194.2738 | 0 | 0 | 0 | 0 | 0 | 0 | 0 | 0 | 0 | 0 | 0 | 0 | 0 | 0 | 0 | 0 | 0 | 0
Commercial_Grocery_Existing_Food Preparation_Natural Gas_Steamer_E3_Baseline Forecast | Commercial | Grocery | Existing | Food Preparation | Natural Gas | Steamer | E3 |  | Baseline Forecast | 0 | 0 | 0 | 0 | 0 | 0 | 0 | 0 | 0 | 0 | 0 | 0 | 0 | 0 | 0 | 0 | 0 | 0 | 0 | 0 | 0 | 0 | 0 | 0 | 0 | 0 | 0 | 0 | 0 | 0 | 0 | 0 | 0 | 0 | 0 | 0 | 0 | 0 | 0 | 0 | 0 | 0 | 0 | 0 | 0 | 0 | 0 | 0 | 0 | 0 | 0
Commercial_Grocery_Existing_Food Preparation_Natural Gas_Steamer_E4_Baseline Forecast | Commercial | Grocery | Existing | Food Preparation | Natural Gas | Steamer | E4 |  | Baseline Forecast | 0 | 0 | 0 | 0 | 0 | 0 | 0 | 0 | 0 | 0 | 0 | 0 | 0 | 0 | 0 | 0 | 0 | 0 | 0 | 0 | 0 | 0 | 0 | 0 | 0 | 0 | 0 | 0 | 0 | 0 | 0 | 0 | 0 | 0 | 0 | 0 | 0 | 0 | 0 | 0 | 0 | 0 | 0 | 0 | 0 | 0 | 0 | 0 | 0 | 0 | 0
Commercial_Grocery_Existing_Food Preparation_Natural Gas_Steamer_E5_Baseline Forecast | Commercial | Grocery | Existing | Food Preparation | Natural Gas | Steamer | E5 |  | Baseline Forecast | 0 | 0 | 0 | 0 | 0 | 0 | 0 | 0 | 0 | 0 | 0 | 0 | 0 | 0 | 0 | 0 | 0 | 0 | 0 | 0 | 0 | 0 | 0 | 0 | 0 | 0 | 0 | 0 | 0 | 0 | 0 | 0 | 0 | 0 | 0 | 0 | 0 | 0 | 0 | 0 | 0 | 0 | 0 | 0 | 0 | 0 | 0 | 0 | 0 | 0 | 0
Commercial_Grocery_Existing_Food Preparation_Natural Gas_Steamer_E6_Baseline Forecast | Commercial | Grocery | Existing | Food Preparation | Natural Gas | Steamer | E6 |  | Baseline Forecast | 0 | 0 | 0 | 0 | 0 | 0 | 0 | 0 | 0 | 0 | 0 | 0 | 0 | 0 | 0 | 0 | 0 | 0 | 0 | 0 | 0 | 0 | 0 | 0 | 0 | 0 | 0 | 0 | 0 | 0 | 0 | 0 | 0 | 0 | 0 | 0 | 0 | 0 | 0 | 0 | 0 | 0 | 0 | 0 | 0 | 0 | 0 | 0 | 0 | 0 | 0
Commercial_Grocery_Existing_Food Preparation_Natural Gas_Steamer_E7_Baseline Forecast | Commercial | Grocery | Existing | Food Preparation | Natural Gas | Steamer | E7 |  | Baseline Forecast | 0 | 0 | 0 | 0 | 0 | 0 | 0 | 0 | 0 | 0 | 0 | 0 | 0 | 0 | 0 | 0 | 0 | 0 | 0 | 0 | 0 | 0 | 0 | 0 | 0 | 0 | 0 | 0 | 0 | 0 | 0 | 0 | 0 | 0 | 0 | 0 | 0 | 0 | 0 | 0 | 0 | 0 | 0 | 0 | 0 | 0 | 0 | 0 | 0 | 0 | 0
Commercial_Grocery_Existing_Food Preparation_Natural Gas_Steamer_E8_Baseline Forecast | Commercial | Grocery | Existing | Food Preparation | Natural Gas | Steamer | E8 |  | Baseline Forecast | 0 | 0 | 0 | 0 | 0 | 0 | 0 | 0 | 0 | 0 | 0 | 0 | 0 | 0 | 0 | 0 | 0 | 0 | 0 | 0 | 0 | 0 | 0 | 0 | 0 | 0 | 0 | 0 | 0 | 0 | 0 | 0 | 0 | 0 | 0 | 0 | 0 | 0 | 0 | 0 | 0 | 0 | 0 | 0 | 0 | 0 | 0 | 0 | 0 | 0 | 0
Commercial_Grocery_Existing_Food Preparation_Natural Gas_Steamer_E9_Baseline Forecast | Commercial | Grocery | Existing | Food Preparation | Natural Gas | Steamer | E9 |  | Baseline Forecast | 0 | 0 | 0 | 0 | 0 | 0 | 0 | 0 | 0 | 0 | 0 | 0 | 0 | 0 | 0 | 0 | 0 | 0 | 0 | 0 | 0 | 0 | 0 | 0 | 0 | 0 | 0 | 0 | 0 | 0 | 0 | 0 | 0 | 0 | 0 | 0 | 0 | 0 | 0 | 0 | 0 | 0 | 0 | 0 | 0 | 0 | 0 | 0 | 0 | 0 | 0
Commercial_Grocery_Existing_Food Preparation_Natural Gas_Steamer_E10_Baseline Forecast | Commercial | Grocery | Existing | Food Preparation | Natural Gas | Steamer | E10 |  | Baseline Forecast | 0 | 0 | 0 | 0 | 0 | 0 | 0 | 0 | 0 | 0 | 0 | 0 | 0 | 0 | 0 | 0 | 0 | 0 | 0 | 0 | 0 | 0 | 0 | 0 | 0 | 0 | 0 | 0 | 0 | 0 | 0 | 0 | 0 | 0 | 0 | 0 | 0 | 0 | 0 | 0 | 0 | 0 | 0 | 0 | 0 | 0 | 0 | 0 | 0 | 0 | 0
Commercial_Grocery_Existing_Food Preparation_Natural Gas_Steamer_Vintage_Baseline Forecast | Commercial | Grocery | Existing | Food Preparation | Natural Gas | Steamer | Vintage |  | Baseline Forecast | 31300.2521 | 29987.633 | 28527.4389 | 26910.8442 | 25346.1875 | 23606.6821 | 21784.7349 | 19888.6913 | 17924.5232 | 15899.9158 | 14103.7839 | 12510.5323 | 11097.414 | 9844.0982 | 8732.3802 | 7746.2417 | 6871.4251 | 6095.5212 | 5407.4888 | 4797.3749 | 4256.2034 | 3776.0464 | 3349.9945 | 2971.9495 | 2636.5046 | 2338.8825 | 2074.8277 | 1840.5659 | 1632.735 | 1448.357 | 1284.7809 | 1139.6672 | 1013.0375 | 0 | 0 | 0 | 0 | 0 | 0 | 0 | 0 | 0 | 0 | 0 | 0 | 0 | 0 | 0 | 0 | 0 | 0
Commercial_Grocery_Existing_Food Preparation_Natural Gas_Food Prep Other_E1_Baseline Forecast | Commercial | Grocery | Existing | Food Preparation | Natural Gas | Food Prep Other | E1 |  | Baseline Forecast | 0 | 0 | 0 | 0 | 0 | 0 | 0 | 0 | 0 | 0 | 0 | 0 | 0 | 0 | 0 | 0 | 0 | 0 | 0 | 0 | 0 | 0 | 0 | 0 | 0 | 0 | 0 | 0 | 0 | 0 | 0 | 0 | 0 | 0 | 0 | 0 | 0 | 0 | 0 | 0 | 0 | 0 | 0 | 0 | 0 | 0 | 0 | 0 | 0 | 0 | 0
Commercial_Grocery_Existing_Food Preparation_Natural Gas_Food Prep Other_E2_Baseline Forecast | Commercial | Grocery | Existing | Food Preparation | Natural Gas | Food Prep Other | E2 |  | Baseline Forecast | 0 | 0 | 0 | 0 | 0 | 0 | 0 | 0 | 0 | 0 | 0 | 0 | 0 | 0 | 0 | 0 | 0 | 0 | 0 | 0 | 0 | 0 | 0 | 0 | 0 | 0 | 0 | 0 | 0 | 0 | 0 | 0 | 0 | 0 | 0 | 0 | 0 | 0 | 0 | 0 | 0 | 0 | 0 | 0 | 0 | 0 | 0 | 0 | 0 | 0 | 0
Commercial_Grocery_Existing_Food Preparation_Natural Gas_Food Prep Other_E3_Baseline Forecast | Commercial | Grocery | Existing | Food Preparation | Natural Gas | Food Prep Other | E3 |  | Baseline Forecast | 0 | 0 | 0 | 0 | 0 | 0 | 0 | 0 | 0 | 0 | 0 | 0 | 0 | 0 | 0 | 0 | 0 | 0 | 0 | 0 | 0 | 0 | 0 | 0 | 0 | 0 | 0 | 0 | 0 | 0 | 0 | 0 | 0 | 0 | 0 | 0 | 0 | 0 | 0 | 0 | 0 | 0 | 0 | 0 | 0 | 0 | 0 | 0 | 0 | 0 | 0
Commercial_Grocery_Existing_Food Preparation_Natural Gas_Food Prep Other_E4_Baseline Forecast | Commercial | Grocery | Existing | Food Preparation | Natural Gas | Food Prep Other | E4 |  | Baseline Forecast | 0 | 0 | 0 | 0 | 0 | 0 | 0 | 0 | 0 | 0 | 0 | 0 | 0 | 0 | 0 | 0 | 0 | 0 | 0 | 0 | 0 | 0 | 0 | 0 | 0 | 0 | 0 | 0 | 0 | 0 | 0 | 0 | 0 | 0 | 0 | 0 | 0 | 0 | 0 | 0 | 0 | 0 | 0 | 0 | 0 | 0 | 0 | 0 | 0 | 0 | 0
Commercial_Grocery_Existing_Food Preparation_Natural Gas_Food Prep Other_E5_Baseline Forecast | Commercial | Grocery | Existing | Food Preparation | Natural Gas | Food Prep Other | E5 |  | Baseline Forecast | 0 | 0 | 0 | 0 | 0 | 0 | 0 | 0 | 0 | 0 | 0 | 0 | 0 | 0 | 0 | 0 | 0 | 0 | 0 | 0 | 0 | 0 | 0 | 0 | 0 | 0 | 0 | 0 | 0 | 0 | 0 | 0 | 0 | 0 | 0 | 0 | 0 | 0 | 0 | 0 | 0 | 0 | 0 | 0 | 0 | 0 | 0 | 0 | 0 | 0 | 0
Commercial_Grocery_Existing_Food Preparation_Natural Gas_Food Prep Other_E6_Baseline Forecast | Commercial | Grocery | Existing | Food Preparation | Natural Gas | Food Prep Other | E6 |  | Baseline Forecast | 0 | 0 | 0 | 0 | 0 | 0 | 0 | 0 | 0 | 0 | 0 | 0 | 0 | 0 | 0 | 0 | 0 | 0 | 0 | 0 | 0 | 0 | 0 | 0 | 0 | 0 | 0 | 0 | 0 | 0 | 0 | 0 | 0 | 0 | 0 | 0 | 0 | 0 | 0 | 0 | 0 | 0 | 0 | 0 | 0 | 0 | 0 | 0 | 0 | 0 | 0
Commercial_Grocery_Existing_Food Preparation_Natural Gas_Food Prep Other_E7_Baseline Forecast | Commercial | Grocery | Existing | Food Preparation | Natural Gas | Food Prep Other | E7 |  | Baseline Forecast | 0 | 0 | 0 | 0 | 0 | 0 | 0 | 0 | 0 | 0 | 0 | 0 | 0 | 0 | 0 | 0 | 0 | 0 | 0 | 0 | 0 | 0 | 0 | 0 | 0 | 0 | 0 | 0 | 0 | 0 | 0 | 0 | 0 | 0 | 0 | 0 | 0 | 0 | 0 | 0 | 0 | 0 | 0 | 0 | 0 | 0 | 0 | 0 | 0 | 0 | 0
Commercial_Grocery_Existing_Food Preparation_Natural Gas_Food Prep Other_E8_Baseline Forecast | Commercial | Grocery | Existing | Food Preparation | Natural Gas | Food Prep Other | E8 |  | Baseline Forecast | 0 | 0 | 0 | 0 | 0 | 0 | 0 | 0 | 0 | 0 | 0 | 0 | 0 | 0 | 0 | 0 | 0 | 0 | 0 | 0 | 0 | 0 | 0 | 0 | 0 | 0 | 0 | 0 | 0 | 0 | 0 | 0 | 0 | 0 | 0 | 0 | 0 | 0 | 0 | 0 | 0 | 0 | 0 | 0 | 0 | 0 | 0 | 0 | 0 | 0 | 0
Commercial_Grocery_Existing_Food Preparation_Natural Gas_Food Prep Other_E9_Baseline Forecast | Commercial | Grocery | Existing | Food Preparation | Natural Gas | Food Prep Other | E9 |  | Baseline Forecast | 0 | 0 | 0 | 0 | 0 | 0 | 0 | 0 | 0 | 0 | 0 | 0 | 0 | 0 | 0 | 0 | 0 | 0 | 0 | 0 | 0 | 0 | 0 | 0 | 0 | 0 | 0 | 0 | 0 | 0 | 0 | 0 | 0 | 0 | 0 | 0 | 0 | 0 | 0 | 0 | 0 | 0 | 0 | 0 | 0 | 0 | 0 | 0 | 0 | 0 | 0
Commercial_Grocery_Existing_Food Preparation_Natural Gas_Food Prep Other_E10_Baseline Forecast | Commercial | Grocery | Existing | Food Preparation | Natural Gas | Food Prep Other | E10 |  | Baseline Forecast | 0 | 0 | 0 | 0 | 0 | 0 | 0 | 0 | 0 | 0 | 0 | 0 | 0 | 0 | 0 | 0 | 0 | 0 | 0 | 0 | 0 | 0 | 0 | 0 | 0 | 0 | 0 | 0 | 0 | 0 | 0 | 0 | 0 | 0 | 0 | 0 | 0 | 0 | 0 | 0 | 0 | 0 | 0 | 0 | 0 | 0 | 0 | 0 | 0 | 0 | 0
Commercial_Grocery_Existing_Food Preparation_Natural Gas_Food Prep Other_Vintage_Baseline Forecast | Commercial | Grocery | Existing | Food Preparation | Natural Gas | Food Prep Other | Vintage |  | Baseline Forecast | 0 | 0 | 0 | 0 | 0 | 0 | 0 | 0 | 0 | 0 | 0 | 0 | 0 | 0 | 0 | 0 | 0 | 0 | 0 | 0 | 0 | 0 | 0 | 0 | 0 | 0 | 0 | 0 | 0 | 0 | 0 | 0 | 0 | 0 | 0 | 0 | 0 | 0 | 0 | 0 | 0 | 0 | 0 | 0 | 0 | 0 | 0 | 0 | 0 | 0 | 0
Commercial_Grocery_Existing_Miscellaneous_Natural Gas_Pool Heater_E1_Baseline Forecast | Commercial | Grocery | Existing | Miscellaneous | Natural Gas | Pool Heater | E1 |  | Baseline Forecast | 0 | 0 | 0 | 0 | 0 | 0 | 0 | 0 | 0 | 0 | 0 | 0 | 0 | 0 | 0 | 0 | 0 | 0 | 0 | 0 | 0 | 0 | 0 | 0 | 0 | 0 | 0 | 0 | 0 | 0 | 0 | 0 | 0 | 0 | 0 | 0 | 0 | 0 | 0 | 0 | 0 | 0 | 0 | 0 | 0 | 0 | 0 | 0 | 0 | 0 | 0
Commercial_Grocery_Existing_Miscellaneous_Natural Gas_Pool Heater_E2_Baseline Forecast | Commercial | Grocery | Existing | Miscellaneous | Natural Gas | Pool Heater | E2 |  | Baseline Forecast | 0 | 0 | 0 | 0 | 0 | 0 | 0 | 0 | 0 | 0 | 0 | 0 | 0 | 0 | 0 | 0 | 0 | 0 | 0 | 0 | 0 | 0 | 0 | 0 | 0 | 0 | 0 | 0 | 0 | 0 | 0 | 0 | 0 | 0 | 0 | 0 | 0 | 0 | 0 | 0 | 0 | 0 | 0 | 0 | 0 | 0 | 0 | 0 | 0 | 0 | 0
Commercial_Grocery_Existing_Miscellaneous_Natural Gas_Pool Heater_E3_Baseline Forecast | Commercial | Grocery | Existing | Miscellaneous | Natural Gas | Pool Heater | E3 |  | Baseline Forecast | 0 | 0 | 0 | 0 | 0 | 0 | 0 | 0 | 0 | 0 | 0 | 0 | 0 | 0 | 0 | 0 | 0 | 0 | 0 | 0 | 0 | 0 | 0 | 0 | 0 | 0 | 0 | 0 | 0 | 0 | 0 | 0 | 0 | 0 | 0 | 0 | 0 | 0 | 0 | 0 | 0 | 0 | 0 | 0 | 0 | 0 | 0 | 0 | 0 | 0 | 0
Commercial_Grocery_Existing_Miscellaneous_Natural Gas_Pool Heater_E4_Baseline Forecast | Commercial | Grocery | Existing | Miscellaneous | Natural Gas | Pool Heater | E4 |  | Baseline Forecast | 0 | 0 | 0 | 0 | 0 | 0 | 0 | 0 | 0 | 0 | 0 | 0 | 0 | 0 | 0 | 0 | 0 | 0 | 0 | 0 | 0 | 0 | 0 | 0 | 0 | 0 | 0 | 0 | 0 | 0 | 0 | 0 | 0 | 0 | 0 | 0 | 0 | 0 | 0 | 0 | 0 | 0 | 0 | 0 | 0 | 0 | 0 | 0 | 0 | 0 | 0
Commercial_Grocery_Existing_Miscellaneous_Natural Gas_Pool Heater_E5_Baseline Forecast | Commercial | Grocery | Existing | Miscellaneous | Natural Gas | Pool Heater | E5 |  | Baseline Forecast | 0 | 0 | 0 | 0 | 0 | 0 | 0 | 0 | 0 | 0 | 0 | 0 | 0 | 0 | 0 | 0 | 0 | 0 | 0 | 0 | 0 | 0 | 0 | 0 | 0 | 0 | 0 | 0 | 0 | 0 | 0 | 0 | 0 | 0 | 0 | 0 | 0 | 0 | 0 | 0 | 0 | 0 | 0 | 0 | 0 | 0 | 0 | 0 | 0 | 0 | 0
Commercial_Grocery_Existing_Miscellaneous_Natural Gas_Pool Heater_E6_Baseline Forecast | Commercial | Grocery | Existing | Miscellaneous | Natural Gas | Pool Heater | E6 |  | Baseline Forecast | 0 | 0 | 0 | 0 | 0 | 0 | 0 | 0 | 0 | 0 | 0 | 0 | 0 | 0 | 0 | 0 | 0 | 0 | 0 | 0 | 0 | 0 | 0 | 0 | 0 | 0 | 0 | 0 | 0 | 0 | 0 | 0 | 0 | 0 | 0 | 0 | 0 | 0 | 0 | 0 | 0 | 0 | 0 | 0 | 0 | 0 | 0 | 0 | 0 | 0 | 0
Commercial_Grocery_Existing_Miscellaneous_Natural Gas_Pool Heater_E7_Baseline Forecast | Commercial | Grocery | Existing | Miscellaneous | Natural Gas | Pool Heater | E7 |  | Baseline Forecast | 0 | 0 | 0 | 0 | 0 | 0 | 0 | 0 | 0 | 0 | 0 | 0 | 0 | 0 | 0 | 0 | 0 | 0 | 0 | 0 | 0 | 0 | 0 | 0 | 0 | 0 | 0 | 0 | 0 | 0 | 0 | 0 | 0 | 0 | 0 | 0 | 0 | 0 | 0 | 0 | 0 | 0 | 0 | 0 | 0 | 0 | 0 | 0 | 0 | 0 | 0
Commercial_Grocery_Existing_Miscellaneous_Natural Gas_Pool Heater_E8_Baseline Forecast | Commercial | Grocery | Existing | Miscellaneous | Natural Gas | Pool Heater | E8 |  | Baseline Forecast | 0 | 0 | 0 | 0 | 0 | 0 | 0 | 0 | 0 | 0 | 0 | 0 | 0 | 0 | 0 | 0 | 0 | 0 | 0 | 0 | 0 | 0 | 0 | 0 | 0 | 0 | 0 | 0 | 0 | 0 | 0 | 0 | 0 | 0 | 0 | 0 | 0 | 0 | 0 | 0 | 0 | 0 | 0 | 0 | 0 | 0 | 0 | 0 | 0 | 0 | 0
Commercial_Grocery_Existing_Miscellaneous_Natural Gas_Pool Heater_E9_Baseline Forecast | Commercial | Grocery | Existing | Miscellaneous | Natural Gas | Pool Heater | E9 |  | Baseline Forecast | 0 | 0 | 0 | 0 | 0 | 0 | 0 | 0 | 0 | 0 | 0 | 0 | 0 | 0 | 0 | 0 | 0 | 0 | 0 | 0 | 0 | 0 | 0 | 0 | 0 | 0 | 0 | 0 | 0 | 0 | 0 | 0 | 0 | 0 | 0 | 0 | 0 | 0 | 0 | 0 | 0 | 0 | 0 | 0 | 0 | 0 | 0 | 0 | 0 | 0 | 0
Commercial_Grocery_Existing_Miscellaneous_Natural Gas_Pool Heater_E10_Baseline Forecast | Commercial | Grocery | Existing | Miscellaneous | Natural Gas | Pool Heater | E10 |  | Baseline Forecast | 0 | 0 | 0 | 0 | 0 | 0 | 0 | 0 | 0 | 0 | 0 | 0 | 0 | 0 | 0 | 0 | 0 | 0 | 0 | 0 | 0 | 0 | 0 | 0 | 0 | 0 | 0 | 0 | 0 | 0 | 0 | 0 | 0 | 0 | 0 | 0 | 0 | 0 | 0 | 0 | 0 | 0 | 0 | 0 | 0 | 0 | 0 | 0 | 0 | 0 | 0
Commercial_Grocery_Existing_Miscellaneous_Natural Gas_Pool Heater_Vintage_Baseline Forecast | Commercial | Grocery | Existing | Miscellaneous | Natural Gas | Pool Heater | Vintage |  | Baseline Forecast | 0 | 0 | 0 | 0 | 0 | 0 | 0 | 0 | 0 | 0 | 0 | 0 | 0 | 0 | 0 | 0 | 0 | 0 | 0 | 0 | 0 | 0 | 0 | 0 | 0 | 0 | 0 | 0 | 0 | 0 | 0 | 0 | 0 | 0 | 0 | 0 | 0 | 0 | 0 | 0 | 0 | 0 | 0 | 0 | 0 | 0 | 0 | 0 | 0 | 0 | 0
Commercial_Grocery_Existing_Miscellaneous_Natural Gas_Miscellaneous_E1_Baseline Forecast | Commercial | Grocery | Existing | Miscellaneous | Natural Gas | Miscellaneous | E1 |  | Baseline Forecast | 0 | 189642.3558 | 413282.7597 | 664545.8197 | 933225.8769 | 1116702.9414 | 1273082.9823 | 1406373.0025 | 1519798.4167 | 1616173.0894 | 1697929.1502 | 1767198.8445 | 1825816.4369 | 1875339.5466 | 1917067.6038 | 1952127.733 | 1981467.1482 | 2005962.5378 | 2026380.7318 | 2043340.7153 | 2057302.1356 | 2068638.8343 | 2077707.2851 | 2084824.1744 | 2090262.008 | 2094271.6785 | 2097060.5619 | 2098811.1574 | 2099668.3823 | 2099762.1213 | 2099191.053 | 2098057.5325 | 2129674.6958 | 0 | 0 | 0 | 0 | 0 | 0 | 0 | 0 | 0 | 0 | 0 | 0 | 0 | 0 | 0 | 0 | 0 | 0
Commercial_Grocery_Existing_Miscellaneous_Natural Gas_Miscellaneous_E2_Baseline Forecast | Commercial | Grocery | Existing | Miscellaneous | Natural Gas | Miscellaneous | E2 |  | Baseline Forecast | 0 | 0 | 0 | 0 | 0 | 0 | 0 | 0 | 0 | 0 | 0 | 0 | 0 | 0 | 0 | 0 | 0 | 0 | 0 | 0 | 0 | 0 | 0 | 0 | 0 | 0 | 0 | 0 | 0 | 0 | 0 | 0 | 0 | 0 | 0 | 0 | 0 | 0 | 0 | 0 | 0 | 0 | 0 | 0 | 0 | 0 | 0 | 0 | 0 | 0 | 0
Commercial_Grocery_Existing_Miscellaneous_Natural Gas_Miscellaneous_E3_Baseline Forecast | Commercial | Grocery | Existing | Miscellaneous | Natural Gas | Miscellaneous | E3 |  | Baseline Forecast | 0 | 0 | 0 | 0 | 0 | 0 | 0 | 0 | 0 | 0 | 0 | 0 | 0 | 0 | 0 | 0 | 0 | 0 | 0 | 0 | 0 | 0 | 0 | 0 | 0 | 0 | 0 | 0 | 0 | 0 | 0 | 0 | 0 | 0 | 0 | 0 | 0 | 0 | 0 | 0 | 0 | 0 | 0 | 0 | 0 | 0 | 0 | 0 | 0 | 0 | 0
Commercial_Grocery_Existing_Miscellaneous_Natural Gas_Miscellaneous_E4_Baseline Forecast | Commercial | Grocery | Existing | Miscellaneous | Natural Gas | Miscellaneous | E4 |  | Baseline Forecast | 0 | 0 | 0 | 0 | 0 | 0 | 0 | 0 | 0 | 0 | 0 | 0 | 0 | 0 | 0 | 0 | 0 | 0 | 0 | 0 | 0 | 0 | 0 | 0 | 0 | 0 | 0 | 0 | 0 | 0 | 0 | 0 | 0 | 0 | 0 | 0 | 0 | 0 | 0 | 0 | 0 | 0 | 0 | 0 | 0 | 0 | 0 | 0 | 0 | 0 | 0
Commercial_Grocery_Existing_Miscellaneous_Natural Gas_Miscellaneous_E5_Baseline Forecast | Commercial | Grocery | Existing | Miscellaneous | Natural Gas | Miscellaneous | E5 |  | Baseline Forecast | 0 | 0 | 0 | 0 | 0 | 0 | 0 | 0 | 0 | 0 | 0 | 0 | 0 | 0 | 0 | 0 | 0 | 0 | 0 | 0 | 0 | 0 | 0 | 0 | 0 | 0 | 0 | 0 | 0 | 0 | 0 | 0 | 0 | 0 | 0 | 0 | 0 | 0 | 0 | 0 | 0 | 0 | 0 | 0 | 0 | 0 | 0 | 0 | 0 | 0 | 0
Commercial_Grocery_Existing_Miscellaneous_Natural Gas_Miscellaneous_E6_Baseline Forecast | Commercial | Grocery | Existing | Miscellaneous | Natural Gas | Miscellaneous | E6 |  | Baseline Forecast | 0 | 0 | 0 | 0 | 0 | 0 | 0 | 0 | 0 | 0 | 0 | 0 | 0 | 0 | 0 | 0 | 0 | 0 | 0 | 0 | 0 | 0 | 0 | 0 | 0 | 0 | 0 | 0 | 0 | 0 | 0 | 0 | 0 | 0 | 0 | 0 | 0 | 0 | 0 | 0 | 0 | 0 | 0 | 0 | 0 | 0 | 0 | 0 | 0 | 0 | 0
Commercial_Grocery_Existing_Miscellaneous_Natural Gas_Miscellaneous_E7_Baseline Forecast | Commercial | Grocery | Existing | Miscellaneous | Natural Gas | Miscellaneous | E7 |  | Baseline Forecast | 0 | 0 | 0 | 0 | 0 | 0 | 0 | 0 | 0 | 0 | 0 | 0 | 0 | 0 | 0 | 0 | 0 | 0 | 0 | 0 | 0 | 0 | 0 | 0 | 0 | 0 | 0 | 0 | 0 | 0 | 0 | 0 | 0 | 0 | 0 | 0 | 0 | 0 | 0 | 0 | 0 | 0 | 0 | 0 | 0 | 0 | 0 | 0 | 0 | 0 | 0
Commercial_Grocery_Existing_Miscellaneous_Natural Gas_Miscellaneous_E8_Baseline Forecast | Commercial | Grocery | Existing | Miscellaneous | Natural Gas | Miscellaneous | E8 |  | Baseline Forecast | 0 | 0 | 0 | 0 | 0 | 0 | 0 | 0 | 0 | 0 | 0 | 0 | 0 | 0 | 0 | 0 | 0 | 0 | 0 | 0 | 0 | 0 | 0 | 0 | 0 | 0 | 0 | 0 | 0 | 0 | 0 | 0 | 0 | 0 | 0 | 0 | 0 | 0 | 0 | 0 | 0 | 0 | 0 | 0 | 0 | 0 | 0 | 0 | 0 | 0 | 0
Commercial_Grocery_Existing_Miscellaneous_Natural Gas_Miscellaneous_E9_Baseline Forecast | Commercial | Grocery | Existing | Miscellaneous | Natural Gas | Miscellaneous | E9 |  | Baseline Forecast | 0 | 0 | 0 | 0 | 0 | 0 | 0 | 0 | 0 | 0 | 0 | 0 | 0 | 0 | 0 | 0 | 0 | 0 | 0 | 0 | 0 | 0 | 0 | 0 | 0 | 0 | 0 | 0 | 0 | 0 | 0 | 0 | 0 | 0 | 0 | 0 | 0 | 0 | 0 | 0 | 0 | 0 | 0 | 0 | 0 | 0 | 0 | 0 | 0 | 0 | 0
Commercial_Grocery_Existing_Miscellaneous_Natural Gas_Miscellaneous_E10_Baseline Forecast | Commercial | Grocery | Existing | Miscellaneous | Natural Gas | Miscellaneous | E10 |  | Baseline Forecast | 0 | 0 | 0 | 0 | 0 | 0 | 0 | 0 | 0 | 0 | 0 | 0 | 0 | 0 | 0 | 0 | 0 | 0 | 0 | 0 | 0 | 0 | 0 | 0 | 0 | 0 | 0 | 0 | 0 | 0 | 0 | 0 | 0 | 0 | 0 | 0 | 0 | 0 | 0 | 0 | 0 | 0 | 0 | 0 | 0 | 0 | 0 | 0 | 0 | 0 | 0
Commercial_Grocery_Existing_Miscellaneous_Natural Gas_Miscellaneous_Vintage_Baseline Forecast | Commercial | Grocery | Existing | Miscellaneous | Natural Gas | Miscellaneous | Vintage |  | Baseline Forecast | 2223808.3857 | 2022851.7949 | 1787897.1559 | 1522970.6502 | 1305403.4145 | 1115910.211 | 954219.1032 | 816145.465 | 698098.6317 | 597131.1553 | 510759.3024 | 436879.9968 | 373692.0797 | 319649.3136 | 273423.7313 | 233883.9109 | 200060.7325 | 171132.1537 | 146393.614 | 125237.9343 | 107142.1454 | 91660.2462 | 78413.9864 | 67080.5474 | 57383.8169 | 49087.9651 | 41990.8251 | 35919.4331 | 30725.5401 | 26282.4095 | 22481.4532 | 19229.991 | 16482.8494 | 0 | 0 | 0 | 0 | 0 | 0 | 0 | 0 | 0 | 0 | 0 | 0 | 0 | 0 | 0 | 0 | 0 | 0
Commercial_Grocery_New_Space Heating_Natural Gas_Furnace_E1_Baseline Forecast | Commercial | Grocery | New | Space Heating | Natural Gas | Furnace | E1 |  | Baseline Forecast | 0 | 0 | 0 | 0 | 0 | 0 | 0 | 0 | 0 | 0 | 0 | 0 | 0 | 0 | 0 | 0 | 0 | 0 | 0 | 0 | 0 | 0 | 0 | 0 | 0 | 0 | 0 | 0 | 0 | 0 | 0 | 0 | 0 | 0 | 0 | 0 | 0 | 0 | 0 | 0 | 0 | 0 | 0 | 0 | 0 | 0 | 0 | 0 | 0 | 0 | 0
Commercial_Grocery_New_Space Heating_Natural Gas_Furnace_E2_Baseline Forecast | Commercial | Grocery | New | Space Heating | Natural Gas | Furnace | E2 |  | Baseline Forecast | 0 | 0 | 0 | 0 | 0 | 0 | 0 | 0 | 0 | 0 | 0 | 0 | 0 | 0 | 0 | 0 | 0 | 0 | 0 | 0 | 0 | 0 | 0 | 0 | 0 | 0 | 0 | 0 | 0 | 0 | 0 | 0 | 0 | 0 | 0 | 0 | 0 | 0 | 0 | 0 | 0 | 0 | 0 | 0 | 0 | 0 | 0 | 0 | 0 | 0 | 0
Commercial_Grocery_New_Space Heating_Natural Gas_Furnace_E3_Baseline Forecast | Commercial | Grocery | New | Space Heating | Natural Gas | Furnace | E3 |  | Baseline Forecast | 0 | 0 | 0 | 0 | 0 | 0 | 0 | 0 | 0 | 0 | 0 | 0 | 0 | 0 | 0 | 0 | 0 | 0 | 0 | 0 | 0 | 0 | 0 | 0 | 0 | 0 | 0 | 0 | 0 | 0 | 0 | 0 | 0 | 0 | 0 | 0 | 0 | 0 | 0 | 0 | 0 | 0 | 0 | 0 | 0 | 0 | 0 | 0 | 0 | 0 | 0
Commercial_Grocery_New_Space Heating_Natural Gas_Furnace_E4_Baseline Forecast | Commercial | Grocery | New | Space Heating | Natural Gas | Furnace | E4 |  | Baseline Forecast | 0 | 0 | 0 | 0 | 0 | 0 | 0 | 0 | 0 | 0 | 0 | 0 | 0 | 0 | 0 | 0 | 0 | 0 | 0 | 0 | 0 | 0 | 0 | 0 | 0 | 0 | 0 | 0 | 0 | 0 | 0 | 0 | 0 | 0 | 0 | 0 | 0 | 0 | 0 | 0 | 0 | 0 | 0 | 0 | 0 | 0 | 0 | 0 | 0 | 0 | 0
Commercial_Grocery_New_Space Heating_Natural Gas_Furnace_E5_Baseline Forecast | Commercial | Grocery | New | Space Heating | Natural Gas | Furnace | E5 |  | Baseline Forecast | 0 | 0 | 0 | 0 | 0 | 0 | 0 | 0 | 0 | 0 | 0 | 0 | 0 | 0 | 0 | 0 | 0 | 0 | 0 | 0 | 0 | 0 | 0 | 0 | 0 | 0 | 0 | 0 | 0 | 0 | 0 | 0 | 0 | 0 | 0 | 0 | 0 | 0 | 0 | 0 | 0 | 0 | 0 | 0 | 0 | 0 | 0 | 0 | 0 | 0 | 0
Commercial_Grocery_New_Space Heating_Natural Gas_Furnace_E6_Baseline Forecast | Commercial | Grocery | New | Space Heating | Natural Gas | Furnace | E6 |  | Baseline Forecast | 0 | 0 | 0 | 0 | 0 | 0 | 0 | 0 | 0 | 0 | 0 | 0 | 0 | 0 | 0 | 0 | 0 | 0 | 0 | 0 | 0 | 0 | 0 | 0 | 0 | 0 | 0 | 0 | 0 | 0 | 0 | 0 | 0 | 0 | 0 | 0 | 0 | 0 | 0 | 0 | 0 | 0 | 0 | 0 | 0 | 0 | 0 | 0 | 0 | 0 | 0
Commercial_Grocery_New_Space Heating_Natural Gas_Furnace_E7_Baseline Forecast | Commercial | Grocery | New | Space Heating | Natural Gas | Furnace | E7 |  | Baseline Forecast | 0 | 0 | 0 | 0 | 0 | 0 | 0 | 0 | 0 | 0 | 0 | 0 | 0 | 0 | 0 | 0 | 0 | 0 | 0 | 0 | 0 | 0 | 0 | 0 | 0 | 0 | 0 | 0 | 0 | 0 | 0 | 0 | 0 | 0 | 0 | 0 | 0 | 0 | 0 | 0 | 0 | 0 | 0 | 0 | 0 | 0 | 0 | 0 | 0 | 0 | 0
Commercial_Grocery_New_Space Heating_Natural Gas_Furnace_E8_Baseline Forecast | Commercial | Grocery | New | Space Heating | Natural Gas | Furnace | E8 |  | Baseline Forecast | 0 | 0 | 0 | 0 | 0 | 0 | 0 | 0 | 0 | 0 | 0 | 0 | 0 | 0 | 0 | 0 | 0 | 0 | 0 | 0 | 0 | 0 | 0 | 0 | 0 | 0 | 0 | 0 | 0 | 0 | 0 | 0 | 0 | 0 | 0 | 0 | 0 | 0 | 0 | 0 | 0 | 0 | 0 | 0 | 0 | 0 | 0 | 0 | 0 | 0 | 0
Commercial_Grocery_New_Space Heating_Natural Gas_Furnace_E9_Baseline Forecast | Commercial | Grocery | New | Space Heating | Natural Gas | Furnace | E9 |  | Baseline Forecast | 0 | 0 | 0 | 0 | 0 | 0 | 0 | 0 | 0 | 0 | 0 | 0 | 0 | 0 | 0 | 0 | 0 | 0 | 0 | 0 | 0 | 0 | 0 | 0 | 0 | 0 | 0 | 0 | 0 | 0 | 0 | 0 | 0 | 0 | 0 | 0 | 0 | 0 | 0 | 0 | 0 | 0 | 0 | 0 | 0 | 0 | 0 | 0 | 0 | 0 | 0
Commercial_Grocery_New_Space Heating_Natural Gas_Furnace_E10_Baseline Forecast | Commercial | Grocery | New | Space Heating | Natural Gas | Furnace | E10 |  | Baseline Forecast | 0 | 0 | 0 | 0 | 0 | 0 | 0 | 0 | 0 | 0 | 0 | 0 | 0 | 0 | 0 | 0 | 0 | 0 | 0 | 0 | 0 | 0 | 0 | 0 | 0 | 0 | 0 | 0 | 0 | 0 | 0 | 0 | 0 | 0 | 0 | 0 | 0 | 0 | 0 | 0 | 0 | 0 | 0 | 0 | 0 | 0 | 0 | 0 | 0 | 0 | 0
Commercial_Grocery_New_Space Heating_Natural Gas_Furnace_Vintage_Baseline Forecast | Commercial | Grocery | New | Space Heating | Natural Gas | Furnace | Vintage |  | Baseline Forecast | 0 | 0 | 0 | 0 | 0 | 0 | 0 | 0 | 0 | 0 | 0 | 0 | 0 | 0 | 0 | 0 | 0 | 0 | 0 | 0 | 0 | 0 | 0 | 0 | 0 | 0 | 0 | 0 | 0 | 0 | 0 | 0 | 0 | 0 | 0 | 0 | 0 | 0 | 0 | 0 | 0 | 0 | 0 | 0 | 0 | 0 | 0 | 0 | 0 | 0 | 0
Commercial_Grocery_New_Space Heating_Natural Gas_Boiler_E1_Baseline Forecast | Commercial | Grocery | New | Space Heating | Natural Gas | Boiler | E1 |  | Baseline Forecast | 0 | 0 | 0 | 0 | 0 | 0 | 0 | 0 | 0 | 0 | 0 | 0 | 0 | 0 | 0 | 0 | 0 | 0 | 0 | 0 | 0 | 0 | 0 | 0 | 0 | 0 | 0 | 0 | 0 | 0 | 0 | 0 | 0 | 0 | 0 | 0 | 0 | 0 | 0 | 0 | 0 | 0 | 0 | 0 | 0 | 0 | 0 | 0 | 0 | 0 | 0
Commercial_Grocery_New_Space Heating_Natural Gas_Boiler_E2_Baseline Forecast | Commercial | Grocery | New | Space Heating | Natural Gas | Boiler | E2 |  | Baseline Forecast | 0 | 0 | 0 | 0 | 0 | 0 | 0 | 0 | 0 | 0 | 0 | 0 | 0 | 0 | 0 | 0 | 0 | 0 | 0 | 0 | 0 | 0 | 0 | 0 | 0 | 0 | 0 | 0 | 0 | 0 | 0 | 0 | 0 | 0 | 0 | 0 | 0 | 0 | 0 | 0 | 0 | 0 | 0 | 0 | 0 | 0 | 0 | 0 | 0 | 0 | 0
Commercial_Grocery_New_Space Heating_Natural Gas_Boiler_E3_Baseline Forecast | Commercial | Grocery | New | Space Heating | Natural Gas | Boiler | E3 |  | Baseline Forecast | 0 | 0 | 0 | 0 | 0 | 0 | 0 | 0 | 0 | 0 | 0 | 0 | 0 | 0 | 0 | 0 | 0 | 0 | 0 | 0 | 0 | 0 | 0 | 0 | 0 | 0 | 0 | 0 | 0 | 0 | 0 | 0 | 0 | 0 | 0 | 0 | 0 | 0 | 0 | 0 | 0 | 0 | 0 | 0 | 0 | 0 | 0 | 0 | 0 | 0 | 0
Commercial_Grocery_New_Space Heating_Natural Gas_Boiler_E4_Baseline Forecast | Commercial | Grocery | New | Space Heating | Natural Gas | Boiler | E4 |  | Baseline Forecast | 0 | 0 | 0 | 0 | 0 | 0 | 0 | 0 | 0 | 0 | 0 | 0 | 0 | 0 | 0 | 0 | 0 | 0 | 0 | 0 | 0 | 0 | 0 | 0 | 0 | 0 | 0 | 0 | 0 | 0 | 0 | 0 | 0 | 0 | 0 | 0 | 0 | 0 | 0 | 0 | 0 | 0 | 0 | 0 | 0 | 0 | 0 | 0 | 0 | 0 | 0
Commercial_Grocery_New_Space Heating_Natural Gas_Boiler_E5_Baseline Forecast | Commercial | Grocery | New | Space Heating | Natural Gas | Boiler | E5 |  | Baseline Forecast | 0 | 0 | 0 | 0 | 0 | 0 | 0 | 0 | 0 | 0 | 0 | 0 | 0 | 0 | 0 | 0 | 0 | 0 | 0 | 0 | 0 | 0 | 0 | 0 | 0 | 0 | 0 | 0 | 0 | 0 | 0 | 0 | 0 | 0 | 0 | 0 | 0 | 0 | 0 | 0 | 0 | 0 | 0 | 0 | 0 | 0 | 0 | 0 | 0 | 0 | 0
Commercial_Grocery_New_Space Heating_Natural Gas_Boiler_E6_Baseline Forecast | Commercial | Grocery | New | Space Heating | Natural Gas | Boiler | E6 |  | Baseline Forecast | 0 | 0 | 0 | 0 | 0 | 0 | 0 | 0 | 0 | 0 | 0 | 0 | 0 | 0 | 0 | 0 | 0 | 0 | 0 | 0 | 0 | 0 | 0 | 0 | 0 | 0 | 0 | 0 | 0 | 0 | 0 | 0 | 0 | 0 | 0 | 0 | 0 | 0 | 0 | 0 | 0 | 0 | 0 | 0 | 0 | 0 | 0 | 0 | 0 | 0 | 0
Commercial_Grocery_New_Space Heating_Natural Gas_Boiler_E7_Baseline Forecast | Commercial | Grocery | New | Space Heating | Natural Gas | Boiler | E7 |  | Baseline Forecast | 0 | 0 | 0 | 0 | 0 | 0 | 0 | 0 | 0 | 0 | 0 | 0 | 0 | 0 | 0 | 0 | 0 | 0 | 0 | 0 | 0 | 0 | 0 | 0 | 0 | 0 | 0 | 0 | 0 | 0 | 0 | 0 | 0 | 0 | 0 | 0 | 0 | 0 | 0 | 0 | 0 | 0 | 0 | 0 | 0 | 0 | 0 | 0 | 0 | 0 | 0
Commercial_Grocery_New_Space Heating_Natural Gas_Boiler_E8_Baseline Forecast | Commercial | Grocery | New | Space Heating | Natural Gas | Boiler | E8 |  | Baseline Forecast | 0 | 0 | 0 | 0 | 0 | 0 | 0 | 0 | 0 | 0 | 0 | 0 | 0 | 0 | 0 | 0 | 0 | 0 | 0 | 0 | 0 | 0 | 0 | 0 | 0 | 0 | 0 | 0 | 0 | 0 | 0 | 0 | 0 | 0 | 0 | 0 | 0 | 0 | 0 | 0 | 0 | 0 | 0 | 0 | 0 | 0 | 0 | 0 | 0 | 0 | 0
Commercial_Grocery_New_Space Heating_Natural Gas_Boiler_E9_Baseline Forecast | Commercial | Grocery | New | Space Heating | Natural Gas | Boiler | E9 |  | Baseline Forecast | 0 | 0 | 0 | 0 | 0 | 0 | 0 | 0 | 0 | 0 | 0 | 0 | 0 | 0 | 0 | 0 | 0 | 0 | 0 | 0 | 0 | 0 | 0 | 0 | 0 | 0 | 0 | 0 | 0 | 0 | 0 | 0 | 0 | 0 | 0 | 0 | 0 | 0 | 0 | 0 | 0 | 0 | 0 | 0 | 0 | 0 | 0 | 0 | 0 | 0 | 0
Commercial_Grocery_New_Space Heating_Natural Gas_Boiler_E10_Baseline Forecast | Commercial | Grocery | New | Space Heating | Natural Gas | Boiler | E10 |  | Baseline Forecast | 0 | 0 | 0 | 0 | 0 | 0 | 0 | 0 | 0 | 0 | 0 | 0 | 0 | 0 | 0 | 0 | 0 | 0 | 0 | 0 | 0 | 0 | 0 | 0 | 0 | 0 | 0 | 0 | 0 | 0 | 0 | 0 | 0 | 0 | 0 | 0 | 0 | 0 | 0 | 0 | 0 | 0 | 0 | 0 | 0 | 0 | 0 | 0 | 0 | 0 | 0
Commercial_Grocery_New_Space Heating_Natural Gas_Boiler_Vintage_Baseline Forecast | Commercial | Grocery | New | Space Heating | Natural Gas | Boiler | Vintage |  | Baseline Forecast | 0 | 0 | 0 | 0 | 0 | 0 | 0 | 0 | 0 | 0 | 0 | 0 | 0 | 0 | 0 | 0 | 0 | 0 | 0 | 0 | 0 | 0 | 0 | 0 | 0 | 0 | 0 | 0 | 0 | 0 | 0 | 0 | 0 | 0 | 0 | 0 | 0 | 0 | 0 | 0 | 0 | 0 | 0 | 0 | 0 | 0 | 0 | 0 | 0 | 0 | 0
Commercial_Grocery_New_Space Heating_Natural Gas_Unit Heater_E1_Baseline Forecast | Commercial | Grocery | New | Space Heating | Natural Gas | Unit Heater | E1 |  | Baseline Forecast | 0 | 0 | 0 | 0 | 0 | 0 | 0 | 0 | 0 | 0 | 0 | 0 | 0 | 0 | 0 | 0 | 0 | 0 | 0 | 0 | 0 | 0 | 0 | 0 | 0 | 0 | 0 | 0 | 0 | 0 | 0 | 0 | 0 | 0 | 0 | 0 | 0 | 0 | 0 | 0 | 0 | 0 | 0 | 0 | 0 | 0 | 0 | 0 | 0 | 0 | 0
Commercial_Grocery_New_Space Heating_Natural Gas_Unit Heater_E2_Baseline Forecast | Commercial | Grocery | New | Space Heating | Natural Gas | Unit Heater | E2 |  | Baseline Forecast | 0 | 0 | 0 | 0 | 0 | 0 | 0 | 0 | 0 | 0 | 0 | 0 | 0 | 0 | 0 | 0 | 0 | 0 | 0 | 0 | 0 | 0 | 0 | 0 | 0 | 0 | 0 | 0 | 0 | 0 | 0 | 0 | 0 | 0 | 0 | 0 | 0 | 0 | 0 | 0 | 0 | 0 | 0 | 0 | 0 | 0 | 0 | 0 | 0 | 0 | 0
Commercial_Grocery_New_Space Heating_Natural Gas_Unit Heater_E3_Baseline Forecast | Commercial | Grocery | New | Space Heating | Natural Gas | Unit Heater | E3 |  | Baseline Forecast | 0 | 0 | 0 | 0 | 0 | 0 | 0 | 0 | 0 | 0 | 0 | 0 | 0 | 0 | 0 | 0 | 0 | 0 | 0 | 0 | 0 | 0 | 0 | 0 | 0 | 0 | 0 | 0 | 0 | 0 | 0 | 0 | 0 | 0 | 0 | 0 | 0 | 0 | 0 | 0 | 0 | 0 | 0 | 0 | 0 | 0 | 0 | 0 | 0 | 0 | 0
Commercial_Grocery_New_Space Heating_Natural Gas_Unit Heater_E4_Baseline Forecast | Commercial | Grocery | New | Space Heating | Natural Gas | Unit Heater | E4 |  | Baseline Forecast | 0 | 0 | 0 | 0 | 0 | 0 | 0 | 0 | 0 | 0 | 0 | 0 | 0 | 0 | 0 | 0 | 0 | 0 | 0 | 0 | 0 | 0 | 0 | 0 | 0 | 0 | 0 | 0 | 0 | 0 | 0 | 0 | 0 | 0 | 0 | 0 | 0 | 0 | 0 | 0 | 0 | 0 | 0 | 0 | 0 | 0 | 0 | 0 | 0 | 0 | 0
Commercial_Grocery_New_Space Heating_Natural Gas_Unit Heater_E5_Baseline Forecast | Commercial | Grocery | New | Space Heating | Natural Gas | Unit Heater | E5 |  | Baseline Forecast | 0 | 0 | 0 | 0 | 0 | 0 | 0 | 0 | 0 | 0 | 0 | 0 | 0 | 0 | 0 | 0 | 0 | 0 | 0 | 0 | 0 | 0 | 0 | 0 | 0 | 0 | 0 | 0 | 0 | 0 | 0 | 0 | 0 | 0 | 0 | 0 | 0 | 0 | 0 | 0 | 0 | 0 | 0 | 0 | 0 | 0 | 0 | 0 | 0 | 0 | 0
Commercial_Grocery_New_Space Heating_Natural Gas_Unit Heater_E6_Baseline Forecast | Commercial | Grocery | New | Space Heating | Natural Gas | Unit Heater | E6 |  | Baseline Forecast | 0 | 0 | 0 | 0 | 0 | 0 | 0 | 0 | 0 | 0 | 0 | 0 | 0 | 0 | 0 | 0 | 0 | 0 | 0 | 0 | 0 | 0 | 0 | 0 | 0 | 0 | 0 | 0 | 0 | 0 | 0 | 0 | 0 | 0 | 0 | 0 | 0 | 0 | 0 | 0 | 0 | 0 | 0 | 0 | 0 | 0 | 0 | 0 | 0 | 0 | 0
Commercial_Grocery_New_Space Heating_Natural Gas_Unit Heater_E7_Baseline Forecast | Commercial | Grocery | New | Space Heating | Natural Gas | Unit Heater | E7 |  | Baseline Forecast | 0 | 0 | 0 | 0 | 0 | 0 | 0 | 0 | 0 | 0 | 0 | 0 | 0 | 0 | 0 | 0 | 0 | 0 | 0 | 0 | 0 | 0 | 0 | 0 | 0 | 0 | 0 | 0 | 0 | 0 | 0 | 0 | 0 | 0 | 0 | 0 | 0 | 0 | 0 | 0 | 0 | 0 | 0 | 0 | 0 | 0 | 0 | 0 | 0 | 0 | 0
Commercial_Grocery_New_Space Heating_Natural Gas_Unit Heater_E8_Baseline Forecast | Commercial | Grocery | New | Space Heating | Natural Gas | Unit Heater | E8 |  | Baseline Forecast | 0 | 0 | 0 | 0 | 0 | 0 | 0 | 0 | 0 | 0 | 0 | 0 | 0 | 0 | 0 | 0 | 0 | 0 | 0 | 0 | 0 | 0 | 0 | 0 | 0 | 0 | 0 | 0 | 0 | 0 | 0 | 0 | 0 | 0 | 0 | 0 | 0 | 0 | 0 | 0 | 0 | 0 | 0 | 0 | 0 | 0 | 0 | 0 | 0 | 0 | 0
Commercial_Grocery_New_Space Heating_Natural Gas_Unit Heater_E9_Baseline Forecast | Commercial | Grocery | New | Space Heating | Natural Gas | Unit Heater | E9 |  | Baseline Forecast | 0 | 0 | 0 | 0 | 0 | 0 | 0 | 0 | 0 | 0 | 0 | 0 | 0 | 0 | 0 | 0 | 0 | 0 | 0 | 0 | 0 | 0 | 0 | 0 | 0 | 0 | 0 | 0 | 0 | 0 | 0 | 0 | 0 | 0 | 0 | 0 | 0 | 0 | 0 | 0 | 0 | 0 | 0 | 0 | 0 | 0 | 0 | 0 | 0 | 0 | 0
Commercial_Grocery_New_Space Heating_Natural Gas_Unit Heater_E10_Baseline Forecast | Commercial | Grocery | New | Space Heating | Natural Gas | Unit Heater | E10 |  | Baseline Forecast | 0 | 0 | 0 | 0 | 0 | 0 | 0 | 0 | 0 | 0 | 0 | 0 | 0 | 0 | 0 | 0 | 0 | 0 | 0 | 0 | 0 | 0 | 0 | 0 | 0 | 0 | 0 | 0 | 0 | 0 | 0 | 0 | 0 | 0 | 0 | 0 | 0 | 0 | 0 | 0 | 0 | 0 | 0 | 0 | 0 | 0 | 0 | 0 | 0 | 0 | 0
Commercial_Grocery_New_Space Heating_Natural Gas_Unit Heater_Vintage_Baseline Forecast | Commercial | Grocery | New | Space Heating | Natural Gas | Unit Heater | Vintage |  | Baseline Forecast | 0 | 0 | 0 | 0 | 0 | 0 | 0 | 0 | 0 | 0 | 0 | 0 | 0 | 0 | 0 | 0 | 0 | 0 | 0 | 0 | 0 | 0 | 0 | 0 | 0 | 0 | 0 | 0 | 0 | 0 | 0 | 0 | 0 | 0 | 0 | 0 | 0 | 0 | 0 | 0 | 0 | 0 | 0 | 0 | 0 | 0 | 0 | 0 | 0 | 0 | 0
Commercial_Grocery_New_Water Heating_Natural Gas_Water Heater_E1_Baseline Forecast | Commercial | Grocery | New | Water Heating | Natural Gas | Water Heater | E1 |  | Baseline Forecast | 0 | 0 | 0 | 0 | 0 | 0 | 0 | 0 | 0 | 0 | 0 | 0 | 0 | 0 | 0 | 0 | 0 | 0 | 0 | 0 | 0 | 0 | 0 | 0 | 0 | 0 | 0 | 0 | 0 | 0 | 0 | 0 | 0
Commercial_Grocery_New_Water Heating_Natural Gas_Water Heater_E2_Baseline Forecast | Commercial | Grocery | New | Water Heating | Natural Gas | Water Heater | E2 |  | Baseline Forecast | 0 | 0 | 0 | 0 | 0 | 0 | 0 | 0 | 0 | 0 | 0 | 0 | 0 | 0 | 0 | 0 | 0 | 0 | 0 | 0 | 0 | 0 | 0 | 0 | 0 | 0 | 0 | 0 | 0 | 0 | 0 | 0 | 0
Commercial_Grocery_New_Water Heating_Natural Gas_Water Heater_E3_Baseline Forecast | Commercial | Grocery | New | Water Heating | Natural Gas | Water Heater | E3 |  | Baseline Forecast | 0 | 0 | 0 | 0 | 0 | 0 | 0 | 0 | 0 | 0 | 0 | 0 | 0 | 0 | 0 | 0 | 0 | 0 | 0 | 0 | 0 | 0 | 0 | 0 | 0 | 0 | 0 | 0 | 0 | 0 | 0 | 0 | 0
Commercial_Grocery_New_Water Heating_Natural Gas_Water Heater_E4_Baseline Forecast | Commercial | Grocery | New | Water Heating | Natural Gas | Water Heater | E4 |  | Baseline Forecast | 0 | 0 | 0 | 0 | 0 | 0 | 0 | 0 | 0 | 0 | 0 | 0 | 0 | 0 | 0 | 0 | 0 | 0 | 0 | 0 | 0 | 0 | 0 | 0 | 0 | 0 | 0 | 0 | 0 | 0 | 0 | 0 | 0
Commercial_Grocery_New_Water Heating_Natural Gas_Water Heater_E5_Baseline Forecast | Commercial | Grocery | New | Water Heating | Natural Gas | Water Heater | E5 |  | Baseline Forecast | 0 | 0 | 0 | 0 | 0 | 0 | 0 | 0 | 0 | 0 | 0 | 0 | 0 | 0 | 0 | 0 | 0 | 0 | 0 | 0 | 0 | 0 | 0 | 0 | 0 | 0 | 0 | 0 | 0 | 0 | 0 | 0 | 0
Commercial_Grocery_New_Water Heating_Natural Gas_Water Heater_E6_Baseline Forecast | Commercial | Grocery | New | Water Heating | Natural Gas | Water Heater | E6 |  | Baseline Forecast | 0 | 0 | 0 | 0 | 0 | 0 | 0 | 0 | 0 | 0 | 0 | 0 | 0 | 0 | 0 | 0 | 0 | 0 | 0 | 0 | 0 | 0 | 0 | 0 | 0 | 0 | 0 | 0 | 0 | 0 | 0 | 0 | 0
Commercial_Grocery_New_Water Heating_Natural Gas_Water Heater_E7_Baseline Forecast | Commercial | Grocery | New | Water Heating | Natural Gas | Water Heater | E7 |  | Baseline Forecast | 0 | 0 | 0 | 0 | 0 | 0 | 0 | 0 | 0 | 0 | 0 | 0 | 0 | 0 | 0 | 0 | 0 | 0 | 0 | 0 | 0 | 0 | 0 | 0 | 0 | 0 | 0 | 0 | 0 | 0 | 0 | 0 | 0
Commercial_Grocery_New_Water Heating_Natural Gas_Water Heater_E8_Baseline Forecast | Commercial | Grocery | New | Water Heating | Natural Gas | Water Heater | E8 |  | Baseline Forecast | 0 | 0 | 0 | 0 | 0 | 0 | 0 | 0 | 0 | 0 | 0 | 0 | 0 | 0 | 0 | 0 | 0 | 0 | 0 | 0 | 0 | 0 | 0 | 0 | 0 | 0 | 0 | 0 | 0 | 0 | 0 | 0 | 0
Commercial_Grocery_New_Water Heating_Natural Gas_Water Heater_E9_Baseline Forecast | Commercial | Grocery | New | Water Heating | Natural Gas | Water Heater | E9 |  | Baseline Forecast | 0 | 0 | 0 | 0 | 0 | 0 | 0 | 0 | 0 | 0 | 0 | 0 | 0 | 0 | 0 | 0 | 0 | 0 | 0 | 0 | 0 | 0 | 0 | 0 | 0 | 0 | 0 | 0 | 0 | 0 | 0 | 0 | 0
Commercial_Grocery_New_Water Heating_Natural Gas_Water Heater_E10_Baseline Forecast | Commercial | Grocery | New | Water Heating | Natural Gas | Water Heater | E10 |  | Baseline Forecast | 0 | 0 | 0 | 0 | 0 | 0 | 0 | 0 | 0 | 0 | 0 | 0 | 0 | 0 | 0 | 0 | 0 | 0 | 0 | 0 | 0 | 0 | 0 | 0 | 0 | 0 | 0 | 0 | 0 | 0 | 0 | 0 | 0
Commercial_Grocery_New_Water Heating_Natural Gas_Water Heater_Vintage_Baseline Forecast | Commercial | Grocery | New | Water Heating | Natural Gas | Water Heater | Vintage |  | Baseline Forecast | 0 | 0 | 0 | 0 | 0 | 0 | 0 | 0 | 0 | 0 | 0 | 0 | 0 | 0 | 0 | 0 | 0 | 0 | 0 | 0 | 0 | 0 | 0 | 0 | 0 | 0 | 0 | 0 | 0 | 0 | 0 | 0 | 0
Commercial_Grocery_New_Food Preparation_Natural Gas_Oven_E1_Baseline Forecast | Commercial | Grocery | New | Food Preparation | Natural Gas | Oven | E1 |  | Baseline Forecast | 0 | 516.9666 | 3009.3188 | 4603.1111 | 6509.4434 | 8473.4556 | 10445.5365 | 12151.1221 | 13831.307 | 15549.3601 | 17293.5651 | 19021.3785 | 20719.2032 | 22390.294 | 24060.3389 | 25722.0501 | 27389.3808 | 29009.7864 | 30565.2571 | 32066.3086 | 33565.44 | 35092.9449 | 36639.241 | 38199.4874 | 39774.1371 | 41350.7047 | 42929.7976 | 44508.5133 | 46093.6052 | 47682.0637 | 49283.4971 | 50887.3311 | 51555.3125
Commercial_Grocery_New_Food Preparation_Natural Gas_Oven_E2_Baseline Forecast | Commercial | Grocery | New | Food Preparation | Natural Gas | Oven | E2 |  | Baseline Forecast | 0 | 743.9568 | 4333.5062 | 6626.475 | 9367.3434 | 12192.6965 | 15034.0482 | 17494.4731 | 19921.9142 | 22407.6324 | 24935.6261 | 27447.5564 | 29923.1615 | 32368.6142 | 34821.0633 | 37269.3783 | 39735.8923 | 42152.8902 | 44474.4557 | 46725.3467 | 48980.0011 | 51282.2913 | 53615.7026 | 55976.2135 | 58364.4429 | 60761.9197 | 63172.407 | 65585.9588 | 68010.7461 | 70440.9076 | 72887.9933 | 75335.6213 | 76388.7379
Commercial_Grocery_New_Food Preparation_Natural Gas_Oven_E3_Baseline Forecast | Commercial | Grocery | New | Food Preparation | Natural Gas | Oven | E3 |  | Baseline Forecast | 0 | 0 | 0 | 0 | 0 | 0 | 0 | 0 | 0 | 0 | 0 | 0 | 0 | 0 | 0 | 0 | 0 | 0 | 0 | 0 | 0 | 0 | 0 | 0 | 0 | 0 | 0 | 0 | 0 | 0 | 0 | 0 | 0
Commercial_Grocery_New_Food Preparation_Natural Gas_Oven_E4_Baseline Forecast | Commercial | Grocery | New | Food Preparation | Natural Gas | Oven | E4 |  | Baseline Forecast | 0 | 0 | 0 | 0 | 0 | 0 | 0 | 0 | 0 | 0 | 0 | 0 | 0 | 0 | 0 | 0 | 0 | 0 | 0 | 0 | 0 | 0 | 0 | 0 | 0 | 0 | 0 | 0 | 0 | 0 | 0 | 0 | 0
Commercial_Grocery_New_Food Preparation_Natural Gas_Oven_E5_Baseline Forecast | Commercial | Grocery | New | Food Preparation | Natural Gas | Oven | E5 |  | Baseline Forecast | 0 | 0 | 0 | 0 | 0 | 0 | 0 | 0 | 0 | 0 | 0 | 0 | 0 | 0 | 0 | 0 | 0 | 0 | 0 | 0 | 0 | 0 | 0 | 0 | 0 | 0 | 0 | 0 | 0 | 0 | 0 | 0 | 0
Commercial_Grocery_New_Food Preparation_Natural Gas_Oven_E6_Baseline Forecast | Commercial | Grocery | New | Food Preparation | Natural Gas | Oven | E6 |  | Baseline Forecast | 0 | 0 | 0 | 0 | 0 | 0 | 0 | 0 | 0 | 0 | 0 | 0 | 0 | 0 | 0 | 0 | 0 | 0 | 0 | 0 | 0 | 0 | 0 | 0 | 0 | 0 | 0 | 0 | 0 | 0 | 0 | 0 | 0
Commercial_Grocery_New_Food Preparation_Natural Gas_Oven_E7_Baseline Forecast | Commercial | Grocery | New | Food Preparation | Natural Gas | Oven | E7 |  | Baseline Forecast | 0 | 0 | 0 | 0 | 0 | 0 | 0 | 0 | 0 | 0 | 0 | 0 | 0 | 0 | 0 | 0 | 0 | 0 | 0 | 0 | 0 | 0 | 0 | 0 | 0 | 0 | 0 | 0 | 0 | 0 | 0 | 0 | 0
Commercial_Grocery_New_Food Preparation_Natural Gas_Oven_E8_Baseline Forecast | Commercial | Grocery | New | Food Preparation | Natural Gas | Oven | E8 |  | Baseline Forecast | 0 | 0 | 0 | 0 | 0 | 0 | 0 | 0 | 0 | 0 | 0 | 0 | 0 | 0 | 0 | 0 | 0 | 0 | 0 | 0 | 0 | 0 | 0 | 0 | 0 | 0 | 0 | 0 | 0 | 0 | 0 | 0 | 0
Commercial_Grocery_New_Food Preparation_Natural Gas_Oven_E9_Baseline Forecast | Commercial | Grocery | New | Food Preparation | Natural Gas | Oven | E9 |  | Baseline Forecast | 0 | 0 | 0 | 0 | 0 | 0 | 0 | 0 | 0 | 0 | 0 | 0 | 0 | 0 | 0 | 0 | 0 | 0 | 0 | 0 | 0 | 0 | 0 | 0 | 0 | 0 | 0 | 0 | 0 | 0 | 0 | 0 | 0
Commercial_Grocery_New_Food Preparation_Natural Gas_Oven_E10_Baseline Forecast | Commercial | Grocery | New | Food Preparation | Natural Gas | Oven | E10 |  | Baseline Forecast | 0 | 0 | 0 | 0 | 0 | 0 | 0 | 0 | 0 | 0 | 0 | 0 | 0 | 0 | 0 | 0 | 0 | 0 | 0 | 0 | 0 | 0 | 0 | 0 | 0 | 0 | 0 | 0 | 0 | 0 | 0 | 0 | 0
Commercial_Grocery_New_Food Preparation_Natural Gas_Oven_Vintage_Baseline Forecast | Commercial | Grocery | New | Food Preparation | Natural Gas | Oven | Vintage |  | Baseline Forecast | 0 | 0 | 0 | 0 | 0 | 0 | 0 | 0 | 0 | 0 | 0 | 0 | 0 | 0 | 0 | 0 | 0 | 0 | 0 | 0 | 0 | 0 | 0 | 0 | 0 | 0 | 0 | 0 | 0 | 0 | 0 | 0 | 0
Commercial_Grocery_New_Food Preparation_Natural Gas_Conveyor Oven_E1_Baseline Forecast | Commercial | Grocery | New | Food Preparation | Natural Gas | Conveyor Oven | E1 |  | Baseline Forecast | 0 | 258.454 | 1504.7302 | 2301.255 | 3253.6182 | 4234.8889 | 5220.6751 | 6073.5586 | 6914.1387 | 7774.0438 | 8647.5918 | 9514.1693 | 10366.8532 | 11207.5733 | 12049.1843 | 12887.9308 | 13731.2312 | 14554.2938 | 15343.1243 | 16105.5295 | 16867.2922 | 17643.6109 | 18428.9044 | 19220.4588 | 20021.4033 | 20824.2465 | 21630.2638 | 22436.9919 | 23247.7431 | 24060.4958 | 24879.5585 | 25699.4919 | 26045.8926
Commercial_Grocery_New_Food Preparation_Natural Gas_Conveyor Oven_E2_Baseline Forecast | Commercial | Grocery | New | Food Preparation | Natural Gas | Conveyor Oven | E2 |  | Baseline Forecast | 0 | 372.0077 | 2166.6823 | 3313.5381 | 4684.7751 | 6098.1872 | 7519.1173 | 8749.239 | 9962.4719 | 11204.4524 | 12467.0038 | 13720.2981 | 14954.3292 | 16171.8808 | 17391.5169 | 18607.7834 | 19831.4053 | 21027.0445 | 22176.7321 | 23290.2982 | 24405.4283 | 25544.0072 | 26698.5674 | 27867.3917 | 29047.8867 | 30232.0657 | 31420.8385 | 32610.2442 | 33804.4326 | 35000.9899 | 36206.1867 | 37411.9843 | 37926.1326
Commercial_Grocery_New_Food Preparation_Natural Gas_Conveyor Oven_E3_Baseline Forecast | Commercial | Grocery | New | Food Preparation | Natural Gas | Conveyor Oven | E3 |  | Baseline Forecast | 0 | 0 | 0 | 0 | 0 | 0 | 0 | 0 | 0 | 0 | 0 | 0 | 0 | 0 | 0 | 0 | 0 | 0 | 0 | 0 | 0 | 0 | 0 | 0 | 0 | 0 | 0 | 0 | 0 | 0 | 0 | 0 | 0
Commercial_Grocery_New_Food Preparation_Natural Gas_Conveyor Oven_E4_Baseline Forecast | Commercial | Grocery | New | Food Preparation | Natural Gas | Conveyor Oven | E4 |  | Baseline Forecast | 0 | 0 | 0 | 0 | 0 | 0 | 0 | 0 | 0 | 0 | 0 | 0 | 0 | 0 | 0 | 0 | 0 | 0 | 0 | 0 | 0 | 0 | 0 | 0 | 0 | 0 | 0 | 0 | 0 | 0 | 0 | 0 | 0
Commercial_Grocery_New_Food Preparation_Natural Gas_Conveyor Oven_E5_Baseline Forecast | Commercial | Grocery | New | Food Preparation | Natural Gas | Conveyor Oven | E5 |  | Baseline Forecast | 0 | 0 | 0 | 0 | 0 | 0 | 0 | 0 | 0 | 0 | 0 | 0 | 0 | 0 | 0 | 0 | 0 | 0 | 0 | 0 | 0 | 0 | 0 | 0 | 0 | 0 | 0 | 0 | 0 | 0 | 0 | 0 | 0
Commercial_Grocery_New_Food Preparation_Natural Gas_Conveyor Oven_E6_Baseline Forecast | Commercial | Grocery | New | Food Preparation | Natural Gas | Conveyor Oven | E6 |  | Baseline Forecast | 0 | 0 | 0 | 0 | 0 | 0 | 0 | 0 | 0 | 0 | 0 | 0 | 0 | 0 | 0 | 0 | 0 | 0 | 0 | 0 | 0 | 0 | 0 | 0 | 0 | 0 | 0 | 0 | 0 | 0 | 0 | 0 | 0
Commercial_Grocery_New_Food Preparation_Natural Gas_Conveyor Oven_E7_Baseline Forecast | Commercial | Grocery | New | Food Preparation | Natural Gas | Conveyor Oven | E7 |  | Baseline Forecast | 0 | 0 | 0 | 0 | 0 | 0 | 0 | 0 | 0 | 0 | 0 | 0 | 0 | 0 | 0 | 0 | 0 | 0 | 0 | 0 | 0 | 0 | 0 | 0 | 0 | 0 | 0 | 0 | 0 | 0 | 0 | 0 | 0
Commercial_Grocery_New_Food Preparation_Natural Gas_Conveyor Oven_E8_Baseline Forecast | Commercial | Grocery | New | Food Preparation | Natural Gas | Conveyor Oven | E8 |  | Baseline Forecast | 0 | 0 | 0 | 0 | 0 | 0 | 0 | 0 | 0 | 0 | 0 | 0 | 0 | 0 | 0 | 0 | 0 | 0 | 0 | 0 | 0 | 0 | 0 | 0 | 0 | 0 | 0 | 0 | 0 | 0 | 0 | 0 | 0
Commercial_Grocery_New_Food Preparation_Natural Gas_Conveyor Oven_E9_Baseline Forecast | Commercial | Grocery | New | Food Preparation | Natural Gas | Conveyor Oven | E9 |  | Baseline Forecast | 0 | 0 | 0 | 0 | 0 | 0 | 0 | 0 | 0 | 0 | 0 | 0 | 0 | 0 | 0 | 0 | 0 | 0 | 0 | 0 | 0 | 0 | 0 | 0 | 0 | 0 | 0 | 0 | 0 | 0 | 0 | 0 | 0
Commercial_Grocery_New_Food Preparation_Natural Gas_Conveyor Oven_E10_Baseline Forecast | Commercial | Grocery | New | Food Preparation | Natural Gas | Conveyor Oven | E10 |  | Baseline Forecast | 0 | 0 | 0 | 0 | 0 | 0 | 0 | 0 | 0 | 0 | 0 | 0 | 0 | 0 | 0 | 0 | 0 | 0 | 0 | 0 | 0 | 0 | 0 | 0 | 0 | 0 | 0 | 0 | 0 | 0 | 0 | 0 | 0
Commercial_Grocery_New_Food Preparation_Natural Gas_Conveyor Oven_Vintage_Baseline Forecast | Commercial | Grocery | New | Food Preparation | Natural Gas | Conveyor Oven | Vintage |  | Baseline Forecast | 0 | 0 | 0 | 0 | 0 | 0 | 0 | 0 | 0 | 0 | 0 | 0 | 0 | 0 | 0 | 0 | 0 | 0 | 0 | 0 | 0 | 0 | 0 | 0 | 0 | 0 | 0 | 0 | 0 | 0 | 0 | 0 | 0
Commercial_Grocery_New_Food Preparation_Natural Gas_Double Rack Oven_E1_Baseline Forecast | Commercial | Grocery | New | Food Preparation | Natural Gas | Double Rack Oven | E1 |  | Baseline Forecast | 0 | 258.4461 | 1504.1443 | 2300.7589 | 3253.5525 | 4234.9853 | 5220.1338 | 6071.9314 | 6910.787 | 7768.3003 | 8638.7807 | 9501.7312 | 10349.8175 | 11183.3004 | 12015.6908 | 12842.8391 | 13672.1826 | 14478.6486 | 15247.2902 | 15991.1965 | 16733.4544 | 17489.9366 | 18255.9315 | 19030.118 | 19811.7469 | 20594.5062 | 21379.3456 | 22163.913 | 22951.2369 | 23738.8471 | 24532.6867 | 25327.7074 | 25657.7704
Commercial_Grocery_New_Food Preparation_Natural Gas_Double Rack Oven_E2_Baseline Forecast | Commercial | Grocery | New | Food Preparation | Natural Gas | Double Rack Oven | E2 |  | Baseline Forecast | 0 | 372.0156 | 2167.2682 | 3314.0342 | 4684.8409 | 6098.0907 | 7519.6586 | 8750.8662 | 9965.8236 | 11210.1959 | 12475.8149 | 13732.7363 | 14971.3648 | 16196.1537 | 17425.0103 | 18652.8751 | 19890.4539 | 21102.6897 | 22272.5662 | 23404.6311 | 24539.2662 | 25697.6815 | 26871.5403 | 28057.7325 | 29257.5431 | 30461.806 | 31671.7568 | 32883.3231 | 34100.9388 | 35322.6385 | 36553.0585 | 37783.7688 | 38314.2548
Commercial_Grocery_New_Food Preparation_Natural Gas_Double Rack Oven_E3_Baseline Forecast | Commercial | Grocery | New | Food Preparation | Natural Gas | Double Rack Oven | E3 |  | Baseline Forecast | 0 | 0 | 0 | 0 | 0 | 0 | 0 | 0 | 0 | 0 | 0 | 0 | 0 | 0 | 0 | 0 | 0 | 0 | 0 | 0 | 0 | 0 | 0 | 0 | 0 | 0 | 0 | 0 | 0 | 0 | 0 | 0 | 0
Commercial_Grocery_New_Food Preparation_Natural Gas_Double Rack Oven_E4_Baseline Forecast | Commercial | Grocery | New | Food Preparation | Natural Gas | Double Rack Oven | E4 |  | Baseline Forecast | 0 | 0 | 0 | 0 | 0 | 0 | 0 | 0 | 0 | 0 | 0 | 0 | 0 | 0 | 0 | 0 | 0 | 0 | 0 | 0 | 0 | 0 | 0 | 0 | 0 | 0 | 0 | 0 | 0 | 0 | 0 | 0 | 0
Commercial_Grocery_New_Food Preparation_Natural Gas_Double Rack Oven_E5_Baseline Forecast | Commercial | Grocery | New | Food Preparation | Natural Gas | Double Rack Oven | E5 |  | Baseline Forecast | 0 | 0 | 0 | 0 | 0 | 0 | 0 | 0 | 0 | 0 | 0 | 0 | 0 | 0 | 0 | 0 | 0 | 0 | 0 | 0 | 0 | 0 | 0 | 0 | 0 | 0 | 0 | 0 | 0 | 0 | 0 | 0 | 0
Commercial_Grocery_New_Food Preparation_Natural Gas_Double Rack Oven_E6_Baseline Forecast | Commercial | Grocery | New | Food Preparation | Natural Gas | Double Rack Oven | E6 |  | Baseline Forecast | 0 | 0 | 0 | 0 | 0 | 0 | 0 | 0 | 0 | 0 | 0 | 0 | 0 | 0 | 0 | 0 | 0 | 0 | 0 | 0 | 0 | 0 | 0 | 0 | 0 | 0 | 0 | 0 | 0 | 0 | 0 | 0 | 0
Commercial_Grocery_New_Food Preparation_Natural Gas_Double Rack Oven_E7_Baseline Forecast | Commercial | Grocery | New | Food Preparation | Natural Gas | Double Rack Oven | E7 |  | Baseline Forecast | 0 | 0 | 0 | 0 | 0 | 0 | 0 | 0 | 0 | 0 | 0 | 0 | 0 | 0 | 0 | 0 | 0 | 0 | 0 | 0 | 0 | 0 | 0 | 0 | 0 | 0 | 0 | 0 | 0 | 0 | 0 | 0 | 0
Commercial_Grocery_New_Food Preparation_Natural Gas_Double Rack Oven_E8_Baseline Forecast | Commercial | Grocery | New | Food Preparation | Natural Gas | Double Rack Oven | E8 |  | Baseline Forecast | 0 | 0 | 0 | 0 | 0 | 0 | 0 | 0 | 0 | 0 | 0 | 0 | 0 | 0 | 0 | 0 | 0 | 0 | 0 | 0 | 0 | 0 | 0 | 0 | 0 | 0 | 0 | 0 | 0 | 0 | 0 | 0 | 0
Commercial_Grocery_New_Food Preparation_Natural Gas_Double Rack Oven_E9_Baseline Forecast | Commercial | Grocery | New | Food Preparation | Natural Gas | Double Rack Oven | E9 |  | Baseline Forecast | 0 | 0 | 0 | 0 | 0 | 0 | 0 | 0 | 0 | 0 | 0 | 0 | 0 | 0 | 0 | 0 | 0 | 0 | 0 | 0 | 0 | 0 | 0 | 0 | 0 | 0 | 0 | 0 | 0 | 0 | 0 | 0 | 0
Commercial_Grocery_New_Food Preparation_Natural Gas_Double Rack Oven_E10_Baseline Forecast | Commercial | Grocery | New | Food Preparation | Natural Gas | Double Rack Oven | E10 |  | Baseline Forecast | 0 | 0 | 0 | 0 | 0 | 0 | 0 | 0 | 0 | 0 | 0 | 0 | 0 | 0 | 0 | 0 | 0 | 0 | 0 | 0 | 0 | 0 | 0 | 0 | 0 | 0 | 0 | 0 | 0 | 0 | 0 | 0 | 0
Commercial_Grocery_New_Food Preparation_Natural Gas_Double Rack Oven_Vintage_Baseline Forecast | Commercial | Grocery | New | Food Preparation | Natural Gas | Double Rack Oven | Vintage |  | Baseline Forecast | 0 | 0 | 0 | 0 | 0 | 0 | 0 | 0 | 0 | 0 | 0 | 0 | 0 | 0 | 0 | 0 | 0 | 0 | 0 | 0 | 0 | 0 | 0 | 0 | 0 | 0 | 0 | 0 | 0 | 0 | 0 | 0 | 0
Commercial_Grocery_New_Food Preparation_Natural Gas_Fryer_E1_Baseline Forecast | Commercial | Grocery | New | Food Preparation | Natural Gas | Fryer | E1 |  | Baseline Forecast | 0 | 1866.2423 | 10866.3975 | 10866.3975 | 10866.3975 | 10866.3975 | 10866.3975 | 10866.3975 | 10866.3975 | 10493.1491 | 8394.5193 | 6715.6154 | 5372.4923 | 4297.9939 | 2949.1709 | 0 | 0 | 0 | 0 | 0 | 0 | 0 | 0 | 0 | 0 | 0 | 0 | 0 | 0 | 0 | 0 | 0 | 0
Commercial_Grocery_New_Food Preparation_Natural Gas_Fryer_E2_Baseline Forecast | Commercial | Grocery | New | Food Preparation | Natural Gas | Fryer | E2 |  | Baseline Forecast | 0 | 655.6044 | 3819.2525 | 11592.7748 | 20887.176 | 30465.9067 | 40092.772 | 48424.7929 | 56640.0449 | 65420.8358 | 76063.8632 | 86222.2543 | 95912.2372 | 105219.8226 | 114813.6337 | 125982.8568 | 134250.5462 | 142325.3533 | 150079.4256 | 157583.3105 | 165090.8822 | 172750.4724 | 180509.8872 | 188351.4019 | 196277.16 | 204225.2488 | 212204.4094 | 220188.9443 | 228208.7027 | 236245.9426 | 244342.9808 | 252445.9048 | 255888.1009
Commercial_Grocery_New_Food Preparation_Natural Gas_Fryer_E3_Baseline Forecast | Commercial | Grocery | New | Food Preparation | Natural Gas | Fryer | E3 |  | Baseline Forecast | 0 | 0 | 0 | 0 | 0 | 0 | 0 | 0 | 0 | 0 | 0 | 0 | 0 | 0 | 0 | 0 | 0 | 0 | 0 | 0 | 0 | 0 | 0 | 0 | 0 | 0 | 0 | 0 | 0 | 0 | 0 | 0 | 0
Commercial_Grocery_New_Food Preparation_Natural Gas_Fryer_E4_Baseline Forecast | Commercial | Grocery | New | Food Preparation | Natural Gas | Fryer | E4 |  | Baseline Forecast | 0 | 0 | 0 | 0 | 0 | 0 | 0 | 0 | 0 | 0 | 0 | 0 | 0 | 0 | 0 | 0 | 0 | 0 | 0 | 0 | 0 | 0 | 0 | 0 | 0 | 0 | 0 | 0 | 0 | 0 | 0 | 0 | 0
Commercial_Grocery_New_Food Preparation_Natural Gas_Fryer_E5_Baseline Forecast | Commercial | Grocery | New | Food Preparation | Natural Gas | Fryer | E5 |  | Baseline Forecast | 0 | 0 | 0 | 0 | 0 | 0 | 0 | 0 | 0 | 0 | 0 | 0 | 0 | 0 | 0 | 0 | 0 | 0 | 0 | 0 | 0 | 0 | 0 | 0 | 0 | 0 | 0 | 0 | 0 | 0 | 0 | 0 | 0
Commercial_Grocery_New_Food Preparation_Natural Gas_Fryer_E6_Baseline Forecast | Commercial | Grocery | New | Food Preparation | Natural Gas | Fryer | E6 |  | Baseline Forecast | 0 | 0 | 0 | 0 | 0 | 0 | 0 | 0 | 0 | 0 | 0 | 0 | 0 | 0 | 0 | 0 | 0 | 0 | 0 | 0 | 0 | 0 | 0 | 0 | 0 | 0 | 0 | 0 | 0 | 0 | 0 | 0 | 0
Commercial_Grocery_New_Food Preparation_Natural Gas_Fryer_E7_Baseline Forecast | Commercial | Grocery | New | Food Preparation | Natural Gas | Fryer | E7 |  | Baseline Forecast | 0 | 0 | 0 | 0 | 0 | 0 | 0 | 0 | 0 | 0 | 0 | 0 | 0 | 0 | 0 | 0 | 0 | 0 | 0 | 0 | 0 | 0 | 0 | 0 | 0 | 0 | 0 | 0 | 0 | 0 | 0 | 0 | 0
Commercial_Grocery_New_Food Preparation_Natural Gas_Fryer_E8_Baseline Forecast | Commercial | Grocery | New | Food Preparation | Natural Gas | Fryer | E8 |  | Baseline Forecast | 0 | 0 | 0 | 0 | 0 | 0 | 0 | 0 | 0 | 0 | 0 | 0 | 0 | 0 | 0 | 0 | 0 | 0 | 0 | 0 | 0 | 0 | 0 | 0 | 0 | 0 | 0 | 0 | 0 | 0 | 0 | 0 | 0
Commercial_Grocery_New_Food Preparation_Natural Gas_Fryer_E9_Baseline Forecast | Commercial | Grocery | New | Food Preparation | Natural Gas | Fryer | E9 |  | Baseline Forecast | 0 | 0 | 0 | 0 | 0 | 0 | 0 | 0 | 0 | 0 | 0 | 0 | 0 | 0 | 0 | 0 | 0 | 0 | 0 | 0 | 0 | 0 | 0 | 0 | 0 | 0 | 0 | 0 | 0 | 0 | 0 | 0 | 0
Commercial_Grocery_New_Food Preparation_Natural Gas_Fryer_E10_Baseline Forecast | Commercial | Grocery | New | Food Preparation | Natural Gas | Fryer | E10 |  | Baseline Forecast | 0 | 0 | 0 | 0 | 0 | 0 | 0 | 0 | 0 | 0 | 0 | 0 | 0 | 0 | 0 | 0 | 0 | 0 | 0 | 0 | 0 | 0 | 0 | 0 | 0 | 0 | 0 | 0 | 0 | 0 | 0 | 0 | 0
Commercial_Grocery_New_Food Preparation_Natural Gas_Fryer_Vintage_Baseline Forecast | Commercial | Grocery | New | Food Preparation | Natural Gas | Fryer | Vintage |  | Baseline Forecast | 0 | 0 | 0 | 0 | 0 | 0 | 0 | 0 | 0 | 0 | 0 | 0 | 0 | 0 | 0 | 0 | 0 | 0 | 0 | 0 | 0 | 0 | 0 | 0 | 0 | 0 | 0 | 0 | 0 | 0 | 0 | 0 | 0
Commercial_Grocery_New_Food Preparation_Natural Gas_Broiler_E1_Baseline Forecast | Commercial | Grocery | New | Food Preparation | Natural Gas | Broiler | E1 |  | Baseline Forecast | 0 | 0 | 0 | 0 | 0 | 0 | 0 | 0 | 0 | 0 | 0 | 0 | 0 | 0 | 0 | 0 | 0 | 0 | 0 | 0 | 0 | 0 | 0 | 0 | 0 | 0 | 0 | 0 | 0 | 0 | 0 | 0 | 0
Commercial_Grocery_New_Food Preparation_Natural Gas_Broiler_E2_Baseline Forecast | Commercial | Grocery | New | Food Preparation | Natural Gas | Broiler | E2 |  | Baseline Forecast | 0 | 0 | 0 | 0 | 0 | 0 | 0 | 0 | 0 | 0 | 0 | 0 | 0 | 0 | 0 | 0 | 0 | 0 | 0 | 0 | 0 | 0 | 0 | 0 | 0 | 0 | 0 | 0 | 0 | 0 | 0 | 0 | 0
Commercial_Grocery_New_Food Preparation_Natural Gas_Broiler_E3_Baseline Forecast | Commercial | Grocery | New | Food Preparation | Natural Gas | Broiler | E3 |  | Baseline Forecast | 0 | 0 | 0 | 0 | 0 | 0 | 0 | 0 | 0 | 0 | 0 | 0 | 0 | 0 | 0 | 0 | 0 | 0 | 0 | 0 | 0 | 0 | 0 | 0 | 0 | 0 | 0 | 0 | 0 | 0 | 0 | 0 | 0
Commercial_Grocery_New_Food Preparation_Natural Gas_Broiler_E4_Baseline Forecast | Commercial | Grocery | New | Food Preparation | Natural Gas | Broiler | E4 |  | Baseline Forecast | 0 | 0 | 0 | 0 | 0 | 0 | 0 | 0 | 0 | 0 | 0 | 0 | 0 | 0 | 0 | 0 | 0 | 0 | 0 | 0 | 0 | 0 | 0 | 0 | 0 | 0 | 0 | 0 | 0 | 0 | 0 | 0 | 0
Commercial_Grocery_New_Food Preparation_Natural Gas_Broiler_E5_Baseline Forecast | Commercial | Grocery | New | Food Preparation | Natural Gas | Broiler | E5 |  | Baseline Forecast | 0 | 0 | 0 | 0 | 0 | 0 | 0 | 0 | 0 | 0 | 0 | 0 | 0 | 0 | 0 | 0 | 0 | 0 | 0 | 0 | 0 | 0 | 0 | 0 | 0 | 0 | 0 | 0 | 0 | 0 | 0 | 0 | 0
Commercial_Grocery_New_Food Preparation_Natural Gas_Broiler_E6_Baseline Forecast | Commercial | Grocery | New | Food Preparation | Natural Gas | Broiler | E6 |  | Baseline Forecast | 0 | 0 | 0 | 0 | 0 | 0 | 0 | 0 | 0 | 0 | 0 | 0 | 0 | 0 | 0 | 0 | 0 | 0 | 0 | 0 | 0 | 0 | 0 | 0 | 0 | 0 | 0 | 0 | 0 | 0 | 0 | 0 | 0
Commercial_Grocery_New_Food Preparation_Natural Gas_Broiler_E7_Baseline Forecast | Commercial | Grocery | New | Food Preparation | Natural Gas | Broiler | E7 |  | Baseline Forecast | 0 | 0 | 0 | 0 | 0 | 0 | 0 | 0 | 0 | 0 | 0 | 0 | 0 | 0 | 0 | 0 | 0 | 0 | 0 | 0 | 0 | 0 | 0 | 0 | 0 | 0 | 0 | 0 | 0 | 0 | 0 | 0 | 0
Commercial_Grocery_New_Food Preparation_Natural Gas_Broiler_E8_Baseline Forecast | Commercial | Grocery | New | Food Preparation | Natural Gas | Broiler | E8 |  | Baseline Forecast | 0 | 0 | 0 | 0 | 0 | 0 | 0 | 0 | 0 | 0 | 0 | 0 | 0 | 0 | 0 | 0 | 0 | 0 | 0 | 0 | 0 | 0 | 0 | 0 | 0 | 0 | 0 | 0 | 0 | 0 | 0 | 0 | 0
Commercial_Grocery_New_Food Preparation_Natural Gas_Broiler_E9_Baseline Forecast | Commercial | Grocery | New | Food Preparation | Natural Gas | Broiler | E9 |  | Baseline Forecast | 0 | 0 | 0 | 0 | 0 | 0 | 0 | 0 | 0 | 0 | 0 | 0 | 0 | 0 | 0 | 0 | 0 | 0 | 0 | 0 | 0 | 0 | 0 | 0 | 0 | 0 | 0 | 0 | 0 | 0 | 0 | 0 | 0
Commercial_Grocery_New_Food Preparation_Natural Gas_Broiler_E10_Baseline Forecast | Commercial | Grocery | New | Food Preparation | Natural Gas | Broiler | E10 |  | Baseline Forecast | 0 | 0 | 0 | 0 | 0 | 0 | 0 | 0 | 0 | 0 | 0 | 0 | 0 | 0 | 0 | 0 | 0 | 0 | 0 | 0 | 0 | 0 | 0 | 0 | 0 | 0 | 0 | 0 | 0 | 0 | 0 | 0 | 0
Commercial_Grocery_New_Food Preparation_Natural Gas_Broiler_Vintage_Baseline Forecast | Commercial | Grocery | New | Food Preparation | Natural Gas | Broiler | Vintage |  | Baseline Forecast | 0 | 0 | 0 | 0 | 0 | 0 | 0 | 0 | 0 | 0 | 0 | 0 | 0 | 0 | 0 | 0 | 0 | 0 | 0 | 0 | 0 | 0 | 0 | 0 | 0 | 0 | 0 | 0 | 0 | 0 | 0 | 0 | 0
Commercial_Grocery_New_Food Preparation_Natural Gas_Griddle_E1_Baseline Forecast | Commercial | Grocery | New | Food Preparation | Natural Gas | Griddle | E1 |  | Baseline Forecast | 0 | 1790.4847 | 10426.1153 | 10426.1153 | 10426.1153 | 10426.1153 | 10426.1153 | 10426.1153 | 10426.1153 | 10426.1153 | 10426.1153 | 10426.1153 | 10068.0184 | 8054.4147 | 6443.5318 | 5154.8254 | 4123.8603 | 2829.7234 | 0 | 0 | 0 | 0 | 0 | 0 | 0 | 0 | 0 | 0 | 0 | 0 | 0 | 0 | 0
Commercial_Grocery_New_Food Preparation_Natural Gas_Griddle_E2_Baseline Forecast | Commercial | Grocery | New | Food Preparation | Natural Gas | Griddle | E2 |  | Baseline Forecast | 0 | 731.362 | 4259.5347 | 12033.057 | 21327.4582 | 30906.1889 | 40533.0542 | 48865.0751 | 57080.3271 | 65487.8696 | 74032.2672 | 82511.7544 | 91216.7111 | 101463.4017 | 111319.2728 | 120828.0314 | 130126.6858 | 139495.6299 | 150079.4256 | 157583.3105 | 165090.8822 | 172750.4724 | 180509.8872 | 188351.4019 | 196277.16 | 204225.2488 | 212204.4094 | 220188.9443 | 228208.7027 | 236245.9426 | 244342.9808 | 252445.9048 | 255888.1009
Commercial_Grocery_New_Food Preparation_Natural Gas_Griddle_E3_Baseline Forecast | Commercial | Grocery | New | Food Preparation | Natural Gas | Griddle | E3 |  | Baseline Forecast | 0 | 0 | 0 | 0 | 0 | 0 | 0 | 0 | 0 | 0 | 0 | 0 | 0 | 0 | 0 | 0 | 0 | 0 | 0 | 0 | 0 | 0 | 0 | 0 | 0 | 0 | 0 | 0 | 0 | 0 | 0 | 0 | 0
Commercial_Grocery_New_Food Preparation_Natural Gas_Griddle_E4_Baseline Forecast | Commercial | Grocery | New | Food Preparation | Natural Gas | Griddle | E4 |  | Baseline Forecast | 0 | 0 | 0 | 0 | 0 | 0 | 0 | 0 | 0 | 0 | 0 | 0 | 0 | 0 | 0 | 0 | 0 | 0 | 0 | 0 | 0 | 0 | 0 | 0 | 0 | 0 | 0 | 0 | 0 | 0 | 0 | 0 | 0
Commercial_Grocery_New_Food Preparation_Natural Gas_Griddle_E5_Baseline Forecast | Commercial | Grocery | New | Food Preparation | Natural Gas | Griddle | E5 |  | Baseline Forecast | 0 | 0 | 0 | 0 | 0 | 0 | 0 | 0 | 0 | 0 | 0 | 0 | 0 | 0 | 0 | 0 | 0 | 0 | 0 | 0 | 0 | 0 | 0 | 0 | 0 | 0 | 0 | 0 | 0 | 0 | 0 | 0 | 0
Commercial_Grocery_New_Food Preparation_Natural Gas_Griddle_E6_Baseline Forecast | Commercial | Grocery | New | Food Preparation | Natural Gas | Griddle | E6 |  | Baseline Forecast | 0 | 0 | 0 | 0 | 0 | 0 | 0 | 0 | 0 | 0 | 0 | 0 | 0 | 0 | 0 | 0 | 0 | 0 | 0 | 0 | 0 | 0 | 0 | 0 | 0 | 0 | 0 | 0 | 0 | 0 | 0 | 0 | 0
Commercial_Grocery_New_Food Preparation_Natural Gas_Griddle_E7_Baseline Forecast | Commercial | Grocery | New | Food Preparation | Natural Gas | Griddle | E7 |  | Baseline Forecast | 0 | 0 | 0 | 0 | 0 | 0 | 0 | 0 | 0 | 0 | 0 | 0 | 0 | 0 | 0 | 0 | 0 | 0 | 0 | 0 | 0 | 0 | 0 | 0 | 0 | 0 | 0 | 0 | 0 | 0 | 0 | 0 | 0
Commercial_Grocery_New_Food Preparation_Natural Gas_Griddle_E8_Baseline Forecast | Commercial | Grocery | New | Food Preparation | Natural Gas | Griddle | E8 |  | Baseline Forecast | 0 | 0 | 0 | 0 | 0 | 0 | 0 | 0 | 0 | 0 | 0 | 0 | 0 | 0 | 0 | 0 | 0 | 0 | 0 | 0 | 0 | 0 | 0 | 0 | 0 | 0 | 0 | 0 | 0 | 0 | 0 | 0 | 0
Commercial_Grocery_New_Food Preparation_Natural Gas_Griddle_E9_Baseline Forecast | Commercial | Grocery | New | Food Preparation | Natural Gas | Griddle | E9 |  | Baseline Forecast | 0 | 0 | 0 | 0 | 0 | 0 | 0 | 0 | 0 | 0 | 0 | 0 | 0 | 0 | 0 | 0 | 0 | 0 | 0 | 0 | 0 | 0 | 0 | 0 | 0 | 0 | 0 | 0 | 0 | 0 | 0 | 0 | 0
Commercial_Grocery_New_Food Preparation_Natural Gas_Griddle_E10_Baseline Forecast | Commercial | Grocery | New | Food Preparation | Natural Gas | Griddle | E10 |  | Baseline Forecast | 0 | 0 | 0 | 0 | 0 | 0 | 0 | 0 | 0 | 0 | 0 | 0 | 0 | 0 | 0 | 0 | 0 | 0 | 0 | 0 | 0 | 0 | 0 | 0 | 0 | 0 | 0 | 0 | 0 | 0 | 0 | 0 | 0
Commercial_Grocery_New_Food Preparation_Natural Gas_Griddle_Vintage_Baseline Forecast | Commercial | Grocery | New | Food Preparation | Natural Gas | Griddle | Vintage |  | Baseline Forecast | 0 | 0 | 0 | 0 | 0 | 0 | 0 | 0 | 0 | 0 | 0 | 0 | 0 | 0 | 0 | 0 | 0 | 0 | 0 | 0 | 0 | 0 | 0 | 0 | 0 | 0 | 0 | 0 | 0 | 0 | 0 | 0 | 0
Commercial_Grocery_New_Food Preparation_Natural Gas_Range_E1_Baseline Forecast | Commercial | Grocery | New | Food Preparation | Natural Gas | Range | E1 |  | Baseline Forecast | 0 | 1033.9645 | 6020.0918 | 9207.6267 | 13019.568 | 16947.5447 | 20893.5283 | 24307.5953 | 27672.4004 | 31114.6132 | 34611.1186 | 38077.8998 | 41487.5578 | 44847.1987 | 48208.3718 | 51555.3709 | 54915.6432 | 58197.1281 | 61344.7979 | 64388.4911 | 67431.7132 | 70535.3034 | 73677.2567 | 76849.8775 | 80053.9145 | 83263.1039 | 86483.2425 | 89704.5112 | 92939.903 | 96182.4694 | 99449.709 | 102722.3608 | 104102.8077
Commercial_Grocery_New_Food Preparation_Natural Gas_Range_E2_Baseline Forecast | Commercial | Grocery | New | Food Preparation | Natural Gas | Range | E2 |  | Baseline Forecast | 0 | 1487.8823 | 8665.5583 | 13251.5456 | 18734.0055 | 24384.7595 | 30065.6412 | 34983.5952 | 39834.0421 | 44799.3717 | 49847.2639 | 54859.9699 | 59797.1717 | 64670.6178 | 69554.4327 | 74427.486 | 79334.903 | 84128.2252 | 88734.6277 | 93194.8195 | 97659.169 | 102215.169 | 106832.6305 | 111501.5244 | 116223.2454 | 120962.1449 | 125721.1669 | 130484.433 | 135268.7996 | 140063.4733 | 144893.2717 | 149723.544 | 151785.2931
Commercial_Grocery_New_Food Preparation_Natural Gas_Range_E3_Baseline Forecast | Commercial | Grocery | New | Food Preparation | Natural Gas | Range | E3 |  | Baseline Forecast | 0 | 0 | 0 | 0 | 0 | 0 | 0 | 0 | 0 | 0 | 0 | 0 | 0 | 0 | 0 | 0 | 0 | 0 | 0 | 0 | 0 | 0 | 0 | 0 | 0 | 0 | 0 | 0 | 0 | 0 | 0 | 0 | 0
Commercial_Grocery_New_Food Preparation_Natural Gas_Range_E4_Baseline Forecast | Commercial | Grocery | New | Food Preparation | Natural Gas | Range | E4 |  | Baseline Forecast | 0 | 0 | 0 | 0 | 0 | 0 | 0 | 0 | 0 | 0 | 0 | 0 | 0 | 0 | 0 | 0 | 0 | 0 | 0 | 0 | 0 | 0 | 0 | 0 | 0 | 0 | 0 | 0 | 0 | 0 | 0 | 0 | 0
Commercial_Grocery_New_Food Preparation_Natural Gas_Range_E5_Baseline Forecast | Commercial | Grocery | New | Food Preparation | Natural Gas | Range | E5 |  | Baseline Forecast | 0 | 0 | 0 | 0 | 0 | 0 | 0 | 0 | 0 | 0 | 0 | 0 | 0 | 0 | 0 | 0 | 0 | 0 | 0 | 0 | 0 | 0 | 0 | 0 | 0 | 0 | 0 | 0 | 0 | 0 | 0 | 0 | 0
Commercial_Grocery_New_Food Preparation_Natural Gas_Range_E6_Baseline Forecast | Commercial | Grocery | New | Food Preparation | Natural Gas | Range | E6 |  | Baseline Forecast | 0 | 0 | 0 | 0 | 0 | 0 | 0 | 0 | 0 | 0 | 0 | 0 | 0 | 0 | 0 | 0 | 0 | 0 | 0 | 0 | 0 | 0 | 0 | 0 | 0 | 0 | 0 | 0 | 0 | 0 | 0 | 0 | 0
Commercial_Grocery_New_Food Preparation_Natural Gas_Range_E7_Baseline Forecast | Commercial | Grocery | New | Food Preparation | Natural Gas | Range | E7 |  | Baseline Forecast | 0 | 0 | 0 | 0 | 0 | 0 | 0 | 0 | 0 | 0 | 0 | 0 | 0 | 0 | 0 | 0 | 0 | 0 | 0 | 0 | 0 | 0 | 0 | 0 | 0 | 0 | 0 | 0 | 0 | 0 | 0 | 0 | 0
Commercial_Grocery_New_Food Preparation_Natural Gas_Range_E8_Baseline Forecast | Commercial | Grocery | New | Food Preparation | Natural Gas | Range | E8 |  | Baseline Forecast | 0 | 0 | 0 | 0 | 0 | 0 | 0 | 0 | 0 | 0 | 0 | 0 | 0 | 0 | 0 | 0 | 0 | 0 | 0 | 0 | 0 | 0 | 0 | 0 | 0 | 0 | 0 | 0 | 0 | 0 | 0 | 0 | 0
Commercial_Grocery_New_Food Preparation_Natural Gas_Range_E9_Baseline Forecast | Commercial | Grocery | New | Food Preparation | Natural Gas | Range | E9 |  | Baseline Forecast | 0 | 0 | 0 | 0 | 0 | 0 | 0 | 0 | 0 | 0 | 0 | 0 | 0 | 0 | 0 | 0 | 0 | 0 | 0 | 0 | 0 | 0 | 0 | 0 | 0 | 0 | 0 | 0 | 0 | 0 | 0 | 0 | 0
Commercial_Grocery_New_Food Preparation_Natural Gas_Range_E10_Baseline Forecast | Commercial | Grocery | New | Food Preparation | Natural Gas | Range | E10 |  | Baseline Forecast | 0 | 0 | 0 | 0 | 0 | 0 | 0 | 0 | 0 | 0 | 0 | 0 | 0 | 0 | 0 | 0 | 0 | 0 | 0 | 0 | 0 | 0 | 0 | 0 | 0 | 0 | 0 | 0 | 0 | 0 | 0 | 0 | 0
Commercial_Grocery_New_Food Preparation_Natural Gas_Range_Vintage_Baseline Forecast | Commercial | Grocery | New | Food Preparation | Natural Gas | Range | Vintage |  | Baseline Forecast | 0 | 0 | 0 | 0 | 0 | 0 | 0 | 0 | 0 | 0 | 0 | 0 | 0 | 0 | 0 | 0 | 0 | 0 | 0 | 0 | 0 | 0 | 0 | 0 | 0 | 0 | 0 | 0 | 0 | 0 | 0 | 0 | 0
Commercial_Grocery_New_Food Preparation_Natural Gas_Steamer_E1_Baseline Forecast | Commercial | Grocery | New | Food Preparation | Natural Gas | Steamer | E1 |  | Baseline Forecast | 0 | 61.9329 | 360.0406 | 360.0406 | 360.0406 | 360.0406 | 360.0406 | 360.0406 | 360.0406 | 360.0406 | 353.1592 | 313.9193 | 279.0393 | 248.035 | 220.4755 | 195.9782 | 174.2029 | 154.847 | 137.6418 | 103.2763 | 0 | 0 | 0 | 0 | 0 | 0 | 0 | 0 | 0 | 0 | 0 | 0 | 0
Commercial_Grocery_New_Food Preparation_Natural Gas_Steamer_E2_Baseline Forecast | Commercial | Grocery | New | Food Preparation | Natural Gas | Steamer | E2 |  | Baseline Forecast | 0 | 61.9888 | 361.6015 | 743.5867 | 1200.3068 | 1670.9986 | 2144.0558 | 2553.4852 | 2957.1767 | 3370.3171 | 3797.064 | 4252.9797 | 4698.0182 | 5133.5905 | 5566.3026 | 5994.7273 | 6422.7708 | 6838.9168 | 7237.1515 | 7640.2524 | 8112.4453 | 8488.8319 | 8870.1239 | 9255.4502 | 9644.9162 | 10035.4795 | 10427.5696 | 10819.9238 | 11214.0088 | 11608.9529 | 12006.8355 | 12405.0072 | 12574.1542
Commercial_Grocery_New_Food Preparation_Natural Gas_Steamer_E3_Baseline Forecast | Commercial | Grocery | New | Food Preparation | Natural Gas | Steamer | E3 |  | Baseline Forecast | 0 | 0 | 0 | 0 | 0 | 0 | 0 | 0 | 0 | 0 | 0 | 0 | 0 | 0 | 0 | 0 | 0 | 0 | 0 | 0 | 0 | 0 | 0 | 0 | 0 | 0 | 0 | 0 | 0 | 0 | 0 | 0 | 0
Commercial_Grocery_New_Food Preparation_Natural Gas_Steamer_E4_Baseline Forecast | Commercial | Grocery | New | Food Preparation | Natural Gas | Steamer | E4 |  | Baseline Forecast | 0 | 0 | 0 | 0 | 0 | 0 | 0 | 0 | 0 | 0 | 0 | 0 | 0 | 0 | 0 | 0 | 0 | 0 | 0 | 0 | 0 | 0 | 0 | 0 | 0 | 0 | 0 | 0 | 0 | 0 | 0 | 0 | 0
Commercial_Grocery_New_Food Preparation_Natural Gas_Steamer_E5_Baseline Forecast | Commercial | Grocery | New | Food Preparation | Natural Gas | Steamer | E5 |  | Baseline Forecast | 0 | 0 | 0 | 0 | 0 | 0 | 0 | 0 | 0 | 0 | 0 | 0 | 0 | 0 | 0 | 0 | 0 | 0 | 0 | 0 | 0 | 0 | 0 | 0 | 0 | 0 | 0 | 0 | 0 | 0 | 0 | 0 | 0
Commercial_Grocery_New_Food Preparation_Natural Gas_Steamer_E6_Baseline Forecast | Commercial | Grocery | New | Food Preparation | Natural Gas | Steamer | E6 |  | Baseline Forecast | 0 | 0 | 0 | 0 | 0 | 0 | 0 | 0 | 0 | 0 | 0 | 0 | 0 | 0 | 0 | 0 | 0 | 0 | 0 | 0 | 0 | 0 | 0 | 0 | 0 | 0 | 0 | 0 | 0 | 0 | 0 | 0 | 0
Commercial_Grocery_New_Food Preparation_Natural Gas_Steamer_E7_Baseline Forecast | Commercial | Grocery | New | Food Preparation | Natural Gas | Steamer | E7 |  | Baseline Forecast | 0 | 0 | 0 | 0 | 0 | 0 | 0 | 0 | 0 | 0 | 0 | 0 | 0 | 0 | 0 | 0 | 0 | 0 | 0 | 0 | 0 | 0 | 0 | 0 | 0 | 0 | 0 | 0 | 0 | 0 | 0 | 0 | 0
Commercial_Grocery_New_Food Preparation_Natural Gas_Steamer_E8_Baseline Forecast | Commercial | Grocery | New | Food Preparation | Natural Gas | Steamer | E8 |  | Baseline Forecast | 0 | 0 | 0 | 0 | 0 | 0 | 0 | 0 | 0 | 0 | 0 | 0 | 0 | 0 | 0 | 0 | 0 | 0 | 0 | 0 | 0 | 0 | 0 | 0 | 0 | 0 | 0 | 0 | 0 | 0 | 0 | 0 | 0
Commercial_Grocery_New_Food Preparation_Natural Gas_Steamer_E9_Baseline Forecast | Commercial | Grocery | New | Food Preparation | Natural Gas | Steamer | E9 |  | Baseline Forecast | 0 | 0 | 0 | 0 | 0 | 0 | 0 | 0 | 0 | 0 | 0 | 0 | 0 | 0 | 0 | 0 | 0 | 0 | 0 | 0 | 0 | 0 | 0 | 0 | 0 | 0 | 0 | 0 | 0 | 0 | 0 | 0 | 0
Commercial_Grocery_New_Food Preparation_Natural Gas_Steamer_E10_Baseline Forecast | Commercial | Grocery | New | Food Preparation | Natural Gas | Steamer | E10 |  | Baseline Forecast | 0 | 0 | 0 | 0 | 0 | 0 | 0 | 0 | 0 | 0 | 0 | 0 | 0 | 0 | 0 | 0 | 0 | 0 | 0 | 0 | 0 | 0 | 0 | 0 | 0 | 0 | 0 | 0 | 0 | 0 | 0 | 0 | 0
Commercial_Grocery_New_Food Preparation_Natural Gas_Steamer_Vintage_Baseline Forecast | Commercial | Grocery | New | Food Preparation | Natural Gas | Steamer | Vintage |  | Baseline Forecast | 0 | 0 | 0 | 0 | 0 | 0 | 0 | 0 | 0 | 0 | 0 | 0 | 0 | 0 | 0 | 0 | 0 | 0 | 0 | 0 | 0 | 0 | 0 | 0 | 0 | 0 | 0 | 0 | 0 | 0 | 0 | 0 | 0
Commercial_Grocery_New_Food Preparation_Natural Gas_Food Prep Other_E1_Baseline Forecast | Commercial | Grocery | New | Food Preparation | Natural Gas | Food Prep Other | E1 |  | Baseline Forecast | 0 | 0 | 0 | 0 | 0 | 0 | 0 | 0 | 0 | 0 | 0 | 0 | 0 | 0 | 0 | 0 | 0 | 0 | 0 | 0 | 0 | 0 | 0 | 0 | 0 | 0 | 0 | 0 | 0 | 0 | 0 | 0 | 0
Commercial_Grocery_New_Food Preparation_Natural Gas_Food Prep Other_E2_Baseline Forecast | Commercial | Grocery | New | Food Preparation | Natural Gas | Food Prep Other | E2 |  | Baseline Forecast | 0 | 0 | 0 | 0 | 0 | 0 | 0 | 0 | 0 | 0 | 0 | 0 | 0 | 0 | 0 | 0 | 0 | 0 | 0 | 0 | 0 | 0 | 0 | 0 | 0 | 0 | 0 | 0 | 0 | 0 | 0 | 0 | 0
Commercial_Grocery_New_Food Preparation_Natural Gas_Food Prep Other_E3_Baseline Forecast | Commercial | Grocery | New | Food Preparation | Natural Gas | Food Prep Other | E3 |  | Baseline Forecast | 0 | 0 | 0 | 0 | 0 | 0 | 0 | 0 | 0 | 0 | 0 | 0 | 0 | 0 | 0 | 0 | 0 | 0 | 0 | 0 | 0 | 0 | 0 | 0 | 0 | 0 | 0 | 0 | 0 | 0 | 0 | 0 | 0
Commercial_Grocery_New_Food Preparation_Natural Gas_Food Prep Other_E4_Baseline Forecast | Commercial | Grocery | New | Food Preparation | Natural Gas | Food Prep Other | E4 |  | Baseline Forecast | 0 | 0 | 0 | 0 | 0 | 0 | 0 | 0 | 0 | 0 | 0 | 0 | 0 | 0 | 0 | 0 | 0 | 0 | 0 | 0 | 0 | 0 | 0 | 0 | 0 | 0 | 0 | 0 | 0 | 0 | 0 | 0 | 0
Commercial_Grocery_New_Food Preparation_Natural Gas_Food Prep Other_E5_Baseline Forecast | Commercial | Grocery | New | Food Preparation | Natural Gas | Food Prep Other | E5 |  | Baseline Forecast | 0 | 0 | 0 | 0 | 0 | 0 | 0 | 0 | 0 | 0 | 0 | 0 | 0 | 0 | 0 | 0 | 0 | 0 | 0 | 0 | 0 | 0 | 0 | 0 | 0 | 0 | 0 | 0 | 0 | 0 | 0 | 0 | 0
Commercial_Grocery_New_Food Preparation_Natural Gas_Food Prep Other_E6_Baseline Forecast | Commercial | Grocery | New | Food Preparation | Natural Gas | Food Prep Other | E6 |  | Baseline Forecast | 0 | 0 | 0 | 0 | 0 | 0 | 0 | 0 | 0 | 0 | 0 | 0 | 0 | 0 | 0 | 0 | 0 | 0 | 0 | 0 | 0 | 0 | 0 | 0 | 0 | 0 | 0 | 0 | 0 | 0 | 0 | 0 | 0
Commercial_Grocery_New_Food Preparation_Natural Gas_Food Prep Other_E7_Baseline Forecast | Commercial | Grocery | New | Food Preparation | Natural Gas | Food Prep Other | E7 |  | Baseline Forecast | 0 | 0 | 0 | 0 | 0 | 0 | 0 | 0 | 0 | 0 | 0 | 0 | 0 | 0 | 0 | 0 | 0 | 0 | 0 | 0 | 0 | 0 | 0 | 0 | 0 | 0 | 0 | 0 | 0 | 0 | 0 | 0 | 0
Commercial_Grocery_New_Food Preparation_Natural Gas_Food Prep Other_E8_Baseline Forecast | Commercial | Grocery | New | Food Preparation | Natural Gas | Food Prep Other | E8 |  | Baseline Forecast | 0 | 0 | 0 | 0 | 0 | 0 | 0 | 0 | 0 | 0 | 0 | 0 | 0 | 0 | 0 | 0 | 0 | 0 | 0 | 0 | 0 | 0 | 0 | 0 | 0 | 0 | 0 | 0 | 0 | 0 | 0 | 0 | 0
Commercial_Grocery_New_Food Preparation_Natural Gas_Food Prep Other_E9_Baseline Forecast | Commercial | Grocery | New | Food Preparation | Natural Gas | Food Prep Other | E9 |  | Baseline Forecast | 0 | 0 | 0 | 0 | 0 | 0 | 0 | 0 | 0 | 0 | 0 | 0 | 0 | 0 | 0 | 0 | 0 | 0 | 0 | 0 | 0 | 0 | 0 | 0 | 0 | 0 | 0 | 0 | 0 | 0 | 0 | 0 | 0
Commercial_Grocery_New_Food Preparation_Natural Gas_Food Prep Other_E10_Baseline Forecast | Commercial | Grocery | New | Food Preparation | Natural Gas | Food Prep Other | E10 |  | Baseline Forecast | 0 | 0 | 0 | 0 | 0 | 0 | 0 | 0 | 0 | 0 | 0 | 0 | 0 | 0 | 0 | 0 | 0 | 0 | 0 | 0 | 0 | 0 | 0 | 0 | 0 | 0 | 0 | 0 | 0 | 0 | 0 | 0 | 0
Commercial_Grocery_New_Food Preparation_Natural Gas_Food Prep Other_Vintage_Baseline Forecast | Commercial | Grocery | New | Food Preparation | Natural Gas | Food Prep Other | Vintage |  | Baseline Forecast | 0 | 0 | 0 | 0 | 0 | 0 | 0 | 0 | 0 | 0 | 0 | 0 | 0 | 0 | 0 | 0 | 0 | 0 | 0 | 0 | 0 | 0 | 0 | 0 | 0 | 0 | 0 | 0 | 0 | 0 | 0 | 0 | 0
Commercial_Grocery_New_Miscellaneous_Natural Gas_Pool Heater_E1_Baseline Forecast | Commercial | Grocery | New | Miscellaneous | Natural Gas | Pool Heater | E1 |  | Baseline Forecast | 0 | 0 | 0 | 0 | 0 | 0 | 0 | 0 | 0 | 0 | 0 | 0 | 0 | 0 | 0 | 0 | 0 | 0 | 0 | 0 | 0 | 0 | 0 | 0 | 0 | 0 | 0 | 0 | 0 | 0 | 0 | 0 | 0
Commercial_Grocery_New_Miscellaneous_Natural Gas_Pool Heater_E2_Baseline Forecast | Commercial | Grocery | New | Miscellaneous | Natural Gas | Pool Heater | E2 |  | Baseline Forecast | 0 | 0 | 0 | 0 | 0 | 0 | 0 | 0 | 0 | 0 | 0 | 0 | 0 | 0 | 0 | 0 | 0 | 0 | 0 | 0 | 0 | 0 | 0 | 0 | 0 | 0 | 0 | 0 | 0 | 0 | 0 | 0 | 0
Commercial_Grocery_New_Miscellaneous_Natural Gas_Pool Heater_E3_Baseline Forecast | Commercial | Grocery | New | Miscellaneous | Natural Gas | Pool Heater | E3 |  | Baseline Forecast | 0 | 0 | 0 | 0 | 0 | 0 | 0 | 0 | 0 | 0 | 0 | 0 | 0 | 0 | 0 | 0 | 0 | 0 | 0 | 0 | 0 | 0 | 0 | 0 | 0 | 0 | 0 | 0 | 0 | 0 | 0 | 0 | 0
Commercial_Grocery_New_Miscellaneous_Natural Gas_Pool Heater_E4_Baseline Forecast | Commercial | Grocery | New | Miscellaneous | Natural Gas | Pool Heater | E4 |  | Baseline Forecast | 0 | 0 | 0 | 0 | 0 | 0 | 0 | 0 | 0 | 0 | 0 | 0 | 0 | 0 | 0 | 0 | 0 | 0 | 0 | 0 | 0 | 0 | 0 | 0 | 0 | 0 | 0 | 0 | 0 | 0 | 0 | 0 | 0
Commercial_Grocery_New_Miscellaneous_Natural Gas_Pool Heater_E5_Baseline Forecast | Commercial | Grocery | New | Miscellaneous | Natural Gas | Pool Heater | E5 |  | Baseline Forecast | 0 | 0 | 0 | 0 | 0 | 0 | 0 | 0 | 0 | 0 | 0 | 0 | 0 | 0 | 0 | 0 | 0 | 0 | 0 | 0 | 0 | 0 | 0 | 0 | 0 | 0 | 0 | 0 | 0 | 0 | 0 | 0 | 0
Commercial_Grocery_New_Miscellaneous_Natural Gas_Pool Heater_E6_Baseline Forecast | Commercial | Grocery | New | Miscellaneous | Natural Gas | Pool Heater | E6 |  | Baseline Forecast | 0 | 0 | 0 | 0 | 0 | 0 | 0 | 0 | 0 | 0 | 0 | 0 | 0 | 0 | 0 | 0 | 0 | 0 | 0 | 0 | 0 | 0 | 0 | 0 | 0 | 0 | 0 | 0 | 0 | 0 | 0 | 0 | 0
Commercial_Grocery_New_Miscellaneous_Natural Gas_Pool Heater_E7_Baseline Forecast | Commercial | Grocery | New | Miscellaneous | Natural Gas | Pool Heater | E7 |  | Baseline Forecast | 0 | 0 | 0 | 0 | 0 | 0 | 0 | 0 | 0 | 0 | 0 | 0 | 0 | 0 | 0 | 0 | 0 | 0 | 0 | 0 | 0 | 0 | 0 | 0 | 0 | 0 | 0 | 0 | 0 | 0 | 0 | 0 | 0
Commercial_Grocery_New_Miscellaneous_Natural Gas_Pool Heater_E8_Baseline Forecast | Commercial | Grocery | New | Miscellaneous | Natural Gas | Pool Heater | E8 |  | Baseline Forecast | 0 | 0 | 0 | 0 | 0 | 0 | 0 | 0 | 0 | 0 | 0 | 0 | 0 | 0 | 0 | 0 | 0 | 0 | 0 | 0 | 0 | 0 | 0 | 0 | 0 | 0 | 0 | 0 | 0 | 0 | 0 | 0 | 0
Commercial_Grocery_New_Miscellaneous_Natural Gas_Pool Heater_E9_Baseline Forecast | Commercial | Grocery | New | Miscellaneous | Natural Gas | Pool Heater | E9 |  | Baseline Forecast | 0 | 0 | 0 | 0 | 0 | 0 | 0 | 0 | 0 | 0 | 0 | 0 | 0 | 0 | 0 | 0 | 0 | 0 | 0 | 0 | 0 | 0 | 0 | 0 | 0 | 0 | 0 | 0 | 0 | 0 | 0 | 0 | 0
Commercial_Grocery_New_Miscellaneous_Natural Gas_Pool Heater_E10_Baseline Forecast | Commercial | Grocery | New | Miscellaneous | Natural Gas | Pool Heater | E10 |  | Baseline Forecast | 0 | 0 | 0 | 0 | 0 | 0 | 0 | 0 | 0 | 0 | 0 | 0 | 0 | 0 | 0 | 0 | 0 | 0 | 0 | 0 | 0 | 0 | 0 | 0 | 0 | 0 | 0 | 0 | 0 | 0 | 0 | 0 | 0
Commercial_Grocery_New_Miscellaneous_Natural Gas_Pool Heater_Vintage_Baseline Forecast | Commercial | Grocery | New | Miscellaneous | Natural Gas | Pool Heater | Vintage |  | Baseline Forecast | 0 | 0 | 0 | 0 | 0 | 0 | 0 | 0 | 0 | 0 | 0 | 0 | 0 | 0 | 0 | 0 | 0 | 0 | 0 | 0 | 0 | 0 | 0 | 0 | 0 | 0 | 0 | 0 | 0 | 0 | 0 | 0 | 0
Commercial_Grocery_New_Miscellaneous_Natural Gas_Miscellaneous_E1_Baseline Forecast | Commercial | Grocery | New | Miscellaneous | Natural Gas | Miscellaneous | E1 |  | Baseline Forecast | 0 | 17608.6842 | 102541.9073 | 156820.1855 | 221717.9347 | 288601.0013 | 355820.1661 | 413998.1371 | 471360.7736 | 530066.0701 | 589726.9515 | 648934.5993 | 707216.1812 | 764703.35 | 822273.6176 | 879669.7724 | 937398.5505 | 993780.5373 | 1047923.007 | 1100318.5544 | 1152739.8441 | 1206222.597 | 1260402.3704 | 1315155.4024 | 1370496.6609 | 1425993.8428 | 1481707.9811 | 1537459.6459 | 1593457.2571 | 1649576.9328 | 1706114.1464 | 1762692.4581 | 1786727.4411
Commercial_Grocery_New_Miscellaneous_Natural Gas_Miscellaneous_E2_Baseline Forecast | Commercial | Grocery | New | Miscellaneous | Natural Gas | Miscellaneous | E2 |  | Baseline Forecast | 0 | 0 | 0 | 0 | 0 | 0 | 0 | 0 | 0 | 0 | 0 | 0 | 0 | 0 | 0 | 0 | 0 | 0 | 0 | 0 | 0 | 0 | 0 | 0 | 0 | 0 | 0 | 0 | 0 | 0 | 0 | 0 | 0
Commercial_Grocery_New_Miscellaneous_Natural Gas_Miscellaneous_E3_Baseline Forecast | Commercial | Grocery | New | Miscellaneous | Natural Gas | Miscellaneous | E3 |  | Baseline Forecast | 0 | 0 | 0 | 0 | 0 | 0 | 0 | 0 | 0 | 0 | 0 | 0 | 0 | 0 | 0 | 0 | 0 | 0 | 0 | 0 | 0 | 0 | 0 | 0 | 0 | 0 | 0 | 0 | 0 | 0 | 0 | 0 | 0
Commercial_Grocery_New_Miscellaneous_Natural Gas_Miscellaneous_E4_Baseline Forecast | Commercial | Grocery | New | Miscellaneous | Natural Gas | Miscellaneous | E4 |  | Baseline Forecast | 0 | 0 | 0 | 0 | 0 | 0 | 0 | 0 | 0 | 0 | 0 | 0 | 0 | 0 | 0 | 0 | 0 | 0 | 0 | 0 | 0 | 0 | 0 | 0 | 0 | 0 | 0 | 0 | 0 | 0 | 0 | 0 | 0
Commercial_Grocery_New_Miscellaneous_Natural Gas_Miscellaneous_E5_Baseline Forecast | Commercial | Grocery | New | Miscellaneous | Natural Gas | Miscellaneous | E5 |  | Baseline Forecast | 0 | 0 | 0 | 0 | 0 | 0 | 0 | 0 | 0 | 0 | 0 | 0 | 0 | 0 | 0 | 0 | 0 | 0 | 0 | 0 | 0 | 0 | 0 | 0 | 0 | 0 | 0 | 0 | 0 | 0 | 0 | 0 | 0
Commercial_Grocery_New_Miscellaneous_Natural Gas_Miscellaneous_E6_Baseline Forecast | Commercial | Grocery | New | Miscellaneous | Natural Gas | Miscellaneous | E6 |  | Baseline Forecast | 0 | 0 | 0 | 0 | 0 | 0 | 0 | 0 | 0 | 0 | 0 | 0 | 0 | 0 | 0 | 0 | 0 | 0 | 0 | 0 | 0 | 0 | 0 | 0 | 0 | 0 | 0 | 0 | 0 | 0 | 0 | 0 | 0
Commercial_Grocery_New_Miscellaneous_Natural Gas_Miscellaneous_E7_Baseline Forecast | Commercial | Grocery | New | Miscellaneous | Natural Gas | Miscellaneous | E7 |  | Baseline Forecast | 0 | 0 | 0 | 0 | 0 | 0 | 0 | 0 | 0 | 0 | 0 | 0 | 0 | 0 | 0 | 0 | 0 | 0 | 0 | 0 | 0 | 0 | 0 | 0 | 0 | 0 | 0 | 0 | 0 | 0 | 0 | 0 | 0
Commercial_Grocery_New_Miscellaneous_Natural Gas_Miscellaneous_E8_Baseline Forecast | Commercial | Grocery | New | Miscellaneous | Natural Gas | Miscellaneous | E8 |  | Baseline Forecast | 0 | 0 | 0 | 0 | 0 | 0 | 0 | 0 | 0 | 0 | 0 | 0 | 0 | 0 | 0 | 0 | 0 | 0 | 0 | 0 | 0 | 0 | 0 | 0 | 0 | 0 | 0 | 0 | 0 | 0 | 0 | 0 | 0
Commercial_Grocery_New_Miscellaneous_Natural Gas_Miscellaneous_E9_Baseline Forecast | Commercial | Grocery | New | Miscellaneous | Natural Gas | Miscellaneous | E9 |  | Baseline Forecast | 0 | 0 | 0 | 0 | 0 | 0 | 0 | 0 | 0 | 0 | 0 | 0 | 0 | 0 | 0 | 0 | 0 | 0 | 0 | 0 | 0 | 0 | 0 | 0 | 0 | 0 | 0 | 0 | 0 | 0 | 0 | 0 | 0
Commercial_Grocery_New_Miscellaneous_Natural Gas_Miscellaneous_E10_Baseline Forecast | Commercial | Grocery | New | Miscellaneous | Natural Gas | Miscellaneous | E10 |  | Baseline Forecast | 0 | 0 | 0 | 0 | 0 | 0 | 0 | 0 | 0 | 0 | 0 | 0 | 0 | 0 | 0 | 0 | 0 | 0 | 0 | 0 | 0 | 0 | 0 | 0 | 0 | 0 | 0 | 0 | 0 | 0 | 0 | 0 | 0
Commercial_Grocery_New_Miscellaneous_Natural Gas_Miscellaneous_Vintage_Baseline Forecast | Commercial | Grocery | New | Miscellaneous | Natural Gas | Miscellaneous | Vintage |  | Baseline Forecast | 0 | 0 | 0 | 0 | 0 | 0 | 0 | 0 | 0 | 0 | 0 | 0 | 0 | 0 | 0 | 0 | 0 | 0 | 0 | 0 | 0 | 0 | 0 | 0 | 0 | 0 | 0 | 0 | 0 | 0 | 0 | 0 | 0
Commercial_School_Existing_Space Heating_Natural Gas_Furnace_E1_Baseline Forecast | Commercial | School | Existing | Space Heating | Natural Gas | Furnace | E1 |  | Baseline Forecast | 0 | 20228.8032 | 42056.8364 | 65247.9596 | 113517.838 | 113212.7678 | 112943.4509 | 112700.8801 | 112466.5343 | 112233.6394 | 111999.5789 | 111765.8318 | 111534.0769 | 111304.8913 | 111076.8279 | 110849.6689 | 110622.3034 | 110397.5024 | 110178.4235 | 108475.3129 | 105274.4129 | 100573.4217 | 92657.4669 | 85362.7055 | 78640.3954 | 72446.2599 | 66739.0517 | 61480.8384 | 56636.2534 | 52172.8849 | 48060.5501 | 44271.8959 | 34698.0361
Commercial_School_Existing_Space Heating_Natural Gas_Furnace_E2_Baseline Forecast | Commercial | School | Existing | Space Heating | Natural Gas | Furnace | E2 |  | Baseline Forecast | 0 | 0 | 0 | 0 | 0 | 0 | 0 | 0 | 0 | 0 | 0 | 0 | 0 | 0 | 0 | 0 | 0 | 0 | 0 | 0 | 0 | 0 | 0 | 0 | 0 | 0 | 0 | 0 | 0 | 0 | 0 | 0 | 0
Commercial_School_Existing_Space Heating_Natural Gas_Furnace_E3_Baseline Forecast | Commercial | School | Existing | Space Heating | Natural Gas | Furnace | E3 |  | Baseline Forecast | 0 | 0 | 0 | 0 | 0 | 26322.3909 | 53816.1036 | 70694.0084 | 88154.0228 | 106139.8554 | 124599.6979 | 143489.3832 | 162768.7059 | 182400.4277 | 202347.947 | 222578.2963 | 243059.1363 | 263768.3482 | 284689.89 | 304775.9021 | 324163.197 | 342966.3242 | 362310.6428 | 379234.2091 | 393889.674 | 407291.8484 | 419539.5625 | 430724.6989 | 440930.3791 | 450233.7173 | 458703.77 | 466407.44 | 485807.0751
Commercial_School_Existing_Space Heating_Natural Gas_Furnace_E4_Baseline Forecast | Commercial | School | Existing | Space Heating | Natural Gas | Furnace | E4 |  | Baseline Forecast | 0 | 0 | 0 | 0 | 0 | 0 | 0 | 0 | 0 | 0 | 0 | 0 | 0 | 0 | 0 | 0 | 0 | 0 | 0 | 0 | 0 | 0 | 0 | 0 | 0 | 0 | 0 | 0 | 0 | 0 | 0 | 0 | 0
Commercial_School_Existing_Space Heating_Natural Gas_Furnace_E5_Baseline Forecast | Commercial | School | Existing | Space Heating | Natural Gas | Furnace | E5 |  | Baseline Forecast | 0 | 0 | 0 | 0 | 0 | 0 | 0 | 11697.9107 | 23798.4043 | 36264.3712 | 49060.6533 | 62155.6476 | 75522.0179 | 89134.4424 | 102967.3616 | 116998.3792 | 131205.593 | 145573.8973 | 160091.0335 | 174034.3316 | 187498.2882 | 200563.3223 | 214006.7361 | 227130.904 | 239995.1417 | 251785.5416 | 262586.4104 | 272476.4479 | 281526.0061 | 289801.4476 | 297361.4765 | 304263.471 | 319110.6377
Commercial_School_Existing_Space Heating_Natural Gas_Furnace_E6_Baseline Forecast | Commercial | School | Existing | Space Heating | Natural Gas | Furnace | E6 |  | Baseline Forecast | 0 | 0 | 0 | 0 | 0 | 0 | 0 | 0 | 0 | 0 | 0 | 0 | 0 | 0 | 0 | 0 | 0 | 0 | 0 | 0 | 0 | 0 | 0 | 0 | 0 | 0 | 0 | 0 | 0 | 0 | 0 | 0 | 0
Commercial_School_Existing_Space Heating_Natural Gas_Furnace_E7_Baseline Forecast | Commercial | School | Existing | Space Heating | Natural Gas | Furnace | E7 |  | Baseline Forecast | 0 | 0 | 0 | 0 | 0 | 0 | 0 | 0 | 0 | 0 | 0 | 0 | 0 | 0 | 0 | 0 | 0 | 0 | 0 | 0 | 0 | 0 | 0 | 0 | 0 | 0 | 0 | 0 | 0 | 0 | 0 | 0 | 0
Commercial_School_Existing_Space Heating_Natural Gas_Furnace_E8_Baseline Forecast | Commercial | School | Existing | Space Heating | Natural Gas | Furnace | E8 |  | Baseline Forecast | 0 | 0 | 0 | 0 | 0 | 0 | 0 | 0 | 0 | 0 | 0 | 0 | 0 | 0 | 0 | 0 | 0 | 0 | 0 | 0 | 0 | 0 | 0 | 0 | 0 | 0 | 0 | 0 | 0 | 0 | 0 | 0 | 0
Commercial_School_Existing_Space Heating_Natural Gas_Furnace_E9_Baseline Forecast | Commercial | School | Existing | Space Heating | Natural Gas | Furnace | E9 |  | Baseline Forecast | 0 | 0 | 0 | 0 | 0 | 0 | 0 | 0 | 0 | 0 | 0 | 0 | 0 | 0 | 0 | 0 | 0 | 0 | 0 | 0 | 0 | 0 | 0 | 0 | 0 | 0 | 0 | 0 | 0 | 0 | 0 | 0 | 0
Commercial_School_Existing_Space Heating_Natural Gas_Furnace_E10_Baseline Forecast | Commercial | School | Existing | Space Heating | Natural Gas | Furnace | E10 |  | Baseline Forecast | 0 | 0 | 0 | 0 | 0 | 0 | 0 | 0 | 0 | 0 | 0 | 0 | 0 | 0 | 0 | 0 | 0 | 0 | 0 | 0 | 0 | 0 | 0 | 0 | 0 | 0 | 0 | 0 | 0 | 0 | 0 | 0 | 0
Commercial_School_Existing_Space Heating_Natural Gas_Furnace_Vintage_Baseline Forecast | Commercial | School | Existing | Space Heating | Natural Gas | Furnace | Vintage |  | Baseline Forecast | 1013223.7453 | 987839.8884 | 960856.8015 | 931440.2645 | 906458.6894 | 877700.2625 | 848056.0094 | 817543.2264 | 786111.4281 | 753799.9251 | 720674.7885 | 686823.5997 | 652327.3052 | 617253.074 | 581651.5119 | 545576.2425 | 509072.6376 | 472200.0484 | 435011.9897 | 400774.1241 | 369240.0491 | 340184.2199 | 313408.9261 | 288734.7858 | 265996.9315 | 245045.5994 | 225741.2731 | 207955.6476 | 191569.0979 | 176471.9928 | 162562.2403 | 149747.3202 | 138228.2956
Commercial_School_Existing_Space Heating_Natural Gas_Boiler_E1_Baseline Forecast | Commercial | School | Existing | Space Heating | Natural Gas | Boiler | E1 |  | Baseline Forecast | 0 | 29862.3118 | 62084.4803 | 96321.369 | 170575.1329 | 170116.7258 | 169712.0424 | 169347.5487 | 168995.414 | 168645.4596 | 168293.7536 | 167942.5186 | 167594.277 | 167249.8962 | 166907.2017 | 166565.8661 | 166224.2202 | 165886.4278 | 165557.2337 | 165237.5375 | 164922.5141 | 162414.9661 | 157697.9768 | 150773.2407 | 138899.8532 | 127959.3625 | 117878.9151 | 108591.5118 | 100034.6862 | 92151.1905 | 84887.7135 | 78195.9426 | 72180.8701
Commercial_School_Existing_Space Heating_Natural Gas_Boiler_E2_Baseline Forecast | Commercial | School | Existing | Space Heating | Natural Gas | Boiler | E2 |  | Baseline Forecast | 0 | 0 | 0 | 0 | 0 | 0 | 0 | 0 | 0 | 0 | 0 | 0 | 0 | 0 | 0 | 0 | 0 | 0 | 0 | 0 | 0 | 0 | 0 | 0 | 0 | 0 | 0 | 0 | 0 | 0 | 0 | 0 | 0
Commercial_School_Existing_Space Heating_Natural Gas_Boiler_E3_Baseline Forecast | Commercial | School | Existing | Space Heating | Natural Gas | Boiler | E3 |  | Baseline Forecast | 0 | 15835.8504 | 32924.6071 | 51077.9511 | 90443.6972 | 149664.6041 | 211560.0879 | 275921.4208 | 342513.7901 | 411120.8002 | 481543.9036 | 553613.1088 | 627177.1733 | 702095.2287 | 778225.6971 | 855443.334 | 933624.7191 | 1012687.9682 | 1092571.664 | 1173204.4793 | 1254480.7865 | 1331211.2812 | 1403925.1239 | 1473100.6206 | 1541922.1084 | 1604931.366 | 1662585.7366 | 1715311.1209 | 1763490.9328 | 1807483.4921 | 1847608.1124 | 1884175.0393 | 1953753.4506
Commercial_School_Existing_Space Heating_Natural Gas_Boiler_E4_Baseline Forecast | Commercial | School | Existing | Space Heating | Natural Gas | Boiler | E4 |  | Baseline Forecast | 0 | 0 | 0 | 0 | 0 | 0 | 0 | 0 | 0 | 0 | 0 | 0 | 0 | 0 | 0 | 0 | 0 | 0 | 0 | 0 | 0 | 0 | 0 | 0 | 0 | 0 | 0 | 0 | 0 | 0 | 0 | 0 | 0
Commercial_School_Existing_Space Heating_Natural Gas_Boiler_E5_Baseline Forecast | Commercial | School | Existing | Space Heating | Natural Gas | Boiler | E5 |  | Baseline Forecast | 0 | 0 | 0 | 0 | 0 | 0 | 0 | 0 | 0 | 0 | 0 | 0 | 0 | 0 | 0 | 0 | 0 | 0 | 0 | 0 | 0 | 0 | 0 | 0 | 0 | 0 | 0 | 0 | 0 | 0 | 0 | 0 | 0
Commercial_School_Existing_Space Heating_Natural Gas_Boiler_E6_Baseline Forecast | Commercial | School | Existing | Space Heating | Natural Gas | Boiler | E6 |  | Baseline Forecast | 0 | 0 | 0 | 0 | 0 | 0 | 0 | 0 | 0 | 0 | 0 | 0 | 0 | 0 | 0 | 0 | 0 | 0 | 0 | 0 | 0 | 0 | 0 | 0 | 0 | 0 | 0 | 0 | 0 | 0 | 0 | 0 | 0
Commercial_School_Existing_Space Heating_Natural Gas_Boiler_E7_Baseline Forecast | Commercial | School | Existing | Space Heating | Natural Gas | Boiler | E7 |  | Baseline Forecast | 0 | 0 | 0 | 0 | 0 | 0 | 0 | 0 | 0 | 0 | 0 | 0 | 0 | 0 | 0 | 0 | 0 | 0 | 0 | 0 | 0 | 0 | 0 | 0 | 0 | 0 | 0 | 0 | 0 | 0 | 0 | 0 | 0
Commercial_School_Existing_Space Heating_Natural Gas_Boiler_E8_Baseline Forecast | Commercial | School | Existing | Space Heating | Natural Gas | Boiler | E8 |  | Baseline Forecast | 0 | 0 | 0 | 0 | 0 | 0 | 0 | 0 | 0 | 0 | 0 | 0 | 0 | 0 | 0 | 0 | 0 | 0 | 0 | 0 | 0 | 0 | 0 | 0 | 0 | 0 | 0 | 0 | 0 | 0 | 0 | 0 | 0
Commercial_School_Existing_Space Heating_Natural Gas_Boiler_E9_Baseline Forecast | Commercial | School | Existing | Space Heating | Natural Gas | Boiler | E9 |  | Baseline Forecast | 0 | 0 | 0 | 0 | 0 | 0 | 0 | 0 | 0 | 0 | 0 | 0 | 0 | 0 | 0 | 0 | 0 | 0 | 0 | 0 | 0 | 0 | 0 | 0 | 0 | 0 | 0 | 0 | 0 | 0 | 0 | 0 | 0
Commercial_School_Existing_Space Heating_Natural Gas_Boiler_E10_Baseline Forecast | Commercial | School | Existing | Space Heating | Natural Gas | Boiler | E10 |  | Baseline Forecast | 0 | 0 | 0 | 0 | 0 | 0 | 0 | 0 | 0 | 0 | 0 | 0 | 0 | 0 | 0 | 0 | 0 | 0 | 0 | 0 | 0 | 0 | 0 | 0 | 0 | 0 | 0 | 0 | 0 | 0 | 0 | 0 | 0
Commercial_School_Existing_Space Heating_Natural Gas_Boiler_Vintage_Baseline Forecast | Commercial | School | Existing | Space Heating | Natural Gas | Boiler | Vintage |  | Baseline Forecast | 2487975.3735 | 2429618.9542 | 2367649.7719 | 2299973.0079 | 2243538.0296 | 2178044.7317 | 2110611.9608 | 2041263.2558 | 1969852.6222 | 1896457.182 | 1821221.681 | 1744346.5221 | 1666017.464 | 1586387.2414 | 1505567.6798 | 1423679.5432 | 1340823.413 | 1257138.1469 | 1172750.0841 | 1087742.8606 | 1002156.0851 | 923295.528 | 850624.5821 | 783656.3865 | 721943.4733 | 665079.3682 | 612685.4091 | 564413.3627 | 519938.5539 | 478963.433 | 441210.9107 | 406429.8782 | 375166.0414
Commercial_School_Existing_Space Heating_Natural Gas_Unit Heater_E1_Baseline Forecast | Commercial | School | Existing | Space Heating | Natural Gas | Unit Heater | E1 |  | Baseline Forecast | 0 | 6324.0132 | 13781.7611 | 22160.6431 | 35590.7834 | 35495.136 | 35410.6982 | 35334.646 | 35261.1725 | 35188.1539 | 35114.7699 | 34162.0387 | 32294.1661 | 29505.0241 | 25238.2014 | 21588.5038 | 18466.4771 | 15796.2432 | 11744.6142 | 7946.4923 | 4413.8468 | 0 | 0 | 0 | 0 | 0 | 0 | 0 | 0 | 0 | 0 | 0 | 0
Commercial_School_Existing_Space Heating_Natural Gas_Unit Heater_E2_Baseline Forecast | Commercial | School | Existing | Space Heating | Natural Gas | Unit Heater | E2 |  | Baseline Forecast | 0 | 0 | 0 | 0 | 0 | 10062.3192 | 20716.3707 | 31873.9888 | 43454.4594 | 55387.3569 | 67612.0153 | 78905.5631 | 89567.5451 | 99829.1465 | 110437.0003 | 119459.9709 | 127126.2454 | 133635.2405 | 140927.2631 | 147456.3738 | 153281.3466 | 159607.7375 | 161193.5877 | 162499.0499 | 163563.8613 | 164423.4141 | 165107.4317 | 165641.7506 | 166047.5947 | 166343.588 | 166544.6787 | 166665.0761 | 169373.8612
Commercial_School_Existing_Space Heating_Natural Gas_Unit Heater_E3_Baseline Forecast | Commercial | School | Existing | Space Heating | Natural Gas | Unit Heater | E3 |  | Baseline Forecast | 0 | 0 | 0 | 0 | 0 | 0 | 0 | 0 | 0 | 0 | 0 | 0 | 0 | 0 | 0 | 0 | 0 | 0 | 0 | 0 | 0 | 0 | 0 | 0 | 0 | 0 | 0 | 0 | 0 | 0 | 0 | 0 | 0
Commercial_School_Existing_Space Heating_Natural Gas_Unit Heater_E4_Baseline Forecast | Commercial | School | Existing | Space Heating | Natural Gas | Unit Heater | E4 |  | Baseline Forecast | 0 | 0 | 0 | 0 | 0 | 0 | 0 | 0 | 0 | 0 | 0 | 0 | 0 | 0 | 0 | 0 | 0 | 0 | 0 | 0 | 0 | 0 | 0 | 0 | 0 | 0 | 0 | 0 | 0 | 0 | 0 | 0 | 0
Commercial_School_Existing_Space Heating_Natural Gas_Unit Heater_E5_Baseline Forecast | Commercial | School | Existing | Space Heating | Natural Gas | Unit Heater | E5 |  | Baseline Forecast | 0 | 0 | 0 | 0 | 0 | 0 | 0 | 0 | 0 | 0 | 0 | 0 | 0 | 0 | 0 | 0 | 0 | 0 | 0 | 0 | 0 | 0 | 0 | 0 | 0 | 0 | 0 | 0 | 0 | 0 | 0 | 0 | 0
Commercial_School_Existing_Space Heating_Natural Gas_Unit Heater_E6_Baseline Forecast | Commercial | School | Existing | Space Heating | Natural Gas | Unit Heater | E6 |  | Baseline Forecast | 0 | 0 | 0 | 0 | 0 | 0 | 0 | 0 | 0 | 0 | 0 | 0 | 0 | 0 | 0 | 0 | 0 | 0 | 0 | 0 | 0 | 0 | 0 | 0 | 0 | 0 | 0 | 0 | 0 | 0 | 0 | 0 | 0
Commercial_School_Existing_Space Heating_Natural Gas_Unit Heater_E7_Baseline Forecast | Commercial | School | Existing | Space Heating | Natural Gas | Unit Heater | E7 |  | Baseline Forecast | 0 | 0 | 0 | 0 | 0 | 0 | 0 | 0 | 0 | 0 | 0 | 0 | 0 | 0 | 0 | 0 | 0 | 0 | 0 | 0 | 0 | 0 | 0 | 0 | 0 | 0 | 0 | 0 | 0 | 0 | 0 | 0 | 0
Commercial_School_Existing_Space Heating_Natural Gas_Unit Heater_E8_Baseline Forecast | Commercial | School | Existing | Space Heating | Natural Gas | Unit Heater | E8 |  | Baseline Forecast | 0 | 0 | 0 | 0 | 0 | 0 | 0 | 0 | 0 | 0 | 0 | 0 | 0 | 0 | 0 | 0 | 0 | 0 | 0 | 0 | 0 | 0 | 0 | 0 | 0 | 0 | 0 | 0 | 0 | 0 | 0 | 0 | 0
Commercial_School_Existing_Space Heating_Natural Gas_Unit Heater_E9_Baseline Forecast | Commercial | School | Existing | Space Heating | Natural Gas | Unit Heater | E9 |  | Baseline Forecast | 0 | 0 | 0 | 0 | 0 | 0 | 0 | 0 | 0 | 0 | 0 | 0 | 0 | 0 | 0 | 0 | 0 | 0 | 0 | 0 | 0 | 0 | 0 | 0 | 0 | 0 | 0 | 0 | 0 | 0 | 0 | 0 | 0
Commercial_School_Existing_Space Heating_Natural Gas_Unit Heater_E10_Baseline Forecast | Commercial | School | Existing | Space Heating | Natural Gas | Unit Heater | E10 |  | Baseline Forecast | 0 | 0 | 0 | 0 | 0 | 0 | 0 | 0 | 0 | 0 | 0 | 0 | 0 | 0 | 0 | 0 | 0 | 0 | 0 | 0 | 0 | 0 | 0 | 0 | 0 | 0 | 0 | 0 | 0 | 0 | 0 | 0 | 0
Commercial_School_Existing_Space Heating_Natural Gas_Unit Heater_Vintage_Baseline Forecast | Commercial | School | Existing | Space Heating | Natural Gas | Unit Heater | Vintage |  | Baseline Forecast | 177977.8817 | 170748.3572 | 162385.0981 | 152912.6906 | 143573.2586 | 133125.0977 | 122130.4239 | 110666.011 | 98789.1482 | 86561.6938 | 74041.0041 | 63331.2668 | 54171.3811 | 46337.2004 | 39636.2191 | 33904.4233 | 29001.3269 | 24807.7645 | 21221.6011 | 18154.8184 | 15531.6056 | 13287.309 | 11367.0965 | 9724.1716 | 8318.5081 | 7115.9198 | 6087.0998 | 5206.975 | 4454.0546 | 3809.9668 | 3258.9702 | 2787.6298 | 2389.397
Commercial_School_Existing_Water Heating_Natural Gas_Water Heater_E1_Baseline Forecast | Commercial | School | Existing | Water Heating | Natural Gas | Water Heater | E1 |  | Baseline Forecast | 0 | 14726.6535 | 33698.0037 | 55911.9778 | 89636.3638 | 116776.9852 | 145595.2505 | 175736.7857 | 206896.2544 | 238832.6447 | 264171.905 | 284246.7639 | 300123.4133 | 312651.4647 | 322504.1908 | 330220.761 | 336229.4507 | 340882.8831 | 344465.6804 | 347200.6387 | 349252.6987 | 350749.9602 | 351800.3343 | 352491.7438 | 352894.7652 | 353068.4951 | 353059.0655 | 352904.1305 | 352632.2539 | 352266.9315 | 351825.1933 | 351323.3975 | 356306.1377
Commercial_School_Existing_Water Heating_Natural Gas_Water Heater_E2_Baseline Forecast | Commercial | School | Existing | Water Heating | Natural Gas | Water Heater | E2 |  | Baseline Forecast | 0 | 130053.4286 | 297593.322 | 493767.1458 | 791588.3268 | 1031269.4608 | 1285770.4998 | 1551961.2951 | 1827146.4168 | 2109197.2915 | 2332989.87 | 2510293.3873 | 2650524.6281 | 2761189.3591 | 2848231.2006 | 2916415.7362 | 2969520.999 | 3010661.4052 | 3042353.5471 | 3066554.5065 | 3084723.8857 | 3097992.9236 | 3107314.2545 | 3113464.4687 | 3117065.3947 | 3118639.9366 | 3118595.8949 | 3117266.9029 | 3114903.1416 | 3111713.1315 | 3107844.8637 | 3103442.4014 | 3147486.0442
Commercial_School_Existing_Water Heating_Natural Gas_Water Heater_E3_Baseline Forecast | Commercial | School | Existing | Water Heating | Natural Gas | Water Heater | E3 |  | Baseline Forecast | 0 | 0 | 0 | 0 | 0 | 0 | 0 | 0 | 0 | 0 | 0 | 0 | 0 | 0 | 0 | 0 | 0 | 0 | 0 | 0 | 0 | 0 | 0 | 0 | 0 | 0 | 0 | 0 | 0 | 0 | 0 | 0 | 0
Commercial_School_Existing_Water Heating_Natural Gas_Water Heater_E4_Baseline Forecast | Commercial | School | Existing | Water Heating | Natural Gas | Water Heater | E4 |  | Baseline Forecast | 0 | 0 | 0 | 0 | 0 | 0 | 0 | 0 | 0 | 0 | 0 | 0 | 0 | 0 | 0 | 0 | 0 | 0 | 0 | 0 | 0 | 0 | 0 | 0 | 0 | 0 | 0 | 0 | 0 | 0 | 0 | 0 | 0
Commercial_School_Existing_Water Heating_Natural Gas_Water Heater_E5_Baseline Forecast | Commercial | School | Existing | Water Heating | Natural Gas | Water Heater | E5 |  | Baseline Forecast | 0 | 0 | 0 | 0 | 0 | 0 | 0 | 0 | 0 | 0 | 0 | 0 | 0 | 0 | 0 | 0 | 0 | 0 | 0 | 0 | 0 | 0 | 0 | 0 | 0 | 0 | 0 | 0 | 0 | 0 | 0 | 0 | 0
Commercial_School_Existing_Water Heating_Natural Gas_Water Heater_E6_Baseline Forecast | Commercial | School | Existing | Water Heating | Natural Gas | Water Heater | E6 |  | Baseline Forecast | 0 | 0 | 0 | 0 | 0 | 0 | 0 | 0 | 0 | 0 | 0 | 0 | 0 | 0 | 0 | 0 | 0 | 0 | 0 | 0 | 0 | 0 | 0 | 0 | 0 | 0 | 0 | 0 | 0 | 0 | 0 | 0 | 0
Commercial_School_Existing_Water Heating_Natural Gas_Water Heater_E7_Baseline Forecast | Commercial | School | Existing | Water Heating | Natural Gas | Water Heater | E7 |  | Baseline Forecast | 0 | 0 | 0 | 0 | 0 | 0 | 0 | 0 | 0 | 0 | 0 | 0 | 0 | 0 | 0 | 0 | 0 | 0 | 0 | 0 | 0 | 0 | 0 | 0 | 0 | 0 | 0 | 0 | 0 | 0 | 0 | 0 | 0
Commercial_School_Existing_Water Heating_Natural Gas_Water Heater_E8_Baseline Forecast | Commercial | School | Existing | Water Heating | Natural Gas | Water Heater | E8 |  | Baseline Forecast | 0 | 0 | 0 | 0 | 0 | 0 | 0 | 0 | 0 | 0 | 0 | 0 | 0 | 0 | 0 | 0 | 0 | 0 | 0 | 0 | 0 | 0 | 0 | 0 | 0 | 0 | 0 | 0 | 0 | 0 | 0 | 0 | 0
Commercial_School_Existing_Water Heating_Natural Gas_Water Heater_E9_Baseline Forecast | Commercial | School | Existing | Water Heating | Natural Gas | Water Heater | E9 |  | Baseline Forecast | 0 | 0 | 0 | 0 | 0 | 0 | 0 | 0 | 0 | 0 | 0 | 0 | 0 | 0 | 0 | 0 | 0 | 0 | 0 | 0 | 0 | 0 | 0 | 0 | 0 | 0 | 0 | 0 | 0 | 0 | 0 | 0 | 0
Commercial_School_Existing_Water Heating_Natural Gas_Water Heater_E10_Baseline Forecast | Commercial | School | Existing | Water Heating | Natural Gas | Water Heater | E10 |  | Baseline Forecast | 0 | 0 | 0 | 0 | 0 | 0 | 0 | 0 | 0 | 0 | 0 | 0 | 0 | 0 | 0 | 0 | 0 | 0 | 0 | 0 | 0 | 0 | 0 | 0 | 0 | 0 | 0 | 0 | 0 | 0 | 0 | 0 | 0
Commercial_School_Existing_Water Heating_Natural Gas_Water Heater_Vintage_Baseline Forecast | Commercial | School | Existing | Water Heating | Natural Gas | Water Heater | Vintage |  | Baseline Forecast | 3638011.4321 | 3474721.969 | 3269701.3445 | 3028961.0041 | 2781032.816 | 2504369.0338 | 2212361.1561 | 1908203.1255 | 1594298.1826 | 1272797.3781 | 1016114.3921 | 811194.9802 | 647610.3247 | 517023.6669 | 412771.4297 | 329541.8291 | 263092.7205 | 210046.4616 | 167703.7071 | 133903.8928 | 106918.8853 | 85371.2971 | 68164.9578 | 54425.3225 | 43454.0862 | 34693.8899 | 27699.3228 | 22114.6971 | 17655.8171 | 14095.817 | 11253.4641 | 8984.1647 | 7187.3318
Commercial_School_Existing_Food Preparation_Natural Gas_Oven_E1_Baseline Forecast | Commercial | School | Existing | Food Preparation | Natural Gas | Oven | E1 |  | Baseline Forecast | 0 | 7902.0199 | 16374.3612 | 25280.6096 | 38031.9567 | 47740.746 | 57718.0789 | 67915.4015 | 78280.3515 | 88772.8446 | 97435.4268 | 104577.2318 | 110453.3601 | 115271.9712 | 119212.9283 | 122423.8228 | 125007.0958 | 127087.5029 | 128751.1732 | 130060.1922 | 131096.4804 | 131893.1252 | 132489.1125 | 132918.0483 | 133208.6827 | 133385.6986 | 133468.594 | 133474.8456 | 133416.3364 | 133308.9083 | 133162.9541 | 132981.4084 | 134876.8284
Commercial_School_Existing_Food Preparation_Natural Gas_Oven_E2_Baseline Forecast | Commercial | School | Existing | Food Preparation | Natural Gas | Oven | E2 |  | Baseline Forecast | 0 | 11371.6476 | 23573.7764 | 36386.9821 | 54720.4933 | 68687.1632 | 83062.6217 | 97773.3921 | 112748.8388 | 127930.6694 | 140495.7717 | 150886.0361 | 159472.8989 | 166567.8853 | 172418.3622 | 177234.1618 | 181207.4316 | 184468.5869 | 187146.6486 | 189352.9732 | 191138.9674 | 192579.0888 | 193729.2462 | 194636.5191 | 195339.4954 | 195872.2823 | 196263.1964 | 196535.3501 | 196708.8921 | 196795.5392 | 196805.8759 | 196757.1983 | 199765.1401
Commercial_School_Existing_Food Preparation_Natural Gas_Oven_E3_Baseline Forecast | Commercial | School | Existing | Food Preparation | Natural Gas | Oven | E3 |  | Baseline Forecast | 0 | 0 | 0 | 0 | 0 | 0 | 0 | 0 | 0 | 0 | 0 | 0 | 0 | 0 | 0 | 0 | 0 | 0 | 0 | 0 | 0 | 0 | 0 | 0 | 0 | 0 | 0 | 0 | 0 | 0 | 0 | 0 | 0
Commercial_School_Existing_Food Preparation_Natural Gas_Oven_E4_Baseline Forecast | Commercial | School | Existing | Food Preparation | Natural Gas | Oven | E4 |  | Baseline Forecast | 0 | 0 | 0 | 0 | 0 | 0 | 0 | 0 | 0 | 0 | 0 | 0 | 0 | 0 | 0 | 0 | 0 | 0 | 0 | 0 | 0 | 0 | 0 | 0 | 0 | 0 | 0 | 0 | 0 | 0 | 0 | 0 | 0
Commercial_School_Existing_Food Preparation_Natural Gas_Oven_E5_Baseline Forecast | Commercial | School | Existing | Food Preparation | Natural Gas | Oven | E5 |  | Baseline Forecast | 0 | 0 | 0 | 0 | 0 | 0 | 0 | 0 | 0 | 0 | 0 | 0 | 0 | 0 | 0 | 0 | 0 | 0 | 0 | 0 | 0 | 0 | 0 | 0 | 0 | 0 | 0 | 0 | 0 | 0 | 0 | 0 | 0
Commercial_School_Existing_Food Preparation_Natural Gas_Oven_E6_Baseline Forecast | Commercial | School | Existing | Food Preparation | Natural Gas | Oven | E6 |  | Baseline Forecast | 0 | 0 | 0 | 0 | 0 | 0 | 0 | 0 | 0 | 0 | 0 | 0 | 0 | 0 | 0 | 0 | 0 | 0 | 0 | 0 | 0 | 0 | 0 | 0 | 0 | 0 | 0 | 0 | 0 | 0 | 0 | 0 | 0
Commercial_School_Existing_Food Preparation_Natural Gas_Oven_E7_Baseline Forecast | Commercial | School | Existing | Food Preparation | Natural Gas | Oven | E7 |  | Baseline Forecast | 0 | 0 | 0 | 0 | 0 | 0 | 0 | 0 | 0 | 0 | 0 | 0 | 0 | 0 | 0 | 0 | 0 | 0 | 0 | 0 | 0 | 0 | 0 | 0 | 0 | 0 | 0 | 0 | 0 | 0 | 0 | 0 | 0
Commercial_School_Existing_Food Preparation_Natural Gas_Oven_E8_Baseline Forecast | Commercial | School | Existing | Food Preparation | Natural Gas | Oven | E8 |  | Baseline Forecast | 0 | 0 | 0 | 0 | 0 | 0 | 0 | 0 | 0 | 0 | 0 | 0 | 0 | 0 | 0 | 0 | 0 | 0 | 0 | 0 | 0 | 0 | 0 | 0 | 0 | 0 | 0 | 0 | 0 | 0 | 0 | 0 | 0
Commercial_School_Existing_Food Preparation_Natural Gas_Oven_E9_Baseline Forecast | Commercial | School | Existing | Food Preparation | Natural Gas | Oven | E9 |  | Baseline Forecast | 0 | 0 | 0 | 0 | 0 | 0 | 0 | 0 | 0 | 0 | 0 | 0 | 0 | 0 | 0 | 0 | 0 | 0 | 0 | 0 | 0 | 0 | 0 | 0 | 0 | 0 | 0 | 0 | 0 | 0 | 0 | 0 | 0
Commercial_School_Existing_Food Preparation_Natural Gas_Oven_E10_Baseline Forecast | Commercial | School | Existing | Food Preparation | Natural Gas | Oven | E10 |  | Baseline Forecast | 0 | 0 | 0 | 0 | 0 | 0 | 0 | 0 | 0 | 0 | 0 | 0 | 0 | 0 | 0 | 0 | 0 | 0 | 0 | 0 | 0 | 0 | 0 | 0 | 0 | 0 | 0 | 0 | 0 | 0 | 0 | 0 | 0
Commercial_School_Existing_Food Preparation_Natural Gas_Oven_Vintage_Baseline Forecast | Commercial | School | Existing | Food Preparation | Natural Gas | Oven | Vintage |  | Baseline Forecast | 348700.1232 | 327652.3482 | 305203.7707 | 281341.8454 | 258271.6376 | 233652.829 | 208467.2457 | 182809.0664 | 156744.0167 | 130349.527 | 108398.0719 | 90143.201 | 74963.5685 | 62341.2748 | 51844.6148 | 43115.4911 | 35855.8802 | 29819.1798 | 24800.0041 | 20626.7621 | 17156.1979 | 14269.4512 | 11868.2129 | 9870.836 | 8209.417 | 6827.5275 | 5678.1698 | 4722.2501 | 3927.2141 | 3265.997 | 2716.0673 | 2258.7115 | 1882.2596
Commercial_School_Existing_Food Preparation_Natural Gas_Conveyor Oven_E1_Baseline Forecast | Commercial | School | Existing | Food Preparation | Natural Gas | Conveyor Oven | E1 |  | Baseline Forecast | 0 | 1673.1794 | 3828.037 | 6351.3946 | 10858.539 | 13938.9884 | 17208.8361 | 20627.8443 | 24160.9793 | 27780.81 | 31465.5479 | 35198.6985 | 38967.3342 | 42761.0847 | 46571.0999 | 50390.5674 | 54213.6372 | 57235.4401 | 59619.34 | 61494.7222 | 62960.9679 | 64100.3803 | 64975.3041 | 65640.5138 | 66137.9725 | 66499.0494 | 66757.5309 | 66931.7749 | 67038.8981 | 67092.8221 | 67104.2942 | 67082.3829 | 68094.2057
Commercial_School_Existing_Food Preparation_Natural Gas_Conveyor Oven_E2_Baseline Forecast | Commercial | School | Existing | Food Preparation | Natural Gas | Conveyor Oven | E2 |  | Baseline Forecast | 0 | 2408.3032 | 5511.3676 | 9144.5612 | 15634.0638 | 20071.1285 | 24784.3955 | 29715.74 | 34815.332 | 40043.7033 | 45369.5334 | 50768.9181 | 56223.3633 | 61717.9976 | 67239.8642 | 72779.0733 | 78327.0079 | 82719.1291 | 86191.9112 | 88933.0186 | 91090.9584 | 92779.3032 | 94094.3878 | 95108.9164 | 95882.816 | 96467.4488 | 96894.6073 | 97198.7237 | 97404.0024 | 97529.9627 | 97591.5975 | 97601.7532 | 99116.2899
Commercial_School_Existing_Food Preparation_Natural Gas_Conveyor Oven_E3_Baseline Forecast | Commercial | School | Existing | Food Preparation | Natural Gas | Conveyor Oven | E3 |  | Baseline Forecast | 0 | 0 | 0 | 0 | 0 | 0 | 0 | 0 | 0 | 0 | 0 | 0 | 0 | 0 | 0 | 0 | 0 | 0 | 0 | 0 | 0 | 0 | 0 | 0 | 0 | 0 | 0 | 0 | 0 | 0 | 0 | 0 | 0
Commercial_School_Existing_Food Preparation_Natural Gas_Conveyor Oven_E4_Baseline Forecast | Commercial | School | Existing | Food Preparation | Natural Gas | Conveyor Oven | E4 |  | Baseline Forecast | 0 | 0 | 0 | 0 | 0 | 0 | 0 | 0 | 0 | 0 | 0 | 0 | 0 | 0 | 0 | 0 | 0 | 0 | 0 | 0 | 0 | 0 | 0 | 0 | 0 | 0 | 0 | 0 | 0 | 0 | 0 | 0 | 0
Commercial_School_Existing_Food Preparation_Natural Gas_Conveyor Oven_E5_Baseline Forecast | Commercial | School | Existing | Food Preparation | Natural Gas | Conveyor Oven | E5 |  | Baseline Forecast | 0 | 0 | 0 | 0 | 0 | 0 | 0 | 0 | 0 | 0 | 0 | 0 | 0 | 0 | 0 | 0 | 0 | 0 | 0 | 0 | 0 | 0 | 0 | 0 | 0 | 0 | 0 | 0 | 0 | 0 | 0 | 0 | 0
Commercial_School_Existing_Food Preparation_Natural Gas_Conveyor Oven_E6_Baseline Forecast | Commercial | School | Existing | Food Preparation | Natural Gas | Conveyor Oven | E6 |  | Baseline Forecast | 0 | 0 | 0 | 0 | 0 | 0 | 0 | 0 | 0 | 0 | 0 | 0 | 0 | 0 | 0 | 0 | 0 | 0 | 0 | 0 | 0 | 0 | 0 | 0 | 0 | 0 | 0 | 0 | 0 | 0 | 0 | 0 | 0
Commercial_School_Existing_Food Preparation_Natural Gas_Conveyor Oven_E7_Baseline Forecast | Commercial | School | Existing | Food Preparation | Natural Gas | Conveyor Oven | E7 |  | Baseline Forecast | 0 | 0 | 0 | 0 | 0 | 0 | 0 | 0 | 0 | 0 | 0 | 0 | 0 | 0 | 0 | 0 | 0 | 0 | 0 | 0 | 0 | 0 | 0 | 0 | 0 | 0 | 0 | 0 | 0 | 0 | 0 | 0 | 0
Commercial_School_Existing_Food Preparation_Natural Gas_Conveyor Oven_E8_Baseline Forecast | Commercial | School | Existing | Food Preparation | Natural Gas | Conveyor Oven | E8 |  | Baseline Forecast | 0 | 0 | 0 | 0 | 0 | 0 | 0 | 0 | 0 | 0 | 0 | 0 | 0 | 0 | 0 | 0 | 0 | 0 | 0 | 0 | 0 | 0 | 0 | 0 | 0 | 0 | 0 | 0 | 0 | 0 | 0 | 0 | 0
Commercial_School_Existing_Food Preparation_Natural Gas_Conveyor Oven_E9_Baseline Forecast | Commercial | School | Existing | Food Preparation | Natural Gas | Conveyor Oven | E9 |  | Baseline Forecast | 0 | 0 | 0 | 0 | 0 | 0 | 0 | 0 | 0 | 0 | 0 | 0 | 0 | 0 | 0 | 0 | 0 | 0 | 0 | 0 | 0 | 0 | 0 | 0 | 0 | 0 | 0 | 0 | 0 | 0 | 0 | 0 | 0
Commercial_School_Existing_Food Preparation_Natural Gas_Conveyor Oven_E10_Baseline Forecast | Commercial | School | Existing | Food Preparation | Natural Gas | Conveyor Oven | E10 |  | Baseline Forecast | 0 | 0 | 0 | 0 | 0 | 0 | 0 | 0 | 0 | 0 | 0 | 0 | 0 | 0 | 0 | 0 | 0 | 0 | 0 | 0 | 0 | 0 | 0 | 0 | 0 | 0 | 0 | 0 | 0 | 0 | 0 | 0 | 0
Commercial_School_Existing_Food Preparation_Natural Gas_Conveyor Oven_Vintage_Baseline Forecast | Commercial | School | Existing | Food Preparation | Natural Gas | Conveyor Oven | Vintage |  | Baseline Forecast | 174350.0616 | 169381.5253 | 163236.5495 | 156008.7628 | 149019.4411 | 141030.2522 | 132630.7415 | 123905.3457 | 114910.2922 | 105702.0072 | 96329.5539 | 86835.6178 | 77254.2163 | 67611.4833 | 57926.9886 | 48217.0971 | 38494.5586 | 30733.0656 | 24537.6617 | 19592.223 | 15643.8965 | 12491.1491 | 9973.5939 | 7963.2715 | 6358.0089 | 5076.2559 | 4052.8419 | 3235.7243 | 2583.3208 | 2062.4373 | 1646.5569 | 1314.5231 | 1051.6185
Commercial_School_Existing_Food Preparation_Natural Gas_Double Rack Oven_E1_Baseline Forecast | Commercial | School | Existing | Food Preparation | Natural Gas | Double Rack Oven | E1 |  | Baseline Forecast | 0 | 2370.2652 | 5421.559 | 8996.7317 | 14700.0695 | 19066.6027 | 23697.4781 | 28536.3036 | 33532.6124 | 38647.6853 | 43850.5886 | 49118.2081 | 53286.2777 | 56576.3093 | 59163.3847 | 61183.677 | 62753.2503 | 63955.6475 | 64871.8342 | 65559.4072 | 66056.512 | 66415.3002 | 66657.2131 | 66807.1127 | 66885.5224 | 66908.552 | 66887.7258 | 66833.0684 | 66754.0686 | 66655.3584 | 66541.1466 | 66413.8183 | 67322.681
Commercial_School_Existing_Food Preparation_Natural Gas_Double Rack Oven_E2_Baseline Forecast | Commercial | School | Existing | Food Preparation | Natural Gas | Double Rack Oven | E2 |  | Baseline Forecast | 0 | 3411.835 | 7809.2642 | 12955.8723 | 21161.3989 | 27449.1646 | 34131.6632 | 41126.0719 | 48362.9066 | 55786.2121 | 63351.7229 | 71025.2999 | 77118.2102 | 81951.025 | 85778.9996 | 88810.445 | 91202.9638 | 93096.5612 | 94590.385 | 95768.0196 | 96698.539 | 97413.549 | 97961.0601 | 98372.5018 | 98672.3994 | 98882.0054 | 99019.1185 | 99097.5515 | 99126.0035 | 99114.8164 | 99070.7695 | 99001.6227 | 100472.8585
Commercial_School_Existing_Food Preparation_Natural Gas_Double Rack Oven_E3_Baseline Forecast | Commercial | School | Existing | Food Preparation | Natural Gas | Double Rack Oven | E3 |  | Baseline Forecast | 0 | 0 | 0 | 0 | 0 | 0 | 0 | 0 | 0 | 0 | 0 | 0 | 0 | 0 | 0 | 0 | 0 | 0 | 0 | 0 | 0 | 0 | 0 | 0 | 0 | 0 | 0 | 0 | 0 | 0 | 0 | 0 | 0
Commercial_School_Existing_Food Preparation_Natural Gas_Double Rack Oven_E4_Baseline Forecast | Commercial | School | Existing | Food Preparation | Natural Gas | Double Rack Oven | E4 |  | Baseline Forecast | 0 | 0 | 0 | 0 | 0 | 0 | 0 | 0 | 0 | 0 | 0 | 0 | 0 | 0 | 0 | 0 | 0 | 0 | 0 | 0 | 0 | 0 | 0 | 0 | 0 | 0 | 0 | 0 | 0 | 0 | 0 | 0 | 0
Commercial_School_Existing_Food Preparation_Natural Gas_Double Rack Oven_E5_Baseline Forecast | Commercial | School | Existing | Food Preparation | Natural Gas | Double Rack Oven | E5 |  | Baseline Forecast | 0 | 0 | 0 | 0 | 0 | 0 | 0 | 0 | 0 | 0 | 0 | 0 | 0 | 0 | 0 | 0 | 0 | 0 | 0 | 0 | 0 | 0 | 0 | 0 | 0 | 0 | 0 | 0 | 0 | 0 | 0 | 0 | 0
Commercial_School_Existing_Food Preparation_Natural Gas_Double Rack Oven_E6_Baseline Forecast | Commercial | School | Existing | Food Preparation | Natural Gas | Double Rack Oven | E6 |  | Baseline Forecast | 0 | 0 | 0 | 0 | 0 | 0 | 0 | 0 | 0 | 0 | 0 | 0 | 0 | 0 | 0 | 0 | 0 | 0 | 0 | 0 | 0 | 0 | 0 | 0 | 0 | 0 | 0 | 0 | 0 | 0 | 0 | 0 | 0
Commercial_School_Existing_Food Preparation_Natural Gas_Double Rack Oven_E7_Baseline Forecast | Commercial | School | Existing | Food Preparation | Natural Gas | Double Rack Oven | E7 |  | Baseline Forecast | 0 | 0 | 0 | 0 | 0 | 0 | 0 | 0 | 0 | 0 | 0 | 0 | 0 | 0 | 0 | 0 | 0 | 0 | 0 | 0 | 0 | 0 | 0 | 0 | 0 | 0 | 0 | 0 | 0 | 0 | 0 | 0 | 0
Commercial_School_Existing_Food Preparation_Natural Gas_Double Rack Oven_E8_Baseline Forecast | Commercial | School | Existing | Food Preparation | Natural Gas | Double Rack Oven | E8 |  | Baseline Forecast | 0 | 0 | 0 | 0 | 0 | 0 | 0 | 0 | 0 | 0 | 0 | 0 | 0 | 0 | 0 | 0 | 0 | 0 | 0 | 0 | 0 | 0 | 0 | 0 | 0 | 0 | 0 | 0 | 0 | 0 | 0 | 0 | 0
Commercial_School_Existing_Food Preparation_Natural Gas_Double Rack Oven_E9_Baseline Forecast | Commercial | School | Existing | Food Preparation | Natural Gas | Double Rack Oven | E9 |  | Baseline Forecast | 0 | 0 | 0 | 0 | 0 | 0 | 0 | 0 | 0 | 0 | 0 | 0 | 0 | 0 | 0 | 0 | 0 | 0 | 0 | 0 | 0 | 0 | 0 | 0 | 0 | 0 | 0 | 0 | 0 | 0 | 0 | 0 | 0
Commercial_School_Existing_Food Preparation_Natural Gas_Double Rack Oven_E10_Baseline Forecast | Commercial | School | Existing | Food Preparation | Natural Gas | Double Rack Oven | E10 |  | Baseline Forecast | 0 | 0 | 0 | 0 | 0 | 0 | 0 | 0 | 0 | 0 | 0 | 0 | 0 | 0 | 0 | 0 | 0 | 0 | 0 | 0 | 0 | 0 | 0 | 0 | 0 | 0 | 0 | 0 | 0 | 0 | 0 | 0 | 0
Commercial_School_Existing_Food Preparation_Natural Gas_Double Rack Oven_Vintage_Baseline Forecast | Commercial | School | Existing | Food Preparation | Natural Gas | Double Rack Oven | Vintage |  | Baseline Forecast | 174350.0616 | 167680.9076 | 159345.1309 | 149552.1146 | 139650.5755 | 128524.6018 | 116794.8319 | 104586.5545 | 91991.0845 | 79092.6231 | 65962.3236 | 52659.7263 | 42040.4259 | 33563.2314 | 26795.5683 | 21392.6158 | 17078.9896 | 13635.4261 | 10886.6938 | 8692.537 | 6940.7718 | 5541.9834 | 4425.0126 | 3533.0872 | 2820.8758 | 2252.1968 | 1798.1358 | 1435.6029 | 1146.1492 | 915.0474 | 730.5326 | 583.2182 | 466.5745
Commercial_School_Existing_Food Preparation_Natural Gas_Fryer_E1_Baseline Forecast | Commercial | School | Existing | Food Preparation | Natural Gas | Fryer | E1 |  | Baseline Forecast | 0 | 0 | 0 | 0 | 0 | 0 | 0 | 0 | 0 | 0 | 0 | 0 | 0 | 0 | 0 | 0 | 0 | 0 | 0 | 0 | 0 | 0 | 0 | 0 | 0 | 0 | 0 | 0 | 0 | 0 | 0 | 0 | 0
Commercial_School_Existing_Food Preparation_Natural Gas_Fryer_E2_Baseline Forecast | Commercial | School | Existing | Food Preparation | Natural Gas | Fryer | E2 |  | Baseline Forecast | 0 | 0 | 0 | 8070.8103 | 41040.9798 | 75058.9569 | 118178.0163 | 168513.3551 | 224542.2528 | 269087.311 | 304459.0728 | 332510.0108 | 354722.0233 | 372276.6738 | 386110.7502 | 396974.7445 | 405464.2728 | 412068.1994 | 417180.9887 | 421110.6534 | 424088.7925 | 426295.5979 | 427881.7065 | 428969.5805 | 429657.2648 | 430026.6558 | 430141.8148 | 430054.9898 | 429805.7046 | 429426.689 | 428941.5678 | 428372.7573 | 434485.2774
Commercial_School_Existing_Food Preparation_Natural Gas_Fryer_E3_Baseline Forecast | Commercial | School | Existing | Food Preparation | Natural Gas | Fryer | E3 |  | Baseline Forecast | 0 | 0 | 0 | 0 | 0 | 0 | 0 | 0 | 0 | 0 | 0 | 0 | 0 | 0 | 0 | 0 | 0 | 0 | 0 | 0 | 0 | 0 | 0 | 0 | 0 | 0 | 0 | 0 | 0 | 0 | 0 | 0 | 0
Commercial_School_Existing_Food Preparation_Natural Gas_Fryer_E4_Baseline Forecast | Commercial | School | Existing | Food Preparation | Natural Gas | Fryer | E4 |  | Baseline Forecast | 0 | 0 | 0 | 0 | 0 | 0 | 0 | 0 | 0 | 0 | 0 | 0 | 0 | 0 | 0 | 0 | 0 | 0 | 0 | 0 | 0 | 0 | 0 | 0 | 0 | 0 | 0 | 0 | 0 | 0 | 0 | 0 | 0
Commercial_School_Existing_Food Preparation_Natural Gas_Fryer_E5_Baseline Forecast | Commercial | School | Existing | Food Preparation | Natural Gas | Fryer | E5 |  | Baseline Forecast | 0 | 0 | 0 | 0 | 0 | 0 | 0 | 0 | 0 | 0 | 0 | 0 | 0 | 0 | 0 | 0 | 0 | 0 | 0 | 0 | 0 | 0 | 0 | 0 | 0 | 0 | 0 | 0 | 0 | 0 | 0 | 0 | 0
Commercial_School_Existing_Food Preparation_Natural Gas_Fryer_E6_Baseline Forecast | Commercial | School | Existing | Food Preparation | Natural Gas | Fryer | E6 |  | Baseline Forecast | 0 | 0 | 0 | 0 | 0 | 0 | 0 | 0 | 0 | 0 | 0 | 0 | 0 | 0 | 0 | 0 | 0 | 0 | 0 | 0 | 0 | 0 | 0 | 0 | 0 | 0 | 0 | 0 | 0 | 0 | 0 | 0 | 0
Commercial_School_Existing_Food Preparation_Natural Gas_Fryer_E7_Baseline Forecast | Commercial | School | Existing | Food Preparation | Natural Gas | Fryer | E7 |  | Baseline Forecast | 0 | 0 | 0 | 0 | 0 | 0 | 0 | 0 | 0 | 0 | 0 | 0 | 0 | 0 | 0 | 0 | 0 | 0 | 0 | 0 | 0 | 0 | 0 | 0 | 0 | 0 | 0 | 0 | 0 | 0 | 0 | 0 | 0
Commercial_School_Existing_Food Preparation_Natural Gas_Fryer_E8_Baseline Forecast | Commercial | School | Existing | Food Preparation | Natural Gas | Fryer | E8 |  | Baseline Forecast | 0 | 0 | 0 | 0 | 0 | 0 | 0 | 0 | 0 | 0 | 0 | 0 | 0 | 0 | 0 | 0 | 0 | 0 | 0 | 0 | 0 | 0 | 0 | 0 | 0 | 0 | 0 | 0 | 0 | 0 | 0 | 0 | 0
Commercial_School_Existing_Food Preparation_Natural Gas_Fryer_E9_Baseline Forecast | Commercial | School | Existing | Food Preparation | Natural Gas | Fryer | E9 |  | Baseline Forecast | 0 | 0 | 0 | 0 | 0 | 0 | 0 | 0 | 0 | 0 | 0 | 0 | 0 | 0 | 0 | 0 | 0 | 0 | 0 | 0 | 0 | 0 | 0 | 0 | 0 | 0 | 0 | 0 | 0 | 0 | 0 | 0 | 0
Commercial_School_Existing_Food Preparation_Natural Gas_Fryer_E10_Baseline Forecast | Commercial | School | Existing | Food Preparation | Natural Gas | Fryer | E10 |  | Baseline Forecast | 0 | 0 | 0 | 0 | 0 | 0 | 0 | 0 | 0 | 0 | 0 | 0 | 0 | 0 | 0 | 0 | 0 | 0 | 0 | 0 | 0 | 0 | 0 | 0 | 0 | 0 | 0 | 0 | 0 | 0 | 0 | 0 | 0
Commercial_School_Existing_Food Preparation_Natural Gas_Fryer_Vintage_Baseline Forecast | Commercial | School | Existing | Food Preparation | Natural Gas | Fryer | Vintage |  | Baseline Forecast | 451258.983 | 448963.0792 | 446667.1753 | 435823.7554 | 413225.4866 | 377986.7044 | 333789.9142 | 282483.8755 | 225517.1915 | 180040.1539 | 143731.7476 | 114745.4195 | 91605.9889 | 73134.202 | 58387.4802 | 46614.4593 | 37215.0781 | 29711.5613 | 23722.08 | 18941.0175 | 15123.9254 | 12075.9688 | 9642.0921 | 7698.5886 | 6146.6817 | 4907.5315 | 3918.1337 | 3128.1754 | 2497.4565 | 1993.8861 | 1591.8287 | 1270.831 | 1016.6648
Commercial_School_Existing_Food Preparation_Natural Gas_Broiler_E1_Baseline Forecast | Commercial | School | Existing | Food Preparation | Natural Gas | Broiler | E1 |  | Baseline Forecast | 0 | 17113.9578 | 39154.9968 | 64969.4418 | 106141.5616 | 137673.6594 | 171140.8694 | 206132.9299 | 242291.3021 | 279335.9803 | 317044.0677 | 355247.036 | 385514.6855 | 409449.5679 | 428321.8258 | 443137.4455 | 454716.8639 | 463699.7744 | 470638.486 | 475950.0942 | 479936.1471 | 482892.8246 | 485006.6004 | 486448.9832 | 487358.9576 | 487849.3338 | 488005.5731 | 487898.9706 | 487588.9698 | 487115.8043 | 486511.2425 | 485800.4542 | 492661.2496
Commercial_School_Existing_Food Preparation_Natural Gas_Broiler_E2_Baseline Forecast | Commercial | School | Existing | Food Preparation | Natural Gas | Broiler | E2 |  | Baseline Forecast | 0 | 6014.4433 | 13768.2958 | 22840.9741 | 37304.3118 | 48389.4098 | 60175.6957 | 72516.572 | 85290.7737 | 98399.6094 | 111765.1784 | 125326.9963 | 136103.266 | 144659.7692 | 151447.7115 | 156839.0427 | 161107.9927 | 164509.0605 | 167210.3907 | 169359.613 | 171084.0569 | 172422.572 | 173466.4924 | 174269.4749 | 174872.7293 | 175312.8957 | 175621.804 | 175823.5093 | 175931.3186 | 175964.895 | 175936.4218 | 175861.3095 | 178520.9084
Commercial_School_Existing_Food Preparation_Natural Gas_Broiler_E3_Baseline Forecast | Commercial | School | Existing | Food Preparation | Natural Gas | Broiler | E3 |  | Baseline Forecast | 0 | 0 | 0 | 0 | 0 | 0 | 0 | 0 | 0 | 0 | 0 | 0 | 0 | 0 | 0 | 0 | 0 | 0 | 0 | 0 | 0 | 0 | 0 | 0 | 0 | 0 | 0 | 0 | 0 | 0 | 0 | 0 | 0
Commercial_School_Existing_Food Preparation_Natural Gas_Broiler_E4_Baseline Forecast | Commercial | School | Existing | Food Preparation | Natural Gas | Broiler | E4 |  | Baseline Forecast | 0 | 0 | 0 | 0 | 0 | 0 | 0 | 0 | 0 | 0 | 0 | 0 | 0 | 0 | 0 | 0 | 0 | 0 | 0 | 0 | 0 | 0 | 0 | 0 | 0 | 0 | 0 | 0 | 0 | 0 | 0 | 0 | 0
Commercial_School_Existing_Food Preparation_Natural Gas_Broiler_E5_Baseline Forecast | Commercial | School | Existing | Food Preparation | Natural Gas | Broiler | E5 |  | Baseline Forecast | 0 | 0 | 0 | 0 | 0 | 0 | 0 | 0 | 0 | 0 | 0 | 0 | 0 | 0 | 0 | 0 | 0 | 0 | 0 | 0 | 0 | 0 | 0 | 0 | 0 | 0 | 0 | 0 | 0 | 0 | 0 | 0 | 0
Commercial_School_Existing_Food Preparation_Natural Gas_Broiler_E6_Baseline Forecast | Commercial | School | Existing | Food Preparation | Natural Gas | Broiler | E6 |  | Baseline Forecast | 0 | 0 | 0 | 0 | 0 | 0 | 0 | 0 | 0 | 0 | 0 | 0 | 0 | 0 | 0 | 0 | 0 | 0 | 0 | 0 | 0 | 0 | 0 | 0 | 0 | 0 | 0 | 0 | 0 | 0 | 0 | 0 | 0
Commercial_School_Existing_Food Preparation_Natural Gas_Broiler_E7_Baseline Forecast | Commercial | School | Existing | Food Preparation | Natural Gas | Broiler | E7 |  | Baseline Forecast | 0 | 0 | 0 | 0 | 0 | 0 | 0 | 0 | 0 | 0 | 0 | 0 | 0 | 0 | 0 | 0 | 0 | 0 | 0 | 0 | 0 | 0 | 0 | 0 | 0 | 0 | 0 | 0 | 0 | 0 | 0 | 0 | 0
Commercial_School_Existing_Food Preparation_Natural Gas_Broiler_E8_Baseline Forecast | Commercial | School | Existing | Food Preparation | Natural Gas | Broiler | E8 |  | Baseline Forecast | 0 | 0 | 0 | 0 | 0 | 0 | 0 | 0 | 0 | 0 | 0 | 0 | 0 | 0 | 0 | 0 | 0 | 0 | 0 | 0 | 0 | 0 | 0 | 0 | 0 | 0 | 0 | 0 | 0 | 0 | 0 | 0 | 0
Commercial_School_Existing_Food Preparation_Natural Gas_Broiler_E9_Baseline Forecast | Commercial | School | Existing | Food Preparation | Natural Gas | Broiler | E9 |  | Baseline Forecast | 0 | 0 | 0 | 0 | 0 | 0 | 0 | 0 | 0 | 0 | 0 | 0 | 0 | 0 | 0 | 0 | 0 | 0 | 0 | 0 | 0 | 0 | 0 | 0 | 0 | 0 | 0 | 0 | 0 | 0 | 0 | 0 | 0
Commercial_School_Existing_Food Preparation_Natural Gas_Broiler_E10_Baseline Forecast | Commercial | School | Existing | Food Preparation | Natural Gas | Broiler | E10 |  | Baseline Forecast | 0 | 0 | 0 | 0 | 0 | 0 | 0 | 0 | 0 | 0 | 0 | 0 | 0 | 0 | 0 | 0 | 0 | 0 | 0 | 0 | 0 | 0 | 0 | 0 | 0 | 0 | 0 | 0 | 0 | 0 | 0 | 0 | 0
Commercial_School_Existing_Food Preparation_Natural Gas_Broiler_Vintage_Baseline Forecast | Commercial | School | Existing | Food Preparation | Natural Gas | Broiler | Vintage |  | Baseline Forecast | 697400.2465 | 670723.6304 | 637380.5238 | 598208.4583 | 558602.302 | 514098.4073 | 467179.3275 | 418346.2181 | 367964.3382 | 316370.4923 | 263849.2946 | 210638.9054 | 168161.7037 | 134252.9255 | 107182.2734 | 85570.4632 | 68315.9586 | 54541.7043 | 43546.775 | 34770.1478 | 27763.0872 | 22167.9337 | 17700.0505 | 14132.3488 | 11283.5032 | 9008.7873 | 7192.5433 | 5742.4117 | 4584.5969 | 3660.1896 | 2922.1302 | 2332.8727 | 1866.2982
Commercial_School_Existing_Food Preparation_Natural Gas_Griddle_E1_Baseline Forecast | Commercial | School | Existing | Food Preparation | Natural Gas | Griddle | E1 |  | Baseline Forecast | 0 | 23182.4779 | 53045.1517 | 52715.8831 | 52715.8831 | 52574.2133 | 52449.1468 | 52336.5008 | 52227.6743 | 52119.5216 | 52010.8276 | 51902.2792 | 47290.613 | 37754.7504 | 30141.9128 | 24064.2166 | 19211.8865 | 9494.8963 | 0 | 0 | 0 | 0 | 0 | 0 | 0 | 0 | 0 | 0 | 0 | 0 | 0 | 0 | 0
Commercial_School_Existing_Food Preparation_Natural Gas_Griddle_E2_Baseline Forecast | Commercial | School | Existing | Food Preparation | Natural Gas | Griddle | E2 |  | Baseline Forecast | 0 | 9469.3824 | 21670.0849 | 71251.7629 | 149795.9381 | 210103.0608 | 274115.4157 | 341051.0314 | 410241.1386 | 481154.252 | 553366.9316 | 626555.1782 | 689111.2009 | 744517.255 | 788356.2574 | 822961.4138 | 850187.911 | 877388.1647 | 900492.5318 | 911025.469 | 919087.3468 | 925151.1481 | 929609.0721 | 932778.9996 | 934915.3226 | 936229.0299 | 936885.7089 | 937019.9716 | 936734.5248 | 936113.9283 | 935220.232 | 934110.7253 | 947551.282
Commercial_School_Existing_Food Preparation_Natural Gas_Griddle_E3_Baseline Forecast | Commercial | School | Existing | Food Preparation | Natural Gas | Griddle | E3 |  | Baseline Forecast | 0 | 0 | 0 | 0 | 0 | 0 | 0 | 0 | 0 | 0 | 0 | 0 | 0 | 0 | 0 | 0 | 0 | 0 | 0 | 0 | 0 | 0 | 0 | 0 | 0 | 0 | 0 | 0 | 0 | 0 | 0 | 0 | 0
Commercial_School_Existing_Food Preparation_Natural Gas_Griddle_E4_Baseline Forecast | Commercial | School | Existing | Food Preparation | Natural Gas | Griddle | E4 |  | Baseline Forecast | 0 | 0 | 0 | 0 | 0 | 0 | 0 | 0 | 0 | 0 | 0 | 0 | 0 | 0 | 0 | 0 | 0 | 0 | 0 | 0 | 0 | 0 | 0 | 0 | 0 | 0 | 0 | 0 | 0 | 0 | 0 | 0 | 0
Commercial_School_Existing_Food Preparation_Natural Gas_Griddle_E5_Baseline Forecast | Commercial | School | Existing | Food Preparation | Natural Gas | Griddle | E5 |  | Baseline Forecast | 0 | 0 | 0 | 0 | 0 | 0 | 0 | 0 | 0 | 0 | 0 | 0 | 0 | 0 | 0 | 0 | 0 | 0 | 0 | 0 | 0 | 0 | 0 | 0 | 0 | 0 | 0 | 0 | 0 | 0 | 0 | 0 | 0
Commercial_School_Existing_Food Preparation_Natural Gas_Griddle_E6_Baseline Forecast | Commercial | School | Existing | Food Preparation | Natural Gas | Griddle | E6 |  | Baseline Forecast | 0 | 0 | 0 | 0 | 0 | 0 | 0 | 0 | 0 | 0 | 0 | 0 | 0 | 0 | 0 | 0 | 0 | 0 | 0 | 0 | 0 | 0 | 0 | 0 | 0 | 0 | 0 | 0 | 0 | 0 | 0 | 0 | 0
Commercial_School_Existing_Food Preparation_Natural Gas_Griddle_E7_Baseline Forecast | Commercial | School | Existing | Food Preparation | Natural Gas | Griddle | E7 |  | Baseline Forecast | 0 | 0 | 0 | 0 | 0 | 0 | 0 | 0 | 0 | 0 | 0 | 0 | 0 | 0 | 0 | 0 | 0 | 0 | 0 | 0 | 0 | 0 | 0 | 0 | 0 | 0 | 0 | 0 | 0 | 0 | 0 | 0 | 0
Commercial_School_Existing_Food Preparation_Natural Gas_Griddle_E8_Baseline Forecast | Commercial | School | Existing | Food Preparation | Natural Gas | Griddle | E8 |  | Baseline Forecast | 0 | 0 | 0 | 0 | 0 | 0 | 0 | 0 | 0 | 0 | 0 | 0 | 0 | 0 | 0 | 0 | 0 | 0 | 0 | 0 | 0 | 0 | 0 | 0 | 0 | 0 | 0 | 0 | 0 | 0 | 0 | 0 | 0
Commercial_School_Existing_Food Preparation_Natural Gas_Griddle_E9_Baseline Forecast | Commercial | School | Existing | Food Preparation | Natural Gas | Griddle | E9 |  | Baseline Forecast | 0 | 0 | 0 | 0 | 0 | 0 | 0 | 0 | 0 | 0 | 0 | 0 | 0 | 0 | 0 | 0 | 0 | 0 | 0 | 0 | 0 | 0 | 0 | 0 | 0 | 0 | 0 | 0 | 0 | 0 | 0 | 0 | 0
Commercial_School_Existing_Food Preparation_Natural Gas_Griddle_E10_Baseline Forecast | Commercial | School | Existing | Food Preparation | Natural Gas | Griddle | E10 |  | Baseline Forecast | 0 | 0 | 0 | 0 | 0 | 0 | 0 | 0 | 0 | 0 | 0 | 0 | 0 | 0 | 0 | 0 | 0 | 0 | 0 | 0 | 0 | 0 | 0 | 0 | 0 | 0 | 0 | 0 | 0 | 0 | 0 | 0 | 0
Commercial_School_Existing_Food Preparation_Natural Gas_Griddle_Vintage_Baseline Forecast | Commercial | School | Existing | Food Preparation | Natural Gas | Griddle | Vintage |  | Baseline Forecast | 984565.0538 | 946903.9488 | 899831.3277 | 844529.5882 | 788615.0146 | 725785.9868 | 659547.2859 | 590606.4255 | 519479.0657 | 446640.695 | 372493.1218 | 297372.5723 | 237404.7582 | 189533.5419 | 151316.1506 | 120805.3597 | 96446.0592 | 77000.0531 | 61477.8 | 49087.2676 | 39194.9466 | 31295.9064 | 24988.3066 | 19951.5512 | 15929.6516 | 12718.2879 | 10154.1788 | 8106.9342 | 6472.3721 | 5167.3265 | 4125.3603 | 3293.4673 | 2634.7739
Commercial_School_Existing_Food Preparation_Natural Gas_Range_E1_Baseline Forecast | Commercial | School | Existing | Food Preparation | Natural Gas | Range | E1 |  | Baseline Forecast | 0 | 19857.9133 | 45434.141 | 75391.5542 | 120880.5012 | 157483.806 | 196333.0707 | 236952.671 | 278926.85 | 321931.1143 | 356031.9295 | 383027.8433 | 404352.2311 | 421140.2479 | 434307.8046 | 444565.8081 | 452508.0315 | 458607.7767 | 463236.8863 | 466736.1897 | 469316.4751 | 471150.5893 | 472385.5183 | 473139.2967 | 473513.0077 | 473582.5217 | 473408.4389 | 473037.1645 | 472515.8637 | 471872.1447 | 471139.1891 | 470340.7945 | 476892.8333
Commercial_School_Existing_Food Preparation_Natural Gas_Range_E2_Baseline Forecast | Commercial | School | Existing | Food Preparation | Natural Gas | Range | E2 |  | Baseline Forecast | 0 | 28575.6794 | 65393.46 | 108493.7873 | 173917.4932 | 226574.6451 | 282504.7977 | 341017.8904 | 401525.8272 | 463560.3992 | 512802.1949 | 551835.6944 | 582734.4155 | 607158.3456 | 626405.1374 | 641538.4943 | 653371.7888 | 662591.5551 | 669763.0469 | 675274.6741 | 679459.1104 | 682564.7981 | 684799.5379 | 686334.5026 | 687300.2408 | 687815.5799 | 687971.7749 | 687846.6279 | 687486.2232 | 686940.5691 | 686231.6891 | 685389.4517 | 695238.3144
Commercial_School_Existing_Food Preparation_Natural Gas_Range_E3_Baseline Forecast | Commercial | School | Existing | Food Preparation | Natural Gas | Range | E3 |  | Baseline Forecast | 0 | 0 | 0 | 0 | 0 | 0 | 0 | 0 | 0 | 0 | 0 | 0 | 0 | 0 | 0 | 0 | 0 | 0 | 0 | 0 | 0 | 0 | 0 | 0 | 0 | 0 | 0 | 0 | 0 | 0 | 0 | 0 | 0
Commercial_School_Existing_Food Preparation_Natural Gas_Range_E4_Baseline Forecast | Commercial | School | Existing | Food Preparation | Natural Gas | Range | E4 |  | Baseline Forecast | 0 | 0 | 0 | 0 | 0 | 0 | 0 | 0 | 0 | 0 | 0 | 0 | 0 | 0 | 0 | 0 | 0 | 0 | 0 | 0 | 0 | 0 | 0 | 0 | 0 | 0 | 0 | 0 | 0 | 0 | 0 | 0 | 0
Commercial_School_Existing_Food Preparation_Natural Gas_Range_E5_Baseline Forecast | Commercial | School | Existing | Food Preparation | Natural Gas | Range | E5 |  | Baseline Forecast | 0 | 0 | 0 | 0 | 0 | 0 | 0 | 0 | 0 | 0 | 0 | 0 | 0 | 0 | 0 | 0 | 0 | 0 | 0 | 0 | 0 | 0 | 0 | 0 | 0 | 0 | 0 | 0 | 0 | 0 | 0 | 0 | 0
Commercial_School_Existing_Food Preparation_Natural Gas_Range_E6_Baseline Forecast | Commercial | School | Existing | Food Preparation | Natural Gas | Range | E6 |  | Baseline Forecast | 0 | 0 | 0 | 0 | 0 | 0 | 0 | 0 | 0 | 0 | 0 | 0 | 0 | 0 | 0 | 0 | 0 | 0 | 0 | 0 | 0 | 0 | 0 | 0 | 0 | 0 | 0 | 0 | 0 | 0 | 0 | 0 | 0
Commercial_School_Existing_Food Preparation_Natural Gas_Range_E7_Baseline Forecast | Commercial | School | Existing | Food Preparation | Natural Gas | Range | E7 |  | Baseline Forecast | 0 | 0 | 0 | 0 | 0 | 0 | 0 | 0 | 0 | 0 | 0 | 0 | 0 | 0 | 0 | 0 | 0 | 0 | 0 | 0 | 0 | 0 | 0 | 0 | 0 | 0 | 0 | 0 | 0 | 0 | 0 | 0 | 0
Commercial_School_Existing_Food Preparation_Natural Gas_Range_E8_Baseline Forecast | Commercial | School | Existing | Food Preparation | Natural Gas | Range | E8 |  | Baseline Forecast | 0 | 0 | 0 | 0 | 0 | 0 | 0 | 0 | 0 | 0 | 0 | 0 | 0 | 0 | 0 | 0 | 0 | 0 | 0 | 0 | 0 | 0 | 0 | 0 | 0 | 0 | 0 | 0 | 0 | 0 | 0 | 0 | 0
Commercial_School_Existing_Food Preparation_Natural Gas_Range_E9_Baseline Forecast | Commercial | School | Existing | Food Preparation | Natural Gas | Range | E9 |  | Baseline Forecast | 0 | 0 | 0 | 0 | 0 | 0 | 0 | 0 | 0 | 0 | 0 | 0 | 0 | 0 | 0 | 0 | 0 | 0 | 0 | 0 | 0 | 0 | 0 | 0 | 0 | 0 | 0 | 0 | 0 | 0 | 0 | 0 | 0
Commercial_School_Existing_Food Preparation_Natural Gas_Range_E10_Baseline Forecast | Commercial | School | Existing | Food Preparation | Natural Gas | Range | E10 |  | Baseline Forecast | 0 | 0 | 0 | 0 | 0 | 0 | 0 | 0 | 0 | 0 | 0 | 0 | 0 | 0 | 0 | 0 | 0 | 0 | 0 | 0 | 0 | 0 | 0 | 0 | 0 | 0 | 0 | 0 | 0 | 0 | 0 | 0 | 0
Commercial_School_Existing_Food Preparation_Natural Gas_Range_Vintage_Baseline Forecast | Commercial | School | Existing | Food Preparation | Natural Gas | Range | Vintage |  | Baseline Forecast | 1217031.8026 | 1162406.2268 | 1093820.2355 | 1013284.8507 | 930344.8998 | 837791.9687 | 740105.9442 | 638355.3029 | 533344.006 | 425791.6492 | 339922.9369 | 271370.8045 | 216646.4772 | 172961.0413 | 138085.3157 | 110242.3381 | 88012.9746 | 70267.2953 | 56102.2825 | 44795.1577 | 35767.8051 | 28559.4439 | 22803.3702 | 18207.0204 | 14536.7891 | 11606.2217 | 9266.3141 | 7398.0773 | 5906.4386 | 4715.504 | 3764.6456 | 3005.492 | 2404.3936
Commercial_School_Existing_Food Preparation_Natural Gas_Steamer_E1_Baseline Forecast | Commercial | School | Existing | Food Preparation | Natural Gas | Steamer | E1 |  | Baseline Forecast | 0 | 8058.5451 | 17129.3168 | 17022.9895 | 17022.9895 | 16977.2416 | 16936.8552 | 16900.4796 | 16865.3374 | 16830.4128 | 15921.8682 | 14123.2344 | 12527.9545 | 11113.0769 | 9858.05 | 8744.7908 | 7757.2037 | 6881.28 | 6104.555 | 3038.9875 | 0 | 0 | 0 | 0 | 0 | 0 | 0 | 0 | 0 | 0 | 0 | 0 | 0
Commercial_School_Existing_Food Preparation_Natural Gas_Steamer_E2_Baseline Forecast | Commercial | School | Existing | Food Preparation | Natural Gas | Steamer | E2 |  | Baseline Forecast | 0 | 8065.8304 | 17182.565 | 37200.6528 | 69132.5016 | 92313.1104 | 116779.6509 | 142381.8509 | 168967.1305 | 196402.7785 | 221513.3839 | 244678.984 | 265130.6566 | 283177.8226 | 299089.9249 | 313108.1384 | 325443.5738 | 336294.4764 | 345839.9213 | 356609.4186 | 366400.5742 | 372297.6138 | 377431.8347 | 381887.2864 | 385738.8471 | 389056.2677 | 391900.0648 | 394324.8826 | 396377.0681 | 398098.8725 | 399525.4073 | 400691.2852 | 408142.4245
Commercial_School_Existing_Food Preparation_Natural Gas_Steamer_E3_Baseline Forecast | Commercial | School | Existing | Food Preparation | Natural Gas | Steamer | E3 |  | Baseline Forecast | 0 | 0 | 0 | 0 | 0 | 0 | 0 | 0 | 0 | 0 | 0 | 0 | 0 | 0 | 0 | 0 | 0 | 0 | 0 | 0 | 0 | 0 | 0 | 0 | 0 | 0 | 0 | 0 | 0 | 0 | 0 | 0 | 0
Commercial_School_Existing_Food Preparation_Natural Gas_Steamer_E4_Baseline Forecast | Commercial | School | Existing | Food Preparation | Natural Gas | Steamer | E4 |  | Baseline Forecast | 0 | 0 | 0 | 0 | 0 | 0 | 0 | 0 | 0 | 0 | 0 | 0 | 0 | 0 | 0 | 0 | 0 | 0 | 0 | 0 | 0 | 0 | 0 | 0 | 0 | 0 | 0 | 0 | 0 | 0 | 0 | 0 | 0
Commercial_School_Existing_Food Preparation_Natural Gas_Steamer_E5_Baseline Forecast | Commercial | School | Existing | Food Preparation | Natural Gas | Steamer | E5 |  | Baseline Forecast | 0 | 0 | 0 | 0 | 0 | 0 | 0 | 0 | 0 | 0 | 0 | 0 | 0 | 0 | 0 | 0 | 0 | 0 | 0 | 0 | 0 | 0 | 0 | 0 | 0 | 0 | 0 | 0 | 0 | 0 | 0 | 0 | 0
Commercial_School_Existing_Food Preparation_Natural Gas_Steamer_E6_Baseline Forecast | Commercial | School | Existing | Food Preparation | Natural Gas | Steamer | E6 |  | Baseline Forecast | 0 | 0 | 0 | 0 | 0 | 0 | 0 | 0 | 0 | 0 | 0 | 0 | 0 | 0 | 0 | 0 | 0 | 0 | 0 | 0 | 0 | 0 | 0 | 0 | 0 | 0 | 0 | 0 | 0 | 0 | 0 | 0 | 0
Commercial_School_Existing_Food Preparation_Natural Gas_Steamer_E7_Baseline Forecast | Commercial | School | Existing | Food Preparation | Natural Gas | Steamer | E7 |  | Baseline Forecast | 0 | 0 | 0 | 0 | 0 | 0 | 0 | 0 | 0 | 0 | 0 | 0 | 0 | 0 | 0 | 0 | 0 | 0 | 0 | 0 | 0 | 0 | 0 | 0 | 0 | 0 | 0 | 0 | 0 | 0 | 0 | 0 | 0
Commercial_School_Existing_Food Preparation_Natural Gas_Steamer_E8_Baseline Forecast | Commercial | School | Existing | Food Preparation | Natural Gas | Steamer | E8 |  | Baseline Forecast | 0 | 0 | 0 | 0 | 0 | 0 | 0 | 0 | 0 | 0 | 0 | 0 | 0 | 0 | 0 | 0 | 0 | 0 | 0 | 0 | 0 | 0 | 0 | 0 | 0 | 0 | 0 | 0 | 0 | 0 | 0 | 0 | 0
Commercial_School_Existing_Food Preparation_Natural Gas_Steamer_E9_Baseline Forecast | Commercial | School | Existing | Food Preparation | Natural Gas | Steamer | E9 |  | Baseline Forecast | 0 | 0 | 0 | 0 | 0 | 0 | 0 | 0 | 0 | 0 | 0 | 0 | 0 | 0 | 0 | 0 | 0 | 0 | 0 | 0 | 0 | 0 | 0 | 0 | 0 | 0 | 0 | 0 | 0 | 0 | 0 | 0 | 0
Commercial_School_Existing_Food Preparation_Natural Gas_Steamer_E10_Baseline Forecast | Commercial | School | Existing | Food Preparation | Natural Gas | Steamer | E10 |  | Baseline Forecast | 0 | 0 | 0 | 0 | 0 | 0 | 0 | 0 | 0 | 0 | 0 | 0 | 0 | 0 | 0 | 0 | 0 | 0 | 0 | 0 | 0 | 0 | 0 | 0 | 0 | 0 | 0 | 0 | 0 | 0 | 0 | 0 | 0
Commercial_School_Existing_Food Preparation_Natural Gas_Steamer_Vintage_Baseline Forecast | Commercial | School | Existing | Food Preparation | Natural Gas | Steamer | Vintage |  | Baseline Forecast | 437584.4684 | 419233.7619 | 398819.9246 | 376219.5729 | 354345.3247 | 330026.6528 | 304555.4266 | 278048.3173 | 250588.8115 | 222284.3504 | 197174.0283 | 174900.017 | 155144.3098 | 137622.6771 | 122080.6122 | 108294.1775 | 96064.0477 | 85216.7389 | 75597.8934 | 67068.3658 | 59502.6673 | 52789.966 | 46833.667 | 41548.514 | 36858.9192 | 32698.0957 | 29006.552 | 25731.5199 | 22825.9972 | 20248.3518 | 17961.5226 | 15932.8004 | 14162.4892
Commercial_School_Existing_Food Preparation_Natural Gas_Food Prep Other_E1_Baseline Forecast | Commercial | School | Existing | Food Preparation | Natural Gas | Food Prep Other | E1 |  | Baseline Forecast | 0 | 1610.8251 | 3685.9516 | 6115.7372 | 9804.5179 | 12773.1804 | 15925.3945 | 19222.3914 | 22630.7844 | 26124.2095 | 28896.0522 | 31092.085 | 32828.9415 | 34199.5837 | 35277.6314 | 36122.1048 | 36779.8039 | 37289.303 | 37681.768 | 37981.4533 | 38206.4333 | 38370.7193 | 38486.1112 | 38562.2274 | 38606.7718 | 38626.2196 | 38625.6213 | 38609.1077 | 38579.7804 | 38540.2206 | 38492.2645 | 38437.6972 | 38983.1619
Commercial_School_Existing_Food Preparation_Natural Gas_Food Prep Other_E2_Baseline Forecast | Commercial | School | Existing | Food Preparation | Natural Gas | Food Prep Other | E2 |  | Baseline Forecast | 0 | 565.9656 | 1295.0642 | 2148.7726 | 3444.8302 | 4487.8736 | 5595.4086 | 6753.8136 | 7951.3584 | 9178.7798 | 10152.6725 | 10924.2538 | 11534.5032 | 12016.0834 | 12394.8604 | 12691.5717 | 12922.6599 | 13101.6782 | 13239.5773 | 13344.8777 | 13423.9301 | 13481.6576 | 13522.206 | 13548.9546 | 13564.6102 | 13571.4479 | 13571.2422 | 13565.4448 | 13555.1449 | 13541.2497 | 13524.4041 | 13505.2352 | 13696.8897
Commercial_School_Existing_Food Preparation_Natural Gas_Food Prep Other_E3_Baseline Forecast | Commercial | School | Existing | Food Preparation | Natural Gas | Food Prep Other | E3 |  | Baseline Forecast | 0 | 0 | 0 | 0 | 0 | 0 | 0 | 0 | 0 | 0 | 0 | 0 | 0 | 0 | 0 | 0 | 0 | 0 | 0 | 0 | 0 | 0 | 0 | 0 | 0 | 0 | 0 | 0 | 0 | 0 | 0 | 0 | 0
Commercial_School_Existing_Food Preparation_Natural Gas_Food Prep Other_E4_Baseline Forecast | Commercial | School | Existing | Food Preparation | Natural Gas | Food Prep Other | E4 |  | Baseline Forecast | 0 | 0 | 0 | 0 | 0 | 0 | 0 | 0 | 0 | 0 | 0 | 0 | 0 | 0 | 0 | 0 | 0 | 0 | 0 | 0 | 0 | 0 | 0 | 0 | 0 | 0 | 0 | 0 | 0 | 0 | 0 | 0 | 0
Commercial_School_Existing_Food Preparation_Natural Gas_Food Prep Other_E5_Baseline Forecast | Commercial | School | Existing | Food Preparation | Natural Gas | Food Prep Other | E5 |  | Baseline Forecast | 0 | 0 | 0 | 0 | 0 | 0 | 0 | 0 | 0 | 0 | 0 | 0 | 0 | 0 | 0 | 0 | 0 | 0 | 0 | 0 | 0 | 0 | 0 | 0 | 0 | 0 | 0 | 0 | 0 | 0 | 0 | 0 | 0
Commercial_School_Existing_Food Preparation_Natural Gas_Food Prep Other_E6_Baseline Forecast | Commercial | School | Existing | Food Preparation | Natural Gas | Food Prep Other | E6 |  | Baseline Forecast | 0 | 0 | 0 | 0 | 0 | 0 | 0 | 0 | 0 | 0 | 0 | 0 | 0 | 0 | 0 | 0 | 0 | 0 | 0 | 0 | 0 | 0 | 0 | 0 | 0 | 0 | 0 | 0 | 0 | 0 | 0 | 0 | 0
Commercial_School_Existing_Food Preparation_Natural Gas_Food Prep Other_E7_Baseline Forecast | Commercial | School | Existing | Food Preparation | Natural Gas | Food Prep Other | E7 |  | Baseline Forecast | 0 | 0 | 0 | 0 | 0 | 0 | 0 | 0 | 0 | 0 | 0 | 0 | 0 | 0 | 0 | 0 | 0 | 0 | 0 | 0 | 0 | 0 | 0 | 0 | 0 | 0 | 0 | 0 | 0 | 0 | 0 | 0 | 0
Commercial_School_Existing_Food Preparation_Natural Gas_Food Prep Other_E8_Baseline Forecast | Commercial | School | Existing | Food Preparation | Natural Gas | Food Prep Other | E8 |  | Baseline Forecast | 0 | 0 | 0 | 0 | 0 | 0 | 0 | 0 | 0 | 0 | 0 | 0 | 0 | 0 | 0 | 0 | 0 | 0 | 0 | 0 | 0 | 0 | 0 | 0 | 0 | 0 | 0 | 0 | 0 | 0 | 0 | 0 | 0
Commercial_School_Existing_Food Preparation_Natural Gas_Food Prep Other_E9_Baseline Forecast | Commercial | School | Existing | Food Preparation | Natural Gas | Food Prep Other | E9 |  | Baseline Forecast | 0 | 0 | 0 | 0 | 0 | 0 | 0 | 0 | 0 | 0 | 0 | 0 | 0 | 0 | 0 | 0 | 0 | 0 | 0 | 0 | 0 | 0 | 0 | 0 | 0 | 0 | 0 | 0 | 0 | 0 | 0 | 0 | 0
Commercial_School_Existing_Food Preparation_Natural Gas_Food Prep Other_E10_Baseline Forecast | Commercial | School | Existing | Food Preparation | Natural Gas | Food Prep Other | E10 |  | Baseline Forecast | 0 | 0 | 0 | 0 | 0 | 0 | 0 | 0 | 0 | 0 | 0 | 0 | 0 | 0 | 0 | 0 | 0 | 0 | 0 | 0 | 0 | 0 | 0 | 0 | 0 | 0 | 0 | 0 | 0 | 0 | 0 | 0 | 0
Commercial_School_Existing_Food Preparation_Natural Gas_Food Prep Other_Vintage_Baseline Forecast | Commercial | School | Existing | Food Preparation | Natural Gas | Food Prep Other | Vintage |  | Baseline Forecast | 54698.0585 | 52242.9765 | 49160.46 | 45540.8922 | 41813.2539 | 37653.5716 | 33263.1885 | 28690.126 | 23970.5171 | 19136.7033 | 15277.4354 | 12196.4407 | 9736.9203 | 7773.5299 | 6206.0816 | 4954.7118 | 3955.6393 | 3158.0807 | 2521.4509 | 2013.2655 | 1607.5418 | 1283.5705 | 1024.8706 | 818.2931 | 653.3388 | 521.6279 | 416.4636 | 332.4979 | 265.4579 | 211.9328 | 169.1976 | 135.0783 | 108.0626
Commercial_School_Existing_Miscellaneous_Natural Gas_Pool Heater_E1_Baseline Forecast | Commercial | School | Existing | Miscellaneous | Natural Gas | Pool Heater | E1 |  | Baseline Forecast | 0 | 756.1766 | 1730.3123 | 2870.937 | 4427.886 | 5821.9476 | 6930.1912 | 7811.0537 | 8509.919 | 9063.1978 | 9500.0652 | 9844.092 | 10114.1589 | 10325.2819 | 10489.2701 | 10615.6317 | 10711.8656 | 10784.3118 | 10838.1327 | 10877.2653 | 10904.4854 | 10921.8943 | 10931.3471 | 10934.3816 | 10932.2319 | 10925.9754 | 10916.438 | 10904.3066 | 10890.074 | 10874.1635 | 10856.8493 | 10838.4406 | 10989.6705
Commercial_School_Existing_Miscellaneous_Natural Gas_Pool Heater_E2_Baseline Forecast | Commercial | School | Existing | Miscellaneous | Natural Gas | Pool Heater | E2 |  | Baseline Forecast | 0 | 84.0196 | 192.2569 | 318.993 | 491.9873 | 646.8831 | 770.0212 | 867.8949 | 945.5466 | 1007.022 | 1055.5628 | 1093.788 | 1123.7954 | 1147.2535 | 1165.4745 | 1179.5146 | 1190.2073 | 1198.2569 | 1204.237 | 1208.585 | 1211.6095 | 1213.5438 | 1214.5941 | 1214.9313 | 1214.6924 | 1213.9973 | 1212.9376 | 1211.5896 | 1210.0082 | 1208.2404 | 1206.3166 | 1204.2712 | 1221.0745
Commercial_School_Existing_Miscellaneous_Natural Gas_Pool Heater_E3_Baseline Forecast | Commercial | School | Existing | Miscellaneous | Natural Gas | Pool Heater | E3 |  | Baseline Forecast | 0 | 0 | 0 | 0 | 0 | 0 | 0 | 0 | 0 | 0 | 0 | 0 | 0 | 0 | 0 | 0 | 0 | 0 | 0 | 0 | 0 | 0 | 0 | 0 | 0 | 0 | 0 | 0 | 0 | 0 | 0 | 0 | 0
Commercial_School_Existing_Miscellaneous_Natural Gas_Pool Heater_E4_Baseline Forecast | Commercial | School | Existing | Miscellaneous | Natural Gas | Pool Heater | E4 |  | Baseline Forecast | 0 | 0 | 0 | 0 | 0 | 0 | 0 | 0 | 0 | 0 | 0 | 0 | 0 | 0 | 0 | 0 | 0 | 0 | 0 | 0 | 0 | 0 | 0 | 0 | 0 | 0 | 0 | 0 | 0 | 0 | 0 | 0 | 0
Commercial_School_Existing_Miscellaneous_Natural Gas_Pool Heater_E5_Baseline Forecast | Commercial | School | Existing | Miscellaneous | Natural Gas | Pool Heater | E5 |  | Baseline Forecast | 0 | 0 | 0 | 0 | 0 | 0 | 0 | 0 | 0 | 0 | 0 | 0 | 0 | 0 | 0 | 0 | 0 | 0 | 0 | 0 | 0 | 0 | 0 | 0 | 0 | 0 | 0 | 0 | 0 | 0 | 0 | 0 | 0
Commercial_School_Existing_Miscellaneous_Natural Gas_Pool Heater_E6_Baseline Forecast | Commercial | School | Existing | Miscellaneous | Natural Gas | Pool Heater | E6 |  | Baseline Forecast | 0 | 0 | 0 | 0 | 0 | 0 | 0 | 0 | 0 | 0 | 0 | 0 | 0 | 0 | 0 | 0 | 0 | 0 | 0 | 0 | 0 | 0 | 0 | 0 | 0 | 0 | 0 | 0 | 0 | 0 | 0 | 0 | 0
Commercial_School_Existing_Miscellaneous_Natural Gas_Pool Heater_E7_Baseline Forecast | Commercial | School | Existing | Miscellaneous | Natural Gas | Pool Heater | E7 |  | Baseline Forecast | 0 | 0 | 0 | 0 | 0 | 0 | 0 | 0 | 0 | 0 | 0 | 0 | 0 | 0 | 0 | 0 | 0 | 0 | 0 | 0 | 0 | 0 | 0 | 0 | 0 | 0 | 0 | 0 | 0 | 0 | 0 | 0 | 0
Commercial_School_Existing_Miscellaneous_Natural Gas_Pool Heater_E8_Baseline Forecast | Commercial | School | Existing | Miscellaneous | Natural Gas | Pool Heater | E8 |  | Baseline Forecast | 0 | 0 | 0 | 0 | 0 | 0 | 0 | 0 | 0 | 0 | 0 | 0 | 0 | 0 | 0 | 0 | 0 | 0 | 0 | 0 | 0 | 0 | 0 | 0 | 0 | 0 | 0 | 0 | 0 | 0 | 0 | 0 | 0
Commercial_School_Existing_Miscellaneous_Natural Gas_Pool Heater_E9_Baseline Forecast | Commercial | School | Existing | Miscellaneous | Natural Gas | Pool Heater | E9 |  | Baseline Forecast | 0 | 0 | 0 | 0 | 0 | 0 | 0 | 0 | 0 | 0 | 0 | 0 | 0 | 0 | 0 | 0 | 0 | 0 | 0 | 0 | 0 | 0 | 0 | 0 | 0 | 0 | 0 | 0 | 0 | 0 | 0 | 0 | 0
Commercial_School_Existing_Miscellaneous_Natural Gas_Pool Heater_E10_Baseline Forecast | Commercial | School | Existing | Miscellaneous | Natural Gas | Pool Heater | E10 |  | Baseline Forecast | 0 | 0 | 0 | 0 | 0 | 0 | 0 | 0 | 0 | 0 | 0 | 0 | 0 | 0 | 0 | 0 | 0 | 0 | 0 | 0 | 0 | 0 | 0 | 0 | 0 | 0 | 0 | 0 | 0 | 0 | 0 | 0 | 0
Commercial_School_Existing_Miscellaneous_Natural Gas_Pool Heater_Vintage_Baseline Forecast | Commercial | School | Existing | Miscellaneous | Natural Gas | Pool Heater | Vintage |  | Baseline Forecast | 12667.3925 | 11762.7474 | 10615.9256 | 9270.7342 | 7831.9428 | 6248.7161 | 4987.081 | 3981.0961 | 3178.2544 | 2537.3383 | 2025.6374 | 1617.1279 | 1291.0197 | 1030.6935 | 822.8653 | 656.946 | 524.4788 | 418.7304 | 334.3195 | 266.9392 | 213.1442 | 170.1888 | 135.8877 | 108.4976 | 86.6263 | 69.1627 | 55.219 | 44.0859 | 35.1971 | 28.1002 | 22.4339 | 17.9101 | 14.328
Commercial_School_Existing_Miscellaneous_Natural Gas_Miscellaneous_E1_Baseline Forecast | Commercial | School | Existing | Miscellaneous | Natural Gas | Miscellaneous | E1 |  | Baseline Forecast | 0 | 355672.0497 | 775107.0463 | 1246348.0159 | 1750254.3624 | 2094363.4796 | 2387652.4415 | 2637636.3362 | 2850364.3916 | 3031113.9781 | 3184446.5266 | 3314361.0389 | 3424297.657 | 3517177.6777 | 3595438.1675 | 3661193.0351 | 3716218.7699 | 3762159.5902 | 3800453.6774 | 3832261.9308 | 3858446.4135 | 3879708.2611 | 3896716.0359 | 3910063.6796 | 3920262.2739 | 3927782.3646 | 3933012.8832 | 3936296.1048 | 3937903.8203 | 3938079.6266 | 3937008.5947 | 3934882.69 | 3994180.315
Commercial_School_Existing_Miscellaneous_Natural Gas_Miscellaneous_E2_Baseline Forecast | Commercial | School | Existing | Miscellaneous | Natural Gas | Miscellaneous | E2 |  | Baseline Forecast | 0 | 0 | 0 | 0 | 0 | 0 | 0 | 0 | 0 | 0 | 0 | 0 | 0 | 0 | 0 | 0 | 0 | 0 | 0 | 0 | 0 | 0 | 0 | 0 | 0 | 0 | 0 | 0 | 0 | 0 | 0 | 0 | 0
Commercial_School_Existing_Miscellaneous_Natural Gas_Miscellaneous_E3_Baseline Forecast | Commercial | School | Existing | Miscellaneous | Natural Gas | Miscellaneous | E3 |  | Baseline Forecast | 0 | 0 | 0 | 0 | 0 | 0 | 0 | 0 | 0 | 0 | 0 | 0 | 0 | 0 | 0 | 0 | 0 | 0 | 0 | 0 | 0 | 0 | 0 | 0 | 0 | 0 | 0 | 0 | 0 | 0 | 0 | 0 | 0
Commercial_School_Existing_Miscellaneous_Natural Gas_Miscellaneous_E4_Baseline Forecast | Commercial | School | Existing | Miscellaneous | Natural Gas | Miscellaneous | E4 |  | Baseline Forecast | 0 | 0 | 0 | 0 | 0 | 0 | 0 | 0 | 0 | 0 | 0 | 0 | 0 | 0 | 0 | 0 | 0 | 0 | 0 | 0 | 0 | 0 | 0 | 0 | 0 | 0 | 0 | 0 | 0 | 0 | 0 | 0 | 0
Commercial_School_Existing_Miscellaneous_Natural Gas_Miscellaneous_E5_Baseline Forecast | Commercial | School | Existing | Miscellaneous | Natural Gas | Miscellaneous | E5 |  | Baseline Forecast | 0 | 0 | 0 | 0 | 0 | 0 | 0 | 0 | 0 | 0 | 0 | 0 | 0 | 0 | 0 | 0 | 0 | 0 | 0 | 0 | 0 | 0 | 0 | 0 | 0 | 0 | 0 | 0 | 0 | 0 | 0 | 0 | 0
Commercial_School_Existing_Miscellaneous_Natural Gas_Miscellaneous_E6_Baseline Forecast | Commercial | School | Existing | Miscellaneous | Natural Gas | Miscellaneous | E6 |  | Baseline Forecast | 0 | 0 | 0 | 0 | 0 | 0 | 0 | 0 | 0 | 0 | 0 | 0 | 0 | 0 | 0 | 0 | 0 | 0 | 0 | 0 | 0 | 0 | 0 | 0 | 0 | 0 | 0 | 0 | 0 | 0 | 0 | 0 | 0
Commercial_School_Existing_Miscellaneous_Natural Gas_Miscellaneous_E7_Baseline Forecast | Commercial | School | Existing | Miscellaneous | Natural Gas | Miscellaneous | E7 |  | Baseline Forecast | 0 | 0 | 0 | 0 | 0 | 0 | 0 | 0 | 0 | 0 | 0 | 0 | 0 | 0 | 0 | 0 | 0 | 0 | 0 | 0 | 0 | 0 | 0 | 0 | 0 | 0 | 0 | 0 | 0 | 0 | 0 | 0 | 0
Commercial_School_Existing_Miscellaneous_Natural Gas_Miscellaneous_E8_Baseline Forecast | Commercial | School | Existing | Miscellaneous | Natural Gas | Miscellaneous | E8 |  | Baseline Forecast | 0 | 0 | 0 | 0 | 0 | 0 | 0 | 0 | 0 | 0 | 0 | 0 | 0 | 0 | 0 | 0 | 0 | 0 | 0 | 0 | 0 | 0 | 0 | 0 | 0 | 0 | 0 | 0 | 0 | 0 | 0 | 0 | 0
Commercial_School_Existing_Miscellaneous_Natural Gas_Miscellaneous_E9_Baseline Forecast | Commercial | School | Existing | Miscellaneous | Natural Gas | Miscellaneous | E9 |  | Baseline Forecast | 0 | 0 | 0 | 0 | 0 | 0 | 0 | 0 | 0 | 0 | 0 | 0 | 0 | 0 | 0 | 0 | 0 | 0 | 0 | 0 | 0 | 0 | 0 | 0 | 0 | 0 | 0 | 0 | 0 | 0 | 0 | 0 | 0
Commercial_School_Existing_Miscellaneous_Natural Gas_Miscellaneous_E10_Baseline Forecast | Commercial | School | Existing | Miscellaneous | Natural Gas | Miscellaneous | E10 |  | Baseline Forecast | 0 | 0 | 0 | 0 | 0 | 0 | 0 | 0 | 0 | 0 | 0 | 0 | 0 | 0 | 0 | 0 | 0 | 0 | 0 | 0 | 0 | 0 | 0 | 0 | 0 | 0 | 0 | 0 | 0 | 0 | 0 | 0 | 0
Commercial_School_Existing_Miscellaneous_Natural Gas_Miscellaneous_Vintage_Baseline Forecast | Commercial | School | Existing | Miscellaneous | Natural Gas | Miscellaneous | Vintage |  | Baseline Forecast | 4170726.9641 | 3793835.197 | 3353180.4831 | 2856313.879 | 2448269.0391 | 2092876.7229 | 1789626.9162 | 1530671.401 | 1309275.9275 | 1119912.5908 | 957923.1774 | 819363.3923 | 700855.183 | 599498.5988 | 512803.0526 | 438646.5758 | 375211.595 | 320956.3793 | 274559.5337 | 234882.3004 | 200943.8573 | 171907.734 | 147064.5266 | 125808.7925 | 107622.6863 | 92063.9121 | 78753.3079 | 67366.4824 | 57625.3959 | 49292.3558 | 42163.706 | 36065.6262 | 30913.3939
Commercial_School_New_Space Heating_Natural Gas_Furnace_E1_Baseline Forecast | Commercial | School | New | Space Heating | Natural Gas | Furnace | E1 |  | Baseline Forecast | 0 | 0 | 0 | 0 | 0 | 0 | 0 | 0 | 0 | 0 | 0 | 0 | 0 | 0 | 0 | 0 | 0 | 0 | 0 | 0 | 0 | 0 | 0 | 0 | 0 | 0 | 0 | 0 | 0 | 0 | 0 | 0 | 0
Commercial_School_New_Space Heating_Natural Gas_Furnace_E2_Baseline Forecast | Commercial | School | New | Space Heating | Natural Gas | Furnace | E2 |  | Baseline Forecast | 0 | 0 | 0 | 0 | 0 | 0 | 0 | 0 | 0 | 0 | 0 | 0 | 0 | 0 | 0 | 0 | 0 | 0 | 0 | 0 | 0 | 0 | 0 | 0 | 0 | 0 | 0 | 0 | 0 | 0 | 0 | 0 | 0
Commercial_School_New_Space Heating_Natural Gas_Furnace_E3_Baseline Forecast | Commercial | School | New | Space Heating | Natural Gas | Furnace | E3 |  | Baseline Forecast | 0 | 0 | 0 | 0 | 0 | 0 | 0 | 0 | 0 | 0 | 0 | 0 | 0 | 0 | 0 | 0 | 0 | 0 | 0 | 0 | 0 | 0 | 0 | 0 | 0 | 0 | 0 | 0 | 0 | 0 | 0 | 0 | 0
Commercial_School_New_Space Heating_Natural Gas_Furnace_E4_Baseline Forecast | Commercial | School | New | Space Heating | Natural Gas | Furnace | E4 |  | Baseline Forecast | 0 | 0 | 0 | 0 | 0 | 0 | 0 | 0 | 0 | 0 | 0 | 0 | 0 | 0 | 0 | 0 | 0 | 0 | 0 | 0 | 0 | 0 | 0 | 0 | 0 | 0 | 0 | 0 | 0 | 0 | 0 | 0 | 0
Commercial_School_New_Space Heating_Natural Gas_Furnace_E5_Baseline Forecast | Commercial | School | New | Space Heating | Natural Gas | Furnace | E5 |  | Baseline Forecast | 0 | 0 | 0 | 0 | 0 | 0 | 0 | 0 | 0 | 0 | 0 | 0 | 0 | 0 | 0 | 0 | 0 | 0 | 0 | 0 | 0 | 0 | 0 | 0 | 0 | 0 | 0 | 0 | 0 | 0 | 0 | 0 | 0
Commercial_School_New_Space Heating_Natural Gas_Furnace_E6_Baseline Forecast | Commercial | School | New | Space Heating | Natural Gas | Furnace | E6 |  | Baseline Forecast | 0 | 0 | 0 | 0 | 0 | 0 | 0 | 0 | 0 | 0 | 0 | 0 | 0 | 0 | 0 | 0 | 0 | 0 | 0 | 0 | 0 | 0 | 0 | 0 | 0 | 0 | 0 | 0 | 0 | 0 | 0 | 0 | 0
Commercial_School_New_Space Heating_Natural Gas_Furnace_E7_Baseline Forecast | Commercial | School | New | Space Heating | Natural Gas | Furnace | E7 |  | Baseline Forecast | 0 | 0 | 0 | 0 | 0 | 0 | 0 | 0 | 0 | 0 | 0 | 0 | 0 | 0 | 0 | 0 | 0 | 0 | 0 | 0 | 0 | 0 | 0 | 0 | 0 | 0 | 0 | 0 | 0 | 0 | 0 | 0 | 0
Commercial_School_New_Space Heating_Natural Gas_Furnace_E8_Baseline Forecast | Commercial | School | New | Space Heating | Natural Gas | Furnace | E8 |  | Baseline Forecast | 0 | 0 | 0 | 0 | 0 | 0 | 0 | 0 | 0 | 0 | 0 | 0 | 0 | 0 | 0 | 0 | 0 | 0 | 0 | 0 | 0 | 0 | 0 | 0 | 0 | 0 | 0 | 0 | 0 | 0 | 0 | 0 | 0
Commercial_School_New_Space Heating_Natural Gas_Furnace_E9_Baseline Forecast | Commercial | School | New | Space Heating | Natural Gas | Furnace | E9 |  | Baseline Forecast | 0 | 0 | 0 | 0 | 0 | 0 | 0 | 0 | 0 | 0 | 0 | 0 | 0 | 0 | 0 | 0 | 0 | 0 | 0 | 0 | 0 | 0 | 0 | 0 | 0 | 0 | 0 | 0 | 0 | 0 | 0 | 0 | 0
Commercial_School_New_Space Heating_Natural Gas_Furnace_E10_Baseline Forecast | Commercial | School | New | Space Heating | Natural Gas | Furnace | E10 |  | Baseline Forecast | 0 | 0 | 0 | 0 | 0 | 0 | 0 | 0 | 0 | 0 | 0 | 0 | 0 | 0 | 0 | 0 | 0 | 0 | 0 | 0 | 0 | 0 | 0 | 0 | 0 | 0 | 0 | 0 | 0 | 0 | 0 | 0 | 0
Commercial_School_New_Space Heating_Natural Gas_Furnace_Vintage_Baseline Forecast | Commercial | School | New | Space Heating | Natural Gas | Furnace | Vintage |  | Baseline Forecast | 0 | 0 | 0 | 0 | 0 | 0 | 0 | 0 | 0 | 0 | 0 | 0 | 0 | 0 | 0 | 0 | 0 | 0 | 0 | 0 | 0 | 0 | 0 | 0 | 0 | 0 | 0 | 0 | 0 | 0 | 0 | 0 | 0
Commercial_School_New_Space Heating_Natural Gas_Boiler_E1_Baseline Forecast | Commercial | School | New | Space Heating | Natural Gas | Boiler | E1 |  | Baseline Forecast | 0 | 0 | 0 | 0 | 0 | 0 | 0 | 0 | 0 | 0 | 0 | 0 | 0 | 0 | 0 | 0 | 0 | 0 | 0 | 0 | 0 | 0 | 0 | 0 | 0 | 0 | 0 | 0 | 0 | 0 | 0 | 0 | 0
Commercial_School_New_Space Heating_Natural Gas_Boiler_E2_Baseline Forecast | Commercial | School | New | Space Heating | Natural Gas | Boiler | E2 |  | Baseline Forecast | 0 | 0 | 0 | 0 | 0 | 0 | 0 | 0 | 0 | 0 | 0 | 0 | 0 | 0 | 0 | 0 | 0 | 0 | 0 | 0 | 0 | 0 | 0 | 0 | 0 | 0 | 0 | 0 | 0 | 0 | 0 | 0 | 0
Commercial_School_New_Space Heating_Natural Gas_Boiler_E3_Baseline Forecast | Commercial | School | New | Space Heating | Natural Gas | Boiler | E3 |  | Baseline Forecast | 0 | 0 | 0 | 0 | 0 | 0 | 0 | 0 | 0 | 0 | 0 | 0 | 0 | 0 | 0 | 0 | 0 | 0 | 0 | 0 | 0 | 0 | 0 | 0 | 0 | 0 | 0 | 0 | 0 | 0 | 0 | 0 | 0
Commercial_School_New_Space Heating_Natural Gas_Boiler_E4_Baseline Forecast | Commercial | School | New | Space Heating | Natural Gas | Boiler | E4 |  | Baseline Forecast | 0 | 0 | 0 | 0 | 0 | 0 | 0 | 0 | 0 | 0 | 0 | 0 | 0 | 0 | 0 | 0 | 0 | 0 | 0 | 0 | 0 | 0 | 0 | 0 | 0 | 0 | 0 | 0 | 0 | 0 | 0 | 0 | 0
Commercial_School_New_Space Heating_Natural Gas_Boiler_E5_Baseline Forecast | Commercial | School | New | Space Heating | Natural Gas | Boiler | E5 |  | Baseline Forecast | 0 | 0 | 0 | 0 | 0 | 0 | 0 | 0 | 0 | 0 | 0 | 0 | 0 | 0 | 0 | 0 | 0 | 0 | 0 | 0 | 0 | 0 | 0 | 0 | 0 | 0 | 0 | 0 | 0 | 0 | 0 | 0 | 0
Commercial_School_New_Space Heating_Natural Gas_Boiler_E6_Baseline Forecast | Commercial | School | New | Space Heating | Natural Gas | Boiler | E6 |  | Baseline Forecast | 0 | 0 | 0 | 0 | 0 | 0 | 0 | 0 | 0 | 0 | 0 | 0 | 0 | 0 | 0 | 0 | 0 | 0 | 0 | 0 | 0 | 0 | 0 | 0 | 0 | 0 | 0 | 0 | 0 | 0 | 0 | 0 | 0
Commercial_School_New_Space Heating_Natural Gas_Boiler_E7_Baseline Forecast | Commercial | School | New | Space Heating | Natural Gas | Boiler | E7 |  | Baseline Forecast | 0 | 0 | 0 | 0 | 0 | 0 | 0 | 0 | 0 | 0 | 0 | 0 | 0 | 0 | 0 | 0 | 0 | 0 | 0 | 0 | 0 | 0 | 0 | 0 | 0 | 0 | 0 | 0 | 0 | 0 | 0 | 0 | 0
Commercial_School_New_Space Heating_Natural Gas_Boiler_E8_Baseline Forecast | Commercial | School | New | Space Heating | Natural Gas | Boiler | E8 |  | Baseline Forecast | 0 | 0 | 0 | 0 | 0 | 0 | 0 | 0 | 0 | 0 | 0 | 0 | 0 | 0 | 0 | 0 | 0 | 0 | 0 | 0 | 0 | 0 | 0 | 0 | 0 | 0 | 0 | 0 | 0 | 0 | 0 | 0 | 0
Commercial_School_New_Space Heating_Natural Gas_Boiler_E9_Baseline Forecast | Commercial | School | New | Space Heating | Natural Gas | Boiler | E9 |  | Baseline Forecast | 0 | 0 | 0 | 0 | 0 | 0 | 0 | 0 | 0 | 0 | 0 | 0 | 0 | 0 | 0 | 0 | 0 | 0 | 0 | 0 | 0 | 0 | 0 | 0 | 0 | 0 | 0 | 0 | 0 | 0 | 0 | 0 | 0
Commercial_School_New_Space Heating_Natural Gas_Boiler_E10_Baseline Forecast | Commercial | School | New | Space Heating | Natural Gas | Boiler | E10 |  | Baseline Forecast | 0 | 0 | 0 | 0 | 0 | 0 | 0 | 0 | 0 | 0 | 0 | 0 | 0 | 0 | 0 | 0 | 0 | 0 | 0 | 0 | 0 | 0 | 0 | 0 | 0 | 0 | 0 | 0 | 0 | 0 | 0 | 0 | 0
Commercial_School_New_Space Heating_Natural Gas_Boiler_Vintage_Baseline Forecast | Commercial | School | New | Space Heating | Natural Gas | Boiler | Vintage |  | Baseline Forecast | 0 | 0 | 0 | 0 | 0 | 0 | 0 | 0 | 0 | 0 | 0 | 0 | 0 | 0 | 0 | 0 | 0 | 0 | 0 | 0 | 0 | 0 | 0 | 0 | 0 | 0 | 0 | 0 | 0 | 0 | 0 | 0 | 0
Commercial_School_New_Space Heating_Natural Gas_Unit Heater_E1_Baseline Forecast | Commercial | School | New | Space Heating | Natural Gas | Unit Heater | E1 |  | Baseline Forecast | 0 | 281.8549 | 1641.3457 | 2510.1555 | 3548.9468 | 3548.9468 | 3548.9468 | 3548.9468 | 3548.9468 | 3548.9468 | 3548.9468 | 3508.6818 | 3279.956 | 2959.7896 | 2536.9625 | 2174.5393 | 1863.8908 | 1597.6207 | 1287.2688 | 707.2758 | 353.1025 | 0 | 0 | 0 | 0 | 0 | 0 | 0 | 0 | 0 | 0 | 0 | 0
Commercial_School_New_Space Heating_Natural Gas_Unit Heater_E2_Baseline Forecast | Commercial | School | New | Space Heating | Natural Gas | Unit Heater | E2 |  | Baseline Forecast | 0 | 0 | 0 | 0 | 0 | 1070.5694 | 2146.5187 | 3077.7493 | 3995.9291 | 4935.6004 | 5890.5673 | 6878.5445 | 8040.1594 | 9280.499 | 10624.8294 | 11905.969 | 13140.6581 | 14309.4112 | 15486.3992 | 16905.0658 | 18098.325 | 19307.5037 | 20174.7368 | 21051.1458 | 21936.9703 | 22825.2906 | 23717.0837 | 24609.4774 | 25505.8079 | 26404.0922 | 27309.0599 | 28214.6854 | 28599.4034
Commercial_School_New_Space Heating_Natural Gas_Unit Heater_E3_Baseline Forecast | Commercial | School | New | Space Heating | Natural Gas | Unit Heater | E3 |  | Baseline Forecast | 0 | 0 | 0 | 0 | 0 | 0 | 0 | 0 | 0 | 0 | 0 | 0 | 0 | 0 | 0 | 0 | 0 | 0 | 0 | 0 | 0 | 0 | 0 | 0 | 0 | 0 | 0 | 0 | 0 | 0 | 0 | 0 | 0
Commercial_School_New_Space Heating_Natural Gas_Unit Heater_E4_Baseline Forecast | Commercial | School | New | Space Heating | Natural Gas | Unit Heater | E4 |  | Baseline Forecast | 0 | 0 | 0 | 0 | 0 | 0 | 0 | 0 | 0 | 0 | 0 | 0 | 0 | 0 | 0 | 0 | 0 | 0 | 0 | 0 | 0 | 0 | 0 | 0 | 0 | 0 | 0 | 0 | 0 | 0 | 0 | 0 | 0
Commercial_School_New_Space Heating_Natural Gas_Unit Heater_E5_Baseline Forecast | Commercial | School | New | Space Heating | Natural Gas | Unit Heater | E5 |  | Baseline Forecast | 0 | 0 | 0 | 0 | 0 | 0 | 0 | 0 | 0 | 0 | 0 | 0 | 0 | 0 | 0 | 0 | 0 | 0 | 0 | 0 | 0 | 0 | 0 | 0 | 0 | 0 | 0 | 0 | 0 | 0 | 0 | 0 | 0
Commercial_School_New_Space Heating_Natural Gas_Unit Heater_E6_Baseline Forecast | Commercial | School | New | Space Heating | Natural Gas | Unit Heater | E6 |  | Baseline Forecast | 0 | 0 | 0 | 0 | 0 | 0 | 0 | 0 | 0 | 0 | 0 | 0 | 0 | 0 | 0 | 0 | 0 | 0 | 0 | 0 | 0 | 0 | 0 | 0 | 0 | 0 | 0 | 0 | 0 | 0 | 0 | 0 | 0
Commercial_School_New_Space Heating_Natural Gas_Unit Heater_E7_Baseline Forecast | Commercial | School | New | Space Heating | Natural Gas | Unit Heater | E7 |  | Baseline Forecast | 0 | 0 | 0 | 0 | 0 | 0 | 0 | 0 | 0 | 0 | 0 | 0 | 0 | 0 | 0 | 0 | 0 | 0 | 0 | 0 | 0 | 0 | 0 | 0 | 0 | 0 | 0 | 0 | 0 | 0 | 0 | 0 | 0
Commercial_School_New_Space Heating_Natural Gas_Unit Heater_E8_Baseline Forecast | Commercial | School | New | Space Heating | Natural Gas | Unit Heater | E8 |  | Baseline Forecast | 0 | 0 | 0 | 0 | 0 | 0 | 0 | 0 | 0 | 0 | 0 | 0 | 0 | 0 | 0 | 0 | 0 | 0 | 0 | 0 | 0 | 0 | 0 | 0 | 0 | 0 | 0 | 0 | 0 | 0 | 0 | 0 | 0
Commercial_School_New_Space Heating_Natural Gas_Unit Heater_E9_Baseline Forecast | Commercial | School | New | Space Heating | Natural Gas | Unit Heater | E9 |  | Baseline Forecast | 0 | 0 | 0 | 0 | 0 | 0 | 0 | 0 | 0 | 0 | 0 | 0 | 0 | 0 | 0 | 0 | 0 | 0 | 0 | 0 | 0 | 0 | 0 | 0 | 0 | 0 | 0 | 0 | 0 | 0 | 0 | 0 | 0
Commercial_School_New_Space Heating_Natural Gas_Unit Heater_E10_Baseline Forecast | Commercial | School | New | Space Heating | Natural Gas | Unit Heater | E10 |  | Baseline Forecast | 0 | 0 | 0 | 0 | 0 | 0 | 0 | 0 | 0 | 0 | 0 | 0 | 0 | 0 | 0 | 0 | 0 | 0 | 0 | 0 | 0 | 0 | 0 | 0 | 0 | 0 | 0 | 0 | 0 | 0 | 0 | 0 | 0
Commercial_School_New_Space Heating_Natural Gas_Unit Heater_Vintage_Baseline Forecast | Commercial | School | New | Space Heating | Natural Gas | Unit Heater | Vintage |  | Baseline Forecast | 0 | 0 | 0 | 0 | 0 | 0 | 0 | 0 | 0 | 0 | 0 | 0 | 0 | 0 | 0 | 0 | 0 | 0 | 0 | 0 | 0 | 0 | 0 | 0 | 0 | 0 | 0 | 0 | 0 | 0 | 0 | 0 | 0
Commercial_School_New_Water Heating_Natural Gas_Water Heater_E1_Baseline Forecast | Commercial | School | New | Water Heating | Natural Gas | Water Heater | E1 |  | Baseline Forecast | 0 | 0 | 0 | 0 | 0 | 0 | 0 | 0 | 0 | 0 | 0 | 0 | 0 | 0 | 0 | 0 | 0 | 0 | 0 | 0 | 0 | 0 | 0 | 0 | 0 | 0 | 0 | 0 | 0 | 0 | 0 | 0 | 0
Commercial_School_New_Water Heating_Natural Gas_Water Heater_E2_Baseline Forecast | Commercial | School | New | Water Heating | Natural Gas | Water Heater | E2 |  | Baseline Forecast | 0 | 0 | 0 | 0 | 0 | 0 | 0 | 0 | 0 | 0 | 0 | 0 | 0 | 0 | 0 | 0 | 0 | 0 | 0 | 0 | 0 | 0 | 0 | 0 | 0 | 0 | 0 | 0 | 0 | 0 | 0 | 0 | 0
Commercial_School_New_Water Heating_Natural Gas_Water Heater_E3_Baseline Forecast | Commercial | School | New | Water Heating | Natural Gas | Water Heater | E3 |  | Baseline Forecast | 0 | 0 | 0 | 0 | 0 | 0 | 0 | 0 | 0 | 0 | 0 | 0 | 0 | 0 | 0 | 0 | 0 | 0 | 0 | 0 | 0 | 0 | 0 | 0 | 0 | 0 | 0 | 0 | 0 | 0 | 0 | 0 | 0
Commercial_School_New_Water Heating_Natural Gas_Water Heater_E4_Baseline Forecast | Commercial | School | New | Water Heating | Natural Gas | Water Heater | E4 |  | Baseline Forecast | 0 | 0 | 0 | 0 | 0 | 0 | 0 | 0 | 0 | 0 | 0 | 0 | 0 | 0 | 0 | 0 | 0 | 0 | 0 | 0 | 0 | 0 | 0 | 0 | 0 | 0 | 0 | 0 | 0 | 0 | 0 | 0 | 0
Commercial_School_New_Water Heating_Natural Gas_Water Heater_E5_Baseline Forecast | Commercial | School | New | Water Heating | Natural Gas | Water Heater | E5 |  | Baseline Forecast | 0 | 0 | 0 | 0 | 0 | 0 | 0 | 0 | 0 | 0 | 0 | 0 | 0 | 0 | 0 | 0 | 0 | 0 | 0 | 0 | 0 | 0 | 0 | 0 | 0 | 0 | 0 | 0 | 0 | 0 | 0 | 0 | 0
Commercial_School_New_Water Heating_Natural Gas_Water Heater_E6_Baseline Forecast | Commercial | School | New | Water Heating | Natural Gas | Water Heater | E6 |  | Baseline Forecast | 0 | 0 | 0 | 0 | 0 | 0 | 0 | 0 | 0 | 0 | 0 | 0 | 0 | 0 | 0 | 0 | 0 | 0 | 0 | 0 | 0 | 0 | 0 | 0 | 0 | 0 | 0 | 0 | 0 | 0 | 0 | 0 | 0
Commercial_School_New_Water Heating_Natural Gas_Water Heater_E7_Baseline Forecast | Commercial | School | New | Water Heating | Natural Gas | Water Heater | E7 |  | Baseline Forecast | 0 | 0 | 0 | 0 | 0 | 0 | 0 | 0 | 0 | 0 | 0 | 0 | 0 | 0 | 0 | 0 | 0 | 0 | 0 | 0 | 0 | 0 | 0 | 0 | 0 | 0 | 0 | 0 | 0 | 0 | 0 | 0 | 0
Commercial_School_New_Water Heating_Natural Gas_Water Heater_E8_Baseline Forecast | Commercial | School | New | Water Heating | Natural Gas | Water Heater | E8 |  | Baseline Forecast | 0 | 0 | 0 | 0 | 0 | 0 | 0 | 0 | 0 | 0 | 0 | 0 | 0 | 0 | 0 | 0 | 0 | 0 | 0 | 0 | 0 | 0 | 0 | 0 | 0 | 0 | 0 | 0 | 0 | 0 | 0 | 0 | 0
Commercial_School_New_Water Heating_Natural Gas_Water Heater_E9_Baseline Forecast | Commercial | School | New | Water Heating | Natural Gas | Water Heater | E9 |  | Baseline Forecast | 0 | 0 | 0 | 0 | 0 | 0 | 0 | 0 | 0 | 0 | 0 | 0 | 0 | 0 | 0 | 0 | 0 | 0 | 0 | 0 | 0 | 0 | 0 | 0 | 0 | 0 | 0 | 0 | 0 | 0 | 0 | 0 | 0
Commercial_School_New_Water Heating_Natural Gas_Water Heater_E10_Baseline Forecast | Commercial | School | New | Water Heating | Natural Gas | Water Heater | E10 |  | Baseline Forecast | 0 | 0 | 0 | 0 | 0 | 0 | 0 | 0 | 0 | 0 | 0 | 0 | 0 | 0 | 0 | 0 | 0 | 0 | 0 | 0 | 0 | 0 | 0 | 0 | 0 | 0 | 0 | 0 | 0 | 0 | 0 | 0 | 0
Commercial_School_New_Water Heating_Natural Gas_Water Heater_Vintage_Baseline Forecast | Commercial | School | New | Water Heating | Natural Gas | Water Heater | Vintage |  | Baseline Forecast | 0 | 0 | 0 | 0 | 0 | 0 | 0 | 0 | 0 | 0 | 0 | 0 | 0 | 0 | 0 | 0 | 0 | 0 | 0 | 0 | 0 | 0 | 0 | 0 | 0 | 0 | 0 | 0 | 0 | 0 | 0 | 0 | 0
Commercial_School_New_Food Preparation_Natural Gas_Oven_E1_Baseline Forecast | Commercial | School | New | Food Preparation | Natural Gas | Oven | E1 |  | Baseline Forecast | 0 | 566.0117 | 3294.8159 | 5039.8129 | 7127.0008 | 9277.3408 | 11436.5151 | 13303.9112 | 15143.4969 | 17024.5434 | 18934.223 | 20825.9558 | 22684.8548 | 24514.4837 | 26342.9674 | 28162.3268 | 29987.8388 | 31761.974 | 33465.0137 | 35108.4714 | 36749.8269 | 38422.2478 | 40115.2425 | 41823.5111 | 43547.5494 | 45273.6875 | 47002.5906 | 48731.0806 | 50466.5518 | 52205.7088 | 53959.0719 | 55715.0632 | 56446.4167
Commercial_School_New_Food Preparation_Natural Gas_Oven_E2_Baseline Forecast | Commercial | School | New | Food Preparation | Natural Gas | Oven | E2 |  | Baseline Forecast | 0 | 814.5367 | 4744.6303 | 7255.1353 | 10256.0326 | 13349.4299 | 16460.3434 | 19154.1913 | 21811.9262 | 24533.4669 | 27301.294 | 30051.5335 | 32762.0018 | 35439.4571 | 38124.5725 | 40805.1616 | 43505.6763 | 46151.9772 | 48693.7919 | 51158.2272 | 53626.7829 | 56147.4937 | 58702.2781 | 61286.733 | 63901.5361 | 66526.4639 | 69165.6366 | 71808.1645 | 74462.9938 | 77123.7072 | 79802.9502 | 82482.7872 | 83635.8141
Commercial_School_New_Food Preparation_Natural Gas_Oven_E3_Baseline Forecast | Commercial | School | New | Food Preparation | Natural Gas | Oven | E3 |  | Baseline Forecast | 0 | 0 | 0 | 0 | 0 | 0 | 0 | 0 | 0 | 0 | 0 | 0 | 0 | 0 | 0 | 0 | 0 | 0 | 0 | 0 | 0 | 0 | 0 | 0 | 0 | 0 | 0 | 0 | 0 | 0 | 0 | 0 | 0
Commercial_School_New_Food Preparation_Natural Gas_Oven_E4_Baseline Forecast | Commercial | School | New | Food Preparation | Natural Gas | Oven | E4 |  | Baseline Forecast | 0 | 0 | 0 | 0 | 0 | 0 | 0 | 0 | 0 | 0 | 0 | 0 | 0 | 0 | 0 | 0 | 0 | 0 | 0 | 0 | 0 | 0 | 0 | 0 | 0 | 0 | 0 | 0 | 0 | 0 | 0 | 0 | 0
Commercial_School_New_Food Preparation_Natural Gas_Oven_E5_Baseline Forecast | Commercial | School | New | Food Preparation | Natural Gas | Oven | E5 |  | Baseline Forecast | 0 | 0 | 0 | 0 | 0 | 0 | 0 | 0 | 0 | 0 | 0 | 0 | 0 | 0 | 0 | 0 | 0 | 0 | 0 | 0 | 0 | 0 | 0 | 0 | 0 | 0 | 0 | 0 | 0 | 0 | 0 | 0 | 0
Commercial_School_New_Food Preparation_Natural Gas_Oven_E6_Baseline Forecast | Commercial | School | New | Food Preparation | Natural Gas | Oven | E6 |  | Baseline Forecast | 0 | 0 | 0 | 0 | 0 | 0 | 0 | 0 | 0 | 0 | 0 | 0 | 0 | 0 | 0 | 0 | 0 | 0 | 0 | 0 | 0 | 0 | 0 | 0 | 0 | 0 | 0 | 0 | 0 | 0 | 0 | 0 | 0
Commercial_School_New_Food Preparation_Natural Gas_Oven_E7_Baseline Forecast | Commercial | School | New | Food Preparation | Natural Gas | Oven | E7 |  | Baseline Forecast | 0 | 0 | 0 | 0 | 0 | 0 | 0 | 0 | 0 | 0 | 0 | 0 | 0 | 0 | 0 | 0 | 0 | 0 | 0 | 0 | 0 | 0 | 0 | 0 | 0 | 0 | 0 | 0 | 0 | 0 | 0 | 0 | 0
Commercial_School_New_Food Preparation_Natural Gas_Oven_E8_Baseline Forecast | Commercial | School | New | Food Preparation | Natural Gas | Oven | E8 |  | Baseline Forecast | 0 | 0 | 0 | 0 | 0 | 0 | 0 | 0 | 0 | 0 | 0 | 0 | 0 | 0 | 0 | 0 | 0 | 0 | 0 | 0 | 0 | 0 | 0 | 0 | 0 | 0 | 0 | 0 | 0 | 0 | 0 | 0 | 0
Commercial_School_New_Food Preparation_Natural Gas_Oven_E9_Baseline Forecast | Commercial | School | New | Food Preparation | Natural Gas | Oven | E9 |  | Baseline Forecast | 0 | 0 | 0 | 0 | 0 | 0 | 0 | 0 | 0 | 0 | 0 | 0 | 0 | 0 | 0 | 0 | 0 | 0 | 0 | 0 | 0 | 0 | 0 | 0 | 0 | 0 | 0 | 0 | 0 | 0 | 0 | 0 | 0
Commercial_School_New_Food Preparation_Natural Gas_Oven_E10_Baseline Forecast | Commercial | School | New | Food Preparation | Natural Gas | Oven | E10 |  | Baseline Forecast | 0 | 0 | 0 | 0 | 0 | 0 | 0 | 0 | 0 | 0 | 0 | 0 | 0 | 0 | 0 | 0 | 0 | 0 | 0 | 0 | 0 | 0 | 0 | 0 | 0 | 0 | 0 | 0 | 0 | 0 | 0 | 0 | 0
Commercial_School_New_Food Preparation_Natural Gas_Oven_Vintage_Baseline Forecast | Commercial | School | New | Food Preparation | Natural Gas | Oven | Vintage |  | Baseline Forecast | 0 | 0 | 0 | 0 | 0 | 0 | 0 | 0 | 0 | 0 | 0 | 0 | 0 | 0 | 0 | 0 | 0 | 0 | 0 | 0 | 0 | 0 | 0 | 0 | 0 | 0 | 0 | 0 | 0 | 0 | 0 | 0 | 0
Commercial_School_New_Food Preparation_Natural Gas_Conveyor Oven_E1_Baseline Forecast | Commercial | School | New | Food Preparation | Natural Gas | Conveyor Oven | E1 |  | Baseline Forecast | 0 | 282.9738 | 1647.4855 | 2519.5774 | 3562.2923 | 4636.657 | 5715.9658 | 6649.7632 | 7570.09 | 8511.5751 | 9467.9975 | 10416.7881 | 11350.3669 | 12270.8471 | 13192.3024 | 14110.6218 | 15033.9269 | 15935.0743 | 16798.7419 | 17633.4772 | 18467.5092 | 19317.4779 | 20177.273 | 21043.923 | 21920.8539 | 22799.8637 | 23682.3486 | 24565.6118 | 25453.2798 | 26343.1391 | 27239.9071 | 28137.6284 | 28516.8925
Commercial_School_New_Food Preparation_Natural Gas_Conveyor Oven_E2_Baseline Forecast | Commercial | School | New | Food Preparation | Natural Gas | Conveyor Oven | E2 |  | Baseline Forecast | 0 | 407.3004 | 2372.2376 | 3627.8967 | 5129.2245 | 6676.7283 | 8232.4635 | 9579.2881 | 10907.6216 | 12267.4301 | 13649.761 | 15021.9565 | 16373.0614 | 17706.1233 | 19041.4675 | 20373.1224 | 21712.8306 | 23021.9013 | 24280.6609 | 25499.8721 | 26720.7957 | 27967.3928 | 29231.4873 | 30511.1991 | 31803.6889 | 33100.2121 | 34401.765 | 35704.0107 | 37011.493 | 38321.5689 | 39641.104 | 40961.2968 | 41524.2228
Commercial_School_New_Food Preparation_Natural Gas_Conveyor Oven_E3_Baseline Forecast | Commercial | School | New | Food Preparation | Natural Gas | Conveyor Oven | E3 |  | Baseline Forecast | 0 | 0 | 0 | 0 | 0 | 0 | 0 | 0 | 0 | 0 | 0 | 0 | 0 | 0 | 0 | 0 | 0 | 0 | 0 | 0 | 0 | 0 | 0 | 0 | 0 | 0 | 0 | 0 | 0 | 0 | 0 | 0 | 0
Commercial_School_New_Food Preparation_Natural Gas_Conveyor Oven_E4_Baseline Forecast | Commercial | School | New | Food Preparation | Natural Gas | Conveyor Oven | E4 |  | Baseline Forecast | 0 | 0 | 0 | 0 | 0 | 0 | 0 | 0 | 0 | 0 | 0 | 0 | 0 | 0 | 0 | 0 | 0 | 0 | 0 | 0 | 0 | 0 | 0 | 0 | 0 | 0 | 0 | 0 | 0 | 0 | 0 | 0 | 0
Commercial_School_New_Food Preparation_Natural Gas_Conveyor Oven_E5_Baseline Forecast | Commercial | School | New | Food Preparation | Natural Gas | Conveyor Oven | E5 |  | Baseline Forecast | 0 | 0 | 0 | 0 | 0 | 0 | 0 | 0 | 0 | 0 | 0 | 0 | 0 | 0 | 0 | 0 | 0 | 0 | 0 | 0 | 0 | 0 | 0 | 0 | 0 | 0 | 0 | 0 | 0 | 0 | 0 | 0 | 0
Commercial_School_New_Food Preparation_Natural Gas_Conveyor Oven_E6_Baseline Forecast | Commercial | School | New | Food Preparation | Natural Gas | Conveyor Oven | E6 |  | Baseline Forecast | 0 | 0 | 0 | 0 | 0 | 0 | 0 | 0 | 0 | 0 | 0 | 0 | 0 | 0 | 0 | 0 | 0 | 0 | 0 | 0 | 0 | 0 | 0 | 0 | 0 | 0 | 0 | 0 | 0 | 0 | 0 | 0 | 0
Commercial_School_New_Food Preparation_Natural Gas_Conveyor Oven_E7_Baseline Forecast | Commercial | School | New | Food Preparation | Natural Gas | Conveyor Oven | E7 |  | Baseline Forecast | 0 | 0 | 0 | 0 | 0 | 0 | 0 | 0 | 0 | 0 | 0 | 0 | 0 | 0 | 0 | 0 | 0 | 0 | 0 | 0 | 0 | 0 | 0 | 0 | 0 | 0 | 0 | 0 | 0 | 0 | 0 | 0 | 0
Commercial_School_New_Food Preparation_Natural Gas_Conveyor Oven_E8_Baseline Forecast | Commercial | School | New | Food Preparation | Natural Gas | Conveyor Oven | E8 |  | Baseline Forecast | 0 | 0 | 0 | 0 | 0 | 0 | 0 | 0 | 0 | 0 | 0 | 0 | 0 | 0 | 0 | 0 | 0 | 0 | 0 | 0 | 0 | 0 | 0 | 0 | 0 | 0 | 0 | 0 | 0 | 0 | 0 | 0 | 0
Commercial_School_New_Food Preparation_Natural Gas_Conveyor Oven_E9_Baseline Forecast | Commercial | School | New | Food Preparation | Natural Gas | Conveyor Oven | E9 |  | Baseline Forecast | 0 | 0 | 0 | 0 | 0 | 0 | 0 | 0 | 0 | 0 | 0 | 0 | 0 | 0 | 0 | 0 | 0 | 0 | 0 | 0 | 0 | 0 | 0 | 0 | 0 | 0 | 0 | 0 | 0 | 0 | 0 | 0 | 0
Commercial_School_New_Food Preparation_Natural Gas_Conveyor Oven_E10_Baseline Forecast | Commercial | School | New | Food Preparation | Natural Gas | Conveyor Oven | E10 |  | Baseline Forecast | 0 | 0 | 0 | 0 | 0 | 0 | 0 | 0 | 0 | 0 | 0 | 0 | 0 | 0 | 0 | 0 | 0 | 0 | 0 | 0 | 0 | 0 | 0 | 0 | 0 | 0 | 0 | 0 | 0 | 0 | 0 | 0 | 0
Commercial_School_New_Food Preparation_Natural Gas_Conveyor Oven_Vintage_Baseline Forecast | Commercial | School | New | Food Preparation | Natural Gas | Conveyor Oven | Vintage |  | Baseline Forecast | 0 | 0 | 0 | 0 | 0 | 0 | 0 | 0 | 0 | 0 | 0 | 0 | 0 | 0 | 0 | 0 | 0 | 0 | 0 | 0 | 0 | 0 | 0 | 0 | 0 | 0 | 0 | 0 | 0 | 0 | 0 | 0 | 0
Commercial_School_New_Food Preparation_Natural Gas_Double Rack Oven_E1_Baseline Forecast | Commercial | School | New | Food Preparation | Natural Gas | Double Rack Oven | E1 |  | Baseline Forecast | 0 | 282.9652 | 1646.844 | 2519.0342 | 3562.2203 | 4636.7626 | 5715.3732 | 6647.9816 | 7566.4203 | 8505.2868 | 9458.3505 | 10403.1699 | 11331.7151 | 12244.2714 | 13155.6315 | 14061.2521 | 14969.2763 | 15852.2525 | 16693.8159 | 17508.2973 | 18320.9739 | 19149.2244 | 19987.89 | 20835.5243 | 21691.3072 | 22548.3276 | 23407.6255 | 24266.6256 | 25128.6438 | 25990.9753 | 26860.1273 | 27730.5724 | 28091.9488
Commercial_School_New_Food Preparation_Natural Gas_Double Rack Oven_E2_Baseline Forecast | Commercial | School | New | Food Preparation | Natural Gas | Double Rack Oven | E2 |  | Baseline Forecast | 0 | 407.309 | 2372.8791 | 3628.4399 | 5129.2964 | 6676.6227 | 8233.0561 | 9581.0696 | 10911.2913 | 12273.7184 | 13659.408 | 15035.5747 | 16391.7132 | 17732.699 | 19078.1385 | 20422.4921 | 21777.4812 | 23104.723 | 24385.5869 | 25625.052 | 26867.331 | 28135.6463 | 29420.8703 | 30719.5977 | 32033.2355 | 33351.7481 | 34676.4881 | 36002.9969 | 37336.129 | 38673.7327 | 40020.8838 | 41368.3529 | 41949.1666
Commercial_School_New_Food Preparation_Natural Gas_Double Rack Oven_E3_Baseline Forecast | Commercial | School | New | Food Preparation | Natural Gas | Double Rack Oven | E3 |  | Baseline Forecast | 0 | 0 | 0 | 0 | 0 | 0 | 0 | 0 | 0 | 0 | 0 | 0 | 0 | 0 | 0 | 0 | 0 | 0 | 0 | 0 | 0 | 0 | 0 | 0 | 0 | 0 | 0 | 0 | 0 | 0 | 0 | 0 | 0
Commercial_School_New_Food Preparation_Natural Gas_Double Rack Oven_E4_Baseline Forecast | Commercial | School | New | Food Preparation | Natural Gas | Double Rack Oven | E4 |  | Baseline Forecast | 0 | 0 | 0 | 0 | 0 | 0 | 0 | 0 | 0 | 0 | 0 | 0 | 0 | 0 | 0 | 0 | 0 | 0 | 0 | 0 | 0 | 0 | 0 | 0 | 0 | 0 | 0 | 0 | 0 | 0 | 0 | 0 | 0
Commercial_School_New_Food Preparation_Natural Gas_Double Rack Oven_E5_Baseline Forecast | Commercial | School | New | Food Preparation | Natural Gas | Double Rack Oven | E5 |  | Baseline Forecast | 0 | 0 | 0 | 0 | 0 | 0 | 0 | 0 | 0 | 0 | 0 | 0 | 0 | 0 | 0 | 0 | 0 | 0 | 0 | 0 | 0 | 0 | 0 | 0 | 0 | 0 | 0 | 0 | 0 | 0 | 0 | 0 | 0
Commercial_School_New_Food Preparation_Natural Gas_Double Rack Oven_E6_Baseline Forecast | Commercial | School | New | Food Preparation | Natural Gas | Double Rack Oven | E6 |  | Baseline Forecast | 0 | 0 | 0 | 0 | 0 | 0 | 0 | 0 | 0 | 0 | 0 | 0 | 0 | 0 | 0 | 0 | 0 | 0 | 0 | 0 | 0 | 0 | 0 | 0 | 0 | 0 | 0 | 0 | 0 | 0 | 0 | 0 | 0
Commercial_School_New_Food Preparation_Natural Gas_Double Rack Oven_E7_Baseline Forecast | Commercial | School | New | Food Preparation | Natural Gas | Double Rack Oven | E7 |  | Baseline Forecast | 0 | 0 | 0 | 0 | 0 | 0 | 0 | 0 | 0 | 0 | 0 | 0 | 0 | 0 | 0 | 0 | 0 | 0 | 0 | 0 | 0 | 0 | 0 | 0 | 0 | 0 | 0 | 0 | 0 | 0 | 0 | 0 | 0
Commercial_School_New_Food Preparation_Natural Gas_Double Rack Oven_E8_Baseline Forecast | Commercial | School | New | Food Preparation | Natural Gas | Double Rack Oven | E8 |  | Baseline Forecast | 0 | 0 | 0 | 0 | 0 | 0 | 0 | 0 | 0 | 0 | 0 | 0 | 0 | 0 | 0 | 0 | 0 | 0 | 0 | 0 | 0 | 0 | 0 | 0 | 0 | 0 | 0 | 0 | 0 | 0 | 0 | 0 | 0
Commercial_School_New_Food Preparation_Natural Gas_Double Rack Oven_E9_Baseline Forecast | Commercial | School | New | Food Preparation | Natural Gas | Double Rack Oven | E9 |  | Baseline Forecast | 0 | 0 | 0 | 0 | 0 | 0 | 0 | 0 | 0 | 0 | 0 | 0 | 0 | 0 | 0 | 0 | 0 | 0 | 0 | 0 | 0 | 0 | 0 | 0 | 0 | 0 | 0 | 0 | 0 | 0 | 0 | 0 | 0
Commercial_School_New_Food Preparation_Natural Gas_Double Rack Oven_E10_Baseline Forecast | Commercial | School | New | Food Preparation | Natural Gas | Double Rack Oven | E10 |  | Baseline Forecast | 0 | 0 | 0 | 0 | 0 | 0 | 0 | 0 | 0 | 0 | 0 | 0 | 0 | 0 | 0 | 0 | 0 | 0 | 0 | 0 | 0 | 0 | 0 | 0 | 0 | 0 | 0 | 0 | 0 | 0 | 0 | 0 | 0
Commercial_School_New_Food Preparation_Natural Gas_Double Rack Oven_Vintage_Baseline Forecast | Commercial | School | New | Food Preparation | Natural Gas | Double Rack Oven | Vintage |  | Baseline Forecast | 0 | 0 | 0 | 0 | 0 | 0 | 0 | 0 | 0 | 0 | 0 | 0 | 0 | 0 | 0 | 0 | 0 | 0 | 0 | 0 | 0 | 0 | 0 | 0 | 0 | 0 | 0 | 0 | 0 | 0 | 0 | 0 | 0
Commercial_School_New_Food Preparation_Natural Gas_Fryer_E1_Baseline Forecast | Commercial | School | New | Food Preparation | Natural Gas | Fryer | E1 |  | Baseline Forecast | 0 | 1322.1318 | 7698.2552 | 7698.2552 | 7698.2552 | 7698.2552 | 7698.2552 | 7698.2552 | 7698.2552 | 7433.8289 | 5947.0631 | 4757.6505 | 3806.1204 | 3044.8963 | 2089.3281 | 0 | 0 | 0 | 0 | 0 | 0 | 0 | 0 | 0 | 0 | 0 | 0 | 0 | 0 | 0 | 0 | 0 | 0
Commercial_School_New_Food Preparation_Natural Gas_Fryer_E2_Baseline Forecast | Commercial | School | New | Food Preparation | Natural Gas | Fryer | E2 |  | Baseline Forecast | 0 | 464.4603 | 2705.7339 | 8212.8542 | 14797.4351 | 21583.448 | 28403.5616 | 34306.3481 | 40126.41 | 46347.1257 | 53887.1353 | 61083.8063 | 67948.6353 | 74542.5564 | 81339.253 | 89252.0438 | 95109.2548 | 100829.8191 | 106323.1602 | 111639.257 | 116957.9657 | 122384.3713 | 127881.4972 | 133436.7865 | 139051.7576 | 144682.549 | 150335.3528 | 155991.9642 | 161673.5295 | 167367.4796 | 173103.7934 | 178844.277 | 181282.8869
Commercial_School_New_Food Preparation_Natural Gas_Fryer_E3_Baseline Forecast | Commercial | School | New | Food Preparation | Natural Gas | Fryer | E3 |  | Baseline Forecast | 0 | 0 | 0 | 0 | 0 | 0 | 0 | 0 | 0 | 0 | 0 | 0 | 0 | 0 | 0 | 0 | 0 | 0 | 0 | 0 | 0 | 0 | 0 | 0 | 0 | 0 | 0 | 0 | 0 | 0 | 0 | 0 | 0
Commercial_School_New_Food Preparation_Natural Gas_Fryer_E4_Baseline Forecast | Commercial | School | New | Food Preparation | Natural Gas | Fryer | E4 |  | Baseline Forecast | 0 | 0 | 0 | 0 | 0 | 0 | 0 | 0 | 0 | 0 | 0 | 0 | 0 | 0 | 0 | 0 | 0 | 0 | 0 | 0 | 0 | 0 | 0 | 0 | 0 | 0 | 0 | 0 | 0 | 0 | 0 | 0 | 0
Commercial_School_New_Food Preparation_Natural Gas_Fryer_E5_Baseline Forecast | Commercial | School | New | Food Preparation | Natural Gas | Fryer | E5 |  | Baseline Forecast | 0 | 0 | 0 | 0 | 0 | 0 | 0 | 0 | 0 | 0 | 0 | 0 | 0 | 0 | 0 | 0 | 0 | 0 | 0 | 0 | 0 | 0 | 0 | 0 | 0 | 0 | 0 | 0 | 0 | 0 | 0 | 0 | 0
Commercial_School_New_Food Preparation_Natural Gas_Fryer_E6_Baseline Forecast | Commercial | School | New | Food Preparation | Natural Gas | Fryer | E6 |  | Baseline Forecast | 0 | 0 | 0 | 0 | 0 | 0 | 0 | 0 | 0 | 0 | 0 | 0 | 0 | 0 | 0 | 0 | 0 | 0 | 0 | 0 | 0 | 0 | 0 | 0 | 0 | 0 | 0 | 0 | 0 | 0 | 0 | 0 | 0
Commercial_School_New_Food Preparation_Natural Gas_Fryer_E7_Baseline Forecast | Commercial | School | New | Food Preparation | Natural Gas | Fryer | E7 |  | Baseline Forecast | 0 | 0 | 0 | 0 | 0 | 0 | 0 | 0 | 0 | 0 | 0 | 0 | 0 | 0 | 0 | 0 | 0 | 0 | 0 | 0 | 0 | 0 | 0 | 0 | 0 | 0 | 0 | 0 | 0 | 0 | 0 | 0 | 0
Commercial_School_New_Food Preparation_Natural Gas_Fryer_E8_Baseline Forecast | Commercial | School | New | Food Preparation | Natural Gas | Fryer | E8 |  | Baseline Forecast | 0 | 0 | 0 | 0 | 0 | 0 | 0 | 0 | 0 | 0 | 0 | 0 | 0 | 0 | 0 | 0 | 0 | 0 | 0 | 0 | 0 | 0 | 0 | 0 | 0 | 0 | 0 | 0 | 0 | 0 | 0 | 0 | 0
Commercial_School_New_Food Preparation_Natural Gas_Fryer_E9_Baseline Forecast | Commercial | School | New | Food Preparation | Natural Gas | Fryer | E9 |  | Baseline Forecast | 0 | 0 | 0 | 0 | 0 | 0 | 0 | 0 | 0 | 0 | 0 | 0 | 0 | 0 | 0 | 0 | 0 | 0 | 0 | 0 | 0 | 0 | 0 | 0 | 0 | 0 | 0 | 0 | 0 | 0 | 0 | 0 | 0
Commercial_School_New_Food Preparation_Natural Gas_Fryer_E10_Baseline Forecast | Commercial | School | New | Food Preparation | Natural Gas | Fryer | E10 |  | Baseline Forecast | 0 | 0 | 0 | 0 | 0 | 0 | 0 | 0 | 0 | 0 | 0 | 0 | 0 | 0 | 0 | 0 | 0 | 0 | 0 | 0 | 0 | 0 | 0 | 0 | 0 | 0 | 0 | 0 | 0 | 0 | 0 | 0 | 0
Commercial_School_New_Food Preparation_Natural Gas_Fryer_Vintage_Baseline Forecast | Commercial | School | New | Food Preparation | Natural Gas | Fryer | Vintage |  | Baseline Forecast | 0 | 0 | 0 | 0 | 0 | 0 | 0 | 0 | 0 | 0 | 0 | 0 | 0 | 0 | 0 | 0 | 0 | 0 | 0 | 0 | 0 | 0 | 0 | 0 | 0 | 0 | 0 | 0 | 0 | 0 | 0 | 0 | 0
Commercial_School_New_Food Preparation_Natural Gas_Broiler_E1_Baseline Forecast | Commercial | School | New | Food Preparation | Natural Gas | Broiler | E1 |  | Baseline Forecast | 0 | 2043.0852 | 11895.0546 | 18192.6955 | 25723.4058 | 33483.0029 | 41278.0256 | 48022.1088 | 54668.7196 | 61468.0228 | 68375.0731 | 75226.9368 | 81967.584 | 88607.3446 | 95249.8887 | 101864.2542 | 108509.2187 | 114988.6444 | 121193.4511 | 127198.1686 | 133199.7644 | 139320.3823 | 145519.6276 | 151784.6194 | 158114.2007 | 164458.3129 | 170824.1979 | 177191.884 | 183585.4684 | 189988.6129 | 196440.4592 | 202898.7732 | 205619.1031
Commercial_School_New_Food Preparation_Natural Gas_Broiler_E2_Baseline Forecast | Commercial | School | New | Food Preparation | Natural Gas | Broiler | E2 |  | Baseline Forecast | 0 | 718.0116 | 4183.8378 | 6397.2009 | 9042.6612 | 11770.5385 | 14515.6914 | 16894.0964 | 19242.1267 | 21647.998 | 24095.9608 | 26528.0418 | 28926.1293 | 31300.5369 | 33685.1912 | 36070.7226 | 38477.8114 | 40839.2579 | 43124.1601 | 45335.2286 | 47553.4553 | 49819.1007 | 52115.4136 | 54435.8688 | 56783.9702 | 59141.99 | 61512.2565 | 63886.6061 | 66273.6227 | 68670.2192 | 71083.5851 | 73496.9277 | 74545.3584
Commercial_School_New_Food Preparation_Natural Gas_Broiler_E3_Baseline Forecast | Commercial | School | New | Food Preparation | Natural Gas | Broiler | E3 |  | Baseline Forecast | 0 | 0 | 0 | 0 | 0 | 0 | 0 | 0 | 0 | 0 | 0 | 0 | 0 | 0 | 0 | 0 | 0 | 0 | 0 | 0 | 0 | 0 | 0 | 0 | 0 | 0 | 0 | 0 | 0 | 0 | 0 | 0 | 0
Commercial_School_New_Food Preparation_Natural Gas_Broiler_E4_Baseline Forecast | Commercial | School | New | Food Preparation | Natural Gas | Broiler | E4 |  | Baseline Forecast | 0 | 0 | 0 | 0 | 0 | 0 | 0 | 0 | 0 | 0 | 0 | 0 | 0 | 0 | 0 | 0 | 0 | 0 | 0 | 0 | 0 | 0 | 0 | 0 | 0 | 0 | 0 | 0 | 0 | 0 | 0 | 0 | 0
Commercial_School_New_Food Preparation_Natural Gas_Broiler_E5_Baseline Forecast | Commercial | School | New | Food Preparation | Natural Gas | Broiler | E5 |  | Baseline Forecast | 0 | 0 | 0 | 0 | 0 | 0 | 0 | 0 | 0 | 0 | 0 | 0 | 0 | 0 | 0 | 0 | 0 | 0 | 0 | 0 | 0 | 0 | 0 | 0 | 0 | 0 | 0 | 0 | 0 | 0 | 0 | 0 | 0
Commercial_School_New_Food Preparation_Natural Gas_Broiler_E6_Baseline Forecast | Commercial | School | New | Food Preparation | Natural Gas | Broiler | E6 |  | Baseline Forecast | 0 | 0 | 0 | 0 | 0 | 0 | 0 | 0 | 0 | 0 | 0 | 0 | 0 | 0 | 0 | 0 | 0 | 0 | 0 | 0 | 0 | 0 | 0 | 0 | 0 | 0 | 0 | 0 | 0 | 0 | 0 | 0 | 0
Commercial_School_New_Food Preparation_Natural Gas_Broiler_E7_Baseline Forecast | Commercial | School | New | Food Preparation | Natural Gas | Broiler | E7 |  | Baseline Forecast | 0 | 0 | 0 | 0 | 0 | 0 | 0 | 0 | 0 | 0 | 0 | 0 | 0 | 0 | 0 | 0 | 0 | 0 | 0 | 0 | 0 | 0 | 0 | 0 | 0 | 0 | 0 | 0 | 0 | 0 | 0 | 0 | 0
Commercial_School_New_Food Preparation_Natural Gas_Broiler_E8_Baseline Forecast | Commercial | School | New | Food Preparation | Natural Gas | Broiler | E8 |  | Baseline Forecast | 0 | 0 | 0 | 0 | 0 | 0 | 0 | 0 | 0 | 0 | 0 | 0 | 0 | 0 | 0 | 0 | 0 | 0 | 0 | 0 | 0 | 0 | 0 | 0 | 0 | 0 | 0 | 0 | 0 | 0 | 0 | 0 | 0
Commercial_School_New_Food Preparation_Natural Gas_Broiler_E9_Baseline Forecast | Commercial | School | New | Food Preparation | Natural Gas | Broiler | E9 |  | Baseline Forecast | 0 | 0 | 0 | 0 | 0 | 0 | 0 | 0 | 0 | 0 | 0 | 0 | 0 | 0 | 0 | 0 | 0 | 0 | 0 | 0 | 0 | 0 | 0 | 0 | 0 | 0 | 0 | 0 | 0 | 0 | 0 | 0 | 0
Commercial_School_New_Food Preparation_Natural Gas_Broiler_E10_Baseline Forecast | Commercial | School | New | Food Preparation | Natural Gas | Broiler | E10 |  | Baseline Forecast | 0 | 0 | 0 | 0 | 0 | 0 | 0 | 0 | 0 | 0 | 0 | 0 | 0 | 0 | 0 | 0 | 0 | 0 | 0 | 0 | 0 | 0 | 0 | 0 | 0 | 0 | 0 | 0 | 0 | 0 | 0 | 0 | 0
Commercial_School_New_Food Preparation_Natural Gas_Broiler_Vintage_Baseline Forecast | Commercial | School | New | Food Preparation | Natural Gas | Broiler | Vintage |  | Baseline Forecast | 0 | 0 | 0 | 0 | 0 | 0 | 0 | 0 | 0 | 0 | 0 | 0 | 0 | 0 | 0 | 0 | 0 | 0 | 0 | 0 | 0 | 0 | 0 | 0 | 0 | 0 | 0 | 0 | 0 | 0 | 0 | 0 | 0
Commercial_School_New_Food Preparation_Natural Gas_Griddle_E1_Baseline Forecast | Commercial | School | New | Food Preparation | Natural Gas | Griddle | E1 |  | Baseline Forecast | 0 | 2767.5526 | 16115.649 | 16115.649 | 16115.649 | 16115.649 | 16115.649 | 16115.649 | 16115.649 | 16115.649 | 16115.649 | 16115.649 | 15562.1384 | 12449.7108 | 9959.7686 | 7967.8149 | 6374.2519 | 4373.9042 | 0 | 0 | 0 | 0 | 0 | 0 | 0 | 0 | 0 | 0 | 0 | 0 | 0 | 0 | 0
Commercial_School_New_Food Preparation_Natural Gas_Griddle_E2_Baseline Forecast | Commercial | School | New | Food Preparation | Natural Gas | Griddle | E2 |  | Baseline Forecast | 0 | 1130.4665 | 6583.9638 | 18599.499 | 32965.8573 | 47771.7035 | 62651.9515 | 75530.7583 | 88229.0752 | 101224.6156 | 114431.693 | 127538.4385 | 140993.6921 | 156832.0043 | 172066.2265 | 186763.917 | 201136.8494 | 215618.4284 | 231977.804 | 243576.5607 | 255181.016 | 267020.4465 | 279014.1758 | 291134.8068 | 303385.653 | 315671.0159 | 328004.4062 | 340346.1037 | 352742.2462 | 365165.4099 | 377681.0037 | 390205.6953 | 395526.2986
Commercial_School_New_Food Preparation_Natural Gas_Griddle_E3_Baseline Forecast | Commercial | School | New | Food Preparation | Natural Gas | Griddle | E3 |  | Baseline Forecast | 0 | 0 | 0 | 0 | 0 | 0 | 0 | 0 | 0 | 0 | 0 | 0 | 0 | 0 | 0 | 0 | 0 | 0 | 0 | 0 | 0 | 0 | 0 | 0 | 0 | 0 | 0 | 0 | 0 | 0 | 0 | 0 | 0
Commercial_School_New_Food Preparation_Natural Gas_Griddle_E4_Baseline Forecast | Commercial | School | New | Food Preparation | Natural Gas | Griddle | E4 |  | Baseline Forecast | 0 | 0 | 0 | 0 | 0 | 0 | 0 | 0 | 0 | 0 | 0 | 0 | 0 | 0 | 0 | 0 | 0 | 0 | 0 | 0 | 0 | 0 | 0 | 0 | 0 | 0 | 0 | 0 | 0 | 0 | 0 | 0 | 0
Commercial_School_New_Food Preparation_Natural Gas_Griddle_E5_Baseline Forecast | Commercial | School | New | Food Preparation | Natural Gas | Griddle | E5 |  | Baseline Forecast | 0 | 0 | 0 | 0 | 0 | 0 | 0 | 0 | 0 | 0 | 0 | 0 | 0 | 0 | 0 | 0 | 0 | 0 | 0 | 0 | 0 | 0 | 0 | 0 | 0 | 0 | 0 | 0 | 0 | 0 | 0 | 0 | 0
Commercial_School_New_Food Preparation_Natural Gas_Griddle_E6_Baseline Forecast | Commercial | School | New | Food Preparation | Natural Gas | Griddle | E6 |  | Baseline Forecast | 0 | 0 | 0 | 0 | 0 | 0 | 0 | 0 | 0 | 0 | 0 | 0 | 0 | 0 | 0 | 0 | 0 | 0 | 0 | 0 | 0 | 0 | 0 | 0 | 0 | 0 | 0 | 0 | 0 | 0 | 0 | 0 | 0
Commercial_School_New_Food Preparation_Natural Gas_Griddle_E7_Baseline Forecast | Commercial | School | New | Food Preparation | Natural Gas | Griddle | E7 |  | Baseline Forecast | 0 | 0 | 0 | 0 | 0 | 0 | 0 | 0 | 0 | 0 | 0 | 0 | 0 | 0 | 0 | 0 | 0 | 0 | 0 | 0 | 0 | 0 | 0 | 0 | 0 | 0 | 0 | 0 | 0 | 0 | 0 | 0 | 0
Commercial_School_New_Food Preparation_Natural Gas_Griddle_E8_Baseline Forecast | Commercial | School | New | Food Preparation | Natural Gas | Griddle | E8 |  | Baseline Forecast | 0 | 0 | 0 | 0 | 0 | 0 | 0 | 0 | 0 | 0 | 0 | 0 | 0 | 0 | 0 | 0 | 0 | 0 | 0 | 0 | 0 | 0 | 0 | 0 | 0 | 0 | 0 | 0 | 0 | 0 | 0 | 0 | 0
Commercial_School_New_Food Preparation_Natural Gas_Griddle_E9_Baseline Forecast | Commercial | School | New | Food Preparation | Natural Gas | Griddle | E9 |  | Baseline Forecast | 0 | 0 | 0 | 0 | 0 | 0 | 0 | 0 | 0 | 0 | 0 | 0 | 0 | 0 | 0 | 0 | 0 | 0 | 0 | 0 | 0 | 0 | 0 | 0 | 0 | 0 | 0 | 0 | 0 | 0 | 0 | 0 | 0
Commercial_School_New_Food Preparation_Natural Gas_Griddle_E10_Baseline Forecast | Commercial | School | New | Food Preparation | Natural Gas | Griddle | E10 |  | Baseline Forecast | 0 | 0 | 0 | 0 | 0 | 0 | 0 | 0 | 0 | 0 | 0 | 0 | 0 | 0 | 0 | 0 | 0 | 0 | 0 | 0 | 0 | 0 | 0 | 0 | 0 | 0 | 0 | 0 | 0 | 0 | 0 | 0 | 0
Commercial_School_New_Food Preparation_Natural Gas_Griddle_Vintage_Baseline Forecast | Commercial | School | New | Food Preparation | Natural Gas | Griddle | Vintage |  | Baseline Forecast | 0 | 0 | 0 | 0 | 0 | 0 | 0 | 0 | 0 | 0 | 0 | 0 | 0 | 0 | 0 | 0 | 0 | 0 | 0 | 0 | 0 | 0 | 0 | 0 | 0 | 0 | 0 | 0 | 0 | 0 | 0 | 0 | 0
Commercial_School_New_Food Preparation_Natural Gas_Range_E1_Baseline Forecast | Commercial | School | New | Food Preparation | Natural Gas | Range | E1 |  | Baseline Forecast | 0 | 1975.5517 | 11502.3319 | 17592.6186 | 24875.9319 | 32380.9489 | 39920.3712 | 46443.483 | 52872.4721 | 59449.361 | 66129.9843 | 72753.815 | 79268.5027 | 85687.6248 | 92109.6746 | 98504.6426 | 104924.9712 | 111194.7641 | 117208.8822 | 123024.3366 | 128838.8911 | 134768.7881 | 140771.9839 | 146833.7748 | 152955.5914 | 159087.2523 | 165239.8334 | 171394.5738 | 177576.2986 | 183771.7314 | 190014.3065 | 196267.2223 | 198904.7832
Commercial_School_New_Food Preparation_Natural Gas_Range_E2_Baseline Forecast | Commercial | School | New | Food Preparation | Natural Gas | Range | E2 |  | Baseline Forecast | 0 | 2842.833 | 16556.9117 | 25319.1616 | 35794.2633 | 46590.9174 | 57445.135 | 66841.6594 | 76109.2009 | 85596.2439 | 95241.0357 | 104818.5987 | 114251.8989 | 123563.3841 | 132894.6804 | 142205.4149 | 151581.8068 | 160740.2026 | 169541.4589 | 178063.3565 | 186593.1982 | 195298.1527 | 204120.539 | 213041.1947 | 222062.7853 | 231117.1979 | 240210.0576 | 249311.0266 | 258452.3113 | 267613.2892 | 276841.3786 | 286070.3733 | 290009.6692
Commercial_School_New_Food Preparation_Natural Gas_Range_E3_Baseline Forecast | Commercial | School | New | Food Preparation | Natural Gas | Range | E3 |  | Baseline Forecast | 0 | 0 | 0 | 0 | 0 | 0 | 0 | 0 | 0 | 0 | 0 | 0 | 0 | 0 | 0 | 0 | 0 | 0 | 0 | 0 | 0 | 0 | 0 | 0 | 0 | 0 | 0 | 0 | 0 | 0 | 0 | 0 | 0
Commercial_School_New_Food Preparation_Natural Gas_Range_E4_Baseline Forecast | Commercial | School | New | Food Preparation | Natural Gas | Range | E4 |  | Baseline Forecast | 0 | 0 | 0 | 0 | 0 | 0 | 0 | 0 | 0 | 0 | 0 | 0 | 0 | 0 | 0 | 0 | 0 | 0 | 0 | 0 | 0 | 0 | 0 | 0 | 0 | 0 | 0 | 0 | 0 | 0 | 0 | 0 | 0
Commercial_School_New_Food Preparation_Natural Gas_Range_E5_Baseline Forecast | Commercial | School | New | Food Preparation | Natural Gas | Range | E5 |  | Baseline Forecast | 0 | 0 | 0 | 0 | 0 | 0 | 0 | 0 | 0 | 0 | 0 | 0 | 0 | 0 | 0 | 0 | 0 | 0 | 0 | 0 | 0 | 0 | 0 | 0 | 0 | 0 | 0 | 0 | 0 | 0 | 0 | 0 | 0
Commercial_School_New_Food Preparation_Natural Gas_Range_E6_Baseline Forecast | Commercial | School | New | Food Preparation | Natural Gas | Range | E6 |  | Baseline Forecast | 0 | 0 | 0 | 0 | 0 | 0 | 0 | 0 | 0 | 0 | 0 | 0 | 0 | 0 | 0 | 0 | 0 | 0 | 0 | 0 | 0 | 0 | 0 | 0 | 0 | 0 | 0 | 0 | 0 | 0 | 0 | 0 | 0
Commercial_School_New_Food Preparation_Natural Gas_Range_E7_Baseline Forecast | Commercial | School | New | Food Preparation | Natural Gas | Range | E7 |  | Baseline Forecast | 0 | 0 | 0 | 0 | 0 | 0 | 0 | 0 | 0 | 0 | 0 | 0 | 0 | 0 | 0 | 0 | 0 | 0 | 0 | 0 | 0 | 0 | 0 | 0 | 0 | 0 | 0 | 0 | 0 | 0 | 0 | 0 | 0
Commercial_School_New_Food Preparation_Natural Gas_Range_E8_Baseline Forecast | Commercial | School | New | Food Preparation | Natural Gas | Range | E8 |  | Baseline Forecast | 0 | 0 | 0 | 0 | 0 | 0 | 0 | 0 | 0 | 0 | 0 | 0 | 0 | 0 | 0 | 0 | 0 | 0 | 0 | 0 | 0 | 0 | 0 | 0 | 0 | 0 | 0 | 0 | 0 | 0 | 0 | 0 | 0
Commercial_School_New_Food Preparation_Natural Gas_Range_E9_Baseline Forecast | Commercial | School | New | Food Preparation | Natural Gas | Range | E9 |  | Baseline Forecast | 0 | 0 | 0 | 0 | 0 | 0 | 0 | 0 | 0 | 0 | 0 | 0 | 0 | 0 | 0 | 0 | 0 | 0 | 0 | 0 | 0 | 0 | 0 | 0 | 0 | 0 | 0 | 0 | 0 | 0 | 0 | 0 | 0
Commercial_School_New_Food Preparation_Natural Gas_Range_E10_Baseline Forecast | Commercial | School | New | Food Preparation | Natural Gas | Range | E10 |  | Baseline Forecast | 0 | 0 | 0 | 0 | 0 | 0 | 0 | 0 | 0 | 0 | 0 | 0 | 0 | 0 | 0 | 0 | 0 | 0 | 0 | 0 | 0 | 0 | 0 | 0 | 0 | 0 | 0 | 0 | 0 | 0 | 0 | 0 | 0
Commercial_School_New_Food Preparation_Natural Gas_Range_Vintage_Baseline Forecast | Commercial | School | New | Food Preparation | Natural Gas | Range | Vintage |  | Baseline Forecast | 0 | 0 | 0 | 0 | 0 | 0 | 0 | 0 | 0 | 0 | 0 | 0 | 0 | 0 | 0 | 0 | 0 | 0 | 0 | 0 | 0 | 0 | 0 | 0 | 0 | 0 | 0 | 0 | 0 | 0 | 0 | 0 | 0
Commercial_School_New_Food Preparation_Natural Gas_Steamer_E1_Baseline Forecast | Commercial | School | New | Food Preparation | Natural Gas | Steamer | E1 |  | Baseline Forecast | 0 | 865.8351 | 5033.4473 | 5033.4473 | 5033.4473 | 5033.4473 | 5033.4473 | 5033.4473 | 5033.4473 | 5033.4473 | 4937.2434 | 4388.6608 | 3901.0318 | 3467.5839 | 3082.2968 | 2739.8193 | 2435.395 | 2164.7955 | 1924.2627 | 1443.8251 | 0 | 0 | 0 | 0 | 0 | 0 | 0 | 0 | 0 | 0 | 0 | 0 | 0
Commercial_School_New_Food Preparation_Natural Gas_Steamer_E2_Baseline Forecast | Commercial | School | New | Food Preparation | Natural Gas | Steamer | E2 |  | Baseline Forecast | 0 | 866.6178 | 5055.2695 | 10395.5073 | 16780.5555 | 23360.9316 | 29974.3751 | 35698.2893 | 41341.9857 | 47117.7814 | 53083.7975 | 59457.6003 | 65679.3373 | 71768.7339 | 77818.1455 | 83807.6171 | 89791.7612 | 95609.5745 | 101176.9835 | 106812.4241 | 113413.7849 | 118675.754 | 124006.3003 | 129393.2475 | 134838.068 | 140298.2293 | 145779.7361 | 151264.935 | 156774.3316 | 162295.7378 | 167858.2239 | 173424.7535 | 175789.466
Commercial_School_New_Food Preparation_Natural Gas_Steamer_E3_Baseline Forecast | Commercial | School | New | Food Preparation | Natural Gas | Steamer | E3 |  | Baseline Forecast | 0 | 0 | 0 | 0 | 0 | 0 | 0 | 0 | 0 | 0 | 0 | 0 | 0 | 0 | 0 | 0 | 0 | 0 | 0 | 0 | 0 | 0 | 0 | 0 | 0 | 0 | 0 | 0 | 0 | 0 | 0 | 0 | 0
Commercial_School_New_Food Preparation_Natural Gas_Steamer_E4_Baseline Forecast | Commercial | School | New | Food Preparation | Natural Gas | Steamer | E4 |  | Baseline Forecast | 0 | 0 | 0 | 0 | 0 | 0 | 0 | 0 | 0 | 0 | 0 | 0 | 0 | 0 | 0 | 0 | 0 | 0 | 0 | 0 | 0 | 0 | 0 | 0 | 0 | 0 | 0 | 0 | 0 | 0 | 0 | 0 | 0
Commercial_School_New_Food Preparation_Natural Gas_Steamer_E5_Baseline Forecast | Commercial | School | New | Food Preparation | Natural Gas | Steamer | E5 |  | Baseline Forecast | 0 | 0 | 0 | 0 | 0 | 0 | 0 | 0 | 0 | 0 | 0 | 0 | 0 | 0 | 0 | 0 | 0 | 0 | 0 | 0 | 0 | 0 | 0 | 0 | 0 | 0 | 0 | 0 | 0 | 0 | 0 | 0 | 0
Commercial_School_New_Food Preparation_Natural Gas_Steamer_E6_Baseline Forecast | Commercial | School | New | Food Preparation | Natural Gas | Steamer | E6 |  | Baseline Forecast | 0 | 0 | 0 | 0 | 0 | 0 | 0 | 0 | 0 | 0 | 0 | 0 | 0 | 0 | 0 | 0 | 0 | 0 | 0 | 0 | 0 | 0 | 0 | 0 | 0 | 0 | 0 | 0 | 0 | 0 | 0 | 0 | 0
Commercial_School_New_Food Preparation_Natural Gas_Steamer_E7_Baseline Forecast | Commercial | School | New | Food Preparation | Natural Gas | Steamer | E7 |  | Baseline Forecast | 0 | 0 | 0 | 0 | 0 | 0 | 0 | 0 | 0 | 0 | 0 | 0 | 0 | 0 | 0 | 0 | 0 | 0 | 0 | 0 | 0 | 0 | 0 | 0 | 0 | 0 | 0 | 0 | 0 | 0 | 0 | 0 | 0
Commercial_School_New_Food Preparation_Natural Gas_Steamer_E8_Baseline Forecast | Commercial | School | New | Food Preparation | Natural Gas | Steamer | E8 |  | Baseline Forecast | 0 | 0 | 0 | 0 | 0 | 0 | 0 | 0 | 0 | 0 | 0 | 0 | 0 | 0 | 0 | 0 | 0 | 0 | 0 | 0 | 0 | 0 | 0 | 0 | 0 | 0 | 0 | 0 | 0 | 0 | 0 | 0 | 0
Commercial_School_New_Food Preparation_Natural Gas_Steamer_E9_Baseline Forecast | Commercial | School | New | Food Preparation | Natural Gas | Steamer | E9 |  | Baseline Forecast | 0 | 0 | 0 | 0 | 0 | 0 | 0 | 0 | 0 | 0 | 0 | 0 | 0 | 0 | 0 | 0 | 0 | 0 | 0 | 0 | 0 | 0 | 0 | 0 | 0 | 0 | 0 | 0 | 0 | 0 | 0 | 0 | 0
Commercial_School_New_Food Preparation_Natural Gas_Steamer_E10_Baseline Forecast | Commercial | School | New | Food Preparation | Natural Gas | Steamer | E10 |  | Baseline Forecast | 0 | 0 | 0 | 0 | 0 | 0 | 0 | 0 | 0 | 0 | 0 | 0 | 0 | 0 | 0 | 0 | 0 | 0 | 0 | 0 | 0 | 0 | 0 | 0 | 0 | 0 | 0 | 0 | 0 | 0 | 0 | 0 | 0
Commercial_School_New_Food Preparation_Natural Gas_Steamer_Vintage_Baseline Forecast | Commercial | School | New | Food Preparation | Natural Gas | Steamer | Vintage |  | Baseline Forecast | 0 | 0 | 0 | 0 | 0 | 0 | 0 | 0 | 0 | 0 | 0 | 0 | 0 | 0 | 0 | 0 | 0 | 0 | 0 | 0 | 0 | 0 | 0 | 0 | 0 | 0 | 0 | 0 | 0 | 0 | 0 | 0 | 0
Commercial_School_New_Food Preparation_Natural Gas_Food Prep Other_E1_Baseline Forecast | Commercial | School | New | Food Preparation | Natural Gas | Food Prep Other | E1 |  | Baseline Forecast | 0 | 160.2519 | 933.2063 | 1427.1783 | 2017.7953 | 2626.4801 | 3238.2236 | 3767.6856 | 4289.7273 | 4823.9882 | 5366.9456 | 5905.7781 | 6436.1825 | 6959.3571 | 7483.2879 | 8005.6339 | 8531.0068 | 9044.1229 | 9536.8576 | 10013.6941 | 10490.7648 | 10977.4954 | 11470.5694 | 11968.8603 | 12472.5044 | 12977.5674 | 13484.6048 | 13991.9836 | 14501.6008 | 15012.3288 | 15526.8567 | 16041.7588 | 16260.4935
Commercial_School_New_Food Preparation_Natural Gas_Food Prep Other_E2_Baseline Forecast | Commercial | School | New | Food Preparation | Natural Gas | Food Prep Other | E2 |  | Baseline Forecast | 0 | 56.3047 | 327.8833 | 501.4411 | 708.9551 | 922.8173 | 1137.7542 | 1323.7815 | 1507.2018 | 1694.9154 | 1885.6845 | 2075.0046 | 2261.3636 | 2445.1826 | 2629.2674 | 2812.7957 | 2997.3878 | 3177.6734 | 3350.7981 | 3518.3371 | 3685.9584 | 3856.9738 | 4030.2181 | 4205.2956 | 4382.2541 | 4559.7112 | 4737.8622 | 4916.1332 | 5095.1907 | 5274.6384 | 5455.4213 | 5636.3354 | 5713.1898
Commercial_School_New_Food Preparation_Natural Gas_Food Prep Other_E3_Baseline Forecast | Commercial | School | New | Food Preparation | Natural Gas | Food Prep Other | E3 |  | Baseline Forecast | 0 | 0 | 0 | 0 | 0 | 0 | 0 | 0 | 0 | 0 | 0 | 0 | 0 | 0 | 0 | 0 | 0 | 0 | 0 | 0 | 0 | 0 | 0 | 0 | 0 | 0 | 0 | 0 | 0 | 0 | 0 | 0 | 0
Commercial_School_New_Food Preparation_Natural Gas_Food Prep Other_E4_Baseline Forecast | Commercial | School | New | Food Preparation | Natural Gas | Food Prep Other | E4 |  | Baseline Forecast | 0 | 0 | 0 | 0 | 0 | 0 | 0 | 0 | 0 | 0 | 0 | 0 | 0 | 0 | 0 | 0 | 0 | 0 | 0 | 0 | 0 | 0 | 0 | 0 | 0 | 0 | 0 | 0 | 0 | 0 | 0 | 0 | 0
Commercial_School_New_Food Preparation_Natural Gas_Food Prep Other_E5_Baseline Forecast | Commercial | School | New | Food Preparation | Natural Gas | Food Prep Other | E5 |  | Baseline Forecast | 0 | 0 | 0 | 0 | 0 | 0 | 0 | 0 | 0 | 0 | 0 | 0 | 0 | 0 | 0 | 0 | 0 | 0 | 0 | 0 | 0 | 0 | 0 | 0 | 0 | 0 | 0 | 0 | 0 | 0 | 0 | 0 | 0
Commercial_School_New_Food Preparation_Natural Gas_Food Prep Other_E6_Baseline Forecast | Commercial | School | New | Food Preparation | Natural Gas | Food Prep Other | E6 |  | Baseline Forecast | 0 | 0 | 0 | 0 | 0 | 0 | 0 | 0 | 0 | 0 | 0 | 0 | 0 | 0 | 0 | 0 | 0 | 0 | 0 | 0 | 0 | 0 | 0 | 0 | 0 | 0 | 0 | 0 | 0 | 0 | 0 | 0 | 0
Commercial_School_New_Food Preparation_Natural Gas_Food Prep Other_E7_Baseline Forecast | Commercial | School | New | Food Preparation | Natural Gas | Food Prep Other | E7 |  | Baseline Forecast | 0 | 0 | 0 | 0 | 0 | 0 | 0 | 0 | 0 | 0 | 0 | 0 | 0 | 0 | 0 | 0 | 0 | 0 | 0 | 0 | 0 | 0 | 0 | 0 | 0 | 0 | 0 | 0 | 0 | 0 | 0 | 0 | 0
Commercial_School_New_Food Preparation_Natural Gas_Food Prep Other_E8_Baseline Forecast | Commercial | School | New | Food Preparation | Natural Gas | Food Prep Other | E8 |  | Baseline Forecast | 0 | 0 | 0 | 0 | 0 | 0 | 0 | 0 | 0 | 0 | 0 | 0 | 0 | 0 | 0 | 0 | 0 | 0 | 0 | 0 | 0 | 0 | 0 | 0 | 0 | 0 | 0 | 0 | 0 | 0 | 0 | 0 | 0
Commercial_School_New_Food Preparation_Natural Gas_Food Prep Other_E9_Baseline Forecast | Commercial | School | New | Food Preparation | Natural Gas | Food Prep Other | E9 |  | Baseline Forecast | 0 | 0 | 0 | 0 | 0 | 0 | 0 | 0 | 0 | 0 | 0 | 0 | 0 | 0 | 0 | 0 | 0 | 0 | 0 | 0 | 0 | 0 | 0 | 0 | 0 | 0 | 0 | 0 | 0 | 0 | 0 | 0 | 0
Commercial_School_New_Food Preparation_Natural Gas_Food Prep Other_E10_Baseline Forecast | Commercial | School | New | Food Preparation | Natural Gas | Food Prep Other | E10 |  | Baseline Forecast | 0 | 0 | 0 | 0 | 0 | 0 | 0 | 0 | 0 | 0 | 0 | 0 | 0 | 0 | 0 | 0 | 0 | 0 | 0 | 0 | 0 | 0 | 0 | 0 | 0 | 0 | 0 | 0 | 0 | 0 | 0 | 0 | 0
Commercial_School_New_Food Preparation_Natural Gas_Food Prep Other_Vintage_Baseline Forecast | Commercial | School | New | Food Preparation | Natural Gas | Food Prep Other | Vintage |  | Baseline Forecast | 0 | 0 | 0 | 0 | 0 | 0 | 0 | 0 | 0 | 0 | 0 | 0 | 0 | 0 | 0 | 0 | 0 | 0 | 0 | 0 | 0 | 0 | 0 | 0 | 0 | 0 | 0 | 0 | 0 | 0 | 0 | 0 | 0
Commercial_School_New_Miscellaneous_Natural Gas_Pool Heater_E1_Baseline Forecast | Commercial | School | New | Miscellaneous | Natural Gas | Pool Heater | E1 |  | Baseline Forecast | 0 | 0 | 0 | 0 | 0 | 0 | 0 | 0 | 0 | 0 | 0 | 0 | 0 | 0 | 0 | 0 | 0 | 0 | 0 | 0 | 0 | 0 | 0 | 0 | 0 | 0 | 0 | 0 | 0 | 0 | 0 | 0 | 0
Commercial_School_New_Miscellaneous_Natural Gas_Pool Heater_E2_Baseline Forecast | Commercial | School | New | Miscellaneous | Natural Gas | Pool Heater | E2 |  | Baseline Forecast | 0 | 0 | 0 | 0 | 0 | 0 | 0 | 0 | 0 | 0 | 0 | 0 | 0 | 0 | 0 | 0 | 0 | 0 | 0 | 0 | 0 | 0 | 0 | 0 | 0 | 0 | 0 | 0 | 0 | 0 | 0 | 0 | 0
Commercial_School_New_Miscellaneous_Natural Gas_Pool Heater_E3_Baseline Forecast | Commercial | School | New | Miscellaneous | Natural Gas | Pool Heater | E3 |  | Baseline Forecast | 0 | 0 | 0 | 0 | 0 | 0 | 0 | 0 | 0 | 0 | 0 | 0 | 0 | 0 | 0 | 0 | 0 | 0 | 0 | 0 | 0 | 0 | 0 | 0 | 0 | 0 | 0 | 0 | 0 | 0 | 0 | 0 | 0
Commercial_School_New_Miscellaneous_Natural Gas_Pool Heater_E4_Baseline Forecast | Commercial | School | New | Miscellaneous | Natural Gas | Pool Heater | E4 |  | Baseline Forecast | 0 | 0 | 0 | 0 | 0 | 0 | 0 | 0 | 0 | 0 | 0 | 0 | 0 | 0 | 0 | 0 | 0 | 0 | 0 | 0 | 0 | 0 | 0 | 0 | 0 | 0 | 0 | 0 | 0 | 0 | 0 | 0 | 0
Commercial_School_New_Miscellaneous_Natural Gas_Pool Heater_E5_Baseline Forecast | Commercial | School | New | Miscellaneous | Natural Gas | Pool Heater | E5 |  | Baseline Forecast | 0 | 0 | 0 | 0 | 0 | 0 | 0 | 0 | 0 | 0 | 0 | 0 | 0 | 0 | 0 | 0 | 0 | 0 | 0 | 0 | 0 | 0 | 0 | 0 | 0 | 0 | 0 | 0 | 0 | 0 | 0 | 0 | 0
Commercial_School_New_Miscellaneous_Natural Gas_Pool Heater_E6_Baseline Forecast | Commercial | School | New | Miscellaneous | Natural Gas | Pool Heater | E6 |  | Baseline Forecast | 0 | 0 | 0 | 0 | 0 | 0 | 0 | 0 | 0 | 0 | 0 | 0 | 0 | 0 | 0 | 0 | 0 | 0 | 0 | 0 | 0 | 0 | 0 | 0 | 0 | 0 | 0 | 0 | 0 | 0 | 0 | 0 | 0
Commercial_School_New_Miscellaneous_Natural Gas_Pool Heater_E7_Baseline Forecast | Commercial | School | New | Miscellaneous | Natural Gas | Pool Heater | E7 |  | Baseline Forecast | 0 | 0 | 0 | 0 | 0 | 0 | 0 | 0 | 0 | 0 | 0 | 0 | 0 | 0 | 0 | 0 | 0 | 0 | 0 | 0 | 0 | 0 | 0 | 0 | 0 | 0 | 0 | 0 | 0 | 0 | 0 | 0 | 0
Commercial_School_New_Miscellaneous_Natural Gas_Pool Heater_E8_Baseline Forecast | Commercial | School | New | Miscellaneous | Natural Gas | Pool Heater | E8 |  | Baseline Forecast | 0 | 0 | 0 | 0 | 0 | 0 | 0 | 0 | 0 | 0 | 0 | 0 | 0 | 0 | 0 | 0 | 0 | 0 | 0 | 0 | 0 | 0 | 0 | 0 | 0 | 0 | 0 | 0 | 0 | 0 | 0 | 0 | 0
Commercial_School_New_Miscellaneous_Natural Gas_Pool Heater_E9_Baseline Forecast | Commercial | School | New | Miscellaneous | Natural Gas | Pool Heater | E9 |  | Baseline Forecast | 0 | 0 | 0 | 0 | 0 | 0 | 0 | 0 | 0 | 0 | 0 | 0 | 0 | 0 | 0 | 0 | 0 | 0 | 0 | 0 | 0 | 0 | 0 | 0 | 0 | 0 | 0 | 0 | 0 | 0 | 0 | 0 | 0
Commercial_School_New_Miscellaneous_Natural Gas_Pool Heater_E10_Baseline Forecast | Commercial | School | New | Miscellaneous | Natural Gas | Pool Heater | E10 |  | Baseline Forecast | 0 | 0 | 0 | 0 | 0 | 0 | 0 | 0 | 0 | 0 | 0 | 0 | 0 | 0 | 0 | 0 | 0 | 0 | 0 | 0 | 0 | 0 | 0 | 0 | 0 | 0 | 0 | 0 | 0 | 0 | 0 | 0 | 0
Commercial_School_New_Miscellaneous_Natural Gas_Pool Heater_Vintage_Baseline Forecast | Commercial | School | New | Miscellaneous | Natural Gas | Pool Heater | Vintage |  | Baseline Forecast | 0 | 0 | 0 | 0 | 0 | 0 | 0 | 0 | 0 | 0 | 0 | 0 | 0 | 0 | 0 | 0 | 0 | 0 | 0 | 0 | 0 | 0 | 0 | 0 | 0 | 0 | 0 | 0 | 0 | 0 | 0 | 0 | 0
Commercial_School_New_Miscellaneous_Natural Gas_Miscellaneous_E1_Baseline Forecast | Commercial | School | New | Miscellaneous | Natural Gas | Miscellaneous | E1 |  | Baseline Forecast | 0 | 33024.884 | 192316.1639 | 294114.4482 | 415829.4278 | 541267.8474 | 667336.6152 | 776448.7284 | 884031.6912 | 994132.7973 | 1106026.0919 | 1217069.3521 | 1326375.7865 | 1434192.3081 | 1542164.6806 | 1649810.5065 | 1758080.1636 | 1863823.9292 | 1965367.5063 | 2063634.7507 | 2161950.2746 | 2262256.5605 | 2363870.1004 | 2466558.78 | 2570350.6716 | 2674434.9958 | 2778926.2193 | 2883487.8231 | 2988510.6968 | 3093762.5009 | 3199797.3926 | 3305909.3632 | 3350986.6964
Commercial_School_New_Miscellaneous_Natural Gas_Miscellaneous_E2_Baseline Forecast | Commercial | School | New | Miscellaneous | Natural Gas | Miscellaneous | E2 |  | Baseline Forecast | 0 | 0 | 0 | 0 | 0 | 0 | 0 | 0 | 0 | 0 | 0 | 0 | 0 | 0 | 0 | 0 | 0 | 0 | 0 | 0 | 0 | 0 | 0 | 0 | 0 | 0 | 0 | 0 | 0 | 0 | 0 | 0 | 0
Commercial_School_New_Miscellaneous_Natural Gas_Miscellaneous_E3_Baseline Forecast | Commercial | School | New | Miscellaneous | Natural Gas | Miscellaneous | E3 |  | Baseline Forecast | 0 | 0 | 0 | 0 | 0 | 0 | 0 | 0 | 0 | 0 | 0 | 0 | 0 | 0 | 0 | 0 | 0 | 0 | 0 | 0 | 0 | 0 | 0 | 0 | 0 | 0 | 0 | 0 | 0 | 0 | 0 | 0 | 0
Commercial_School_New_Miscellaneous_Natural Gas_Miscellaneous_E4_Baseline Forecast | Commercial | School | New | Miscellaneous | Natural Gas | Miscellaneous | E4 |  | Baseline Forecast | 0 | 0 | 0 | 0 | 0 | 0 | 0 | 0 | 0 | 0 | 0 | 0 | 0 | 0 | 0 | 0 | 0 | 0 | 0 | 0 | 0 | 0 | 0 | 0 | 0 | 0 | 0 | 0 | 0 | 0 | 0 | 0 | 0
Commercial_School_New_Miscellaneous_Natural Gas_Miscellaneous_E5_Baseline Forecast | Commercial | School | New | Miscellaneous | Natural Gas | Miscellaneous | E5 |  | Baseline Forecast | 0 | 0 | 0 | 0 | 0 | 0 | 0 | 0 | 0 | 0 | 0 | 0 | 0 | 0 | 0 | 0 | 0 | 0 | 0 | 0 | 0 | 0 | 0 | 0 | 0 | 0 | 0 | 0 | 0 | 0 | 0 | 0 | 0
Commercial_School_New_Miscellaneous_Natural Gas_Miscellaneous_E6_Baseline Forecast | Commercial | School | New | Miscellaneous | Natural Gas | Miscellaneous | E6 |  | Baseline Forecast | 0 | 0 | 0 | 0 | 0 | 0 | 0 | 0 | 0 | 0 | 0 | 0 | 0 | 0 | 0 | 0 | 0 | 0 | 0 | 0 | 0 | 0 | 0 | 0 | 0 | 0 | 0 | 0 | 0 | 0 | 0 | 0 | 0
Commercial_School_New_Miscellaneous_Natural Gas_Miscellaneous_E7_Baseline Forecast | Commercial | School | New | Miscellaneous | Natural Gas | Miscellaneous | E7 |  | Baseline Forecast | 0 | 0 | 0 | 0 | 0 | 0 | 0 | 0 | 0 | 0 | 0 | 0 | 0 | 0 | 0 | 0 | 0 | 0 | 0 | 0 | 0 | 0 | 0 | 0 | 0 | 0 | 0 | 0 | 0 | 0 | 0 | 0 | 0
Commercial_School_New_Miscellaneous_Natural Gas_Miscellaneous_E8_Baseline Forecast | Commercial | School | New | Miscellaneous | Natural Gas | Miscellaneous | E8 |  | Baseline Forecast | 0 | 0 | 0 | 0 | 0 | 0 | 0 | 0 | 0 | 0 | 0 | 0 | 0 | 0 | 0 | 0 | 0 | 0 | 0 | 0 | 0 | 0 | 0 | 0 | 0 | 0 | 0 | 0 | 0 | 0 | 0 | 0 | 0
Commercial_School_New_Miscellaneous_Natural Gas_Miscellaneous_E9_Baseline Forecast | Commercial | School | New | Miscellaneous | Natural Gas | Miscellaneous | E9 |  | Baseline Forecast | 0 | 0 | 0 | 0 | 0 | 0 | 0 | 0 | 0 | 0 | 0 | 0 | 0 | 0 | 0 | 0 | 0 | 0 | 0 | 0 | 0 | 0 | 0 | 0 | 0 | 0 | 0 | 0 | 0 | 0 | 0 | 0 | 0
Commercial_School_New_Miscellaneous_Natural Gas_Miscellaneous_E10_Baseline Forecast | Commercial | School | New | Miscellaneous | Natural Gas | Miscellaneous | E10 |  | Baseline Forecast | 0 | 0 | 0 | 0 | 0 | 0 | 0 | 0 | 0 | 0 | 0 | 0 | 0 | 0 | 0 | 0 | 0 | 0 | 0 | 0 | 0 | 0 | 0 | 0 | 0 | 0 | 0 | 0 | 0 | 0 | 0 | 0 | 0
Commercial_School_New_Miscellaneous_Natural Gas_Miscellaneous_Vintage_Baseline Forecast | Commercial | School | New | Miscellaneous | Natural Gas | Miscellaneous | Vintage |  | Baseline Forecast | 0 | 0 | 0 | 0 | 0 | 0 | 0 | 0 | 0 | 0 | 0 | 0 | 0 | 0 | 0 | 0 | 0 | 0 | 0 | 0 | 0 | 0 | 0 | 0 | 0 | 0 | 0 | 0 | 0 | 0 | 0 | 0 | 0
Commercial_College_Existing_Space Heating_Natural Gas_Furnace_E1_Baseline Forecast | Commercial | College | Existing | Space Heating | Natural Gas | Furnace | E1 |  | Baseline Forecast | 0 | 1084.3255 | 2254.3746 | 3497.4894 | 6084.902 | 6068.5493 | 6054.113 | 6041.1105 | 6028.5489 | 6016.065 | 6003.5186 | 5990.9891 | 5978.5663 | 5966.2813 | 5954.0564 | 5941.88 | 5929.6925 | 5917.6425 | 5905.8992 | 5814.6072 | 5643.0292 | 5391.0418 | 4966.7225 | 4575.7011 | 4215.3648 | 3883.3402 | 3577.4165 | 3295.5602 | 3035.8757 | 2796.6256 | 2576.1919 | 2373.1085 | 1859.9204
Commercial_College_Existing_Space Heating_Natural Gas_Furnace_E2_Baseline Forecast | Commercial | College | Existing | Space Heating | Natural Gas | Furnace | E2 |  | Baseline Forecast | 0 | 0 | 0 | 0 | 0 | 0 | 0 | 0 | 0 | 0 | 0 | 0 | 0 | 0 | 0 | 0 | 0 | 0 | 0 | 0 | 0 | 0 | 0 | 0 | 0 | 0 | 0 | 0 | 0 | 0 | 0 | 0 | 0
Commercial_College_Existing_Space Heating_Natural Gas_Furnace_E3_Baseline Forecast | Commercial | College | Existing | Space Heating | Natural Gas | Furnace | E3 |  | Baseline Forecast | 0 | 0 | 0 | 0 | 0 | 1410.9603 | 2884.7071 | 3825.8017 | 4799.3591 | 5802.2455 | 6831.5738 | 7884.877 | 8959.9164 | 10054.6181 | 11166.9391 | 12295.0429 | 13437.128 | 14591.9634 | 15758.6507 | 16878.7717 | 17959.9525 | 19008.5842 | 20087.4109 | 21035.4899 | 21861.1866 | 22616.3661 | 23306.5876 | 23937.0214 | 24512.3399 | 25036.8835 | 25514.5347 | 25949.0588 | 27035.316
Commercial_College_Existing_Space Heating_Natural Gas_Furnace_E4_Baseline Forecast | Commercial | College | Existing | Space Heating | Natural Gas | Furnace | E4 |  | Baseline Forecast | 0 | 0 | 0 | 0 | 0 | 0 | 0 | 0 | 0 | 0 | 0 | 0 | 0 | 0 | 0 | 0 | 0 | 0 | 0 | 0 | 0 | 0 | 0 | 0 | 0 | 0 | 0 | 0 | 0 | 0 | 0 | 0 | 0
Commercial_College_Existing_Space Heating_Natural Gas_Furnace_E5_Baseline Forecast | Commercial | College | Existing | Space Heating | Natural Gas | Furnace | E5 |  | Baseline Forecast | 0 | 0 | 0 | 0 | 0 | 0 | 0 | 590.6561 | 1201.632 | 1831.0549 | 2477.1501 | 3138.3231 | 3813.1923 | 4500.4782 | 5198.8916 | 5907.3014 | 6624.6017 | 7350.028 | 8082.9618 | 8786.9156 | 9466.6619 | 10126.2608 | 10804.9563 | 11467.5274 | 12116.9706 | 12712.1899 | 13257.4426 | 13756.7024 | 14213.5233 | 14631.2559 | 15012.8658 | 15361.2499 | 16110.7256
Commercial_College_Existing_Space Heating_Natural Gas_Furnace_E6_Baseline Forecast | Commercial | College | Existing | Space Heating | Natural Gas | Furnace | E6 |  | Baseline Forecast | 0 | 0 | 0 | 0 | 0 | 0 | 0 | 0 | 0 | 0 | 0 | 0 | 0 | 0 | 0 | 0 | 0 | 0 | 0 | 0 | 0 | 0 | 0 | 0 | 0 | 0 | 0 | 0 | 0 | 0 | 0 | 0 | 0
Commercial_College_Existing_Space Heating_Natural Gas_Furnace_E7_Baseline Forecast | Commercial | College | Existing | Space Heating | Natural Gas | Furnace | E7 |  | Baseline Forecast | 0 | 0 | 0 | 0 | 0 | 0 | 0 | 0 | 0 | 0 | 0 | 0 | 0 | 0 | 0 | 0 | 0 | 0 | 0 | 0 | 0 | 0 | 0 | 0 | 0 | 0 | 0 | 0 | 0 | 0 | 0 | 0 | 0
Commercial_College_Existing_Space Heating_Natural Gas_Furnace_E8_Baseline Forecast | Commercial | College | Existing | Space Heating | Natural Gas | Furnace | E8 |  | Baseline Forecast | 0 | 0 | 0 | 0 | 0 | 0 | 0 | 0 | 0 | 0 | 0 | 0 | 0 | 0 | 0 | 0 | 0 | 0 | 0 | 0 | 0 | 0 | 0 | 0 | 0 | 0 | 0 | 0 | 0 | 0 | 0 | 0 | 0
Commercial_College_Existing_Space Heating_Natural Gas_Furnace_E9_Baseline Forecast | Commercial | College | Existing | Space Heating | Natural Gas | Furnace | E9 |  | Baseline Forecast | 0 | 0 | 0 | 0 | 0 | 0 | 0 | 0 | 0 | 0 | 0 | 0 | 0 | 0 | 0 | 0 | 0 | 0 | 0 | 0 | 0 | 0 | 0 | 0 | 0 | 0 | 0 | 0 | 0 | 0 | 0 | 0 | 0
Commercial_College_Existing_Space Heating_Natural Gas_Furnace_E10_Baseline Forecast | Commercial | College | Existing | Space Heating | Natural Gas | Furnace | E10 |  | Baseline Forecast | 0 | 0 | 0 | 0 | 0 | 0 | 0 | 0 | 0 | 0 | 0 | 0 | 0 | 0 | 0 | 0 | 0 | 0 | 0 | 0 | 0 | 0 | 0 | 0 | 0 | 0 | 0 | 0 | 0 | 0 | 0 | 0 | 0
Commercial_College_Existing_Space Heating_Natural Gas_Furnace_Vintage_Baseline Forecast | Commercial | College | Existing | Space Heating | Natural Gas | Furnace | Vintage |  | Baseline Forecast | 54311.8795 | 52951.2275 | 51504.8518 | 49928.0358 | 48588.9473 | 47047.408 | 45458.3857 | 43822.8076 | 42137.9674 | 40405.9724 | 38630.3642 | 36815.8374 | 34966.7309 | 33086.6452 | 31178.293 | 29244.5487 | 27287.8443 | 25311.3612 | 23317.9679 | 21482.714 | 19792.3915 | 18234.9106 | 16799.6732 | 15477.0642 | 14258.2459 | 13135.1907 | 12100.42 | 11147.0563 | 10268.6873 | 9459.4364 | 8713.8313 | 8026.9126 | 7409.4578
Commercial_College_Existing_Space Heating_Natural Gas_Boiler_E1_Baseline Forecast | Commercial | College | Existing | Space Heating | Natural Gas | Boiler | E1 |  | Baseline Forecast | 0 | 5560.215 | 11559.7722 | 17934.5923 | 31760.6467 | 31675.2924 | 31599.9415 | 31532.0737 | 31466.5071 | 31401.3465 | 31335.8598 | 31270.4607 | 31205.619 | 31141.4962 | 31077.6874 | 31014.1316 | 30950.518 | 30887.622 | 30826.3269 | 30766.8003 | 30708.1437 | 30241.2499 | 29362.9729 | 28073.618 | 25862.8215 | 23825.7283 | 21948.773 | 20219.4806 | 18626.2201 | 17158.332 | 15805.8899 | 14559.8981 | 13439.9059
Commercial_College_Existing_Space Heating_Natural Gas_Boiler_E2_Baseline Forecast | Commercial | College | Existing | Space Heating | Natural Gas | Boiler | E2 |  | Baseline Forecast | 0 | 0 | 0 | 0 | 0 | 0 | 0 | 0 | 0 | 0 | 0 | 0 | 0 | 0 | 0 | 0 | 0 | 0 | 0 | 0 | 0 | 0 | 0 | 0 | 0 | 0 | 0 | 0 | 0 | 0 | 0 | 0 | 0
Commercial_College_Existing_Space Heating_Natural Gas_Boiler_E3_Baseline Forecast | Commercial | College | Existing | Space Heating | Natural Gas | Boiler | E3 |  | Baseline Forecast | 0 | 2948.5453 | 6130.426 | 9510.3949 | 16839.7027 | 27866.329 | 39390.9473 | 51374.6939 | 63773.8479 | 76548.1174 | 89660.5341 | 103079.4465 | 116776.6938 | 130726.0472 | 144901.1455 | 159278.669 | 173835.6374 | 188556.8043 | 203430.7341 | 218444.146 | 233577.3728 | 247864.1934 | 261403.1312 | 274283.2541 | 287097.4908 | 298829.5178 | 309564.4903 | 319381.7089 | 328352.5635 | 336543.7716 | 344014.7877 | 350823.3783 | 363778.5337
Commercial_College_Existing_Space Heating_Natural Gas_Boiler_E4_Baseline Forecast | Commercial | College | Existing | Space Heating | Natural Gas | Boiler | E4 |  | Baseline Forecast | 0 | 0 | 0 | 0 | 0 | 0 | 0 | 0 | 0 | 0 | 0 | 0 | 0 | 0 | 0 | 0 | 0 | 0 | 0 | 0 | 0 | 0 | 0 | 0 | 0 | 0 | 0 | 0 | 0 | 0 | 0 | 0 | 0
Commercial_College_Existing_Space Heating_Natural Gas_Boiler_E5_Baseline Forecast | Commercial | College | Existing | Space Heating | Natural Gas | Boiler | E5 |  | Baseline Forecast | 0 | 0 | 0 | 0 | 0 | 0 | 0 | 0 | 0 | 0 | 0 | 0 | 0 | 0 | 0 | 0 | 0 | 0 | 0 | 0 | 0 | 0 | 0 | 0 | 0 | 0 | 0 | 0 | 0 | 0 | 0 | 0 | 0
Commercial_College_Existing_Space Heating_Natural Gas_Boiler_E6_Baseline Forecast | Commercial | College | Existing | Space Heating | Natural Gas | Boiler | E6 |  | Baseline Forecast | 0 | 0 | 0 | 0 | 0 | 0 | 0 | 0 | 0 | 0 | 0 | 0 | 0 | 0 | 0 | 0 | 0 | 0 | 0 | 0 | 0 | 0 | 0 | 0 | 0 | 0 | 0 | 0 | 0 | 0 | 0 | 0 | 0
Commercial_College_Existing_Space Heating_Natural Gas_Boiler_E7_Baseline Forecast | Commercial | College | Existing | Space Heating | Natural Gas | Boiler | E7 |  | Baseline Forecast | 0 | 0 | 0 | 0 | 0 | 0 | 0 | 0 | 0 | 0 | 0 | 0 | 0 | 0 | 0 | 0 | 0 | 0 | 0 | 0 | 0 | 0 | 0 | 0 | 0 | 0 | 0 | 0 | 0 | 0 | 0 | 0 | 0
Commercial_College_Existing_Space Heating_Natural Gas_Boiler_E8_Baseline Forecast | Commercial | College | Existing | Space Heating | Natural Gas | Boiler | E8 |  | Baseline Forecast | 0 | 0 | 0 | 0 | 0 | 0 | 0 | 0 | 0 | 0 | 0 | 0 | 0 | 0 | 0 | 0 | 0 | 0 | 0 | 0 | 0 | 0 | 0 | 0 | 0 | 0 | 0 | 0 | 0 | 0 | 0 | 0 | 0
Commercial_College_Existing_Space Heating_Natural Gas_Boiler_E9_Baseline Forecast | Commercial | College | Existing | Space Heating | Natural Gas | Boiler | E9 |  | Baseline Forecast | 0 | 0 | 0 | 0 | 0 | 0 | 0 | 0 | 0 | 0 | 0 | 0 | 0 | 0 | 0 | 0 | 0 | 0 | 0 | 0 | 0 | 0 | 0 | 0 | 0 | 0 | 0 | 0 | 0 | 0 | 0 | 0 | 0
Commercial_College_Existing_Space Heating_Natural Gas_Boiler_E10_Baseline Forecast | Commercial | College | Existing | Space Heating | Natural Gas | Boiler | E10 |  | Baseline Forecast | 0 | 0 | 0 | 0 | 0 | 0 | 0 | 0 | 0 | 0 | 0 | 0 | 0 | 0 | 0 | 0 | 0 | 0 | 0 | 0 | 0 | 0 | 0 | 0 | 0 | 0 | 0 | 0 | 0 | 0 | 0 | 0 | 0
Commercial_College_Existing_Space Heating_Natural Gas_Boiler_Vintage_Baseline Forecast | Commercial | College | Existing | Space Heating | Natural Gas | Boiler | Vintage |  | Baseline Forecast | 463248.082 | 452382.4201 | 440844.0805 | 428243.0188 | 417735.1192 | 405540.6075 | 392984.9761 | 380072.6077 | 366776.3189 | 353110.4695 | 339102.0103 | 324788.2553 | 310203.7918 | 295377.0583 | 280328.876 | 265081.7306 | 249654.3499 | 234072.5883 | 218359.9697 | 202532.0665 | 186596.2538 | 171912.828 | 158381.8756 | 145912.7457 | 134422.1221 | 123834.3213 | 114078.8384 | 105090.8343 | 96809.8561 | 89180.5016 | 82151.1781 | 75675.1307 | 69853.9668
Commercial_College_Existing_Space Heating_Natural Gas_Unit Heater_E1_Baseline Forecast | Commercial | College | Existing | Space Heating | Natural Gas | Unit Heater | E1 |  | Baseline Forecast | 0 | 0 | 0 | 0 | 0 | 0 | 0 | 0 | 0 | 0 | 0 | 0 | 0 | 0 | 0 | 0 | 0 | 0 | 0 | 0 | 0 | 0 | 0 | 0 | 0 | 0 | 0 | 0 | 0 | 0 | 0 | 0 | 0
Commercial_College_Existing_Space Heating_Natural Gas_Unit Heater_E2_Baseline Forecast | Commercial | College | Existing | Space Heating | Natural Gas | Unit Heater | E2 |  | Baseline Forecast | 0 | 0 | 0 | 0 | 0 | 0 | 0 | 0 | 0 | 0 | 0 | 0 | 0 | 0 | 0 | 0 | 0 | 0 | 0 | 0 | 0 | 0 | 0 | 0 | 0 | 0 | 0 | 0 | 0 | 0 | 0 | 0 | 0
Commercial_College_Existing_Space Heating_Natural Gas_Unit Heater_E3_Baseline Forecast | Commercial | College | Existing | Space Heating | Natural Gas | Unit Heater | E3 |  | Baseline Forecast | 0 | 0 | 0 | 0 | 0 | 0 | 0 | 0 | 0 | 0 | 0 | 0 | 0 | 0 | 0 | 0 | 0 | 0 | 0 | 0 | 0 | 0 | 0 | 0 | 0 | 0 | 0 | 0 | 0 | 0 | 0 | 0 | 0
Commercial_College_Existing_Space Heating_Natural Gas_Unit Heater_E4_Baseline Forecast | Commercial | College | Existing | Space Heating | Natural Gas | Unit Heater | E4 |  | Baseline Forecast | 0 | 0 | 0 | 0 | 0 | 0 | 0 | 0 | 0 | 0 | 0 | 0 | 0 | 0 | 0 | 0 | 0 | 0 | 0 | 0 | 0 | 0 | 0 | 0 | 0 | 0 | 0 | 0 | 0 | 0 | 0 | 0 | 0
Commercial_College_Existing_Space Heating_Natural Gas_Unit Heater_E5_Baseline Forecast | Commercial | College | Existing | Space Heating | Natural Gas | Unit Heater | E5 |  | Baseline Forecast | 0 | 0 | 0 | 0 | 0 | 0 | 0 | 0 | 0 | 0 | 0 | 0 | 0 | 0 | 0 | 0 | 0 | 0 | 0 | 0 | 0 | 0 | 0 | 0 | 0 | 0 | 0 | 0 | 0 | 0 | 0 | 0 | 0
Commercial_College_Existing_Space Heating_Natural Gas_Unit Heater_E6_Baseline Forecast | Commercial | College | Existing | Space Heating | Natural Gas | Unit Heater | E6 |  | Baseline Forecast | 0 | 0 | 0 | 0 | 0 | 0 | 0 | 0 | 0 | 0 | 0 | 0 | 0 | 0 | 0 | 0 | 0 | 0 | 0 | 0 | 0 | 0 | 0 | 0 | 0 | 0 | 0 | 0 | 0 | 0 | 0 | 0 | 0
Commercial_College_Existing_Space Heating_Natural Gas_Unit Heater_E7_Baseline Forecast | Commercial | College | Existing | Space Heating | Natural Gas | Unit Heater | E7 |  | Baseline Forecast | 0 | 0 | 0 | 0 | 0 | 0 | 0 | 0 | 0 | 0 | 0 | 0 | 0 | 0 | 0 | 0 | 0 | 0 | 0 | 0 | 0 | 0 | 0 | 0 | 0 | 0 | 0 | 0 | 0 | 0 | 0 | 0 | 0
Commercial_College_Existing_Space Heating_Natural Gas_Unit Heater_E8_Baseline Forecast | Commercial | College | Existing | Space Heating | Natural Gas | Unit Heater | E8 |  | Baseline Forecast | 0 | 0 | 0 | 0 | 0 | 0 | 0 | 0 | 0 | 0 | 0 | 0 | 0 | 0 | 0 | 0 | 0 | 0 | 0 | 0 | 0 | 0 | 0 | 0 | 0 | 0 | 0 | 0 | 0 | 0 | 0 | 0 | 0
Commercial_College_Existing_Space Heating_Natural Gas_Unit Heater_E9_Baseline Forecast | Commercial | College | Existing | Space Heating | Natural Gas | Unit Heater | E9 |  | Baseline Forecast | 0 | 0 | 0 | 0 | 0 | 0 | 0 | 0 | 0 | 0 | 0 | 0 | 0 | 0 | 0 | 0 | 0 | 0 | 0 | 0 | 0 | 0 | 0 | 0 | 0 | 0 | 0 | 0 | 0 | 0 | 0 | 0 | 0
Commercial_College_Existing_Space Heating_Natural Gas_Unit Heater_E10_Baseline Forecast | Commercial | College | Existing | Space Heating | Natural Gas | Unit Heater | E10 |  | Baseline Forecast | 0 | 0 | 0 | 0 | 0 | 0 | 0 | 0 | 0 | 0 | 0 | 0 | 0 | 0 | 0 | 0 | 0 | 0 | 0 | 0 | 0 | 0 | 0 | 0 | 0 | 0 | 0 | 0 | 0 | 0 | 0 | 0 | 0
Commercial_College_Existing_Space Heating_Natural Gas_Unit Heater_Vintage_Baseline Forecast | Commercial | College | Existing | Space Heating | Natural Gas | Unit Heater | Vintage |  | Baseline Forecast | 0 | 0 | 0 | 0 | 0 | 0 | 0 | 0 | 0 | 0 | 0 | 0 | 0 | 0 | 0 | 0 | 0 | 0 | 0 | 0 | 0 | 0 | 0 | 0 | 0 | 0 | 0 | 0 | 0 | 0 | 0 | 0 | 0
Commercial_College_Existing_Water Heating_Natural Gas_Water Heater_E1_Baseline Forecast | Commercial | College | Existing | Water Heating | Natural Gas | Water Heater | E1 |  | Baseline Forecast | 0 | 2071.6389 | 4740.391 | 7865.2919 | 12609.3942 | 16427.3401 | 20481.2849 | 24721.3777 | 29104.6659 | 33597.2459 | 37161.7894 | 39985.7751 | 42219.1871 | 43981.5426 | 45367.5527 | 46453.0639 | 47298.3228 | 47952.934 | 48456.936 | 48841.6701 | 49130.339 | 49340.9629 | 49488.7219 | 49585.9844 | 49642.6785 | 49667.1176 | 49665.7911 | 49643.996 | 49605.7503 | 49554.3594 | 49492.2189 | 49421.6299 | 50122.5657
Commercial_College_Existing_Water Heating_Natural Gas_Water Heater_E2_Baseline Forecast | Commercial | College | Existing | Water Heating | Natural Gas | Water Heater | E2 |  | Baseline Forecast | 0 | 18294.974 | 41863.2722 | 69459.5843 | 111354.9101 | 145071.5153 | 180872.8774 | 218318.6697 | 257029.7186 | 296706.592 | 328188.1104 | 353129.8844 | 372856.5993 | 388424.1118 | 400668.5274 | 410260.2338 | 417730.6974 | 423518.0316 | 427976.2525 | 431380.6681 | 433936.6047 | 435803.1968 | 437114.4541 | 437979.6217 | 438486.1738 | 438707.669 | 438701.4735 | 438514.5206 | 438182.0037 | 437733.2562 | 437189.0964 | 436569.7899 | 442765.5304
Commercial_College_Existing_Water Heating_Natural Gas_Water Heater_E3_Baseline Forecast | Commercial | College | Existing | Water Heating | Natural Gas | Water Heater | E3 |  | Baseline Forecast | 0 | 0 | 0 | 0 | 0 | 0 | 0 | 0 | 0 | 0 | 0 | 0 | 0 | 0 | 0 | 0 | 0 | 0 | 0 | 0 | 0 | 0 | 0 | 0 | 0 | 0 | 0 | 0 | 0 | 0 | 0 | 0 | 0
Commercial_College_Existing_Water Heating_Natural Gas_Water Heater_E4_Baseline Forecast | Commercial | College | Existing | Water Heating | Natural Gas | Water Heater | E4 |  | Baseline Forecast | 0 | 0 | 0 | 0 | 0 | 0 | 0 | 0 | 0 | 0 | 0 | 0 | 0 | 0 | 0 | 0 | 0 | 0 | 0 | 0 | 0 | 0 | 0 | 0 | 0 | 0 | 0 | 0 | 0 | 0 | 0 | 0 | 0
Commercial_College_Existing_Water Heating_Natural Gas_Water Heater_E5_Baseline Forecast | Commercial | College | Existing | Water Heating | Natural Gas | Water Heater | E5 |  | Baseline Forecast | 0 | 0 | 0 | 0 | 0 | 0 | 0 | 0 | 0 | 0 | 0 | 0 | 0 | 0 | 0 | 0 | 0 | 0 | 0 | 0 | 0 | 0 | 0 | 0 | 0 | 0 | 0 | 0 | 0 | 0 | 0 | 0 | 0
Commercial_College_Existing_Water Heating_Natural Gas_Water Heater_E6_Baseline Forecast | Commercial | College | Existing | Water Heating | Natural Gas | Water Heater | E6 |  | Baseline Forecast | 0 | 0 | 0 | 0 | 0 | 0 | 0 | 0 | 0 | 0 | 0 | 0 | 0 | 0 | 0 | 0 | 0 | 0 | 0 | 0 | 0 | 0 | 0 | 0 | 0 | 0 | 0 | 0 | 0 | 0 | 0 | 0 | 0
Commercial_College_Existing_Water Heating_Natural Gas_Water Heater_E7_Baseline Forecast | Commercial | College | Existing | Water Heating | Natural Gas | Water Heater | E7 |  | Baseline Forecast | 0 | 0 | 0 | 0 | 0 | 0 | 0 | 0 | 0 | 0 | 0 | 0 | 0 | 0 | 0 | 0 | 0 | 0 | 0 | 0 | 0 | 0 | 0 | 0 | 0 | 0 | 0 | 0 | 0 | 0 | 0 | 0 | 0
Commercial_College_Existing_Water Heating_Natural Gas_Water Heater_E8_Baseline Forecast | Commercial | College | Existing | Water Heating | Natural Gas | Water Heater | E8 |  | Baseline Forecast | 0 | 0 | 0 | 0 | 0 | 0 | 0 | 0 | 0 | 0 | 0 | 0 | 0 | 0 | 0 | 0 | 0 | 0 | 0 | 0 | 0 | 0 | 0 | 0 | 0 | 0 | 0 | 0 | 0 | 0 | 0 | 0 | 0
Commercial_College_Existing_Water Heating_Natural Gas_Water Heater_E9_Baseline Forecast | Commercial | College | Existing | Water Heating | Natural Gas | Water Heater | E9 |  | Baseline Forecast | 0 | 0 | 0 | 0 | 0 | 0 | 0 | 0 | 0 | 0 | 0 | 0 | 0 | 0 | 0 | 0 | 0 | 0 | 0 | 0 | 0 | 0 | 0 | 0 | 0 | 0 | 0 | 0 | 0 | 0 | 0 | 0 | 0
Commercial_College_Existing_Water Heating_Natural Gas_Water Heater_E10_Baseline Forecast | Commercial | College | Existing | Water Heating | Natural Gas | Water Heater | E10 |  | Baseline Forecast | 0 | 0 | 0 | 0 | 0 | 0 | 0 | 0 | 0 | 0 | 0 | 0 | 0 | 0 | 0 | 0 | 0 | 0 | 0 | 0 | 0 | 0 | 0 | 0 | 0 | 0 | 0 | 0 | 0 | 0 | 0 | 0 | 0
Commercial_College_Existing_Water Heating_Natural Gas_Water Heater_Vintage_Baseline Forecast | Commercial | College | Existing | Water Heating | Natural Gas | Water Heater | Vintage |  | Baseline Forecast | 511769.0877 | 488798.7092 | 459957.8933 | 426092.2866 | 391215.5455 | 352296.4893 | 311218.9369 | 268432.1891 | 224274.3162 | 179047.9126 | 142939.61 | 114113.032 | 91101.128 | 72731.1432 | 58065.6938 | 46357.5567 | 37009.9776 | 29547.8142 | 23591.3424 | 18836.6294 | 15040.5741 | 12009.4155 | 9588.9523 | 7656.16 | 6112.806 | 4880.485 | 3896.54 | 3110.9353 | 2483.6924 | 1982.8974 | 1583.0558 | 1263.8272 | 1011.0618
Commercial_College_Existing_Food Preparation_Natural Gas_Oven_E1_Baseline Forecast | Commercial | College | Existing | Food Preparation | Natural Gas | Oven | E1 |  | Baseline Forecast | 0 | 1111.5989 | 2303.4265 | 3556.293 | 5350.0601 | 6715.8222 | 8119.3611 | 9553.8466 | 11011.9126 | 12487.9205 | 13706.5098 | 14711.1672 | 15537.7784 | 16215.6257 | 16770.0109 | 17221.6963 | 17585.0924 | 17877.749 | 18111.7821 | 18295.9254 | 18441.7029 | 18553.7692 | 18637.6083 | 18697.9479 | 18738.8323 | 18763.7336 | 18775.3947 | 18776.2741 | 18768.0435 | 18752.9313 | 18732.3995 | 18706.861 | 18973.4949
Commercial_College_Existing_Food Preparation_Natural Gas_Oven_E2_Baseline Forecast | Commercial | College | Existing | Food Preparation | Natural Gas | Oven | E2 |  | Baseline Forecast | 0 | 1599.681 | 3316.188 | 5118.657 | 7697.6825 | 9662.4124 | 11684.6478 | 13754.0523 | 15860.6897 | 17996.3596 | 19763.9271 | 21225.5543 | 22433.4919 | 23431.5632 | 24254.5659 | 24932.0177 | 25490.9485 | 25949.7042 | 26326.4345 | 26636.8042 | 26888.045 | 27090.6308 | 27252.4266 | 27380.0552 | 27478.9448 | 27553.8934 | 27608.8844 | 27647.169 | 27671.5816 | 27683.7705 | 27685.2246 | 27678.377 | 28101.5124
Commercial_College_Existing_Food Preparation_Natural Gas_Oven_E3_Baseline Forecast | Commercial | College | Existing | Food Preparation | Natural Gas | Oven | E3 |  | Baseline Forecast | 0 | 0 | 0 | 0 | 0 | 0 | 0 | 0 | 0 | 0 | 0 | 0 | 0 | 0 | 0 | 0 | 0 | 0 | 0 | 0 | 0 | 0 | 0 | 0 | 0 | 0 | 0 | 0 | 0 | 0 | 0 | 0 | 0
Commercial_College_Existing_Food Preparation_Natural Gas_Oven_E4_Baseline Forecast | Commercial | College | Existing | Food Preparation | Natural Gas | Oven | E4 |  | Baseline Forecast | 0 | 0 | 0 | 0 | 0 | 0 | 0 | 0 | 0 | 0 | 0 | 0 | 0 | 0 | 0 | 0 | 0 | 0 | 0 | 0 | 0 | 0 | 0 | 0 | 0 | 0 | 0 | 0 | 0 | 0 | 0 | 0 | 0
Commercial_College_Existing_Food Preparation_Natural Gas_Oven_E5_Baseline Forecast | Commercial | College | Existing | Food Preparation | Natural Gas | Oven | E5 |  | Baseline Forecast | 0 | 0 | 0 | 0 | 0 | 0 | 0 | 0 | 0 | 0 | 0 | 0 | 0 | 0 | 0 | 0 | 0 | 0 | 0 | 0 | 0 | 0 | 0 | 0 | 0 | 0 | 0 | 0 | 0 | 0 | 0 | 0 | 0
Commercial_College_Existing_Food Preparation_Natural Gas_Oven_E6_Baseline Forecast | Commercial | College | Existing | Food Preparation | Natural Gas | Oven | E6 |  | Baseline Forecast | 0 | 0 | 0 | 0 | 0 | 0 | 0 | 0 | 0 | 0 | 0 | 0 | 0 | 0 | 0 | 0 | 0 | 0 | 0 | 0 | 0 | 0 | 0 | 0 | 0 | 0 | 0 | 0 | 0 | 0 | 0 | 0 | 0
Commercial_College_Existing_Food Preparation_Natural Gas_Oven_E7_Baseline Forecast | Commercial | College | Existing | Food Preparation | Natural Gas | Oven | E7 |  | Baseline Forecast | 0 | 0 | 0 | 0 | 0 | 0 | 0 | 0 | 0 | 0 | 0 | 0 | 0 | 0 | 0 | 0 | 0 | 0 | 0 | 0 | 0 | 0 | 0 | 0 | 0 | 0 | 0 | 0 | 0 | 0 | 0 | 0 | 0
Commercial_College_Existing_Food Preparation_Natural Gas_Oven_E8_Baseline Forecast | Commercial | College | Existing | Food Preparation | Natural Gas | Oven | E8 |  | Baseline Forecast | 0 | 0 | 0 | 0 | 0 | 0 | 0 | 0 | 0 | 0 | 0 | 0 | 0 | 0 | 0 | 0 | 0 | 0 | 0 | 0 | 0 | 0 | 0 | 0 | 0 | 0 | 0 | 0 | 0 | 0 | 0 | 0 | 0
Commercial_College_Existing_Food Preparation_Natural Gas_Oven_E9_Baseline Forecast | Commercial | College | Existing | Food Preparation | Natural Gas | Oven | E9 |  | Baseline Forecast | 0 | 0 | 0 | 0 | 0 | 0 | 0 | 0 | 0 | 0 | 0 | 0 | 0 | 0 | 0 | 0 | 0 | 0 | 0 | 0 | 0 | 0 | 0 | 0 | 0 | 0 | 0 | 0 | 0 | 0 | 0 | 0 | 0
Commercial_College_Existing_Food Preparation_Natural Gas_Oven_E10_Baseline Forecast | Commercial | College | Existing | Food Preparation | Natural Gas | Oven | E10 |  | Baseline Forecast | 0 | 0 | 0 | 0 | 0 | 0 | 0 | 0 | 0 | 0 | 0 | 0 | 0 | 0 | 0 | 0 | 0 | 0 | 0 | 0 | 0 | 0 | 0 | 0 | 0 | 0 | 0 | 0 | 0 | 0 | 0 | 0 | 0
Commercial_College_Existing_Food Preparation_Natural Gas_Oven_Vintage_Baseline Forecast | Commercial | College | Existing | Food Preparation | Natural Gas | Oven | Vintage |  | Baseline Forecast | 49052.6067 | 46091.7582 | 42933.855 | 39577.1322 | 36331.7826 | 32868.587 | 29325.6616 | 25716.2549 | 22049.6125 | 18336.627 | 15248.6553 | 12680.6924 | 10545.3316 | 8769.7188 | 7293.1247 | 6065.1749 | 5043.9454 | 4194.7461 | 3488.6849 | 2901.6234 | 2413.4096 | 2007.323 | 1669.5342 | 1388.5577 | 1154.8413 | 960.4471 | 798.7638 | 664.2919 | 552.452 | 459.4368 | 382.0767 | 317.7392 | 264.7826
Commercial_College_Existing_Food Preparation_Natural Gas_Conveyor Oven_E1_Baseline Forecast | Commercial | College | Existing | Food Preparation | Natural Gas | Conveyor Oven | E1 |  | Baseline Forecast | 0 | 235.3708 | 538.5005 | 893.4682 | 1527.5006 | 1960.8359 | 2420.8144 | 2901.7757 | 3398.7915 | 3908.0031 | 4426.3453 | 4951.4979 | 5481.6422 | 6015.3196 | 6551.2849 | 7088.5799 | 7626.3817 | 8051.467 | 8386.8168 | 8650.6319 | 8856.8928 | 9017.177 | 9140.255 | 9233.8319 | 9303.8107 | 9354.6044 | 9390.9657 | 9415.4771 | 9430.5464 | 9438.1321 | 9439.7459 | 9436.6635 | 9578.9995
Commercial_College_Existing_Food Preparation_Natural Gas_Conveyor Oven_E2_Baseline Forecast | Commercial | College | Existing | Food Preparation | Natural Gas | Conveyor Oven | E2 |  | Baseline Forecast | 0 | 338.7826 | 775.2993 | 1286.3906 | 2199.2868 | 2823.4609 | 3486.4892 | 4180.195 | 4897.5686 | 5633.058 | 6382.2572 | 7141.8035 | 7909.0954 | 8682.0407 | 9458.8169 | 10238.0327 | 11018.4759 | 11636.3277 | 12124.8535 | 12510.4527 | 12814.016 | 13051.5201 | 13236.5167 | 13379.2332 | 13488.0998 | 13570.3417 | 13630.4313 | 13673.2122 | 13702.0893 | 13719.8085 | 13728.4788 | 13729.9074 | 13942.9615
Commercial_College_Existing_Food Preparation_Natural Gas_Conveyor Oven_E3_Baseline Forecast | Commercial | College | Existing | Food Preparation | Natural Gas | Conveyor Oven | E3 |  | Baseline Forecast | 0 | 0 | 0 | 0 | 0 | 0 | 0 | 0 | 0 | 0 | 0 | 0 | 0 | 0 | 0 | 0 | 0 | 0 | 0 | 0 | 0 | 0 | 0 | 0 | 0 | 0 | 0 | 0 | 0 | 0 | 0 | 0 | 0
Commercial_College_Existing_Food Preparation_Natural Gas_Conveyor Oven_E4_Baseline Forecast | Commercial | College | Existing | Food Preparation | Natural Gas | Conveyor Oven | E4 |  | Baseline Forecast | 0 | 0 | 0 | 0 | 0 | 0 | 0 | 0 | 0 | 0 | 0 | 0 | 0 | 0 | 0 | 0 | 0 | 0 | 0 | 0 | 0 | 0 | 0 | 0 | 0 | 0 | 0 | 0 | 0 | 0 | 0 | 0 | 0
Commercial_College_Existing_Food Preparation_Natural Gas_Conveyor Oven_E5_Baseline Forecast | Commercial | College | Existing | Food Preparation | Natural Gas | Conveyor Oven | E5 |  | Baseline Forecast | 0 | 0 | 0 | 0 | 0 | 0 | 0 | 0 | 0 | 0 | 0 | 0 | 0 | 0 | 0 | 0 | 0 | 0 | 0 | 0 | 0 | 0 | 0 | 0 | 0 | 0 | 0 | 0 | 0 | 0 | 0 | 0 | 0
Commercial_College_Existing_Food Preparation_Natural Gas_Conveyor Oven_E6_Baseline Forecast | Commercial | College | Existing | Food Preparation | Natural Gas | Conveyor Oven | E6 |  | Baseline Forecast | 0 | 0 | 0 | 0 | 0 | 0 | 0 | 0 | 0 | 0 | 0 | 0 | 0 | 0 | 0 | 0 | 0 | 0 | 0 | 0 | 0 | 0 | 0 | 0 | 0 | 0 | 0 | 0 | 0 | 0 | 0 | 0 | 0
Commercial_College_Existing_Food Preparation_Natural Gas_Conveyor Oven_E7_Baseline Forecast | Commercial | College | Existing | Food Preparation | Natural Gas | Conveyor Oven | E7 |  | Baseline Forecast | 0 | 0 | 0 | 0 | 0 | 0 | 0 | 0 | 0 | 0 | 0 | 0 | 0 | 0 | 0 | 0 | 0 | 0 | 0 | 0 | 0 | 0 | 0 | 0 | 0 | 0 | 0 | 0 | 0 | 0 | 0 | 0 | 0
Commercial_College_Existing_Food Preparation_Natural Gas_Conveyor Oven_E8_Baseline Forecast | Commercial | College | Existing | Food Preparation | Natural Gas | Conveyor Oven | E8 |  | Baseline Forecast | 0 | 0 | 0 | 0 | 0 | 0 | 0 | 0 | 0 | 0 | 0 | 0 | 0 | 0 | 0 | 0 | 0 | 0 | 0 | 0 | 0 | 0 | 0 | 0 | 0 | 0 | 0 | 0 | 0 | 0 | 0 | 0 | 0
Commercial_College_Existing_Food Preparation_Natural Gas_Conveyor Oven_E9_Baseline Forecast | Commercial | College | Existing | Food Preparation | Natural Gas | Conveyor Oven | E9 |  | Baseline Forecast | 0 | 0 | 0 | 0 | 0 | 0 | 0 | 0 | 0 | 0 | 0 | 0 | 0 | 0 | 0 | 0 | 0 | 0 | 0 | 0 | 0 | 0 | 0 | 0 | 0 | 0 | 0 | 0 | 0 | 0 | 0 | 0 | 0
Commercial_College_Existing_Food Preparation_Natural Gas_Conveyor Oven_E10_Baseline Forecast | Commercial | College | Existing | Food Preparation | Natural Gas | Conveyor Oven | E10 |  | Baseline Forecast | 0 | 0 | 0 | 0 | 0 | 0 | 0 | 0 | 0 | 0 | 0 | 0 | 0 | 0 | 0 | 0 | 0 | 0 | 0 | 0 | 0 | 0 | 0 | 0 | 0 | 0 | 0 | 0 | 0 | 0 | 0 | 0 | 0
Commercial_College_Existing_Food Preparation_Natural Gas_Conveyor Oven_Vintage_Baseline Forecast | Commercial | College | Existing | Food Preparation | Natural Gas | Conveyor Oven | Vintage |  | Baseline Forecast | 24526.3033 | 23827.3657 | 22962.935 | 21946.1823 | 20962.9752 | 19839.114 | 18657.5317 | 17430.1062 | 16164.7473 | 14869.3925 | 13550.9436 | 12215.4055 | 10867.5634 | 9511.0936 | 8148.749 | 6782.8318 | 5415.1356 | 4323.305 | 3451.7805 | 2756.092 | 2200.67 | 1757.1643 | 1403.0129 | 1120.2153 | 894.3986 | 714.0909 | 570.1244 | 455.1782 | 363.4028 | 290.1287 | 231.6257 | 184.9176 | 147.9341
Commercial_College_Existing_Food Preparation_Natural Gas_Double Rack Oven_E1_Baseline Forecast | Commercial | College | Existing | Food Preparation | Natural Gas | Double Rack Oven | E1 |  | Baseline Forecast | 0 | 333.4317 | 762.6656 | 1265.595 | 2067.8993 | 2682.1515 | 3333.5895 | 4014.2804 | 4717.1249 | 5436.6763 | 6168.5831 | 6909.5936 | 7495.9274 | 7958.7452 | 8322.6763 | 8606.8764 | 8827.6726 | 8996.8171 | 9125.6996 | 9222.4224 | 9292.3515 | 9342.8232 | 9376.8538 | 9397.9405 | 9408.9706 | 9412.2103 | 9409.2806 | 9401.5918 | 9390.4787 | 9376.5928 | 9360.5264 | 9342.6147 | 9470.467
Commercial_College_Existing_Food Preparation_Natural Gas_Double Rack Oven_E2_Baseline Forecast | Commercial | College | Existing | Food Preparation | Natural Gas | Double Rack Oven | E2 |  | Baseline Forecast | 0 | 479.9522 | 1098.5507 | 1822.5382 | 2976.8323 | 3861.3496 | 4801.3951 | 5785.3178 | 6803.3433 | 7847.6001 | 8911.8613 | 9991.3246 | 10848.431 | 11528.2764 | 12066.7681 | 12493.2099 | 12829.7721 | 13096.1497 | 13306.29 | 13471.9511 | 13602.8498 | 13703.4322 | 13780.4521 | 13838.3308 | 13880.5182 | 13910.004 | 13929.2921 | 13940.3255 | 13944.3279 | 13942.7542 | 13936.558 | 13926.8309 | 14133.7937
Commercial_College_Existing_Food Preparation_Natural Gas_Double Rack Oven_E3_Baseline Forecast | Commercial | College | Existing | Food Preparation | Natural Gas | Double Rack Oven | E3 |  | Baseline Forecast | 0 | 0 | 0 | 0 | 0 | 0 | 0 | 0 | 0 | 0 | 0 | 0 | 0 | 0 | 0 | 0 | 0 | 0 | 0 | 0 | 0 | 0 | 0 | 0 | 0 | 0 | 0 | 0 | 0 | 0 | 0 | 0 | 0
Commercial_College_Existing_Food Preparation_Natural Gas_Double Rack Oven_E4_Baseline Forecast | Commercial | College | Existing | Food Preparation | Natural Gas | Double Rack Oven | E4 |  | Baseline Forecast | 0 | 0 | 0 | 0 | 0 | 0 | 0 | 0 | 0 | 0 | 0 | 0 | 0 | 0 | 0 | 0 | 0 | 0 | 0 | 0 | 0 | 0 | 0 | 0 | 0 | 0 | 0 | 0 | 0 | 0 | 0 | 0 | 0
Commercial_College_Existing_Food Preparation_Natural Gas_Double Rack Oven_E5_Baseline Forecast | Commercial | College | Existing | Food Preparation | Natural Gas | Double Rack Oven | E5 |  | Baseline Forecast | 0 | 0 | 0 | 0 | 0 | 0 | 0 | 0 | 0 | 0 | 0 | 0 | 0 | 0 | 0 | 0 | 0 | 0 | 0 | 0 | 0 | 0 | 0 | 0 | 0 | 0 | 0 | 0 | 0 | 0 | 0 | 0 | 0
Commercial_College_Existing_Food Preparation_Natural Gas_Double Rack Oven_E6_Baseline Forecast | Commercial | College | Existing | Food Preparation | Natural Gas | Double Rack Oven | E6 |  | Baseline Forecast | 0 | 0 | 0 | 0 | 0 | 0 | 0 | 0 | 0 | 0 | 0 | 0 | 0 | 0 | 0 | 0 | 0 | 0 | 0 | 0 | 0 | 0 | 0 | 0 | 0 | 0 | 0 | 0 | 0 | 0 | 0 | 0 | 0
Commercial_College_Existing_Food Preparation_Natural Gas_Double Rack Oven_E7_Baseline Forecast | Commercial | College | Existing | Food Preparation | Natural Gas | Double Rack Oven | E7 |  | Baseline Forecast | 0 | 0 | 0 | 0 | 0 | 0 | 0 | 0 | 0 | 0 | 0 | 0 | 0 | 0 | 0 | 0 | 0 | 0 | 0 | 0 | 0 | 0 | 0 | 0 | 0 | 0 | 0 | 0 | 0 | 0 | 0 | 0 | 0
Commercial_College_Existing_Food Preparation_Natural Gas_Double Rack Oven_E8_Baseline Forecast | Commercial | College | Existing | Food Preparation | Natural Gas | Double Rack Oven | E8 |  | Baseline Forecast | 0 | 0 | 0 | 0 | 0 | 0 | 0 | 0 | 0 | 0 | 0 | 0 | 0 | 0 | 0 | 0 | 0 | 0 | 0 | 0 | 0 | 0 | 0 | 0 | 0 | 0 | 0 | 0 | 0 | 0 | 0 | 0 | 0
Commercial_College_Existing_Food Preparation_Natural Gas_Double Rack Oven_E9_Baseline Forecast | Commercial | College | Existing | Food Preparation | Natural Gas | Double Rack Oven | E9 |  | Baseline Forecast | 0 | 0 | 0 | 0 | 0 | 0 | 0 | 0 | 0 | 0 | 0 | 0 | 0 | 0 | 0 | 0 | 0 | 0 | 0 | 0 | 0 | 0 | 0 | 0 | 0 | 0 | 0 | 0 | 0 | 0 | 0 | 0 | 0
Commercial_College_Existing_Food Preparation_Natural Gas_Double Rack Oven_E10_Baseline Forecast | Commercial | College | Existing | Food Preparation | Natural Gas | Double Rack Oven | E10 |  | Baseline Forecast | 0 | 0 | 0 | 0 | 0 | 0 | 0 | 0 | 0 | 0 | 0 | 0 | 0 | 0 | 0 | 0 | 0 | 0 | 0 | 0 | 0 | 0 | 0 | 0 | 0 | 0 | 0 | 0 | 0 | 0 | 0 | 0 | 0
Commercial_College_Existing_Food Preparation_Natural Gas_Double Rack Oven_Vintage_Baseline Forecast | Commercial | College | Existing | Food Preparation | Natural Gas | Double Rack Oven | Vintage |  | Baseline Forecast | 24526.3033 | 23588.1351 | 22415.5184 | 21037.9078 | 19645.0311 | 18079.9097 | 16429.8507 | 14712.4787 | 12940.6392 | 11126.1771 | 9279.1017 | 7407.7887 | 5913.9425 | 4721.4322 | 3769.4064 | 3009.3582 | 2402.5485 | 1918.1329 | 1531.4612 | 1222.8031 | 976.3775 | 779.6061 | 622.4787 | 497.0091 | 396.8204 | 316.8227 | 252.9487 | 201.9502 | 161.232 | 128.7222 | 102.766 | 82.0429 | 65.6343
Commercial_College_Existing_Food Preparation_Natural Gas_Fryer_E1_Baseline Forecast | Commercial | College | Existing | Food Preparation | Natural Gas | Fryer | E1 |  | Baseline Forecast | 0 | 0 | 0 | 0 | 0 | 0 | 0 | 0 | 0 | 0 | 0 | 0 | 0 | 0 | 0 | 0 | 0 | 0 | 0 | 0 | 0 | 0 | 0 | 0 | 0 | 0 | 0 | 0 | 0 | 0 | 0 | 0 | 0
Commercial_College_Existing_Food Preparation_Natural Gas_Fryer_E2_Baseline Forecast | Commercial | College | Existing | Food Preparation | Natural Gas | Fryer | E2 |  | Baseline Forecast | 0 | 0 | 0 | 1135.3431 | 5773.3477 | 10558.7502 | 16624.427 | 23705.2378 | 31586.9771 | 37853.2531 | 42829.0963 | 46775.099 | 49899.724 | 52369.185 | 54315.2626 | 55843.5306 | 57037.776 | 57966.7685 | 58685.9987 | 59238.7954 | 59657.7384 | 59968.1758 | 60191.2981 | 60344.3323 | 60441.0708 | 60493.034 | 60509.2338 | 60497.0198 | 60461.9522 | 60408.635 | 60340.3917 | 60260.3756 | 61120.2406
Commercial_College_Existing_Food Preparation_Natural Gas_Fryer_E3_Baseline Forecast | Commercial | College | Existing | Food Preparation | Natural Gas | Fryer | E3 |  | Baseline Forecast | 0 | 0 | 0 | 0 | 0 | 0 | 0 | 0 | 0 | 0 | 0 | 0 | 0 | 0 | 0 | 0 | 0 | 0 | 0 | 0 | 0 | 0 | 0 | 0 | 0 | 0 | 0 | 0 | 0 | 0 | 0 | 0 | 0
Commercial_College_Existing_Food Preparation_Natural Gas_Fryer_E4_Baseline Forecast | Commercial | College | Existing | Food Preparation | Natural Gas | Fryer | E4 |  | Baseline Forecast | 0 | 0 | 0 | 0 | 0 | 0 | 0 | 0 | 0 | 0 | 0 | 0 | 0 | 0 | 0 | 0 | 0 | 0 | 0 | 0 | 0 | 0 | 0 | 0 | 0 | 0 | 0 | 0 | 0 | 0 | 0 | 0 | 0
Commercial_College_Existing_Food Preparation_Natural Gas_Fryer_E5_Baseline Forecast | Commercial | College | Existing | Food Preparation | Natural Gas | Fryer | E5 |  | Baseline Forecast | 0 | 0 | 0 | 0 | 0 | 0 | 0 | 0 | 0 | 0 | 0 | 0 | 0 | 0 | 0 | 0 | 0 | 0 | 0 | 0 | 0 | 0 | 0 | 0 | 0 | 0 | 0 | 0 | 0 | 0 | 0 | 0 | 0
Commercial_College_Existing_Food Preparation_Natural Gas_Fryer_E6_Baseline Forecast | Commercial | College | Existing | Food Preparation | Natural Gas | Fryer | E6 |  | Baseline Forecast | 0 | 0 | 0 | 0 | 0 | 0 | 0 | 0 | 0 | 0 | 0 | 0 | 0 | 0 | 0 | 0 | 0 | 0 | 0 | 0 | 0 | 0 | 0 | 0 | 0 | 0 | 0 | 0 | 0 | 0 | 0 | 0 | 0
Commercial_College_Existing_Food Preparation_Natural Gas_Fryer_E7_Baseline Forecast | Commercial | College | Existing | Food Preparation | Natural Gas | Fryer | E7 |  | Baseline Forecast | 0 | 0 | 0 | 0 | 0 | 0 | 0 | 0 | 0 | 0 | 0 | 0 | 0 | 0 | 0 | 0 | 0 | 0 | 0 | 0 | 0 | 0 | 0 | 0 | 0 | 0 | 0 | 0 | 0 | 0 | 0 | 0 | 0
Commercial_College_Existing_Food Preparation_Natural Gas_Fryer_E8_Baseline Forecast | Commercial | College | Existing | Food Preparation | Natural Gas | Fryer | E8 |  | Baseline Forecast | 0 | 0 | 0 | 0 | 0 | 0 | 0 | 0 | 0 | 0 | 0 | 0 | 0 | 0 | 0 | 0 | 0 | 0 | 0 | 0 | 0 | 0 | 0 | 0 | 0 | 0 | 0 | 0 | 0 | 0 | 0 | 0 | 0
Commercial_College_Existing_Food Preparation_Natural Gas_Fryer_E9_Baseline Forecast | Commercial | College | Existing | Food Preparation | Natural Gas | Fryer | E9 |  | Baseline Forecast | 0 | 0 | 0 | 0 | 0 | 0 | 0 | 0 | 0 | 0 | 0 | 0 | 0 | 0 | 0 | 0 | 0 | 0 | 0 | 0 | 0 | 0 | 0 | 0 | 0 | 0 | 0 | 0 | 0 | 0 | 0 | 0 | 0
Commercial_College_Existing_Food Preparation_Natural Gas_Fryer_E10_Baseline Forecast | Commercial | College | Existing | Food Preparation | Natural Gas | Fryer | E10 |  | Baseline Forecast | 0 | 0 | 0 | 0 | 0 | 0 | 0 | 0 | 0 | 0 | 0 | 0 | 0 | 0 | 0 | 0 | 0 | 0 | 0 | 0 | 0 | 0 | 0 | 0 | 0 | 0 | 0 | 0 | 0 | 0 | 0 | 0 | 0
Commercial_College_Existing_Food Preparation_Natural Gas_Fryer_Vintage_Baseline Forecast | Commercial | College | Existing | Food Preparation | Natural Gas | Fryer | Vintage |  | Baseline Forecast | 63479.844 | 63156.8728 | 62833.9017 | 61308.528 | 58129.5673 | 53172.4307 | 46955.1465 | 39737.7848 | 31724.1244 | 25326.7443 | 20219.1408 | 16141.5542 | 12886.4668 | 10287.9896 | 8213.5276 | 6557.3844 | 5235.1475 | 4179.6072 | 3337.0503 | 2664.4851 | 2127.5242 | 1698.7598 | 1356.3796 | 1082.9817 | 864.6706 | 690.356 | 551.1747 | 440.0491 | 351.3241 | 280.4855 | 223.9269 | 178.7713 | 143.017
Commercial_College_Existing_Food Preparation_Natural Gas_Broiler_E1_Baseline Forecast | Commercial | College | Existing | Food Preparation | Natural Gas | Broiler | E1 |  | Baseline Forecast | 0 | 2407.4676 | 5508.0412 | 9139.4303 | 14931.2258 | 19366.9328 | 24074.8574 | 28997.287 | 34083.7848 | 39294.9617 | 44599.4622 | 49973.5789 | 54231.4126 | 57598.3984 | 60253.2109 | 62337.3649 | 63966.2736 | 65229.9243 | 66206.012 | 66953.2106 | 67513.9396 | 67929.8636 | 68227.2142 | 68430.1182 | 68558.1268 | 68627.1094 | 68649.088 | 68634.0919 | 68590.4833 | 68523.9218 | 68438.8764 | 68338.8879 | 69304.0148
Commercial_College_Existing_Food Preparation_Natural Gas_Broiler_E2_Baseline Forecast | Commercial | College | Existing | Food Preparation | Natural Gas | Broiler | E2 |  | Baseline Forecast | 0 | 846.0683 | 1936.8241 | 3213.1027 | 5247.7003 | 6807.0715 | 8465.0808 | 10201.1059 | 11998.088 | 13842.1441 | 15722.3155 | 17630.0937 | 19146.0213 | 20349.6881 | 21304.5667 | 22062.9801 | 22663.505 | 23141.9426 | 23521.9462 | 23824.2832 | 24066.8655 | 24255.1581 | 24402.0092 | 24514.967 | 24599.8284 | 24661.7479 | 24705.2029 | 24733.5773 | 24748.7431 | 24753.4664 | 24749.461 | 24738.8948 | 25113.0279
Commercial_College_Existing_Food Preparation_Natural Gas_Broiler_E3_Baseline Forecast | Commercial | College | Existing | Food Preparation | Natural Gas | Broiler | E3 |  | Baseline Forecast | 0 | 0 | 0 | 0 | 0 | 0 | 0 | 0 | 0 | 0 | 0 | 0 | 0 | 0 | 0 | 0 | 0 | 0 | 0 | 0 | 0 | 0 | 0 | 0 | 0 | 0 | 0 | 0 | 0 | 0 | 0 | 0 | 0
Commercial_College_Existing_Food Preparation_Natural Gas_Broiler_E4_Baseline Forecast | Commercial | College | Existing | Food Preparation | Natural Gas | Broiler | E4 |  | Baseline Forecast | 0 | 0 | 0 | 0 | 0 | 0 | 0 | 0 | 0 | 0 | 0 | 0 | 0 | 0 | 0 | 0 | 0 | 0 | 0 | 0 | 0 | 0 | 0 | 0 | 0 | 0 | 0 | 0 | 0 | 0 | 0 | 0 | 0
Commercial_College_Existing_Food Preparation_Natural Gas_Broiler_E5_Baseline Forecast | Commercial | College | Existing | Food Preparation | Natural Gas | Broiler | E5 |  | Baseline Forecast | 0 | 0 | 0 | 0 | 0 | 0 | 0 | 0 | 0 | 0 | 0 | 0 | 0 | 0 | 0 | 0 | 0 | 0 | 0 | 0 | 0 | 0 | 0 | 0 | 0 | 0 | 0 | 0 | 0 | 0 | 0 | 0 | 0
Commercial_College_Existing_Food Preparation_Natural Gas_Broiler_E6_Baseline Forecast | Commercial | College | Existing | Food Preparation | Natural Gas | Broiler | E6 |  | Baseline Forecast | 0 | 0 | 0 | 0 | 0 | 0 | 0 | 0 | 0 | 0 | 0 | 0 | 0 | 0 | 0 | 0 | 0 | 0 | 0 | 0 | 0 | 0 | 0 | 0 | 0 | 0 | 0 | 0 | 0 | 0 | 0 | 0 | 0
Commercial_College_Existing_Food Preparation_Natural Gas_Broiler_E7_Baseline Forecast | Commercial | College | Existing | Food Preparation | Natural Gas | Broiler | E7 |  | Baseline Forecast | 0 | 0 | 0 | 0 | 0 | 0 | 0 | 0 | 0 | 0 | 0 | 0 | 0 | 0 | 0 | 0 | 0 | 0 | 0 | 0 | 0 | 0 | 0 | 0 | 0 | 0 | 0 | 0 | 0 | 0 | 0 | 0 | 0
Commercial_College_Existing_Food Preparation_Natural Gas_Broiler_E8_Baseline Forecast | Commercial | College | Existing | Food Preparation | Natural Gas | Broiler | E8 |  | Baseline Forecast | 0 | 0 | 0 | 0 | 0 | 0 | 0 | 0 | 0 | 0 | 0 | 0 | 0 | 0 | 0 | 0 | 0 | 0 | 0 | 0 | 0 | 0 | 0 | 0 | 0 | 0 | 0 | 0 | 0 | 0 | 0 | 0 | 0
Commercial_College_Existing_Food Preparation_Natural Gas_Broiler_E9_Baseline Forecast | Commercial | College | Existing | Food Preparation | Natural Gas | Broiler | E9 |  | Baseline Forecast | 0 | 0 | 0 | 0 | 0 | 0 | 0 | 0 | 0 | 0 | 0 | 0 | 0 | 0 | 0 | 0 | 0 | 0 | 0 | 0 | 0 | 0 | 0 | 0 | 0 | 0 | 0 | 0 | 0 | 0 | 0 | 0 | 0
Commercial_College_Existing_Food Preparation_Natural Gas_Broiler_E10_Baseline Forecast | Commercial | College | Existing | Food Preparation | Natural Gas | Broiler | E10 |  | Baseline Forecast | 0 | 0 | 0 | 0 | 0 | 0 | 0 | 0 | 0 | 0 | 0 | 0 | 0 | 0 | 0 | 0 | 0 | 0 | 0 | 0 | 0 | 0 | 0 | 0 | 0 | 0 | 0 | 0 | 0 | 0 | 0 | 0 | 0
Commercial_College_Existing_Food Preparation_Natural Gas_Broiler_Vintage_Baseline Forecast | Commercial | College | Existing | Food Preparation | Natural Gas | Broiler | Vintage |  | Baseline Forecast | 98105.2134 | 94352.5403 | 89662.0737 | 84151.6314 | 78580.1243 | 72319.6388 | 65719.4027 | 58849.9147 | 51762.5569 | 44504.7085 | 37116.4069 | 29631.1549 | 23655.77 | 18885.7288 | 15077.6256 | 12037.4327 | 9610.194 | 7672.5318 | 6125.8448 | 4891.2125 | 3905.5099 | 3118.4243 | 2489.9148 | 1988.0364 | 1587.2815 | 1267.2909 | 1011.7949 | 807.8009 | 644.9279 | 514.889 | 411.0641 | 328.1716 | 262.5373
Commercial_College_Existing_Food Preparation_Natural Gas_Griddle_E1_Baseline Forecast | Commercial | College | Existing | Food Preparation | Natural Gas | Griddle | E1 |  | Baseline Forecast | 0 | 3261.143 | 7462.0076 | 7415.6885 | 7415.6885 | 7395.7594 | 7378.1659 | 7362.3197 | 7347.0108 | 7331.7967 | 7316.5064 | 7301.2366 | 6652.5008 | 5311.0647 | 4240.1459 | 3385.1796 | 2702.589 | 1335.6732 | 0 | 0 | 0 | 0 | 0 | 0 | 0 | 0 | 0 | 0 | 0 | 0 | 0 | 0 | 0
Commercial_College_Existing_Food Preparation_Natural Gas_Griddle_E2_Baseline Forecast | Commercial | College | Existing | Food Preparation | Natural Gas | Griddle | E2 |  | Baseline Forecast | 0 | 1332.0841 | 3048.3905 | 10023.1817 | 21072.2072 | 29555.7762 | 38560.5705 | 47976.5879 | 57709.7508 | 67685.2938 | 77843.6503 | 88139.2425 | 96939.1705 | 104733.2927 | 110900.246 | 115768.2486 | 119598.275 | 123424.6096 | 126674.7645 | 128156.4618 | 129290.5484 | 130143.56 | 130770.6684 | 131216.5909 | 131517.1133 | 131701.9161 | 131794.293 | 131813.1801 | 131773.0255 | 131685.7245 | 131560.0057 | 131403.9284 | 133294.6485
Commercial_College_Existing_Food Preparation_Natural Gas_Griddle_E3_Baseline Forecast | Commercial | College | Existing | Food Preparation | Natural Gas | Griddle | E3 |  | Baseline Forecast | 0 | 0 | 0 | 0 | 0 | 0 | 0 | 0 | 0 | 0 | 0 | 0 | 0 | 0 | 0 | 0 | 0 | 0 | 0 | 0 | 0 | 0 | 0 | 0 | 0 | 0 | 0 | 0 | 0 | 0 | 0 | 0 | 0
Commercial_College_Existing_Food Preparation_Natural Gas_Griddle_E4_Baseline Forecast | Commercial | College | Existing | Food Preparation | Natural Gas | Griddle | E4 |  | Baseline Forecast | 0 | 0 | 0 | 0 | 0 | 0 | 0 | 0 | 0 | 0 | 0 | 0 | 0 | 0 | 0 | 0 | 0 | 0 | 0 | 0 | 0 | 0 | 0 | 0 | 0 | 0 | 0 | 0 | 0 | 0 | 0 | 0 | 0
Commercial_College_Existing_Food Preparation_Natural Gas_Griddle_E5_Baseline Forecast | Commercial | College | Existing | Food Preparation | Natural Gas | Griddle | E5 |  | Baseline Forecast | 0 | 0 | 0 | 0 | 0 | 0 | 0 | 0 | 0 | 0 | 0 | 0 | 0 | 0 | 0 | 0 | 0 | 0 | 0 | 0 | 0 | 0 | 0 | 0 | 0 | 0 | 0 | 0 | 0 | 0 | 0 | 0 | 0
Commercial_College_Existing_Food Preparation_Natural Gas_Griddle_E6_Baseline Forecast | Commercial | College | Existing | Food Preparation | Natural Gas | Griddle | E6 |  | Baseline Forecast | 0 | 0 | 0 | 0 | 0 | 0 | 0 | 0 | 0 | 0 | 0 | 0 | 0 | 0 | 0 | 0 | 0 | 0 | 0 | 0 | 0 | 0 | 0 | 0 | 0 | 0 | 0 | 0 | 0 | 0 | 0 | 0 | 0
Commercial_College_Existing_Food Preparation_Natural Gas_Griddle_E7_Baseline Forecast | Commercial | College | Existing | Food Preparation | Natural Gas | Griddle | E7 |  | Baseline Forecast | 0 | 0 | 0 | 0 | 0 | 0 | 0 | 0 | 0 | 0 | 0 | 0 | 0 | 0 | 0 | 0 | 0 | 0 | 0 | 0 | 0 | 0 | 0 | 0 | 0 | 0 | 0 | 0 | 0 | 0 | 0 | 0 | 0
Commercial_College_Existing_Food Preparation_Natural Gas_Griddle_E8_Baseline Forecast | Commercial | College | Existing | Food Preparation | Natural Gas | Griddle | E8 |  | Baseline Forecast | 0 | 0 | 0 | 0 | 0 | 0 | 0 | 0 | 0 | 0 | 0 | 0 | 0 | 0 | 0 | 0 | 0 | 0 | 0 | 0 | 0 | 0 | 0 | 0 | 0 | 0 | 0 | 0 | 0 | 0 | 0 | 0 | 0
Commercial_College_Existing_Food Preparation_Natural Gas_Griddle_E9_Baseline Forecast | Commercial | College | Existing | Food Preparation | Natural Gas | Griddle | E9 |  | Baseline Forecast | 0 | 0 | 0 | 0 | 0 | 0 | 0 | 0 | 0 | 0 | 0 | 0 | 0 | 0 | 0 | 0 | 0 | 0 | 0 | 0 | 0 | 0 | 0 | 0 | 0 | 0 | 0 | 0 | 0 | 0 | 0 | 0 | 0
Commercial_College_Existing_Food Preparation_Natural Gas_Griddle_E10_Baseline Forecast | Commercial | College | Existing | Food Preparation | Natural Gas | Griddle | E10 |  | Baseline Forecast | 0 | 0 | 0 | 0 | 0 | 0 | 0 | 0 | 0 | 0 | 0 | 0 | 0 | 0 | 0 | 0 | 0 | 0 | 0 | 0 | 0 | 0 | 0 | 0 | 0 | 0 | 0 | 0 | 0 | 0 | 0 | 0 | 0
Commercial_College_Existing_Food Preparation_Natural Gas_Griddle_Vintage_Baseline Forecast | Commercial | College | Existing | Food Preparation | Natural Gas | Griddle | Vintage |  | Baseline Forecast | 138501.4777 | 133203.5864 | 126581.7511 | 118802.3031 | 110936.646 | 102098.3137 | 92780.3332 | 83082.2325 | 73076.5509 | 62830.1767 | 52399.6333 | 41832.2187 | 33396.3812 | 26662.2053 | 21286.0597 | 16994.0227 | 13567.3328 | 10831.8095 | 8648.2514 | 6905.2411 | 5513.6611 | 4402.4814 | 3515.1739 | 2806.6397 | 2240.868 | 1789.1166 | 1428.4163 | 1140.4248 | 910.4864 | 726.9021 | 580.3258 | 463.3011 | 370.6409
Commercial_College_Existing_Food Preparation_Natural Gas_Range_E1_Baseline Forecast | Commercial | College | Existing | Food Preparation | Natural Gas | Range | E1 |  | Baseline Forecast | 0 | 2793.4674 | 6391.3457 | 10605.5376 | 17004.593 | 22153.6807 | 27618.7138 | 33332.7848 | 39237.4082 | 45286.9365 | 50083.9921 | 53881.5816 | 56881.342 | 59242.9585 | 61095.275 | 62538.2966 | 63655.5511 | 64513.619 | 65164.8086 | 65657.0653 | 66020.0411 | 66278.051 | 66451.7719 | 66557.8079 | 66610.3789 | 66620.1576 | 66595.6689 | 66543.4407 | 66470.1079 | 66379.5542 | 66276.4473 | 66164.1349 | 67085.8283
Commercial_College_Existing_Food Preparation_Natural Gas_Range_E2_Baseline Forecast | Commercial | College | Existing | Food Preparation | Natural Gas | Range | E2 |  | Baseline Forecast | 0 | 4019.8195 | 9199.0781 | 15262.1199 | 24465.4528 | 31872.8793 | 39740.7279 | 47971.9258 | 56483.744 | 65210.3181 | 72137.2971 | 77628.247 | 81974.8552 | 85410.6367 | 88118.1359 | 90246.9869 | 91911.609 | 93208.5789 | 94217.4124 | 94992.7482 | 95581.3844 | 96018.27 | 96332.637 | 96548.5647 | 96684.4178 | 96756.912 | 96778.8843 | 96761.2796 | 96710.5804 | 96633.8218 | 96534.1017 | 96415.6218 | 97801.0885
Commercial_College_Existing_Food Preparation_Natural Gas_Range_E3_Baseline Forecast | Commercial | College | Existing | Food Preparation | Natural Gas | Range | E3 |  | Baseline Forecast | 0 | 0 | 0 | 0 | 0 | 0 | 0 | 0 | 0 | 0 | 0 | 0 | 0 | 0 | 0 | 0 | 0 | 0 | 0 | 0 | 0 | 0 | 0 | 0 | 0 | 0 | 0 | 0 | 0 | 0 | 0 | 0 | 0
Commercial_College_Existing_Food Preparation_Natural Gas_Range_E4_Baseline Forecast | Commercial | College | Existing | Food Preparation | Natural Gas | Range | E4 |  | Baseline Forecast | 0 | 0 | 0 | 0 | 0 | 0 | 0 | 0 | 0 | 0 | 0 | 0 | 0 | 0 | 0 | 0 | 0 | 0 | 0 | 0 | 0 | 0 | 0 | 0 | 0 | 0 | 0 | 0 | 0 | 0 | 0 | 0 | 0
Commercial_College_Existing_Food Preparation_Natural Gas_Range_E5_Baseline Forecast | Commercial | College | Existing | Food Preparation | Natural Gas | Range | E5 |  | Baseline Forecast | 0 | 0 | 0 | 0 | 0 | 0 | 0 | 0 | 0 | 0 | 0 | 0 | 0 | 0 | 0 | 0 | 0 | 0 | 0 | 0 | 0 | 0 | 0 | 0 | 0 | 0 | 0 | 0 | 0 | 0 | 0 | 0 | 0
Commercial_College_Existing_Food Preparation_Natural Gas_Range_E6_Baseline Forecast | Commercial | College | Existing | Food Preparation | Natural Gas | Range | E6 |  | Baseline Forecast | 0 | 0 | 0 | 0 | 0 | 0 | 0 | 0 | 0 | 0 | 0 | 0 | 0 | 0 | 0 | 0 | 0 | 0 | 0 | 0 | 0 | 0 | 0 | 0 | 0 | 0 | 0 | 0 | 0 | 0 | 0 | 0 | 0
Commercial_College_Existing_Food Preparation_Natural Gas_Range_E7_Baseline Forecast | Commercial | College | Existing | Food Preparation | Natural Gas | Range | E7 |  | Baseline Forecast | 0 | 0 | 0 | 0 | 0 | 0 | 0 | 0 | 0 | 0 | 0 | 0 | 0 | 0 | 0 | 0 | 0 | 0 | 0 | 0 | 0 | 0 | 0 | 0 | 0 | 0 | 0 | 0 | 0 | 0 | 0 | 0 | 0
Commercial_College_Existing_Food Preparation_Natural Gas_Range_E8_Baseline Forecast | Commercial | College | Existing | Food Preparation | Natural Gas | Range | E8 |  | Baseline Forecast | 0 | 0 | 0 | 0 | 0 | 0 | 0 | 0 | 0 | 0 | 0 | 0 | 0 | 0 | 0 | 0 | 0 | 0 | 0 | 0 | 0 | 0 | 0 | 0 | 0 | 0 | 0 | 0 | 0 | 0 | 0 | 0 | 0
Commercial_College_Existing_Food Preparation_Natural Gas_Range_E9_Baseline Forecast | Commercial | College | Existing | Food Preparation | Natural Gas | Range | E9 |  | Baseline Forecast | 0 | 0 | 0 | 0 | 0 | 0 | 0 | 0 | 0 | 0 | 0 | 0 | 0 | 0 | 0 | 0 | 0 | 0 | 0 | 0 | 0 | 0 | 0 | 0 | 0 | 0 | 0 | 0 | 0 | 0 | 0 | 0 | 0
Commercial_College_Existing_Food Preparation_Natural Gas_Range_E10_Baseline Forecast | Commercial | College | Existing | Food Preparation | Natural Gas | Range | E10 |  | Baseline Forecast | 0 | 0 | 0 | 0 | 0 | 0 | 0 | 0 | 0 | 0 | 0 | 0 | 0 | 0 | 0 | 0 | 0 | 0 | 0 | 0 | 0 | 0 | 0 | 0 | 0 | 0 | 0 | 0 | 0 | 0 | 0 | 0 | 0
Commercial_College_Existing_Food Preparation_Natural Gas_Range_Vintage_Baseline Forecast | Commercial | College | Existing | Food Preparation | Natural Gas | Range | Vintage |  | Baseline Forecast | 171203.2155 | 163518.8853 | 153870.705 | 142541.5707 | 130874.1793 | 117854.5036 | 104112.7415 | 89799.1986 | 75026.9702 | 59897.284 | 47817.8957 | 38174.4785 | 30476.2566 | 24330.906 | 19424.8417 | 15508.0933 | 12381.0275 | 9884.694 | 7892.0626 | 6301.4582 | 5031.5556 | 4017.5356 | 3207.8129 | 2561.2317 | 2044.9302 | 1632.6792 | 1303.5179 | 1040.7079 | 830.875 | 663.3429 | 529.5831 | 422.7908 | 338.2327
Commercial_College_Existing_Food Preparation_Natural Gas_Steamer_E1_Baseline Forecast | Commercial | College | Existing | Food Preparation | Natural Gas | Steamer | E1 |  | Baseline Forecast | 0 | 1133.6177 | 2409.6282 | 2394.6708 | 2394.6708 | 2388.2353 | 2382.5541 | 2377.437 | 2372.4935 | 2367.5805 | 2239.7731 | 1986.7543 | 1762.3419 | 1563.3071 | 1386.759 | 1230.1538 | 1091.2272 | 968.0086 | 858.7446 | 427.5027 | 0 | 0 | 0 | 0 | 0 | 0 | 0 | 0 | 0 | 0 | 0 | 0 | 0
Commercial_College_Existing_Food Preparation_Natural Gas_Steamer_E2_Baseline Forecast | Commercial | College | Existing | Food Preparation | Natural Gas | Steamer | E2 |  | Baseline Forecast | 0 | 1134.6426 | 2417.1187 | 5233.1183 | 9725.0594 | 12985.9395 | 16427.7151 | 20029.2471 | 23769.0716 | 27628.5198 | 31160.8978 | 34419.6666 | 37296.6597 | 39835.4042 | 42073.8035 | 44045.7842 | 45781.0438 | 47307.4702 | 48650.2542 | 50165.2291 | 51542.5779 | 52372.1307 | 53094.3757 | 53721.1363 | 54262.946 | 54729.6167 | 55129.6615 | 55470.7673 | 55759.4538 | 56001.6648 | 56202.3394 | 56366.3466 | 57414.5189
Commercial_College_Existing_Food Preparation_Natural Gas_Steamer_E3_Baseline Forecast | Commercial | College | Existing | Food Preparation | Natural Gas | Steamer | E3 |  | Baseline Forecast | 0 | 0 | 0 | 0 | 0 | 0 | 0 | 0 | 0 | 0 | 0 | 0 | 0 | 0 | 0 | 0 | 0 | 0 | 0 | 0 | 0 | 0 | 0 | 0 | 0 | 0 | 0 | 0 | 0 | 0 | 0 | 0 | 0
Commercial_College_Existing_Food Preparation_Natural Gas_Steamer_E4_Baseline Forecast | Commercial | College | Existing | Food Preparation | Natural Gas | Steamer | E4 |  | Baseline Forecast | 0 | 0 | 0 | 0 | 0 | 0 | 0 | 0 | 0 | 0 | 0 | 0 | 0 | 0 | 0 | 0 | 0 | 0 | 0 | 0 | 0 | 0 | 0 | 0 | 0 | 0 | 0 | 0 | 0 | 0 | 0 | 0 | 0
Commercial_College_Existing_Food Preparation_Natural Gas_Steamer_E5_Baseline Forecast | Commercial | College | Existing | Food Preparation | Natural Gas | Steamer | E5 |  | Baseline Forecast | 0 | 0 | 0 | 0 | 0 | 0 | 0 | 0 | 0 | 0 | 0 | 0 | 0 | 0 | 0 | 0 | 0 | 0 | 0 | 0 | 0 | 0 | 0 | 0 | 0 | 0 | 0 | 0 | 0 | 0 | 0 | 0 | 0
Commercial_College_Existing_Food Preparation_Natural Gas_Steamer_E6_Baseline Forecast | Commercial | College | Existing | Food Preparation | Natural Gas | Steamer | E6 |  | Baseline Forecast | 0 | 0 | 0 | 0 | 0 | 0 | 0 | 0 | 0 | 0 | 0 | 0 | 0 | 0 | 0 | 0 | 0 | 0 | 0 | 0 | 0 | 0 | 0 | 0 | 0 | 0 | 0 | 0 | 0 | 0 | 0 | 0 | 0
Commercial_College_Existing_Food Preparation_Natural Gas_Steamer_E7_Baseline Forecast | Commercial | College | Existing | Food Preparation | Natural Gas | Steamer | E7 |  | Baseline Forecast | 0 | 0 | 0 | 0 | 0 | 0 | 0 | 0 | 0 | 0 | 0 | 0 | 0 | 0 | 0 | 0 | 0 | 0 | 0 | 0 | 0 | 0 | 0 | 0 | 0 | 0 | 0 | 0 | 0 | 0 | 0 | 0 | 0
Commercial_College_Existing_Food Preparation_Natural Gas_Steamer_E8_Baseline Forecast | Commercial | College | Existing | Food Preparation | Natural Gas | Steamer | E8 |  | Baseline Forecast | 0 | 0 | 0 | 0 | 0 | 0 | 0 | 0 | 0 | 0 | 0 | 0 | 0 | 0 | 0 | 0 | 0 | 0 | 0 | 0 | 0 | 0 | 0 | 0 | 0 | 0 | 0 | 0 | 0 | 0 | 0 | 0 | 0
Commercial_College_Existing_Food Preparation_Natural Gas_Steamer_E9_Baseline Forecast | Commercial | College | Existing | Food Preparation | Natural Gas | Steamer | E9 |  | Baseline Forecast | 0 | 0 | 0 | 0 | 0 | 0 | 0 | 0 | 0 | 0 | 0 | 0 | 0 | 0 | 0 | 0 | 0 | 0 | 0 | 0 | 0 | 0 | 0 | 0 | 0 | 0 | 0 | 0 | 0 | 0 | 0 | 0 | 0
Commercial_College_Existing_Food Preparation_Natural Gas_Steamer_E10_Baseline Forecast | Commercial | College | Existing | Food Preparation | Natural Gas | Steamer | E10 |  | Baseline Forecast | 0 | 0 | 0 | 0 | 0 | 0 | 0 | 0 | 0 | 0 | 0 | 0 | 0 | 0 | 0 | 0 | 0 | 0 | 0 | 0 | 0 | 0 | 0 | 0 | 0 | 0 | 0 | 0 | 0 | 0 | 0 | 0 | 0
Commercial_College_Existing_Food Preparation_Natural Gas_Steamer_Vintage_Baseline Forecast | Commercial | College | Existing | Food Preparation | Natural Gas | Steamer | Vintage |  | Baseline Forecast | 61556.2123 | 58974.7679 | 56103.0972 | 52923.8435 | 49846.7327 | 46425.7582 | 42842.6506 | 39113.8226 | 35251.0183 | 31269.3518 | 27737.0136 | 24603.6671 | 21824.5773 | 19359.761 | 17173.4159 | 15234.0402 | 13513.5942 | 11987.6734 | 10634.5639 | 9434.6917 | 8370.4041 | 7426.1099 | 6588.2209 | 5844.7439 | 5185.0457 | 4599.7312 | 4080.4316 | 3619.7238 | 3210.9959 | 2848.3914 | 2526.6968 | 2241.3109 | 1992.2764
Commercial_College_Existing_Food Preparation_Natural Gas_Food Prep Other_E1_Baseline Forecast | Commercial | College | Existing | Food Preparation | Natural Gas | Food Prep Other | E1 |  | Baseline Forecast | 0 | 226.5992 | 518.513 | 860.3176 | 1379.2285 | 1796.8385 | 2240.2691 | 2704.0667 | 3183.5348 | 3674.9645 | 4064.8872 | 4373.8092 | 4618.1376 | 4810.9496 | 4962.6016 | 5081.396 | 5173.9163 | 5245.5889 | 5300.7981 | 5342.9556 | 5374.6042 | 5397.7148 | 5413.9473 | 5424.6547 | 5430.9209 | 5433.6567 | 5433.5725 | 5431.2495 | 5427.124 | 5421.559 | 5414.8129 | 5407.1367 | 5483.8687
Commercial_College_Existing_Food Preparation_Natural Gas_Food Prep Other_E2_Baseline Forecast | Commercial | College | Existing | Food Preparation | Natural Gas | Food Prep Other | E2 |  | Baseline Forecast | 0 | 79.6159 | 182.1802 | 302.2738 | 484.5938 | 631.3215 | 787.1215 | 950.0776 | 1118.5395 | 1291.2042 | 1428.2044 | 1536.7449 | 1622.5903 | 1690.3355 | 1743.6191 | 1785.3583 | 1817.8662 | 1843.0492 | 1862.4478 | 1877.2607 | 1888.3812 | 1896.5019 | 1902.206 | 1905.9688 | 1908.1711 | 1909.133 | 1909.104 | 1908.2885 | 1906.8396 | 1904.8849 | 1902.5152 | 1899.8186 | 1926.7792
Commercial_College_Existing_Food Preparation_Natural Gas_Food Prep Other_E3_Baseline Forecast | Commercial | College | Existing | Food Preparation | Natural Gas | Food Prep Other | E3 |  | Baseline Forecast | 0 | 0 | 0 | 0 | 0 | 0 | 0 | 0 | 0 | 0 | 0 | 0 | 0 | 0 | 0 | 0 | 0 | 0 | 0 | 0 | 0 | 0 | 0 | 0 | 0 | 0 | 0 | 0 | 0 | 0 | 0 | 0 | 0
Commercial_College_Existing_Food Preparation_Natural Gas_Food Prep Other_E4_Baseline Forecast | Commercial | College | Existing | Food Preparation | Natural Gas | Food Prep Other | E4 |  | Baseline Forecast | 0 | 0 | 0 | 0 | 0 | 0 | 0 | 0 | 0 | 0 | 0 | 0 | 0 | 0 | 0 | 0 | 0 | 0 | 0 | 0 | 0 | 0 | 0 | 0 | 0 | 0 | 0 | 0 | 0 | 0 | 0 | 0 | 0
Commercial_College_Existing_Food Preparation_Natural Gas_Food Prep Other_E5_Baseline Forecast | Commercial | College | Existing | Food Preparation | Natural Gas | Food Prep Other | E5 |  | Baseline Forecast | 0 | 0 | 0 | 0 | 0 | 0 | 0 | 0 | 0 | 0 | 0 | 0 | 0 | 0 | 0 | 0 | 0 | 0 | 0 | 0 | 0 | 0 | 0 | 0 | 0 | 0 | 0 | 0 | 0 | 0 | 0 | 0 | 0
Commercial_College_Existing_Food Preparation_Natural Gas_Food Prep Other_E6_Baseline Forecast | Commercial | College | Existing | Food Preparation | Natural Gas | Food Prep Other | E6 |  | Baseline Forecast | 0 | 0 | 0 | 0 | 0 | 0 | 0 | 0 | 0 | 0 | 0 | 0 | 0 | 0 | 0 | 0 | 0 | 0 | 0 | 0 | 0 | 0 | 0 | 0 | 0 | 0 | 0 | 0 | 0 | 0 | 0 | 0 | 0
Commercial_College_Existing_Food Preparation_Natural Gas_Food Prep Other_E7_Baseline Forecast | Commercial | College | Existing | Food Preparation | Natural Gas | Food Prep Other | E7 |  | Baseline Forecast | 0 | 0 | 0 | 0 | 0 | 0 | 0 | 0 | 0 | 0 | 0 | 0 | 0 | 0 | 0 | 0 | 0 | 0 | 0 | 0 | 0 | 0 | 0 | 0 | 0 | 0 | 0 | 0 | 0 | 0 | 0 | 0 | 0
Commercial_College_Existing_Food Preparation_Natural Gas_Food Prep Other_E8_Baseline Forecast | Commercial | College | Existing | Food Preparation | Natural Gas | Food Prep Other | E8 |  | Baseline Forecast | 0 | 0 | 0 | 0 | 0 | 0 | 0 | 0 | 0 | 0 | 0 | 0 | 0 | 0 | 0 | 0 | 0 | 0 | 0 | 0 | 0 | 0 | 0 | 0 | 0 | 0 | 0 | 0 | 0 | 0 | 0 | 0 | 0
Commercial_College_Existing_Food Preparation_Natural Gas_Food Prep Other_E9_Baseline Forecast | Commercial | College | Existing | Food Preparation | Natural Gas | Food Prep Other | E9 |  | Baseline Forecast | 0 | 0 | 0 | 0 | 0 | 0 | 0 | 0 | 0 | 0 | 0 | 0 | 0 | 0 | 0 | 0 | 0 | 0 | 0 | 0 | 0 | 0 | 0 | 0 | 0 | 0 | 0 | 0 | 0 | 0 | 0 | 0 | 0
Commercial_College_Existing_Food Preparation_Natural Gas_Food Prep Other_E10_Baseline Forecast | Commercial | College | Existing | Food Preparation | Natural Gas | Food Prep Other | E10 |  | Baseline Forecast | 0 | 0 | 0 | 0 | 0 | 0 | 0 | 0 | 0 | 0 | 0 | 0 | 0 | 0 | 0 | 0 | 0 | 0 | 0 | 0 | 0 | 0 | 0 | 0 | 0 | 0 | 0 | 0 | 0 | 0 | 0 | 0 | 0
Commercial_College_Existing_Food Preparation_Natural Gas_Food Prep Other_Vintage_Baseline Forecast | Commercial | College | Existing | Food Preparation | Natural Gas | Food Prep Other | Vintage |  | Baseline Forecast | 7694.5265 | 7349.1634 | 6915.5373 | 6406.3627 | 5881.9856 | 5296.8316 | 4679.2243 | 4035.919 | 3371.9987 | 2692.0128 | 2149.1189 | 1715.7069 | 1369.7194 | 1093.5239 | 873.0266 | 696.993 | 556.4507 | 444.2559 | 354.6994 | 283.2116 | 226.1373 | 180.5634 | 144.1714 | 115.1115 | 91.907 | 73.3788 | 58.5851 | 46.7734 | 37.3427 | 29.8132 | 23.8015 | 19.0018 | 15.2015
Commercial_College_Existing_Miscellaneous_Natural Gas_Pool Heater_E1_Baseline Forecast | Commercial | College | Existing | Miscellaneous | Natural Gas | Pool Heater | E1 |  | Baseline Forecast | 0 | 425.4938 | 973.6312 | 1615.4505 | 2491.5317 | 3275.9576 | 3899.5563 | 4395.2098 | 4788.455 | 5099.78 | 5345.6013 | 5539.1821 | 5691.1464 | 5809.9434 | 5902.2181 | 5973.3206 | 6027.4705 | 6068.2354 | 6098.5199 | 6120.5395 | 6135.8559 | 6145.6518 | 6150.9708 | 6152.6783 | 6151.4687 | 6147.9482 | 6142.5816 | 6135.7553 | 6127.7468 | 6118.7941 | 6109.0516 | 6098.6932 | 6183.7889
Commercial_College_Existing_Miscellaneous_Natural Gas_Pool Heater_E2_Baseline Forecast | Commercial | College | Existing | Miscellaneous | Natural Gas | Pool Heater | E2 |  | Baseline Forecast | 0 | 47.2771 | 108.1812 | 179.4945 | 276.8369 | 363.9953 | 433.284 | 488.3566 | 532.0506 | 566.6422 | 593.9557 | 615.4647 | 632.3496 | 645.5493 | 655.802 | 663.7023 | 669.7189 | 674.2484 | 677.6133 | 680.0599 | 681.7618 | 682.8502 | 683.4412 | 683.6309 | 683.4965 | 683.1054 | 682.5091 | 681.7506 | 680.8608 | 679.866 | 678.7835 | 677.6326 | 687.0877
Commercial_College_Existing_Miscellaneous_Natural Gas_Pool Heater_E3_Baseline Forecast | Commercial | College | Existing | Miscellaneous | Natural Gas | Pool Heater | E3 |  | Baseline Forecast | 0 | 0 | 0 | 0 | 0 | 0 | 0 | 0 | 0 | 0 | 0 | 0 | 0 | 0 | 0 | 0 | 0 | 0 | 0 | 0 | 0 | 0 | 0 | 0 | 0 | 0 | 0 | 0 | 0 | 0 | 0 | 0 | 0
Commercial_College_Existing_Miscellaneous_Natural Gas_Pool Heater_E4_Baseline Forecast | Commercial | College | Existing | Miscellaneous | Natural Gas | Pool Heater | E4 |  | Baseline Forecast | 0 | 0 | 0 | 0 | 0 | 0 | 0 | 0 | 0 | 0 | 0 | 0 | 0 | 0 | 0 | 0 | 0 | 0 | 0 | 0 | 0 | 0 | 0 | 0 | 0 | 0 | 0 | 0 | 0 | 0 | 0 | 0 | 0
Commercial_College_Existing_Miscellaneous_Natural Gas_Pool Heater_E5_Baseline Forecast | Commercial | College | Existing | Miscellaneous | Natural Gas | Pool Heater | E5 |  | Baseline Forecast | 0 | 0 | 0 | 0 | 0 | 0 | 0 | 0 | 0 | 0 | 0 | 0 | 0 | 0 | 0 | 0 | 0 | 0 | 0 | 0 | 0 | 0 | 0 | 0 | 0 | 0 | 0 | 0 | 0 | 0 | 0 | 0 | 0
Commercial_College_Existing_Miscellaneous_Natural Gas_Pool Heater_E6_Baseline Forecast | Commercial | College | Existing | Miscellaneous | Natural Gas | Pool Heater | E6 |  | Baseline Forecast | 0 | 0 | 0 | 0 | 0 | 0 | 0 | 0 | 0 | 0 | 0 | 0 | 0 | 0 | 0 | 0 | 0 | 0 | 0 | 0 | 0 | 0 | 0 | 0 | 0 | 0 | 0 | 0 | 0 | 0 | 0 | 0 | 0
Commercial_College_Existing_Miscellaneous_Natural Gas_Pool Heater_E7_Baseline Forecast | Commercial | College | Existing | Miscellaneous | Natural Gas | Pool Heater | E7 |  | Baseline Forecast | 0 | 0 | 0 | 0 | 0 | 0 | 0 | 0 | 0 | 0 | 0 | 0 | 0 | 0 | 0 | 0 | 0 | 0 | 0 | 0 | 0 | 0 | 0 | 0 | 0 | 0 | 0 | 0 | 0 | 0 | 0 | 0 | 0
Commercial_College_Existing_Miscellaneous_Natural Gas_Pool Heater_E8_Baseline Forecast | Commercial | College | Existing | Miscellaneous | Natural Gas | Pool Heater | E8 |  | Baseline Forecast | 0 | 0 | 0 | 0 | 0 | 0 | 0 | 0 | 0 | 0 | 0 | 0 | 0 | 0 | 0 | 0 | 0 | 0 | 0 | 0 | 0 | 0 | 0 | 0 | 0 | 0 | 0 | 0 | 0 | 0 | 0 | 0 | 0
Commercial_College_Existing_Miscellaneous_Natural Gas_Pool Heater_E9_Baseline Forecast | Commercial | College | Existing | Miscellaneous | Natural Gas | Pool Heater | E9 |  | Baseline Forecast | 0 | 0 | 0 | 0 | 0 | 0 | 0 | 0 | 0 | 0 | 0 | 0 | 0 | 0 | 0 | 0 | 0 | 0 | 0 | 0 | 0 | 0 | 0 | 0 | 0 | 0 | 0 | 0 | 0 | 0 | 0 | 0 | 0
Commercial_College_Existing_Miscellaneous_Natural Gas_Pool Heater_E10_Baseline Forecast | Commercial | College | Existing | Miscellaneous | Natural Gas | Pool Heater | E10 |  | Baseline Forecast | 0 | 0 | 0 | 0 | 0 | 0 | 0 | 0 | 0 | 0 | 0 | 0 | 0 | 0 | 0 | 0 | 0 | 0 | 0 | 0 | 0 | 0 | 0 | 0 | 0 | 0 | 0 | 0 | 0 | 0 | 0 | 0 | 0
Commercial_College_Existing_Miscellaneous_Natural Gas_Pool Heater_Vintage_Baseline Forecast | Commercial | College | Existing | Miscellaneous | Natural Gas | Pool Heater | Vintage |  | Baseline Forecast | 7127.8279 | 6618.7923 | 5973.486 | 5216.5588 | 4406.9639 | 3516.0964 | 2806.1857 | 2240.127 | 1788.3752 | 1427.7375 | 1139.808 | 909.9433 | 726.4452 | 579.962 | 463.0189 | 369.6576 | 295.1195 | 235.6158 | 188.1186 | 150.2043 | 119.9343 | 95.7637 | 76.4628 | 61.0506 | 48.7438 | 38.9172 | 31.0712 | 24.8068 | 19.8051 | 15.8117 | 12.6234 | 10.0778 | 8.0623
Commercial_College_Existing_Miscellaneous_Natural Gas_Miscellaneous_E1_Baseline Forecast | Commercial | College | Existing | Miscellaneous | Natural Gas | Miscellaneous | E1 |  | Baseline Forecast | 0 | 50033.3668 | 109036.4429 | 175327.208 | 246213.1016 | 294619.8788 | 335877.6448 | 371043.5678 | 400968.6092 | 426395.1513 | 447964.8632 | 466240.2955 | 481705.3823 | 494771.0707 | 505780.1893 | 515030.1076 | 522770.7293 | 529233.351 | 534620.2857 | 539094.8403 | 542778.2836 | 545769.2463 | 548161.7768 | 550039.4266 | 551474.0909 | 552531.9628 | 553267.7543 | 553729.6141 | 553955.7759 | 553980.507 | 553829.842 | 553530.7851 | 561872.3454
Commercial_College_Existing_Miscellaneous_Natural Gas_Miscellaneous_E2_Baseline Forecast | Commercial | College | Existing | Miscellaneous | Natural Gas | Miscellaneous | E2 |  | Baseline Forecast | 0 | 0 | 0 | 0 | 0 | 0 | 0 | 0 | 0 | 0 | 0 | 0 | 0 | 0 | 0 | 0 | 0 | 0 | 0 | 0 | 0 | 0 | 0 | 0 | 0 | 0 | 0 | 0 | 0 | 0 | 0 | 0 | 0
Commercial_College_Existing_Miscellaneous_Natural Gas_Miscellaneous_E3_Baseline Forecast | Commercial | College | Existing | Miscellaneous | Natural Gas | Miscellaneous | E3 |  | Baseline Forecast | 0 | 0 | 0 | 0 | 0 | 0 | 0 | 0 | 0 | 0 | 0 | 0 | 0 | 0 | 0 | 0 | 0 | 0 | 0 | 0 | 0 | 0 | 0 | 0 | 0 | 0 | 0 | 0 | 0 | 0 | 0 | 0 | 0
Commercial_College_Existing_Miscellaneous_Natural Gas_Miscellaneous_E4_Baseline Forecast | Commercial | College | Existing | Miscellaneous | Natural Gas | Miscellaneous | E4 |  | Baseline Forecast | 0 | 0 | 0 | 0 | 0 | 0 | 0 | 0 | 0 | 0 | 0 | 0 | 0 | 0 | 0 | 0 | 0 | 0 | 0 | 0 | 0 | 0 | 0 | 0 | 0 | 0 | 0 | 0 | 0 | 0 | 0 | 0 | 0
Commercial_College_Existing_Miscellaneous_Natural Gas_Miscellaneous_E5_Baseline Forecast | Commercial | College | Existing | Miscellaneous | Natural Gas | Miscellaneous | E5 |  | Baseline Forecast | 0 | 0 | 0 | 0 | 0 | 0 | 0 | 0 | 0 | 0 | 0 | 0 | 0 | 0 | 0 | 0 | 0 | 0 | 0 | 0 | 0 | 0 | 0 | 0 | 0 | 0 | 0 | 0 | 0 | 0 | 0 | 0 | 0
Commercial_College_Existing_Miscellaneous_Natural Gas_Miscellaneous_E6_Baseline Forecast | Commercial | College | Existing | Miscellaneous | Natural Gas | Miscellaneous | E6 |  | Baseline Forecast | 0 | 0 | 0 | 0 | 0 | 0 | 0 | 0 | 0 | 0 | 0 | 0 | 0 | 0 | 0 | 0 | 0 | 0 | 0 | 0 | 0 | 0 | 0 | 0 | 0 | 0 | 0 | 0 | 0 | 0 | 0 | 0 | 0
Commercial_College_Existing_Miscellaneous_Natural Gas_Miscellaneous_E7_Baseline Forecast | Commercial | College | Existing | Miscellaneous | Natural Gas | Miscellaneous | E7 |  | Baseline Forecast | 0 | 0 | 0 | 0 | 0 | 0 | 0 | 0 | 0 | 0 | 0 | 0 | 0 | 0 | 0 | 0 | 0 | 0 | 0 | 0 | 0 | 0 | 0 | 0 | 0 | 0 | 0 | 0 | 0 | 0 | 0 | 0 | 0
Commercial_College_Existing_Miscellaneous_Natural Gas_Miscellaneous_E8_Baseline Forecast | Commercial | College | Existing | Miscellaneous | Natural Gas | Miscellaneous | E8 |  | Baseline Forecast | 0 | 0 | 0 | 0 | 0 | 0 | 0 | 0 | 0 | 0 | 0 | 0 | 0 | 0 | 0 | 0 | 0 | 0 | 0 | 0 | 0 | 0 | 0 | 0 | 0 | 0 | 0 | 0 | 0 | 0 | 0 | 0 | 0
Commercial_College_Existing_Miscellaneous_Natural Gas_Miscellaneous_E9_Baseline Forecast | Commercial | College | Existing | Miscellaneous | Natural Gas | Miscellaneous | E9 |  | Baseline Forecast | 0 | 0 | 0 | 0 | 0 | 0 | 0 | 0 | 0 | 0 | 0 | 0 | 0 | 0 | 0 | 0 | 0 | 0 | 0 | 0 | 0 | 0 | 0 | 0 | 0 | 0 | 0 | 0 | 0 | 0 | 0 | 0 | 0
Commercial_College_Existing_Miscellaneous_Natural Gas_Miscellaneous_E10_Baseline Forecast | Commercial | College | Existing | Miscellaneous | Natural Gas | Miscellaneous | E10 |  | Baseline Forecast | 0 | 0 | 0 | 0 | 0 | 0 | 0 | 0 | 0 | 0 | 0 | 0 | 0 | 0 | 0 | 0 | 0 | 0 | 0 | 0 | 0 | 0 | 0 | 0 | 0 | 0 | 0 | 0 | 0 | 0 | 0 | 0 | 0
Commercial_College_Existing_Miscellaneous_Natural Gas_Miscellaneous_Vintage_Baseline Forecast | Commercial | College | Existing | Miscellaneous | Natural Gas | Miscellaneous | Vintage |  | Baseline Forecast | 586707.6487 | 533689.2458 | 471701.1336 | 401805.54 | 344404.7486 | 294410.7326 | 251751.7471 | 215323.7616 | 184179.4506 | 157541.1885 | 134753.6916 | 115262.105 | 98591.2288 | 84333.119 | 72137.4177 | 61705.6219 | 52782.0485 | 45149.8178 | 38623.0458 | 33041.5401 | 28267.3258 | 24182.7344 | 20687.972 | 17697.8693 | 15139.5797 | 12950.8841 | 11078.4447 | 9476.6286 | 8106.3231 | 6934.0914 | 5931.2847 | 5073.451 | 4348.6723
Commercial_College_New_Space Heating_Natural Gas_Furnace_E1_Baseline Forecast | Commercial | College | New | Space Heating | Natural Gas | Furnace | E1 |  | Baseline Forecast | 0 | 0 | 0 | 0 | 0 | 0 | 0 | 0 | 0 | 0 | 0 | 0 | 0 | 0 | 0 | 0 | 0 | 0 | 0 | 0 | 0 | 0 | 0 | 0 | 0 | 0 | 0 | 0 | 0 | 0 | 0 | 0 | 0
Commercial_College_New_Space Heating_Natural Gas_Furnace_E2_Baseline Forecast | Commercial | College | New | Space Heating | Natural Gas | Furnace | E2 |  | Baseline Forecast | 0 | 0 | 0 | 0 | 0 | 0 | 0 | 0 | 0 | 0 | 0 | 0 | 0 | 0 | 0 | 0 | 0 | 0 | 0 | 0 | 0 | 0 | 0 | 0 | 0 | 0 | 0 | 0 | 0 | 0 | 0 | 0 | 0
Commercial_College_New_Space Heating_Natural Gas_Furnace_E3_Baseline Forecast | Commercial | College | New | Space Heating | Natural Gas | Furnace | E3 |  | Baseline Forecast | 0 | 0 | 0 | 0 | 0 | 0 | 0 | 0 | 0 | 0 | 0 | 0 | 0 | 0 | 0 | 0 | 0 | 0 | 0 | 0 | 0 | 0 | 0 | 0 | 0 | 0 | 0 | 0 | 0 | 0 | 0 | 0 | 0
Commercial_College_New_Space Heating_Natural Gas_Furnace_E4_Baseline Forecast | Commercial | College | New | Space Heating | Natural Gas | Furnace | E4 |  | Baseline Forecast | 0 | 0 | 0 | 0 | 0 | 0 | 0 | 0 | 0 | 0 | 0 | 0 | 0 | 0 | 0 | 0 | 0 | 0 | 0 | 0 | 0 | 0 | 0 | 0 | 0 | 0 | 0 | 0 | 0 | 0 | 0 | 0 | 0
Commercial_College_New_Space Heating_Natural Gas_Furnace_E5_Baseline Forecast | Commercial | College | New | Space Heating | Natural Gas | Furnace | E5 |  | Baseline Forecast | 0 | 0 | 0 | 0 | 0 | 0 | 0 | 0 | 0 | 0 | 0 | 0 | 0 | 0 | 0 | 0 | 0 | 0 | 0 | 0 | 0 | 0 | 0 | 0 | 0 | 0 | 0 | 0 | 0 | 0 | 0 | 0 | 0
Commercial_College_New_Space Heating_Natural Gas_Furnace_E6_Baseline Forecast | Commercial | College | New | Space Heating | Natural Gas | Furnace | E6 |  | Baseline Forecast | 0 | 0 | 0 | 0 | 0 | 0 | 0 | 0 | 0 | 0 | 0 | 0 | 0 | 0 | 0 | 0 | 0 | 0 | 0 | 0 | 0 | 0 | 0 | 0 | 0 | 0 | 0 | 0 | 0 | 0 | 0 | 0 | 0
Commercial_College_New_Space Heating_Natural Gas_Furnace_E7_Baseline Forecast | Commercial | College | New | Space Heating | Natural Gas | Furnace | E7 |  | Baseline Forecast | 0 | 0 | 0 | 0 | 0 | 0 | 0 | 0 | 0 | 0 | 0 | 0 | 0 | 0 | 0 | 0 | 0 | 0 | 0 | 0 | 0 | 0 | 0 | 0 | 0 | 0 | 0 | 0 | 0 | 0 | 0 | 0 | 0
Commercial_College_New_Space Heating_Natural Gas_Furnace_E8_Baseline Forecast | Commercial | College | New | Space Heating | Natural Gas | Furnace | E8 |  | Baseline Forecast | 0 | 0 | 0 | 0 | 0 | 0 | 0 | 0 | 0 | 0 | 0 | 0 | 0 | 0 | 0 | 0 | 0 | 0 | 0 | 0 | 0 | 0 | 0 | 0 | 0 | 0 | 0 | 0 | 0 | 0 | 0 | 0 | 0
Commercial_College_New_Space Heating_Natural Gas_Furnace_E9_Baseline Forecast | Commercial | College | New | Space Heating | Natural Gas | Furnace | E9 |  | Baseline Forecast | 0 | 0 | 0 | 0 | 0 | 0 | 0 | 0 | 0 | 0 | 0 | 0 | 0 | 0 | 0 | 0 | 0 | 0 | 0 | 0 | 0 | 0 | 0 | 0 | 0 | 0 | 0 | 0 | 0 | 0 | 0 | 0 | 0
Commercial_College_New_Space Heating_Natural Gas_Furnace_E10_Baseline Forecast | Commercial | College | New | Space Heating | Natural Gas | Furnace | E10 |  | Baseline Forecast | 0 | 0 | 0 | 0 | 0 | 0 | 0 | 0 | 0 | 0 | 0 | 0 | 0 | 0 | 0 | 0 | 0 | 0 | 0 | 0 | 0 | 0 | 0 | 0 | 0 | 0 | 0 | 0 | 0 | 0 | 0 | 0 | 0
Commercial_College_New_Space Heating_Natural Gas_Furnace_Vintage_Baseline Forecast | Commercial | College | New | Space Heating | Natural Gas | Furnace | Vintage |  | Baseline Forecast | 0 | 0 | 0 | 0 | 0 | 0 | 0 | 0 | 0 | 0 | 0 | 0 | 0 | 0 | 0 | 0 | 0 | 0 | 0 | 0 | 0 | 0 | 0 | 0 | 0 | 0 | 0 | 0 | 0 | 0 | 0 | 0 | 0
Commercial_College_New_Space Heating_Natural Gas_Boiler_E1_Baseline Forecast | Commercial | College | New | Space Heating | Natural Gas | Boiler | E1 |  | Baseline Forecast | 0 | 0 | 0 | 0 | 0 | 0 | 0 | 0 | 0 | 0 | 0 | 0 | 0 | 0 | 0 | 0 | 0 | 0 | 0 | 0 | 0 | 0 | 0 | 0 | 0 | 0 | 0 | 0 | 0 | 0 | 0 | 0 | 0
Commercial_College_New_Space Heating_Natural Gas_Boiler_E2_Baseline Forecast | Commercial | College | New | Space Heating | Natural Gas | Boiler | E2 |  | Baseline Forecast | 0 | 0 | 0 | 0 | 0 | 0 | 0 | 0 | 0 | 0 | 0 | 0 | 0 | 0 | 0 | 0 | 0 | 0 | 0 | 0 | 0 | 0 | 0 | 0 | 0 | 0 | 0 | 0 | 0 | 0 | 0 | 0 | 0
Commercial_College_New_Space Heating_Natural Gas_Boiler_E3_Baseline Forecast | Commercial | College | New | Space Heating | Natural Gas | Boiler | E3 |  | Baseline Forecast | 0 | 0 | 0 | 0 | 0 | 0 | 0 | 0 | 0 | 0 | 0 | 0 | 0 | 0 | 0 | 0 | 0 | 0 | 0 | 0 | 0 | 0 | 0 | 0 | 0 | 0 | 0 | 0 | 0 | 0 | 0 | 0 | 0
Commercial_College_New_Space Heating_Natural Gas_Boiler_E4_Baseline Forecast | Commercial | College | New | Space Heating | Natural Gas | Boiler | E4 |  | Baseline Forecast | 0 | 0 | 0 | 0 | 0 | 0 | 0 | 0 | 0 | 0 | 0 | 0 | 0 | 0 | 0 | 0 | 0 | 0 | 0 | 0 | 0 | 0 | 0 | 0 | 0 | 0 | 0 | 0 | 0 | 0 | 0 | 0 | 0
Commercial_College_New_Space Heating_Natural Gas_Boiler_E5_Baseline Forecast | Commercial | College | New | Space Heating | Natural Gas | Boiler | E5 |  | Baseline Forecast | 0 | 0 | 0 | 0 | 0 | 0 | 0 | 0 | 0 | 0 | 0 | 0 | 0 | 0 | 0 | 0 | 0 | 0 | 0 | 0 | 0 | 0 | 0 | 0 | 0 | 0 | 0 | 0 | 0 | 0 | 0 | 0 | 0
Commercial_College_New_Space Heating_Natural Gas_Boiler_E6_Baseline Forecast | Commercial | College | New | Space Heating | Natural Gas | Boiler | E6 |  | Baseline Forecast | 0 | 0 | 0 | 0 | 0 | 0 | 0 | 0 | 0 | 0 | 0 | 0 | 0 | 0 | 0 | 0 | 0 | 0 | 0 | 0 | 0 | 0 | 0 | 0 | 0 | 0 | 0 | 0 | 0 | 0 | 0 | 0 | 0
Commercial_College_New_Space Heating_Natural Gas_Boiler_E7_Baseline Forecast | Commercial | College | New | Space Heating | Natural Gas | Boiler | E7 |  | Baseline Forecast | 0 | 0 | 0 | 0 | 0 | 0 | 0 | 0 | 0 | 0 | 0 | 0 | 0 | 0 | 0 | 0 | 0 | 0 | 0 | 0 | 0 | 0 | 0 | 0 | 0 | 0 | 0 | 0 | 0 | 0 | 0 | 0 | 0
Commercial_College_New_Space Heating_Natural Gas_Boiler_E8_Baseline Forecast | Commercial | College | New | Space Heating | Natural Gas | Boiler | E8 |  | Baseline Forecast | 0 | 0 | 0 | 0 | 0 | 0 | 0 | 0 | 0 | 0 | 0 | 0 | 0 | 0 | 0 | 0 | 0 | 0 | 0 | 0 | 0 | 0 | 0 | 0 | 0 | 0 | 0 | 0 | 0 | 0 | 0 | 0 | 0
Commercial_College_New_Space Heating_Natural Gas_Boiler_E9_Baseline Forecast | Commercial | College | New | Space Heating | Natural Gas | Boiler | E9 |  | Baseline Forecast | 0 | 0 | 0 | 0 | 0 | 0 | 0 | 0 | 0 | 0 | 0 | 0 | 0 | 0 | 0 | 0 | 0 | 0 | 0 | 0 | 0 | 0 | 0 | 0 | 0 | 0 | 0 | 0 | 0 | 0 | 0 | 0 | 0
Commercial_College_New_Space Heating_Natural Gas_Boiler_E10_Baseline Forecast | Commercial | College | New | Space Heating | Natural Gas | Boiler | E10 |  | Baseline Forecast | 0 | 0 | 0 | 0 | 0 | 0 | 0 | 0 | 0 | 0 | 0 | 0 | 0 | 0 | 0 | 0 | 0 | 0 | 0 | 0 | 0 | 0 | 0 | 0 | 0 | 0 | 0 | 0 | 0 | 0 | 0 | 0 | 0
Commercial_College_New_Space Heating_Natural Gas_Boiler_Vintage_Baseline Forecast | Commercial | College | New | Space Heating | Natural Gas | Boiler | Vintage |  | Baseline Forecast | 0 | 0 | 0 | 0 | 0 | 0 | 0 | 0 | 0 | 0 | 0 | 0 | 0 | 0 | 0 | 0 | 0 | 0 | 0 | 0 | 0 | 0 | 0 | 0 | 0 | 0 | 0 | 0 | 0 | 0 | 0 | 0 | 0
Commercial_College_New_Space Heating_Natural Gas_Unit Heater_E1_Baseline Forecast | Commercial | College | New | Space Heating | Natural Gas | Unit Heater | E1 |  | Baseline Forecast | 0 | 0 | 0 | 0 | 0 | 0 | 0 | 0 | 0 | 0 | 0 | 0 | 0 | 0 | 0 | 0 | 0 | 0 | 0 | 0 | 0 | 0 | 0 | 0 | 0 | 0 | 0 | 0 | 0 | 0 | 0 | 0 | 0
Commercial_College_New_Space Heating_Natural Gas_Unit Heater_E2_Baseline Forecast | Commercial | College | New | Space Heating | Natural Gas | Unit Heater | E2 |  | Baseline Forecast | 0 | 0 | 0 | 0 | 0 | 0 | 0 | 0 | 0 | 0 | 0 | 0 | 0 | 0 | 0 | 0 | 0 | 0 | 0 | 0 | 0 | 0 | 0 | 0 | 0 | 0 | 0 | 0 | 0 | 0 | 0 | 0 | 0
Commercial_College_New_Space Heating_Natural Gas_Unit Heater_E3_Baseline Forecast | Commercial | College | New | Space Heating | Natural Gas | Unit Heater | E3 |  | Baseline Forecast | 0 | 0 | 0 | 0 | 0 | 0 | 0 | 0 | 0 | 0 | 0 | 0 | 0 | 0 | 0 | 0 | 0 | 0 | 0 | 0 | 0 | 0 | 0 | 0 | 0 | 0 | 0 | 0 | 0 | 0 | 0 | 0 | 0
Commercial_College_New_Space Heating_Natural Gas_Unit Heater_E4_Baseline Forecast | Commercial | College | New | Space Heating | Natural Gas | Unit Heater | E4 |  | Baseline Forecast | 0 | 0 | 0 | 0 | 0 | 0 | 0 | 0 | 0 | 0 | 0 | 0 | 0 | 0 | 0 | 0 | 0 | 0 | 0 | 0 | 0 | 0 | 0 | 0 | 0 | 0 | 0 | 0 | 0 | 0 | 0 | 0 | 0
Commercial_College_New_Space Heating_Natural Gas_Unit Heater_E5_Baseline Forecast | Commercial | College | New | Space Heating | Natural Gas | Unit Heater | E5 |  | Baseline Forecast | 0 | 0 | 0 | 0 | 0 | 0 | 0 | 0 | 0 | 0 | 0 | 0 | 0 | 0 | 0 | 0 | 0 | 0 | 0 | 0 | 0 | 0 | 0 | 0 | 0 | 0 | 0 | 0 | 0 | 0 | 0 | 0 | 0
Commercial_College_New_Space Heating_Natural Gas_Unit Heater_E6_Baseline Forecast | Commercial | College | New | Space Heating | Natural Gas | Unit Heater | E6 |  | Baseline Forecast | 0 | 0 | 0 | 0 | 0 | 0 | 0 | 0 | 0 | 0 | 0 | 0 | 0 | 0 | 0 | 0 | 0 | 0 | 0 | 0 | 0 | 0 | 0 | 0 | 0 | 0 | 0 | 0 | 0 | 0 | 0 | 0 | 0
Commercial_College_New_Space Heating_Natural Gas_Unit Heater_E7_Baseline Forecast | Commercial | College | New | Space Heating | Natural Gas | Unit Heater | E7 |  | Baseline Forecast | 0 | 0 | 0 | 0 | 0 | 0 | 0 | 0 | 0 | 0 | 0 | 0 | 0 | 0 | 0 | 0 | 0 | 0 | 0 | 0 | 0 | 0 | 0 | 0 | 0 | 0 | 0 | 0 | 0 | 0 | 0 | 0 | 0
Commercial_College_New_Space Heating_Natural Gas_Unit Heater_E8_Baseline Forecast | Commercial | College | New | Space Heating | Natural Gas | Unit Heater | E8 |  | Baseline Forecast | 0 | 0 | 0 | 0 | 0 | 0 | 0 | 0 | 0 | 0 | 0 | 0 | 0 | 0 | 0 | 0 | 0 | 0 | 0 | 0 | 0 | 0 | 0 | 0 | 0 | 0 | 0 | 0 | 0 | 0 | 0 | 0 | 0
Commercial_College_New_Space Heating_Natural Gas_Unit Heater_E9_Baseline Forecast | Commercial | College | New | Space Heating | Natural Gas | Unit Heater | E9 |  | Baseline Forecast | 0 | 0 | 0 | 0 | 0 | 0 | 0 | 0 | 0 | 0 | 0 | 0 | 0 | 0 | 0 | 0 | 0 | 0 | 0 | 0 | 0 | 0 | 0 | 0 | 0 | 0 | 0 | 0 | 0 | 0 | 0 | 0 | 0
Commercial_College_New_Space Heating_Natural Gas_Unit Heater_E10_Baseline Forecast | Commercial | College | New | Space Heating | Natural Gas | Unit Heater | E10 |  | Baseline Forecast | 0 | 0 | 0 | 0 | 0 | 0 | 0 | 0 | 0 | 0 | 0 | 0 | 0 | 0 | 0 | 0 | 0 | 0 | 0 | 0 | 0 | 0 | 0 | 0 | 0 | 0 | 0 | 0 | 0 | 0 | 0 | 0 | 0
Commercial_College_New_Space Heating_Natural Gas_Unit Heater_Vintage_Baseline Forecast | Commercial | College | New | Space Heating | Natural Gas | Unit Heater | Vintage |  | Baseline Forecast | 0 | 0 | 0 | 0 | 0 | 0 | 0 | 0 | 0 | 0 | 0 | 0 | 0 | 0 | 0 | 0 | 0 | 0 | 0 | 0 | 0 | 0 | 0 | 0 | 0 | 0 | 0 | 0 | 0 | 0 | 0 | 0 | 0
Commercial_College_New_Water Heating_Natural Gas_Water Heater_E1_Baseline Forecast | Commercial | College | New | Water Heating | Natural Gas | Water Heater | E1 |  | Baseline Forecast | 0 | 0 | 0 | 0 | 0 | 0 | 0 | 0 | 0 | 0 | 0 | 0 | 0 | 0 | 0 | 0 | 0 | 0 | 0 | 0 | 0 | 0 | 0 | 0 | 0 | 0 | 0 | 0 | 0 | 0 | 0 | 0 | 0
Commercial_College_New_Water Heating_Natural Gas_Water Heater_E2_Baseline Forecast | Commercial | College | New | Water Heating | Natural Gas | Water Heater | E2 |  | Baseline Forecast | 0 | 0 | 0 | 0 | 0 | 0 | 0 | 0 | 0 | 0 | 0 | 0 | 0 | 0 | 0 | 0 | 0 | 0 | 0 | 0 | 0 | 0 | 0 | 0 | 0 | 0 | 0 | 0 | 0 | 0 | 0 | 0 | 0
Commercial_College_New_Water Heating_Natural Gas_Water Heater_E3_Baseline Forecast | Commercial | College | New | Water Heating | Natural Gas | Water Heater | E3 |  | Baseline Forecast | 0 | 0 | 0 | 0 | 0 | 0 | 0 | 0 | 0 | 0 | 0 | 0 | 0 | 0 | 0 | 0 | 0 | 0 | 0 | 0 | 0 | 0 | 0 | 0 | 0 | 0 | 0 | 0 | 0 | 0 | 0 | 0 | 0
Commercial_College_New_Water Heating_Natural Gas_Water Heater_E4_Baseline Forecast | Commercial | College | New | Water Heating | Natural Gas | Water Heater | E4 |  | Baseline Forecast | 0 | 0 | 0 | 0 | 0 | 0 | 0 | 0 | 0 | 0 | 0 | 0 | 0 | 0 | 0 | 0 | 0 | 0 | 0 | 0 | 0 | 0 | 0 | 0 | 0 | 0 | 0 | 0 | 0 | 0 | 0 | 0 | 0
Commercial_College_New_Water Heating_Natural Gas_Water Heater_E5_Baseline Forecast | Commercial | College | New | Water Heating | Natural Gas | Water Heater | E5 |  | Baseline Forecast | 0 | 0 | 0 | 0 | 0 | 0 | 0 | 0 | 0 | 0 | 0 | 0 | 0 | 0 | 0 | 0 | 0 | 0 | 0 | 0 | 0 | 0 | 0 | 0 | 0 | 0 | 0 | 0 | 0 | 0 | 0 | 0 | 0
Commercial_College_New_Water Heating_Natural Gas_Water Heater_E6_Baseline Forecast | Commercial | College | New | Water Heating | Natural Gas | Water Heater | E6 |  | Baseline Forecast | 0 | 0 | 0 | 0 | 0 | 0 | 0 | 0 | 0 | 0 | 0 | 0 | 0 | 0 | 0 | 0 | 0 | 0 | 0 | 0 | 0 | 0 | 0 | 0 | 0 | 0 | 0 | 0 | 0 | 0 | 0 | 0 | 0
Commercial_College_New_Water Heating_Natural Gas_Water Heater_E7_Baseline Forecast | Commercial | College | New | Water Heating | Natural Gas | Water Heater | E7 |  | Baseline Forecast | 0 | 0 | 0 | 0 | 0 | 0 | 0 | 0 | 0 | 0 | 0 | 0 | 0 | 0 | 0 | 0 | 0 | 0 | 0 | 0 | 0 | 0 | 0 | 0 | 0 | 0 | 0 | 0 | 0 | 0 | 0 | 0 | 0
Commercial_College_New_Water Heating_Natural Gas_Water Heater_E8_Baseline Forecast | Commercial | College | New | Water Heating | Natural Gas | Water Heater | E8 |  | Baseline Forecast | 0 | 0 | 0 | 0 | 0 | 0 | 0 | 0 | 0 | 0 | 0 | 0 | 0 | 0 | 0 | 0 | 0 | 0 | 0 | 0 | 0 | 0 | 0 | 0 | 0 | 0 | 0 | 0 | 0 | 0 | 0 | 0 | 0
Commercial_College_New_Water Heating_Natural Gas_Water Heater_E9_Baseline Forecast | Commercial | College | New | Water Heating | Natural Gas | Water Heater | E9 |  | Baseline Forecast | 0 | 0 | 0 | 0 | 0 | 0 | 0 | 0 | 0 | 0 | 0 | 0 | 0 | 0 | 0 | 0 | 0 | 0 | 0 | 0 | 0 | 0 | 0 | 0 | 0 | 0 | 0 | 0 | 0 | 0 | 0 | 0 | 0
Commercial_College_New_Water Heating_Natural Gas_Water Heater_E10_Baseline Forecast | Commercial | College | New | Water Heating | Natural Gas | Water Heater | E10 |  | Baseline Forecast | 0 | 0 | 0 | 0 | 0 | 0 | 0 | 0 | 0 | 0 | 0 | 0 | 0 | 0 | 0 | 0 | 0 | 0 | 0 | 0 | 0 | 0 | 0 | 0 | 0 | 0 | 0 | 0 | 0 | 0 | 0 | 0 | 0
Commercial_College_New_Water Heating_Natural Gas_Water Heater_Vintage_Baseline Forecast | Commercial | College | New | Water Heating | Natural Gas | Water Heater | Vintage |  | Baseline Forecast | 0 | 0 | 0 | 0 | 0 | 0 | 0 | 0 | 0 | 0 | 0 | 0 | 0 | 0 | 0 | 0 | 0 | 0 | 0 | 0 | 0 | 0 | 0 | 0 | 0 | 0 | 0 | 0 | 0 | 0 | 0 | 0 | 0
Commercial_College_New_Food Preparation_Natural Gas_Oven_E1_Baseline Forecast | Commercial | College | New | Food Preparation | Natural Gas | Oven | E1 |  | Baseline Forecast | 0 | 79.6224 | 463.4908 | 708.9644 | 1002.5748 | 1305.0691 | 1608.8061 | 1871.4978 | 2130.2774 | 2394.8894 | 2663.5293 | 2929.6446 | 3191.141 | 3448.5199 | 3705.7378 | 3961.6721 | 4218.4719 | 4468.0444 | 4707.6156 | 4938.8054 | 5169.6994 | 5404.9634 | 5643.1216 | 5883.4285 | 6125.9537 | 6368.7743 | 6611.9839 | 6855.1353 | 7099.2688 | 7343.9208 | 7590.5713 | 7837.5914 | 7940.4729
Commercial_College_New_Food Preparation_Natural Gas_Oven_E2_Baseline Forecast | Commercial | College | New | Food Preparation | Natural Gas | Oven | E2 |  | Baseline Forecast | 0 | 114.5831 | 667.4402 | 1020.5999 | 1442.7444 | 1877.9011 | 2315.5218 | 2694.4728 | 3068.3437 | 3451.1904 | 3840.5482 | 4227.432 | 4608.721 | 4985.366 | 5363.0886 | 5740.1745 | 6120.0633 | 6492.3257 | 6849.8898 | 7196.5687 | 7543.8272 | 7898.4226 | 8257.8111 | 8621.3735 | 8989.2051 | 9358.4609 | 9729.7206 | 10101.4523 | 10474.9144 | 10849.2043 | 11226.1008 | 11603.0808 | 11765.2803
Commercial_College_New_Food Preparation_Natural Gas_Oven_E3_Baseline Forecast | Commercial | College | New | Food Preparation | Natural Gas | Oven | E3 |  | Baseline Forecast | 0 | 0 | 0 | 0 | 0 | 0 | 0 | 0 | 0 | 0 | 0 | 0 | 0 | 0 | 0 | 0 | 0 | 0 | 0 | 0 | 0 | 0 | 0 | 0 | 0 | 0 | 0 | 0 | 0 | 0 | 0 | 0 | 0
Commercial_College_New_Food Preparation_Natural Gas_Oven_E4_Baseline Forecast | Commercial | College | New | Food Preparation | Natural Gas | Oven | E4 |  | Baseline Forecast | 0 | 0 | 0 | 0 | 0 | 0 | 0 | 0 | 0 | 0 | 0 | 0 | 0 | 0 | 0 | 0 | 0 | 0 | 0 | 0 | 0 | 0 | 0 | 0 | 0 | 0 | 0 | 0 | 0 | 0 | 0 | 0 | 0
Commercial_College_New_Food Preparation_Natural Gas_Oven_E5_Baseline Forecast | Commercial | College | New | Food Preparation | Natural Gas | Oven | E5 |  | Baseline Forecast | 0 | 0 | 0 | 0 | 0 | 0 | 0 | 0 | 0 | 0 | 0 | 0 | 0 | 0 | 0 | 0 | 0 | 0 | 0 | 0 | 0 | 0 | 0 | 0 | 0 | 0 | 0 | 0 | 0 | 0 | 0 | 0 | 0
Commercial_College_New_Food Preparation_Natural Gas_Oven_E6_Baseline Forecast | Commercial | College | New | Food Preparation | Natural Gas | Oven | E6 |  | Baseline Forecast | 0 | 0 | 0 | 0 | 0 | 0 | 0 | 0 | 0 | 0 | 0 | 0 | 0 | 0 | 0 | 0 | 0 | 0 | 0 | 0 | 0 | 0 | 0 | 0 | 0 | 0 | 0 | 0 | 0 | 0 | 0 | 0 | 0
Commercial_College_New_Food Preparation_Natural Gas_Oven_E7_Baseline Forecast | Commercial | College | New | Food Preparation | Natural Gas | Oven | E7 |  | Baseline Forecast | 0 | 0 | 0 | 0 | 0 | 0 | 0 | 0 | 0 | 0 | 0 | 0 | 0 | 0 | 0 | 0 | 0 | 0 | 0 | 0 | 0 | 0 | 0 | 0 | 0 | 0 | 0 | 0 | 0 | 0 | 0 | 0 | 0
Commercial_College_New_Food Preparation_Natural Gas_Oven_E8_Baseline Forecast | Commercial | College | New | Food Preparation | Natural Gas | Oven | E8 |  | Baseline Forecast | 0 | 0 | 0 | 0 | 0 | 0 | 0 | 0 | 0 | 0 | 0 | 0 | 0 | 0 | 0 | 0 | 0 | 0 | 0 | 0 | 0 | 0 | 0 | 0 | 0 | 0 | 0 | 0 | 0 | 0 | 0 | 0 | 0
Commercial_College_New_Food Preparation_Natural Gas_Oven_E9_Baseline Forecast | Commercial | College | New | Food Preparation | Natural Gas | Oven | E9 |  | Baseline Forecast | 0 | 0 | 0 | 0 | 0 | 0 | 0 | 0 | 0 | 0 | 0 | 0 | 0 | 0 | 0 | 0 | 0 | 0 | 0 | 0 | 0 | 0 | 0 | 0 | 0 | 0 | 0 | 0 | 0 | 0 | 0 | 0 | 0
Commercial_College_New_Food Preparation_Natural Gas_Oven_E10_Baseline Forecast | Commercial | College | New | Food Preparation | Natural Gas | Oven | E10 |  | Baseline Forecast | 0 | 0 | 0 | 0 | 0 | 0 | 0 | 0 | 0 | 0 | 0 | 0 | 0 | 0 | 0 | 0 | 0 | 0 | 0 | 0 | 0 | 0 | 0 | 0 | 0 | 0 | 0 | 0 | 0 | 0 | 0 | 0 | 0
Commercial_College_New_Food Preparation_Natural Gas_Oven_Vintage_Baseline Forecast | Commercial | College | New | Food Preparation | Natural Gas | Oven | Vintage |  | Baseline Forecast | 0 | 0 | 0 | 0 | 0 | 0 | 0 | 0 | 0 | 0 | 0 | 0 | 0 | 0 | 0 | 0 | 0 | 0 | 0 | 0 | 0 | 0 | 0 | 0 | 0 | 0 | 0 | 0 | 0 | 0 | 0 | 0 | 0
Commercial_College_New_Food Preparation_Natural Gas_Conveyor Oven_E1_Baseline Forecast | Commercial | College | New | Food Preparation | Natural Gas | Conveyor Oven | E1 |  | Baseline Forecast | 0 | 39.8067 | 231.7563 | 354.4359 | 501.1175 | 652.2513 | 804.0807 | 935.4405 | 1064.9054 | 1197.3467 | 1331.8893 | 1465.3583 | 1596.6874 | 1726.1739 | 1855.7975 | 1984.98 | 2114.8639 | 2241.6308 | 2363.1253 | 2480.5498 | 2597.8754 | 2717.4428 | 2838.3926 | 2960.3066 | 3083.6669 | 3207.3196 | 3331.4612 | 3455.7123 | 3580.583 | 3705.7619 | 3831.9128 | 3958.1977 | 4011.5498
Commercial_College_New_Food Preparation_Natural Gas_Conveyor Oven_E2_Baseline Forecast | Commercial | College | New | Food Preparation | Natural Gas | Conveyor Oven | E2 |  | Baseline Forecast | 0 | 57.2961 | 333.7092 | 510.3462 | 721.5421 | 939.2338 | 1158.0833 | 1347.5448 | 1534.4052 | 1725.6932 | 1920.1495 | 2113.18 | 2303.2436 | 2490.7691 | 2678.6157 | 2865.9432 | 3054.4037 | 3238.5543 | 3415.6274 | 3587.1372 | 3758.8879 | 3934.2502 | 4112.0738 | 4292.0944 | 4473.9125 | 4656.298 | 4839.391 | 5022.5815 | 5206.5086 | 5390.8006 | 5576.4233 | 5762.1384 | 5841.3268
Commercial_College_New_Food Preparation_Natural Gas_Conveyor Oven_E3_Baseline Forecast | Commercial | College | New | Food Preparation | Natural Gas | Conveyor Oven | E3 |  | Baseline Forecast | 0 | 0 | 0 | 0 | 0 | 0 | 0 | 0 | 0 | 0 | 0 | 0 | 0 | 0 | 0 | 0 | 0 | 0 | 0 | 0 | 0 | 0 | 0 | 0 | 0 | 0 | 0 | 0 | 0 | 0 | 0 | 0 | 0
Commercial_College_New_Food Preparation_Natural Gas_Conveyor Oven_E4_Baseline Forecast | Commercial | College | New | Food Preparation | Natural Gas | Conveyor Oven | E4 |  | Baseline Forecast | 0 | 0 | 0 | 0 | 0 | 0 | 0 | 0 | 0 | 0 | 0 | 0 | 0 | 0 | 0 | 0 | 0 | 0 | 0 | 0 | 0 | 0 | 0 | 0 | 0 | 0 | 0 | 0 | 0 | 0 | 0 | 0 | 0
Commercial_College_New_Food Preparation_Natural Gas_Conveyor Oven_E5_Baseline Forecast | Commercial | College | New | Food Preparation | Natural Gas | Conveyor Oven | E5 |  | Baseline Forecast | 0 | 0 | 0 | 0 | 0 | 0 | 0 | 0 | 0 | 0 | 0 | 0 | 0 | 0 | 0 | 0 | 0 | 0 | 0 | 0 | 0 | 0 | 0 | 0 | 0 | 0 | 0 | 0 | 0 | 0 | 0 | 0 | 0
Commercial_College_New_Food Preparation_Natural Gas_Conveyor Oven_E6_Baseline Forecast | Commercial | College | New | Food Preparation | Natural Gas | Conveyor Oven | E6 |  | Baseline Forecast | 0 | 0 | 0 | 0 | 0 | 0 | 0 | 0 | 0 | 0 | 0 | 0 | 0 | 0 | 0 | 0 | 0 | 0 | 0 | 0 | 0 | 0 | 0 | 0 | 0 | 0 | 0 | 0 | 0 | 0 | 0 | 0 | 0
Commercial_College_New_Food Preparation_Natural Gas_Conveyor Oven_E7_Baseline Forecast | Commercial | College | New | Food Preparation | Natural Gas | Conveyor Oven | E7 |  | Baseline Forecast | 0 | 0 | 0 | 0 | 0 | 0 | 0 | 0 | 0 | 0 | 0 | 0 | 0 | 0 | 0 | 0 | 0 | 0 | 0 | 0 | 0 | 0 | 0 | 0 | 0 | 0 | 0 | 0 | 0 | 0 | 0 | 0 | 0
Commercial_College_New_Food Preparation_Natural Gas_Conveyor Oven_E8_Baseline Forecast | Commercial | College | New | Food Preparation | Natural Gas | Conveyor Oven | E8 |  | Baseline Forecast | 0 | 0 | 0 | 0 | 0 | 0 | 0 | 0 | 0 | 0 | 0 | 0 | 0 | 0 | 0 | 0 | 0 | 0 | 0 | 0 | 0 | 0 | 0 | 0 | 0 | 0 | 0 | 0 | 0 | 0 | 0 | 0 | 0
Commercial_College_New_Food Preparation_Natural Gas_Conveyor Oven_E9_Baseline Forecast | Commercial | College | New | Food Preparation | Natural Gas | Conveyor Oven | E9 |  | Baseline Forecast | 0 | 0 | 0 | 0 | 0 | 0 | 0 | 0 | 0 | 0 | 0 | 0 | 0 | 0 | 0 | 0 | 0 | 0 | 0 | 0 | 0 | 0 | 0 | 0 | 0 | 0 | 0 | 0 | 0 | 0 | 0 | 0 | 0
Commercial_College_New_Food Preparation_Natural Gas_Conveyor Oven_E10_Baseline Forecast | Commercial | College | New | Food Preparation | Natural Gas | Conveyor Oven | E10 |  | Baseline Forecast | 0 | 0 | 0 | 0 | 0 | 0 | 0 | 0 | 0 | 0 | 0 | 0 | 0 | 0 | 0 | 0 | 0 | 0 | 0 | 0 | 0 | 0 | 0 | 0 | 0 | 0 | 0 | 0 | 0 | 0 | 0 | 0 | 0
Commercial_College_New_Food Preparation_Natural Gas_Conveyor Oven_Vintage_Baseline Forecast | Commercial | College | New | Food Preparation | Natural Gas | Conveyor Oven | Vintage |  | Baseline Forecast | 0 | 0 | 0 | 0 | 0 | 0 | 0 | 0 | 0 | 0 | 0 | 0 | 0 | 0 | 0 | 0 | 0 | 0 | 0 | 0 | 0 | 0 | 0 | 0 | 0 | 0 | 0 | 0 | 0 | 0 | 0 | 0 | 0
Commercial_College_New_Food Preparation_Natural Gas_Double Rack Oven_E1_Baseline Forecast | Commercial | College | New | Food Preparation | Natural Gas | Double Rack Oven | E1 |  | Baseline Forecast | 0 | 39.8055 | 231.6661 | 354.3595 | 501.1073 | 652.2662 | 803.9973 | 935.1899 | 1064.3892 | 1196.4621 | 1330.5322 | 1463.4426 | 1594.0636 | 1722.4354 | 1850.6389 | 1978.0351 | 2105.7693 | 2229.98 | 2348.3651 | 2462.9404 | 2577.2619 | 2693.7741 | 2811.7515 | 2930.9906 | 3051.3759 | 3171.9354 | 3292.8152 | 3413.6531 | 3534.9155 | 3656.2221 | 3778.4881 | 3900.936 | 3951.7718
Commercial_College_New_Food Preparation_Natural Gas_Double Rack Oven_E2_Baseline Forecast | Commercial | College | New | Food Preparation | Natural Gas | Double Rack Oven | E2 |  | Baseline Forecast | 0 | 57.2973 | 333.7994 | 510.4226 | 721.5523 | 939.2189 | 1158.1667 | 1347.7955 | 1534.9214 | 1726.5778 | 1921.5065 | 2115.0957 | 2305.8674 | 2494.5076 | 2683.7743 | 2872.8882 | 3063.4983 | 3250.205 | 3430.3877 | 3604.7466 | 3779.5014 | 3957.9189 | 4138.7149 | 4321.4104 | 4506.2035 | 4691.6823 | 4878.0371 | 5064.6407 | 5252.1761 | 5440.3405 | 5629.8479 | 5819.4001 | 5901.1048
Commercial_College_New_Food Preparation_Natural Gas_Double Rack Oven_E3_Baseline Forecast | Commercial | College | New | Food Preparation | Natural Gas | Double Rack Oven | E3 |  | Baseline Forecast | 0 | 0 | 0 | 0 | 0 | 0 | 0 | 0 | 0 | 0 | 0 | 0 | 0 | 0 | 0 | 0 | 0 | 0 | 0 | 0 | 0 | 0 | 0 | 0 | 0 | 0 | 0 | 0 | 0 | 0 | 0 | 0 | 0
Commercial_College_New_Food Preparation_Natural Gas_Double Rack Oven_E4_Baseline Forecast | Commercial | College | New | Food Preparation | Natural Gas | Double Rack Oven | E4 |  | Baseline Forecast | 0 | 0 | 0 | 0 | 0 | 0 | 0 | 0 | 0 | 0 | 0 | 0 | 0 | 0 | 0 | 0 | 0 | 0 | 0 | 0 | 0 | 0 | 0 | 0 | 0 | 0 | 0 | 0 | 0 | 0 | 0 | 0 | 0
Commercial_College_New_Food Preparation_Natural Gas_Double Rack Oven_E5_Baseline Forecast | Commercial | College | New | Food Preparation | Natural Gas | Double Rack Oven | E5 |  | Baseline Forecast | 0 | 0 | 0 | 0 | 0 | 0 | 0 | 0 | 0 | 0 | 0 | 0 | 0 | 0 | 0 | 0 | 0 | 0 | 0 | 0 | 0 | 0 | 0 | 0 | 0 | 0 | 0 | 0 | 0 | 0 | 0 | 0 | 0
Commercial_College_New_Food Preparation_Natural Gas_Double Rack Oven_E6_Baseline Forecast | Commercial | College | New | Food Preparation | Natural Gas | Double Rack Oven | E6 |  | Baseline Forecast | 0 | 0 | 0 | 0 | 0 | 0 | 0 | 0 | 0 | 0 | 0 | 0 | 0 | 0 | 0 | 0 | 0 | 0 | 0 | 0 | 0 | 0 | 0 | 0 | 0 | 0 | 0 | 0 | 0 | 0 | 0 | 0 | 0
Commercial_College_New_Food Preparation_Natural Gas_Double Rack Oven_E7_Baseline Forecast | Commercial | College | New | Food Preparation | Natural Gas | Double Rack Oven | E7 |  | Baseline Forecast | 0 | 0 | 0 | 0 | 0 | 0 | 0 | 0 | 0 | 0 | 0 | 0 | 0 | 0 | 0 | 0 | 0 | 0 | 0 | 0 | 0 | 0 | 0 | 0 | 0 | 0 | 0 | 0 | 0 | 0 | 0 | 0 | 0
Commercial_College_New_Food Preparation_Natural Gas_Double Rack Oven_E8_Baseline Forecast | Commercial | College | New | Food Preparation | Natural Gas | Double Rack Oven | E8 |  | Baseline Forecast | 0 | 0 | 0 | 0 | 0 | 0 | 0 | 0 | 0 | 0 | 0 | 0 | 0 | 0 | 0 | 0 | 0 | 0 | 0 | 0 | 0 | 0 | 0 | 0 | 0 | 0 | 0 | 0 | 0 | 0 | 0 | 0 | 0
Commercial_College_New_Food Preparation_Natural Gas_Double Rack Oven_E9_Baseline Forecast | Commercial | College | New | Food Preparation | Natural Gas | Double Rack Oven | E9 |  | Baseline Forecast | 0 | 0 | 0 | 0 | 0 | 0 | 0 | 0 | 0 | 0 | 0 | 0 | 0 | 0 | 0 | 0 | 0 | 0 | 0 | 0 | 0 | 0 | 0 | 0 | 0 | 0 | 0 | 0 | 0 | 0 | 0 | 0 | 0
Commercial_College_New_Food Preparation_Natural Gas_Double Rack Oven_E10_Baseline Forecast | Commercial | College | New | Food Preparation | Natural Gas | Double Rack Oven | E10 |  | Baseline Forecast | 0 | 0 | 0 | 0 | 0 | 0 | 0 | 0 | 0 | 0 | 0 | 0 | 0 | 0 | 0 | 0 | 0 | 0 | 0 | 0 | 0 | 0 | 0 | 0 | 0 | 0 | 0 | 0 | 0 | 0 | 0 | 0 | 0
Commercial_College_New_Food Preparation_Natural Gas_Double Rack Oven_Vintage_Baseline Forecast | Commercial | College | New | Food Preparation | Natural Gas | Double Rack Oven | Vintage |  | Baseline Forecast | 0 | 0 | 0 | 0 | 0 | 0 | 0 | 0 | 0 | 0 | 0 | 0 | 0 | 0 | 0 | 0 | 0 | 0 | 0 | 0 | 0 | 0 | 0 | 0 | 0 | 0 | 0 | 0 | 0 | 0 | 0 | 0 | 0
Commercial_College_New_Food Preparation_Natural Gas_Fryer_E1_Baseline Forecast | Commercial | College | New | Food Preparation | Natural Gas | Fryer | E1 |  | Baseline Forecast | 0 | 185.9879 | 1082.9348 | 1082.9348 | 1082.9348 | 1082.9348 | 1082.9348 | 1082.9348 | 1082.9348 | 1045.7372 | 836.5897 | 669.2718 | 535.4174 | 428.334 | 293.9115 | 0 | 0 | 0 | 0 | 0 | 0 | 0 | 0 | 0 | 0 | 0 | 0 | 0 | 0 | 0 | 0 | 0 | 0
Commercial_College_New_Food Preparation_Natural Gas_Fryer_E2_Baseline Forecast | Commercial | College | New | Food Preparation | Natural Gas | Fryer | E2 |  | Baseline Forecast | 0 | 65.3369 | 380.623 | 1155.3248 | 2081.596 | 3036.2031 | 3995.6072 | 4825.9685 | 5644.6926 | 6519.7778 | 7580.4517 | 8592.8273 | 9558.5217 | 10486.1067 | 11442.2167 | 12555.3308 | 13379.2808 | 14184.0084 | 14956.7718 | 15704.6018 | 16452.7991 | 17216.1466 | 17989.4424 | 18770.9203 | 19560.7937 | 20352.8926 | 21148.0881 | 21943.8192 | 22743.0607 | 23544.0443 | 24350.9874 | 25158.517 | 25501.563
Commercial_College_New_Food Preparation_Natural Gas_Fryer_E3_Baseline Forecast | Commercial | College | New | Food Preparation | Natural Gas | Fryer | E3 |  | Baseline Forecast | 0 | 0 | 0 | 0 | 0 | 0 | 0 | 0 | 0 | 0 | 0 | 0 | 0 | 0 | 0 | 0 | 0 | 0 | 0 | 0 | 0 | 0 | 0 | 0 | 0 | 0 | 0 | 0 | 0 | 0 | 0 | 0 | 0
Commercial_College_New_Food Preparation_Natural Gas_Fryer_E4_Baseline Forecast | Commercial | College | New | Food Preparation | Natural Gas | Fryer | E4 |  | Baseline Forecast | 0 | 0 | 0 | 0 | 0 | 0 | 0 | 0 | 0 | 0 | 0 | 0 | 0 | 0 | 0 | 0 | 0 | 0 | 0 | 0 | 0 | 0 | 0 | 0 | 0 | 0 | 0 | 0 | 0 | 0 | 0 | 0 | 0
Commercial_College_New_Food Preparation_Natural Gas_Fryer_E5_Baseline Forecast | Commercial | College | New | Food Preparation | Natural Gas | Fryer | E5 |  | Baseline Forecast | 0 | 0 | 0 | 0 | 0 | 0 | 0 | 0 | 0 | 0 | 0 | 0 | 0 | 0 | 0 | 0 | 0 | 0 | 0 | 0 | 0 | 0 | 0 | 0 | 0 | 0 | 0 | 0 | 0 | 0 | 0 | 0 | 0
Commercial_College_New_Food Preparation_Natural Gas_Fryer_E6_Baseline Forecast | Commercial | College | New | Food Preparation | Natural Gas | Fryer | E6 |  | Baseline Forecast | 0 | 0 | 0 | 0 | 0 | 0 | 0 | 0 | 0 | 0 | 0 | 0 | 0 | 0 | 0 | 0 | 0 | 0 | 0 | 0 | 0 | 0 | 0 | 0 | 0 | 0 | 0 | 0 | 0 | 0 | 0 | 0 | 0
Commercial_College_New_Food Preparation_Natural Gas_Fryer_E7_Baseline Forecast | Commercial | College | New | Food Preparation | Natural Gas | Fryer | E7 |  | Baseline Forecast | 0 | 0 | 0 | 0 | 0 | 0 | 0 | 0 | 0 | 0 | 0 | 0 | 0 | 0 | 0 | 0 | 0 | 0 | 0 | 0 | 0 | 0 | 0 | 0 | 0 | 0 | 0 | 0 | 0 | 0 | 0 | 0 | 0
Commercial_College_New_Food Preparation_Natural Gas_Fryer_E8_Baseline Forecast | Commercial | College | New | Food Preparation | Natural Gas | Fryer | E8 |  | Baseline Forecast | 0 | 0 | 0 | 0 | 0 | 0 | 0 | 0 | 0 | 0 | 0 | 0 | 0 | 0 | 0 | 0 | 0 | 0 | 0 | 0 | 0 | 0 | 0 | 0 | 0 | 0 | 0 | 0 | 0 | 0 | 0 | 0 | 0
Commercial_College_New_Food Preparation_Natural Gas_Fryer_E9_Baseline Forecast | Commercial | College | New | Food Preparation | Natural Gas | Fryer | E9 |  | Baseline Forecast | 0 | 0 | 0 | 0 | 0 | 0 | 0 | 0 | 0 | 0 | 0 | 0 | 0 | 0 | 0 | 0 | 0 | 0 | 0 | 0 | 0 | 0 | 0 | 0 | 0 | 0 | 0 | 0 | 0 | 0 | 0 | 0 | 0
Commercial_College_New_Food Preparation_Natural Gas_Fryer_E10_Baseline Forecast | Commercial | College | New | Food Preparation | Natural Gas | Fryer | E10 |  | Baseline Forecast | 0 | 0 | 0 | 0 | 0 | 0 | 0 | 0 | 0 | 0 | 0 | 0 | 0 | 0 | 0 | 0 | 0 | 0 | 0 | 0 | 0 | 0 | 0 | 0 | 0 | 0 | 0 | 0 | 0 | 0 | 0 | 0 | 0
Commercial_College_New_Food Preparation_Natural Gas_Fryer_Vintage_Baseline Forecast | Commercial | College | New | Food Preparation | Natural Gas | Fryer | Vintage |  | Baseline Forecast | 0 | 0 | 0 | 0 | 0 | 0 | 0 | 0 | 0 | 0 | 0 | 0 | 0 | 0 | 0 | 0 | 0 | 0 | 0 | 0 | 0 | 0 | 0 | 0 | 0 | 0 | 0 | 0 | 0 | 0 | 0 | 0 | 0
Commercial_College_New_Food Preparation_Natural Gas_Broiler_E1_Baseline Forecast | Commercial | College | New | Food Preparation | Natural Gas | Broiler | E1 |  | Baseline Forecast | 0 | 287.4064 | 1673.3101 | 2559.2166 | 3618.5823 | 4710.1462 | 5806.6935 | 6755.4023 | 7690.3994 | 8646.8761 | 9618.5098 | 10582.3804 | 11530.6058 | 12464.6392 | 13399.0642 | 14329.5252 | 15264.2906 | 16175.7693 | 17048.6165 | 17893.3167 | 18737.5777 | 19598.5819 | 20470.6468 | 21351.9604 | 22242.3601 | 23134.8038 | 24030.3104 | 24926.0703 | 25825.4735 | 26726.2214 | 27633.8204 | 28542.3292 | 28925.0055
Commercial_College_New_Food Preparation_Natural Gas_Broiler_E2_Baseline Forecast | Commercial | College | New | Food Preparation | Natural Gas | Broiler | E2 |  | Baseline Forecast | 0 | 101.0047 | 588.552 | 899.9119 | 1272.0561 | 1655.7941 | 2041.9623 | 2376.5391 | 2706.843 | 3045.2835 | 3389.6452 | 3731.7727 | 4069.1183 | 4403.1327 | 4738.5886 | 5074.1679 | 5412.7797 | 5744.9709 | 6066.3944 | 6377.4315 | 6689.4755 | 7008.1901 | 7331.2188 | 7657.6436 | 7987.9575 | 8319.6666 | 8653.0985 | 8987.1048 | 9322.893 | 9660.0289 | 9999.5237 | 10339.0152 | 10486.5009
Commercial_College_New_Food Preparation_Natural Gas_Broiler_E3_Baseline Forecast | Commercial | College | New | Food Preparation | Natural Gas | Broiler | E3 |  | Baseline Forecast | 0 | 0 | 0 | 0 | 0 | 0 | 0 | 0 | 0 | 0 | 0 | 0 | 0 | 0 | 0 | 0 | 0 | 0 | 0 | 0 | 0 | 0 | 0 | 0 | 0 | 0 | 0 | 0 | 0 | 0 | 0 | 0 | 0
Commercial_College_New_Food Preparation_Natural Gas_Broiler_E4_Baseline Forecast | Commercial | College | New | Food Preparation | Natural Gas | Broiler | E4 |  | Baseline Forecast | 0 | 0 | 0 | 0 | 0 | 0 | 0 | 0 | 0 | 0 | 0 | 0 | 0 | 0 | 0 | 0 | 0 | 0 | 0 | 0 | 0 | 0 | 0 | 0 | 0 | 0 | 0 | 0 | 0 | 0 | 0 | 0 | 0
Commercial_College_New_Food Preparation_Natural Gas_Broiler_E5_Baseline Forecast | Commercial | College | New | Food Preparation | Natural Gas | Broiler | E5 |  | Baseline Forecast | 0 | 0 | 0 | 0 | 0 | 0 | 0 | 0 | 0 | 0 | 0 | 0 | 0 | 0 | 0 | 0 | 0 | 0 | 0 | 0 | 0 | 0 | 0 | 0 | 0 | 0 | 0 | 0 | 0 | 0 | 0 | 0 | 0
Commercial_College_New_Food Preparation_Natural Gas_Broiler_E6_Baseline Forecast | Commercial | College | New | Food Preparation | Natural Gas | Broiler | E6 |  | Baseline Forecast | 0 | 0 | 0 | 0 | 0 | 0 | 0 | 0 | 0 | 0 | 0 | 0 | 0 | 0 | 0 | 0 | 0 | 0 | 0 | 0 | 0 | 0 | 0 | 0 | 0 | 0 | 0 | 0 | 0 | 0 | 0 | 0 | 0
Commercial_College_New_Food Preparation_Natural Gas_Broiler_E7_Baseline Forecast | Commercial | College | New | Food Preparation | Natural Gas | Broiler | E7 |  | Baseline Forecast | 0 | 0 | 0 | 0 | 0 | 0 | 0 | 0 | 0 | 0 | 0 | 0 | 0 | 0 | 0 | 0 | 0 | 0 | 0 | 0 | 0 | 0 | 0 | 0 | 0 | 0 | 0 | 0 | 0 | 0 | 0 | 0 | 0
Commercial_College_New_Food Preparation_Natural Gas_Broiler_E8_Baseline Forecast | Commercial | College | New | Food Preparation | Natural Gas | Broiler | E8 |  | Baseline Forecast | 0 | 0 | 0 | 0 | 0 | 0 | 0 | 0 | 0 | 0 | 0 | 0 | 0 | 0 | 0 | 0 | 0 | 0 | 0 | 0 | 0 | 0 | 0 | 0 | 0 | 0 | 0 | 0 | 0 | 0 | 0 | 0 | 0
Commercial_College_New_Food Preparation_Natural Gas_Broiler_E9_Baseline Forecast | Commercial | College | New | Food Preparation | Natural Gas | Broiler | E9 |  | Baseline Forecast | 0 | 0 | 0 | 0 | 0 | 0 | 0 | 0 | 0 | 0 | 0 | 0 | 0 | 0 | 0 | 0 | 0 | 0 | 0 | 0 | 0 | 0 | 0 | 0 | 0 | 0 | 0 | 0 | 0 | 0 | 0 | 0 | 0
Commercial_College_New_Food Preparation_Natural Gas_Broiler_E10_Baseline Forecast | Commercial | College | New | Food Preparation | Natural Gas | Broiler | E10 |  | Baseline Forecast | 0 | 0 | 0 | 0 | 0 | 0 | 0 | 0 | 0 | 0 | 0 | 0 | 0 | 0 | 0 | 0 | 0 | 0 | 0 | 0 | 0 | 0 | 0 | 0 | 0 | 0 | 0 | 0 | 0 | 0 | 0 | 0 | 0
Commercial_College_New_Food Preparation_Natural Gas_Broiler_Vintage_Baseline Forecast | Commercial | College | New | Food Preparation | Natural Gas | Broiler | Vintage |  | Baseline Forecast | 0 | 0 | 0 | 0 | 0 | 0 | 0 | 0 | 0 | 0 | 0 | 0 | 0 | 0 | 0 | 0 | 0 | 0 | 0 | 0 | 0 | 0 | 0 | 0 | 0 | 0 | 0 | 0 | 0 | 0 | 0 | 0 | 0
Commercial_College_New_Food Preparation_Natural Gas_Griddle_E1_Baseline Forecast | Commercial | College | New | Food Preparation | Natural Gas | Griddle | E1 |  | Baseline Forecast | 0 | 389.3192 | 2267.0327 | 2267.0327 | 2267.0327 | 2267.0327 | 2267.0327 | 2267.0327 | 2267.0327 | 2267.0327 | 2267.0327 | 2267.0327 | 2189.1689 | 1751.3351 | 1401.0681 | 1120.8545 | 896.6836 | 615.2892 | 0 | 0 | 0 | 0 | 0 | 0 | 0 | 0 | 0 | 0 | 0 | 0 | 0 | 0 | 0
Commercial_College_New_Food Preparation_Natural Gas_Griddle_E2_Baseline Forecast | Commercial | College | New | Food Preparation | Natural Gas | Griddle | E2 |  | Baseline Forecast | 0 | 159.0258 | 926.1843 | 2616.4428 | 4637.3979 | 6720.1771 | 8813.4226 | 10625.1198 | 12411.427 | 14239.5455 | 16097.4214 | 17941.1834 | 19833.971 | 22061.99 | 24205.03 | 26272.5946 | 28294.4746 | 30331.6382 | 32632.9566 | 34264.5856 | 35897.0163 | 37562.5016 | 39249.6925 | 40954.7351 | 42678.0954 | 44406.3112 | 46141.2832 | 47877.4238 | 49621.2233 | 51368.8239 | 53129.427 | 54891.3098 | 55639.7738
Commercial_College_New_Food Preparation_Natural Gas_Griddle_E3_Baseline Forecast | Commercial | College | New | Food Preparation | Natural Gas | Griddle | E3 |  | Baseline Forecast | 0 | 0 | 0 | 0 | 0 | 0 | 0 | 0 | 0 | 0 | 0 | 0 | 0 | 0 | 0 | 0 | 0 | 0 | 0 | 0 | 0 | 0 | 0 | 0 | 0 | 0 | 0 | 0 | 0 | 0 | 0 | 0 | 0
Commercial_College_New_Food Preparation_Natural Gas_Griddle_E4_Baseline Forecast | Commercial | College | New | Food Preparation | Natural Gas | Griddle | E4 |  | Baseline Forecast | 0 | 0 | 0 | 0 | 0 | 0 | 0 | 0 | 0 | 0 | 0 | 0 | 0 | 0 | 0 | 0 | 0 | 0 | 0 | 0 | 0 | 0 | 0 | 0 | 0 | 0 | 0 | 0 | 0 | 0 | 0 | 0 | 0
Commercial_College_New_Food Preparation_Natural Gas_Griddle_E5_Baseline Forecast | Commercial | College | New | Food Preparation | Natural Gas | Griddle | E5 |  | Baseline Forecast | 0 | 0 | 0 | 0 | 0 | 0 | 0 | 0 | 0 | 0 | 0 | 0 | 0 | 0 | 0 | 0 | 0 | 0 | 0 | 0 | 0 | 0 | 0 | 0 | 0 | 0 | 0 | 0 | 0 | 0 | 0 | 0 | 0
Commercial_College_New_Food Preparation_Natural Gas_Griddle_E6_Baseline Forecast | Commercial | College | New | Food Preparation | Natural Gas | Griddle | E6 |  | Baseline Forecast | 0 | 0 | 0 | 0 | 0 | 0 | 0 | 0 | 0 | 0 | 0 | 0 | 0 | 0 | 0 | 0 | 0 | 0 | 0 | 0 | 0 | 0 | 0 | 0 | 0 | 0 | 0 | 0 | 0 | 0 | 0 | 0 | 0
Commercial_College_New_Food Preparation_Natural Gas_Griddle_E7_Baseline Forecast | Commercial | College | New | Food Preparation | Natural Gas | Griddle | E7 |  | Baseline Forecast | 0 | 0 | 0 | 0 | 0 | 0 | 0 | 0 | 0 | 0 | 0 | 0 | 0 | 0 | 0 | 0 | 0 | 0 | 0 | 0 | 0 | 0 | 0 | 0 | 0 | 0 | 0 | 0 | 0 | 0 | 0 | 0 | 0
Commercial_College_New_Food Preparation_Natural Gas_Griddle_E8_Baseline Forecast | Commercial | College | New | Food Preparation | Natural Gas | Griddle | E8 |  | Baseline Forecast | 0 | 0 | 0 | 0 | 0 | 0 | 0 | 0 | 0 | 0 | 0 | 0 | 0 | 0 | 0 | 0 | 0 | 0 | 0 | 0 | 0 | 0 | 0 | 0 | 0 | 0 | 0 | 0 | 0 | 0 | 0 | 0 | 0
Commercial_College_New_Food Preparation_Natural Gas_Griddle_E9_Baseline Forecast | Commercial | College | New | Food Preparation | Natural Gas | Griddle | E9 |  | Baseline Forecast | 0 | 0 | 0 | 0 | 0 | 0 | 0 | 0 | 0 | 0 | 0 | 0 | 0 | 0 | 0 | 0 | 0 | 0 | 0 | 0 | 0 | 0 | 0 | 0 | 0 | 0 | 0 | 0 | 0 | 0 | 0 | 0 | 0
Commercial_College_New_Food Preparation_Natural Gas_Griddle_E10_Baseline Forecast | Commercial | College | New | Food Preparation | Natural Gas | Griddle | E10 |  | Baseline Forecast | 0 | 0 | 0 | 0 | 0 | 0 | 0 | 0 | 0 | 0 | 0 | 0 | 0 | 0 | 0 | 0 | 0 | 0 | 0 | 0 | 0 | 0 | 0 | 0 | 0 | 0 | 0 | 0 | 0 | 0 | 0 | 0 | 0
Commercial_College_New_Food Preparation_Natural Gas_Griddle_Vintage_Baseline Forecast | Commercial | College | New | Food Preparation | Natural Gas | Griddle | Vintage |  | Baseline Forecast | 0 | 0 | 0 | 0 | 0 | 0 | 0 | 0 | 0 | 0 | 0 | 0 | 0 | 0 | 0 | 0 | 0 | 0 | 0 | 0 | 0 | 0 | 0 | 0 | 0 | 0 | 0 | 0 | 0 | 0 | 0 | 0 | 0
Commercial_College_New_Food Preparation_Natural Gas_Range_E1_Baseline Forecast | Commercial | College | New | Food Preparation | Natural Gas | Range | E1 |  | Baseline Forecast | 0 | 277.9063 | 1618.0647 | 2474.8021 | 3499.3659 | 4555.1173 | 5615.7086 | 6533.3327 | 7437.7163 | 8362.9053 | 9302.687 | 10234.4795 | 11150.9186 | 12053.9142 | 12957.3216 | 13856.9194 | 14760.0847 | 15642.0737 | 16488.0963 | 17306.1723 | 18124.1216 | 18958.2966 | 19802.7827 | 20655.5115 | 21516.6843 | 22379.2419 | 23244.7425 | 24110.5467 | 24980.147 | 25851.6756 | 26729.8358 | 27609.4507 | 27980.4837
Commercial_College_New_Food Preparation_Natural Gas_Range_E2_Baseline Forecast | Commercial | College | New | Food Preparation | Natural Gas | Range | E2 |  | Baseline Forecast | 0 | 399.9092 | 2329.1064 | 3561.7162 | 5035.2776 | 6554.0727 | 8080.9653 | 9402.8003 | 10706.4909 | 12041.0594 | 13397.8188 | 14745.121 | 16072.1293 | 17382.0015 | 18694.6607 | 20004.4274 | 21323.4302 | 22611.767 | 23849.864 | 25048.6628 | 26248.5791 | 27473.129 | 28714.1984 | 29969.0916 | 31238.1836 | 32511.8928 | 33791.0104 | 35071.2687 | 36357.1984 | 37645.8984 | 38944.0392 | 40242.3073 | 40796.4589
Commercial_College_New_Food Preparation_Natural Gas_Range_E3_Baseline Forecast | Commercial | College | New | Food Preparation | Natural Gas | Range | E3 |  | Baseline Forecast | 0 | 0 | 0 | 0 | 0 | 0 | 0 | 0 | 0 | 0 | 0 | 0 | 0 | 0 | 0 | 0 | 0 | 0 | 0 | 0 | 0 | 0 | 0 | 0 | 0 | 0 | 0 | 0 | 0 | 0 | 0 | 0 | 0
Commercial_College_New_Food Preparation_Natural Gas_Range_E4_Baseline Forecast | Commercial | College | New | Food Preparation | Natural Gas | Range | E4 |  | Baseline Forecast | 0 | 0 | 0 | 0 | 0 | 0 | 0 | 0 | 0 | 0 | 0 | 0 | 0 | 0 | 0 | 0 | 0 | 0 | 0 | 0 | 0 | 0 | 0 | 0 | 0 | 0 | 0 | 0 | 0 | 0 | 0 | 0 | 0
Commercial_College_New_Food Preparation_Natural Gas_Range_E5_Baseline Forecast | Commercial | College | New | Food Preparation | Natural Gas | Range | E5 |  | Baseline Forecast | 0 | 0 | 0 | 0 | 0 | 0 | 0 | 0 | 0 | 0 | 0 | 0 | 0 | 0 | 0 | 0 | 0 | 0 | 0 | 0 | 0 | 0 | 0 | 0 | 0 | 0 | 0 | 0 | 0 | 0 | 0 | 0 | 0
Commercial_College_New_Food Preparation_Natural Gas_Range_E6_Baseline Forecast | Commercial | College | New | Food Preparation | Natural Gas | Range | E6 |  | Baseline Forecast | 0 | 0 | 0 | 0 | 0 | 0 | 0 | 0 | 0 | 0 | 0 | 0 | 0 | 0 | 0 | 0 | 0 | 0 | 0 | 0 | 0 | 0 | 0 | 0 | 0 | 0 | 0 | 0 | 0 | 0 | 0 | 0 | 0
Commercial_College_New_Food Preparation_Natural Gas_Range_E7_Baseline Forecast | Commercial | College | New | Food Preparation | Natural Gas | Range | E7 |  | Baseline Forecast | 0 | 0 | 0 | 0 | 0 | 0 | 0 | 0 | 0 | 0 | 0 | 0 | 0 | 0 | 0 | 0 | 0 | 0 | 0 | 0 | 0 | 0 | 0 | 0 | 0 | 0 | 0 | 0 | 0 | 0 | 0 | 0 | 0
Commercial_College_New_Food Preparation_Natural Gas_Range_E8_Baseline Forecast | Commercial | College | New | Food Preparation | Natural Gas | Range | E8 |  | Baseline Forecast | 0 | 0 | 0 | 0 | 0 | 0 | 0 | 0 | 0 | 0 | 0 | 0 | 0 | 0 | 0 | 0 | 0 | 0 | 0 | 0 | 0 | 0 | 0 | 0 | 0 | 0 | 0 | 0 | 0 | 0 | 0 | 0 | 0
Commercial_College_New_Food Preparation_Natural Gas_Range_E9_Baseline Forecast | Commercial | College | New | Food Preparation | Natural Gas | Range | E9 |  | Baseline Forecast | 0 | 0 | 0 | 0 | 0 | 0 | 0 | 0 | 0 | 0 | 0 | 0 | 0 | 0 | 0 | 0 | 0 | 0 | 0 | 0 | 0 | 0 | 0 | 0 | 0 | 0 | 0 | 0 | 0 | 0 | 0 | 0 | 0
Commercial_College_New_Food Preparation_Natural Gas_Range_E10_Baseline Forecast | Commercial | College | New | Food Preparation | Natural Gas | Range | E10 |  | Baseline Forecast | 0 | 0 | 0 | 0 | 0 | 0 | 0 | 0 | 0 | 0 | 0 | 0 | 0 | 0 | 0 | 0 | 0 | 0 | 0 | 0 | 0 | 0 | 0 | 0 | 0 | 0 | 0 | 0 | 0 | 0 | 0 | 0 | 0
Commercial_College_New_Food Preparation_Natural Gas_Range_Vintage_Baseline Forecast | Commercial | College | New | Food Preparation | Natural Gas | Range | Vintage |  | Baseline Forecast | 0 | 0 | 0 | 0 | 0 | 0 | 0 | 0 | 0 | 0 | 0 | 0 | 0 | 0 | 0 | 0 | 0 | 0 | 0 | 0 | 0 | 0 | 0 | 0 | 0 | 0 | 0 | 0 | 0 | 0 | 0 | 0 | 0
Commercial_College_New_Food Preparation_Natural Gas_Steamer_E1_Baseline Forecast | Commercial | College | New | Food Preparation | Natural Gas | Steamer | E1 |  | Baseline Forecast | 0 | 121.7994 | 708.0689 | 708.0689 | 708.0689 | 708.0689 | 708.0689 | 708.0689 | 708.0689 | 708.0689 | 694.5356 | 617.365 | 548.7689 | 487.7946 | 433.5952 | 385.4179 | 342.5937 | 304.5277 | 270.6913 | 203.1069 | 0 | 0 | 0 | 0 | 0 | 0 | 0 | 0 | 0 | 0 | 0 | 0 | 0
Commercial_College_New_Food Preparation_Natural Gas_Steamer_E2_Baseline Forecast | Commercial | College | New | Food Preparation | Natural Gas | Steamer | E2 |  | Baseline Forecast | 0 | 121.9095 | 711.1387 | 1462.3646 | 2360.567 | 3286.2466 | 4216.5779 | 5021.7767 | 5815.691 | 6628.1881 | 7467.444 | 8364.0644 | 9239.2933 | 10095.9055 | 10946.8928 | 11789.4483 | 12631.2543 | 13449.6622 | 14232.8449 | 15025.5979 | 15954.2295 | 16694.4452 | 17444.3078 | 18202.1045 | 18968.0424 | 19736.1383 | 20507.237 | 21278.855 | 22053.877 | 22830.5884 | 23613.0787 | 24396.1377 | 24728.7883
Commercial_College_New_Food Preparation_Natural Gas_Steamer_E3_Baseline Forecast | Commercial | College | New | Food Preparation | Natural Gas | Steamer | E3 |  | Baseline Forecast | 0 | 0 | 0 | 0 | 0 | 0 | 0 | 0 | 0 | 0 | 0 | 0 | 0 | 0 | 0 | 0 | 0 | 0 | 0 | 0 | 0 | 0 | 0 | 0 | 0 | 0 | 0 | 0 | 0 | 0 | 0 | 0 | 0
Commercial_College_New_Food Preparation_Natural Gas_Steamer_E4_Baseline Forecast | Commercial | College | New | Food Preparation | Natural Gas | Steamer | E4 |  | Baseline Forecast | 0 | 0 | 0 | 0 | 0 | 0 | 0 | 0 | 0 | 0 | 0 | 0 | 0 | 0 | 0 | 0 | 0 | 0 | 0 | 0 | 0 | 0 | 0 | 0 | 0 | 0 | 0 | 0 | 0 | 0 | 0 | 0 | 0
Commercial_College_New_Food Preparation_Natural Gas_Steamer_E5_Baseline Forecast | Commercial | College | New | Food Preparation | Natural Gas | Steamer | E5 |  | Baseline Forecast | 0 | 0 | 0 | 0 | 0 | 0 | 0 | 0 | 0 | 0 | 0 | 0 | 0 | 0 | 0 | 0 | 0 | 0 | 0 | 0 | 0 | 0 | 0 | 0 | 0 | 0 | 0 | 0 | 0 | 0 | 0 | 0 | 0
Commercial_College_New_Food Preparation_Natural Gas_Steamer_E6_Baseline Forecast | Commercial | College | New | Food Preparation | Natural Gas | Steamer | E6 |  | Baseline Forecast | 0 | 0 | 0 | 0 | 0 | 0 | 0 | 0 | 0 | 0 | 0 | 0 | 0 | 0 | 0 | 0 | 0 | 0 | 0 | 0 | 0 | 0 | 0 | 0 | 0 | 0 | 0 | 0 | 0 | 0 | 0 | 0 | 0
Commercial_College_New_Food Preparation_Natural Gas_Steamer_E7_Baseline Forecast | Commercial | College | New | Food Preparation | Natural Gas | Steamer | E7 |  | Baseline Forecast | 0 | 0 | 0 | 0 | 0 | 0 | 0 | 0 | 0 | 0 | 0 | 0 | 0 | 0 | 0 | 0 | 0 | 0 | 0 | 0 | 0 | 0 | 0 | 0 | 0 | 0 | 0 | 0 | 0 | 0 | 0 | 0 | 0
Commercial_College_New_Food Preparation_Natural Gas_Steamer_E8_Baseline Forecast | Commercial | College | New | Food Preparation | Natural Gas | Steamer | E8 |  | Baseline Forecast | 0 | 0 | 0 | 0 | 0 | 0 | 0 | 0 | 0 | 0 | 0 | 0 | 0 | 0 | 0 | 0 | 0 | 0 | 0 | 0 | 0 | 0 | 0 | 0 | 0 | 0 | 0 | 0 | 0 | 0 | 0 | 0 | 0
Commercial_College_New_Food Preparation_Natural Gas_Steamer_E9_Baseline Forecast | Commercial | College | New | Food Preparation | Natural Gas | Steamer | E9 |  | Baseline Forecast | 0 | 0 | 0 | 0 | 0 | 0 | 0 | 0 | 0 | 0 | 0 | 0 | 0 | 0 | 0 | 0 | 0 | 0 | 0 | 0 | 0 | 0 | 0 | 0 | 0 | 0 | 0 | 0 | 0 | 0 | 0 | 0 | 0
Commercial_College_New_Food Preparation_Natural Gas_Steamer_E10_Baseline Forecast | Commercial | College | New | Food Preparation | Natural Gas | Steamer | E10 |  | Baseline Forecast | 0 | 0 | 0 | 0 | 0 | 0 | 0 | 0 | 0 | 0 | 0 | 0 | 0 | 0 | 0 | 0 | 0 | 0 | 0 | 0 | 0 | 0 | 0 | 0 | 0 | 0 | 0 | 0 | 0 | 0 | 0 | 0 | 0
Commercial_College_New_Food Preparation_Natural Gas_Steamer_Vintage_Baseline Forecast | Commercial | College | New | Food Preparation | Natural Gas | Steamer | Vintage |  | Baseline Forecast | 0 | 0 | 0 | 0 | 0 | 0 | 0 | 0 | 0 | 0 | 0 | 0 | 0 | 0 | 0 | 0 | 0 | 0 | 0 | 0 | 0 | 0 | 0 | 0 | 0 | 0 | 0 | 0 | 0 | 0 | 0 | 0 | 0
Commercial_College_New_Food Preparation_Natural Gas_Food Prep Other_E1_Baseline Forecast | Commercial | College | New | Food Preparation | Natural Gas | Food Prep Other | E1 |  | Baseline Forecast | 0 | 22.5431 | 131.2767 | 200.7651 | 283.8488 | 369.4742 | 455.5298 | 530.0107 | 603.4478 | 678.6037 | 754.983 | 830.7821 | 905.3955 | 978.9919 | 1052.6947 | 1126.1746 | 1200.0802 | 1272.2617 | 1341.576 | 1408.6539 | 1475.7648 | 1544.2345 | 1613.5966 | 1683.6925 | 1754.5416 | 1825.5902 | 1896.9165 | 1968.2909 | 2039.9801 | 2111.8256 | 2184.2057 | 2256.6384 | 2287.4084
Commercial_College_New_Food Preparation_Natural Gas_Food Prep Other_E2_Baseline Forecast | Commercial | College | New | Food Preparation | Natural Gas | Food Prep Other | E2 |  | Baseline Forecast | 0 | 7.9205 | 46.1243 | 70.5391 | 99.7307 | 129.8152 | 160.051 | 186.22 | 212.0222 | 238.4284 | 265.2644 | 291.8966 | 318.1122 | 343.9706 | 369.8663 | 395.6837 | 421.6508 | 447.0121 | 471.366 | 494.9342 | 518.5139 | 542.5711 | 566.9419 | 591.5705 | 616.4637 | 641.4271 | 666.4881 | 691.566 | 716.7545 | 741.9979 | 767.4291 | 792.8788 | 803.6901
Commercial_College_New_Food Preparation_Natural Gas_Food Prep Other_E3_Baseline Forecast | Commercial | College | New | Food Preparation | Natural Gas | Food Prep Other | E3 |  | Baseline Forecast | 0 | 0 | 0 | 0 | 0 | 0 | 0 | 0 | 0 | 0 | 0 | 0 | 0 | 0 | 0 | 0 | 0 | 0 | 0 | 0 | 0 | 0 | 0 | 0 | 0 | 0 | 0 | 0 | 0 | 0 | 0 | 0 | 0
Commercial_College_New_Food Preparation_Natural Gas_Food Prep Other_E4_Baseline Forecast | Commercial | College | New | Food Preparation | Natural Gas | Food Prep Other | E4 |  | Baseline Forecast | 0 | 0 | 0 | 0 | 0 | 0 | 0 | 0 | 0 | 0 | 0 | 0 | 0 | 0 | 0 | 0 | 0 | 0 | 0 | 0 | 0 | 0 | 0 | 0 | 0 | 0 | 0 | 0 | 0 | 0 | 0 | 0 | 0
Commercial_College_New_Food Preparation_Natural Gas_Food Prep Other_E5_Baseline Forecast | Commercial | College | New | Food Preparation | Natural Gas | Food Prep Other | E5 |  | Baseline Forecast | 0 | 0 | 0 | 0 | 0 | 0 | 0 | 0 | 0 | 0 | 0 | 0 | 0 | 0 | 0 | 0 | 0 | 0 | 0 | 0 | 0 | 0 | 0 | 0 | 0 | 0 | 0 | 0 | 0 | 0 | 0 | 0 | 0
Commercial_College_New_Food Preparation_Natural Gas_Food Prep Other_E6_Baseline Forecast | Commercial | College | New | Food Preparation | Natural Gas | Food Prep Other | E6 |  | Baseline Forecast | 0 | 0 | 0 | 0 | 0 | 0 | 0 | 0 | 0 | 0 | 0 | 0 | 0 | 0 | 0 | 0 | 0 | 0 | 0 | 0 | 0 | 0 | 0 | 0 | 0 | 0 | 0 | 0 | 0 | 0 | 0 | 0 | 0
Commercial_College_New_Food Preparation_Natural Gas_Food Prep Other_E7_Baseline Forecast | Commercial | College | New | Food Preparation | Natural Gas | Food Prep Other | E7 |  | Baseline Forecast | 0 | 0 | 0 | 0 | 0 | 0 | 0 | 0 | 0 | 0 | 0 | 0 | 0 | 0 | 0 | 0 | 0 | 0 | 0 | 0 | 0 | 0 | 0 | 0 | 0 | 0 | 0 | 0 | 0 | 0 | 0 | 0 | 0
Commercial_College_New_Food Preparation_Natural Gas_Food Prep Other_E8_Baseline Forecast | Commercial | College | New | Food Preparation | Natural Gas | Food Prep Other | E8 |  | Baseline Forecast | 0 | 0 | 0 | 0 | 0 | 0 | 0 | 0 | 0 | 0 | 0 | 0 | 0 | 0 | 0 | 0 | 0 | 0 | 0 | 0 | 0 | 0 | 0 | 0 | 0 | 0 | 0 | 0 | 0 | 0 | 0 | 0 | 0
Commercial_College_New_Food Preparation_Natural Gas_Food Prep Other_E9_Baseline Forecast | Commercial | College | New | Food Preparation | Natural Gas | Food Prep Other | E9 |  | Baseline Forecast | 0 | 0 | 0 | 0 | 0 | 0 | 0 | 0 | 0 | 0 | 0 | 0 | 0 | 0 | 0 | 0 | 0 | 0 | 0 | 0 | 0 | 0 | 0 | 0 | 0 | 0 | 0 | 0 | 0 | 0 | 0 | 0 | 0
Commercial_College_New_Food Preparation_Natural Gas_Food Prep Other_E10_Baseline Forecast | Commercial | College | New | Food Preparation | Natural Gas | Food Prep Other | E10 |  | Baseline Forecast | 0 | 0 | 0 | 0 | 0 | 0 | 0 | 0 | 0 | 0 | 0 | 0 | 0 | 0 | 0 | 0 | 0 | 0 | 0 | 0 | 0 | 0 | 0 | 0 | 0 | 0 | 0 | 0 | 0 | 0 | 0 | 0 | 0
Commercial_College_New_Food Preparation_Natural Gas_Food Prep Other_Vintage_Baseline Forecast | Commercial | College | New | Food Preparation | Natural Gas | Food Prep Other | Vintage |  | Baseline Forecast | 0 | 0 | 0 | 0 | 0 | 0 | 0 | 0 | 0 | 0 | 0 | 0 | 0 | 0 | 0 | 0 | 0 | 0 | 0 | 0 | 0 | 0 | 0 | 0 | 0 | 0 | 0 | 0 | 0 | 0 | 0 | 0 | 0
Commercial_College_New_Miscellaneous_Natural Gas_Pool Heater_E1_Baseline Forecast | Commercial | College | New | Miscellaneous | Natural Gas | Pool Heater | E1 |  | Baseline Forecast | 0 | 0 | 0 | 0 | 0 | 0 | 0 | 0 | 0 | 0 | 0 | 0 | 0 | 0 | 0 | 0 | 0 | 0 | 0 | 0 | 0 | 0 | 0 | 0 | 0 | 0 | 0 | 0 | 0 | 0 | 0 | 0 | 0
Commercial_College_New_Miscellaneous_Natural Gas_Pool Heater_E2_Baseline Forecast | Commercial | College | New | Miscellaneous | Natural Gas | Pool Heater | E2 |  | Baseline Forecast | 0 | 0 | 0 | 0 | 0 | 0 | 0 | 0 | 0 | 0 | 0 | 0 | 0 | 0 | 0 | 0 | 0 | 0 | 0 | 0 | 0 | 0 | 0 | 0 | 0 | 0 | 0 | 0 | 0 | 0 | 0 | 0 | 0
Commercial_College_New_Miscellaneous_Natural Gas_Pool Heater_E3_Baseline Forecast | Commercial | College | New | Miscellaneous | Natural Gas | Pool Heater | E3 |  | Baseline Forecast | 0 | 0 | 0 | 0 | 0 | 0 | 0 | 0 | 0 | 0 | 0 | 0 | 0 | 0 | 0 | 0 | 0 | 0 | 0 | 0 | 0 | 0 | 0 | 0 | 0 | 0 | 0 | 0 | 0 | 0 | 0 | 0 | 0
Commercial_College_New_Miscellaneous_Natural Gas_Pool Heater_E4_Baseline Forecast | Commercial | College | New | Miscellaneous | Natural Gas | Pool Heater | E4 |  | Baseline Forecast | 0 | 0 | 0 | 0 | 0 | 0 | 0 | 0 | 0 | 0 | 0 | 0 | 0 | 0 | 0 | 0 | 0 | 0 | 0 | 0 | 0 | 0 | 0 | 0 | 0 | 0 | 0 | 0 | 0 | 0 | 0 | 0 | 0
Commercial_College_New_Miscellaneous_Natural Gas_Pool Heater_E5_Baseline Forecast | Commercial | College | New | Miscellaneous | Natural Gas | Pool Heater | E5 |  | Baseline Forecast | 0 | 0 | 0 | 0 | 0 | 0 | 0 | 0 | 0 | 0 | 0 | 0 | 0 | 0 | 0 | 0 | 0 | 0 | 0 | 0 | 0 | 0 | 0 | 0 | 0 | 0 | 0 | 0 | 0 | 0 | 0 | 0 | 0
Commercial_College_New_Miscellaneous_Natural Gas_Pool Heater_E6_Baseline Forecast | Commercial | College | New | Miscellaneous | Natural Gas | Pool Heater | E6 |  | Baseline Forecast | 0 | 0 | 0 | 0 | 0 | 0 | 0 | 0 | 0 | 0 | 0 | 0 | 0 | 0 | 0 | 0 | 0 | 0 | 0 | 0 | 0 | 0 | 0 | 0 | 0 | 0 | 0 | 0 | 0 | 0 | 0 | 0 | 0
Commercial_College_New_Miscellaneous_Natural Gas_Pool Heater_E7_Baseline Forecast | Commercial | College | New | Miscellaneous | Natural Gas | Pool Heater | E7 |  | Baseline Forecast | 0 | 0 | 0 | 0 | 0 | 0 | 0 | 0 | 0 | 0 | 0 | 0 | 0 | 0 | 0 | 0 | 0 | 0 | 0 | 0 | 0 | 0 | 0 | 0 | 0 | 0 | 0 | 0 | 0 | 0 | 0 | 0 | 0
Commercial_College_New_Miscellaneous_Natural Gas_Pool Heater_E8_Baseline Forecast | Commercial | College | New | Miscellaneous | Natural Gas | Pool Heater | E8 |  | Baseline Forecast | 0 | 0 | 0 | 0 | 0 | 0 | 0 | 0 | 0 | 0 | 0 | 0 | 0 | 0 | 0 | 0 | 0 | 0 | 0 | 0 | 0 | 0 | 0 | 0 | 0 | 0 | 0 | 0 | 0 | 0 | 0 | 0 | 0
Commercial_College_New_Miscellaneous_Natural Gas_Pool Heater_E9_Baseline Forecast | Commercial | College | New | Miscellaneous | Natural Gas | Pool Heater | E9 |  | Baseline Forecast | 0 | 0 | 0 | 0 | 0 | 0 | 0 | 0 | 0 | 0 | 0 | 0 | 0 | 0 | 0 | 0 | 0 | 0 | 0 | 0 | 0 | 0 | 0 | 0 | 0 | 0 | 0 | 0 | 0 | 0 | 0 | 0 | 0
Commercial_College_New_Miscellaneous_Natural Gas_Pool Heater_E10_Baseline Forecast | Commercial | College | New | Miscellaneous | Natural Gas | Pool Heater | E10 |  | Baseline Forecast | 0 | 0 | 0 | 0 | 0 | 0 | 0 | 0 | 0 | 0 | 0 | 0 | 0 | 0 | 0 | 0 | 0 | 0 | 0 | 0 | 0 | 0 | 0 | 0 | 0 | 0 | 0 | 0 | 0 | 0 | 0 | 0 | 0
Commercial_College_New_Miscellaneous_Natural Gas_Pool Heater_Vintage_Baseline Forecast | Commercial | College | New | Miscellaneous | Natural Gas | Pool Heater | Vintage |  | Baseline Forecast | 0 | 0 | 0 | 0 | 0 | 0 | 0 | 0 | 0 | 0 | 0 | 0 | 0 | 0 | 0 | 0 | 0 | 0 | 0 | 0 | 0 | 0 | 0 | 0 | 0 | 0 | 0 | 0 | 0 | 0 | 0 | 0 | 0
Commercial_College_New_Miscellaneous_Natural Gas_Miscellaneous_E1_Baseline Forecast | Commercial | College | New | Miscellaneous | Natural Gas | Miscellaneous | E1 |  | Baseline Forecast | 0 | 4645.7014 | 27053.6444 | 41373.8895 | 58495.8709 | 76141.6388 | 93876.0796 | 109225.1811 | 124359.1727 | 139847.3986 | 155587.7365 | 171208.4977 | 186584.9349 | 201751.7819 | 216940.5529 | 232083.3877 | 247313.9786 | 262189.2453 | 276473.66 | 290297.1839 | 304127.4994 | 318237.8609 | 332532.1174 | 346977.6168 | 361578.308 | 376220.1366 | 390919.2048 | 405628.1736 | 420402.0304 | 435208.0916 | 450124.3118 | 465051.375 | 471392.5276
Commercial_College_New_Miscellaneous_Natural Gas_Miscellaneous_E2_Baseline Forecast | Commercial | College | New | Miscellaneous | Natural Gas | Miscellaneous | E2 |  | Baseline Forecast | 0 | 0 | 0 | 0 | 0 | 0 | 0 | 0 | 0 | 0 | 0 | 0 | 0 | 0 | 0 | 0 | 0 | 0 | 0 | 0 | 0 | 0 | 0 | 0 | 0 | 0 | 0 | 0 | 0 | 0 | 0 | 0 | 0
Commercial_College_New_Miscellaneous_Natural Gas_Miscellaneous_E3_Baseline Forecast | Commercial | College | New | Miscellaneous | Natural Gas | Miscellaneous | E3 |  | Baseline Forecast | 0 | 0 | 0 | 0 | 0 | 0 | 0 | 0 | 0 | 0 | 0 | 0 | 0 | 0 | 0 | 0 | 0 | 0 | 0 | 0 | 0 | 0 | 0 | 0 | 0 | 0 | 0 | 0 | 0 | 0 | 0 | 0 | 0
Commercial_College_New_Miscellaneous_Natural Gas_Miscellaneous_E4_Baseline Forecast | Commercial | College | New | Miscellaneous | Natural Gas | Miscellaneous | E4 |  | Baseline Forecast | 0 | 0 | 0 | 0 | 0 | 0 | 0 | 0 | 0 | 0 | 0 | 0 | 0 | 0 | 0 | 0 | 0 | 0 | 0 | 0 | 0 | 0 | 0 | 0 | 0 | 0 | 0 | 0 | 0 | 0 | 0 | 0 | 0
Commercial_College_New_Miscellaneous_Natural Gas_Miscellaneous_E5_Baseline Forecast | Commercial | College | New | Miscellaneous | Natural Gas | Miscellaneous | E5 |  | Baseline Forecast | 0 | 0 | 0 | 0 | 0 | 0 | 0 | 0 | 0 | 0 | 0 | 0 | 0 | 0 | 0 | 0 | 0 | 0 | 0 | 0 | 0 | 0 | 0 | 0 | 0 | 0 | 0 | 0 | 0 | 0 | 0 | 0 | 0
Commercial_College_New_Miscellaneous_Natural Gas_Miscellaneous_E6_Baseline Forecast | Commercial | College | New | Miscellaneous | Natural Gas | Miscellaneous | E6 |  | Baseline Forecast | 0 | 0 | 0 | 0 | 0 | 0 | 0 | 0 | 0 | 0 | 0 | 0 | 0 | 0 | 0 | 0 | 0 | 0 | 0 | 0 | 0 | 0 | 0 | 0 | 0 | 0 | 0 | 0 | 0 | 0 | 0 | 0 | 0
Commercial_College_New_Miscellaneous_Natural Gas_Miscellaneous_E7_Baseline Forecast | Commercial | College | New | Miscellaneous | Natural Gas | Miscellaneous | E7 |  | Baseline Forecast | 0 | 0 | 0 | 0 | 0 | 0 | 0 | 0 | 0 | 0 | 0 | 0 | 0 | 0 | 0 | 0 | 0 | 0 | 0 | 0 | 0 | 0 | 0 | 0 | 0 | 0 | 0 | 0 | 0 | 0 | 0 | 0 | 0
Commercial_College_New_Miscellaneous_Natural Gas_Miscellaneous_E8_Baseline Forecast | Commercial | College | New | Miscellaneous | Natural Gas | Miscellaneous | E8 |  | Baseline Forecast | 0 | 0 | 0 | 0 | 0 | 0 | 0 | 0 | 0 | 0 | 0 | 0 | 0 | 0 | 0 | 0 | 0 | 0 | 0 | 0 | 0 | 0 | 0 | 0 | 0 | 0 | 0 | 0 | 0 | 0 | 0 | 0 | 0
Commercial_College_New_Miscellaneous_Natural Gas_Miscellaneous_E9_Baseline Forecast | Commercial | College | New | Miscellaneous | Natural Gas | Miscellaneous | E9 |  | Baseline Forecast | 0 | 0 | 0 | 0 | 0 | 0 | 0 | 0 | 0 | 0 | 0 | 0 | 0 | 0 | 0 | 0 | 0 | 0 | 0 | 0 | 0 | 0 | 0 | 0 | 0 | 0 | 0 | 0 | 0 | 0 | 0 | 0 | 0
Commercial_College_New_Miscellaneous_Natural Gas_Miscellaneous_E10_Baseline Forecast | Commercial | College | New | Miscellaneous | Natural Gas | Miscellaneous | E10 |  | Baseline Forecast | 0 | 0 | 0 | 0 | 0 | 0 | 0 | 0 | 0 | 0 | 0 | 0 | 0 | 0 | 0 | 0 | 0 | 0 | 0 | 0 | 0 | 0 | 0 | 0 | 0 | 0 | 0 | 0 | 0 | 0 | 0 | 0 | 0
Commercial_College_New_Miscellaneous_Natural Gas_Miscellaneous_Vintage_Baseline Forecast | Commercial | College | New | Miscellaneous | Natural Gas | Miscellaneous | Vintage |  | Baseline Forecast | 0 | 0 | 0 | 0 | 0 | 0 | 0 | 0 | 0 | 0 | 0 | 0 | 0 | 0 | 0 | 0 | 0 | 0 | 0 | 0 | 0 | 0 | 0 | 0 | 0 | 0 | 0 | 0 | 0 | 0 | 0 | 0 | 0
Commercial_Hospital_Existing_Space Heating_Natural Gas_Furnace_E1_Baseline Forecast | Commercial | Hospital | Existing | Space Heating | Natural Gas | Furnace | E1 |  | Baseline Forecast | 0 | 7527.1986 | 15649.4756 | 24278.9624 | 42240.3297 | 42126.8122 | 42026.5985 | 41936.3372 | 41849.1364 | 41762.4756 | 41675.3809 | 41588.4029 | 41502.1662 | 41416.8856 | 41332.0225 | 41247.4959 | 41162.8926 | 41079.2434 | 40997.7235 | 40363.9909 | 39172.9264 | 37423.6734 | 34478.1227 | 31763.72 | 29262.3282 | 26957.4717 | 24833.8023 | 22877.2053 | 21074.5206 | 19413.6878 | 17883.4756 | 16473.7059 | 12911.2438
Commercial_Hospital_Existing_Space Heating_Natural Gas_Furnace_E2_Baseline Forecast | Commercial | Hospital | Existing | Space Heating | Natural Gas | Furnace | E2 |  | Baseline Forecast | 0 | 0 | 0 | 0 | 0 | 0 | 0 | 0 | 0 | 0 | 0 | 0 | 0 | 0 | 0 | 0 | 0 | 0 | 0 | 0 | 0 | 0 | 0 | 0 | 0 | 0 | 0 | 0 | 0 | 0 | 0 | 0 | 0
Commercial_Hospital_Existing_Space Heating_Natural Gas_Furnace_E3_Baseline Forecast | Commercial | Hospital | Existing | Space Heating | Natural Gas | Furnace | E3 |  | Baseline Forecast | 0 | 0 | 0 | 0 | 0 | 9794.641 | 20025.1344 | 26762.5907 | 33732.5146 | 40912.4929 | 48281.8635 | 55822.9362 | 63519.7074 | 71357.3453 | 79321.2074 | 87398.1577 | 95575.3063 | 103843.8613 | 112197.3694 | 120217.6446 | 127959.2673 | 135468.0145 | 143193.0759 | 150004.9775 | 155962.8136 | 161412.389 | 166393.763 | 170944.2043 | 175097.3603 | 178884.5242 | 182333.658 | 185471.9064 | 193274.111
Commercial_Hospital_Existing_Space Heating_Natural Gas_Furnace_E4_Baseline Forecast | Commercial | Hospital | Existing | Space Heating | Natural Gas | Furnace | E4 |  | Baseline Forecast | 0 | 0 | 0 | 0 | 0 | 0 | 0 | 0 | 0 | 0 | 0 | 0 | 0 | 0 | 0 | 0 | 0 | 0 | 0 | 0 | 0 | 0 | 0 | 0 | 0 | 0 | 0 | 0 | 0 | 0 | 0 | 0 | 0
Commercial_Hospital_Existing_Space Heating_Natural Gas_Furnace_E5_Baseline Forecast | Commercial | Hospital | Existing | Space Heating | Natural Gas | Furnace | E5 |  | Baseline Forecast | 0 | 0 | 0 | 0 | 0 | 0 | 0 | 3895.6908 | 7925.321 | 12076.5491 | 16337.6767 | 20698.1997 | 25148.9892 | 29681.5984 | 34287.5393 | 38959.347 | 43689.7277 | 48473.6222 | 53306.9531 | 57949.0868 | 62431.5137 | 66781.0054 | 71256.3581 | 75625.309 | 79907.6372 | 83832.2946 | 87427.3678 | 90719.0622 | 93730.8384 | 96484.7915 | 99000.4994 | 101297.0628 | 106238.1964
Commercial_Hospital_Existing_Space Heating_Natural Gas_Furnace_E6_Baseline Forecast | Commercial | Hospital | Existing | Space Heating | Natural Gas | Furnace | E6 |  | Baseline Forecast | 0 | 0 | 0 | 0 | 0 | 0 | 0 | 0 | 0 | 0 | 0 | 0 | 0 | 0 | 0 | 0 | 0 | 0 | 0 | 0 | 0 | 0 | 0 | 0 | 0 | 0 | 0 | 0 | 0 | 0 | 0 | 0 | 0
Commercial_Hospital_Existing_Space Heating_Natural Gas_Furnace_E7_Baseline Forecast | Commercial | Hospital | Existing | Space Heating | Natural Gas | Furnace | E7 |  | Baseline Forecast | 0 | 0 | 0 | 0 | 0 | 0 | 0 | 0 | 0 | 0 | 0 | 0 | 0 | 0 | 0 | 0 | 0 | 0 | 0 | 0 | 0 | 0 | 0 | 0 | 0 | 0 | 0 | 0 | 0 | 0 | 0 | 0 | 0
Commercial_Hospital_Existing_Space Heating_Natural Gas_Furnace_E8_Baseline Forecast | Commercial | Hospital | Existing | Space Heating | Natural Gas | Furnace | E8 |  | Baseline Forecast | 0 | 0 | 0 | 0 | 0 | 0 | 0 | 0 | 0 | 0 | 0 | 0 | 0 | 0 | 0 | 0 | 0 | 0 | 0 | 0 | 0 | 0 | 0 | 0 | 0 | 0 | 0 | 0 | 0 | 0 | 0 | 0 | 0
Commercial_Hospital_Existing_Space Heating_Natural Gas_Furnace_E9_Baseline Forecast | Commercial | Hospital | Existing | Space Heating | Natural Gas | Furnace | E9 |  | Baseline Forecast | 0 | 0 | 0 | 0 | 0 | 0 | 0 | 0 | 0 | 0 | 0 | 0 | 0 | 0 | 0 | 0 | 0 | 0 | 0 | 0 | 0 | 0 | 0 | 0 | 0 | 0 | 0 | 0 | 0 | 0 | 0 | 0 | 0
Commercial_Hospital_Existing_Space Heating_Natural Gas_Furnace_E10_Baseline Forecast | Commercial | Hospital | Existing | Space Heating | Natural Gas | Furnace | E10 |  | Baseline Forecast | 0 | 0 | 0 | 0 | 0 | 0 | 0 | 0 | 0 | 0 | 0 | 0 | 0 | 0 | 0 | 0 | 0 | 0 | 0 | 0 | 0 | 0 | 0 | 0 | 0 | 0 | 0 | 0 | 0 | 0 | 0 | 0 | 0
Commercial_Hospital_Existing_Space Heating_Natural Gas_Furnace_Vintage_Baseline Forecast | Commercial | Hospital | Existing | Space Heating | Natural Gas | Furnace | Vintage |  | Baseline Forecast | 377023.61 | 367578.2003 | 357537.7124 | 346591.7302 | 337296.0109 | 326594.9135 | 315564.1976 | 304210.299 | 292514.4321 | 280491.2245 | 268165.2613 | 255569.1319 | 242732.9567 | 229681.7296 | 216434.281 | 203010.5645 | 189427.4631 | 175707.0615 | 161869.2727 | 149129.2597 | 137395.3353 | 126583.5737 | 116620.4062 | 107439.0842 | 98978.2601 | 91182.2062 | 83999.0082 | 77380.9234 | 71283.4388 | 65665.7605 | 60489.8997 | 55721.4293 | 51435.1655
Commercial_Hospital_Existing_Space Heating_Natural Gas_Boiler_E1_Baseline Forecast | Commercial | Hospital | Existing | Space Heating | Natural Gas | Boiler | E1 |  | Baseline Forecast | 0 | 18838.8087 | 39165.403 | 60765.4147 | 107615.61 | 107326.4015 | 107071.0874 | 106841.1288 | 106618.9675 | 106398.1818 | 106176.291 | 105954.6973 | 105734.9922 | 105517.7228 | 105301.5173 | 105086.1692 | 104870.6253 | 104657.5126 | 104449.8245 | 104248.1285 | 104049.3808 | 102467.4663 | 99491.7827 | 95123.215 | 87632.2651 | 80729.8821 | 74370.1026 | 68510.6566 | 63112.1339 | 58138.4168 | 53555.8709 | 49334.0159 | 45539.0916
Commercial_Hospital_Existing_Space Heating_Natural Gas_Boiler_E2_Baseline Forecast | Commercial | Hospital | Existing | Space Heating | Natural Gas | Boiler | E2 |  | Baseline Forecast | 0 | 0 | 0 | 0 | 0 | 0 | 0 | 0 | 0 | 0 | 0 | 0 | 0 | 0 | 0 | 0 | 0 | 0 | 0 | 0 | 0 | 0 | 0 | 0 | 0 | 0 | 0 | 0 | 0 | 0 | 0 | 0 | 0
Commercial_Hospital_Existing_Space Heating_Natural Gas_Boiler_E3_Baseline Forecast | Commercial | Hospital | Existing | Space Heating | Natural Gas | Boiler | E3 |  | Baseline Forecast | 0 | 20190.3901 | 41978.5288 | 65123.179 | 115311.4252 | 165787.6253 | 218560.0771 | 273447.4932 | 330243.1174 | 388759.8623 | 448827.2779 | 510300.6766 | 573051.4502 | 636959.4814 | 701903.3686 | 767776.0715 | 834471.8087 | 901921.575 | 970073.975 | 1038868.2912 | 1108213.2342 | 1173186.3662 | 1234235.7794 | 1291770.54 | 1347898.8666 | 1399271.3586 | 1446262.3586 | 1489220.6618 | 1528459.7885 | 1564272.9914 | 1596921.0881 | 1626658.2669 | 1684740.4112
Commercial_Hospital_Existing_Space Heating_Natural Gas_Boiler_E4_Baseline Forecast | Commercial | Hospital | Existing | Space Heating | Natural Gas | Boiler | E4 |  | Baseline Forecast | 0 | 0 | 0 | 0 | 0 | 0 | 0 | 0 | 0 | 0 | 0 | 0 | 0 | 0 | 0 | 0 | 0 | 0 | 0 | 0 | 0 | 0 | 0 | 0 | 0 | 0 | 0 | 0 | 0 | 0 | 0 | 0 | 0
Commercial_Hospital_Existing_Space Heating_Natural Gas_Boiler_E5_Baseline Forecast | Commercial | Hospital | Existing | Space Heating | Natural Gas | Boiler | E5 |  | Baseline Forecast | 0 | 0 | 0 | 0 | 0 | 0 | 0 | 0 | 0 | 0 | 0 | 0 | 0 | 0 | 0 | 0 | 0 | 0 | 0 | 0 | 0 | 0 | 0 | 0 | 0 | 0 | 0 | 0 | 0 | 0 | 0 | 0 | 0
Commercial_Hospital_Existing_Space Heating_Natural Gas_Boiler_E6_Baseline Forecast | Commercial | Hospital | Existing | Space Heating | Natural Gas | Boiler | E6 |  | Baseline Forecast | 0 | 0 | 0 | 0 | 0 | 0 | 0 | 0 | 0 | 0 | 0 | 0 | 0 | 0 | 0 | 0 | 0 | 0 | 0 | 0 | 0 | 0 | 0 | 0 | 0 | 0 | 0 | 0 | 0 | 0 | 0 | 0 | 0
Commercial_Hospital_Existing_Space Heating_Natural Gas_Boiler_E7_Baseline Forecast | Commercial | Hospital | Existing | Space Heating | Natural Gas | Boiler | E7 |  | Baseline Forecast | 0 | 0 | 0 | 0 | 0 | 0 | 0 | 0 | 0 | 0 | 0 | 0 | 0 | 0 | 0 | 0 | 0 | 0 | 0 | 0 | 0 | 0 | 0 | 0 | 0 | 0 | 0 | 0 | 0 | 0 | 0 | 0 | 0
Commercial_Hospital_Existing_Space Heating_Natural Gas_Boiler_E8_Baseline Forecast | Commercial | Hospital | Existing | Space Heating | Natural Gas | Boiler | E8 |  | Baseline Forecast | 0 | 0 | 0 | 0 | 0 | 0 | 0 | 0 | 0 | 0 | 0 | 0 | 0 | 0 | 0 | 0 | 0 | 0 | 0 | 0 | 0 | 0 | 0 | 0 | 0 | 0 | 0 | 0 | 0 | 0 | 0 | 0 | 0
Commercial_Hospital_Existing_Space Heating_Natural Gas_Boiler_E9_Baseline Forecast | Commercial | Hospital | Existing | Space Heating | Natural Gas | Boiler | E9 |  | Baseline Forecast | 0 | 0 | 0 | 0 | 0 | 0 | 0 | 0 | 0 | 0 | 0 | 0 | 0 | 0 | 0 | 0 | 0 | 0 | 0 | 0 | 0 | 0 | 0 | 0 | 0 | 0 | 0 | 0 | 0 | 0 | 0 | 0 | 0
Commercial_Hospital_Existing_Space Heating_Natural Gas_Boiler_E10_Baseline Forecast | Commercial | Hospital | Existing | Space Heating | Natural Gas | Boiler | E10 |  | Baseline Forecast | 0 | 0 | 0 | 0 | 0 | 0 | 0 | 0 | 0 | 0 | 0 | 0 | 0 | 0 | 0 | 0 | 0 | 0 | 0 | 0 | 0 | 0 | 0 | 0 | 0 | 0 | 0 | 0 | 0 | 0 | 0 | 0 | 0
Commercial_Hospital_Existing_Space Heating_Natural Gas_Boiler_Vintage_Baseline Forecast | Commercial | Hospital | Existing | Space Heating | Natural Gas | Boiler | Vintage |  | Baseline Forecast | 2124892.5734 | 2075052.4009 | 2022126.6941 | 1964326.3417 | 1916127.2046 | 1860191.6741 | 1802599.7076 | 1743371.4091 | 1682382.0896 | 1619697.6163 | 1555441.6116 | 1489785.2326 | 1422887.1291 | 1354877.7467 | 1285852.5915 | 1215914.8039 | 1145150.2868 | 1073677.6338 | 1001604.7469 | 929003.0564 | 855906.3909 | 788554.3529 | 726488.6448 | 669293.4558 | 616586.6195 | 568020.9802 | 523273.1358 | 482045.6727 | 444061.2972 | 409065.8824 | 376822.7762 | 347117.5153 | 320416.168
Commercial_Hospital_Existing_Space Heating_Natural Gas_Unit Heater_E1_Baseline Forecast | Commercial | Hospital | Existing | Space Heating | Natural Gas | Unit Heater | E1 |  | Baseline Forecast | 0 | 0 | 0 | 0 | 0 | 0 | 0 | 0 | 0 | 0 | 0 | 0 | 0 | 0 | 0 | 0 | 0 | 0 | 0 | 0 | 0 | 0 | 0 | 0 | 0 | 0 | 0 | 0 | 0 | 0 | 0 | 0 | 0
Commercial_Hospital_Existing_Space Heating_Natural Gas_Unit Heater_E2_Baseline Forecast | Commercial | Hospital | Existing | Space Heating | Natural Gas | Unit Heater | E2 |  | Baseline Forecast | 0 | 0 | 0 | 0 | 0 | 0 | 0 | 0 | 0 | 0 | 0 | 0 | 0 | 0 | 0 | 0 | 0 | 0 | 0 | 0 | 0 | 0 | 0 | 0 | 0 | 0 | 0 | 0 | 0 | 0 | 0 | 0 | 0
Commercial_Hospital_Existing_Space Heating_Natural Gas_Unit Heater_E3_Baseline Forecast | Commercial | Hospital | Existing | Space Heating | Natural Gas | Unit Heater | E3 |  | Baseline Forecast | 0 | 0 | 0 | 0 | 0 | 0 | 0 | 0 | 0 | 0 | 0 | 0 | 0 | 0 | 0 | 0 | 0 | 0 | 0 | 0 | 0 | 0 | 0 | 0 | 0 | 0 | 0 | 0 | 0 | 0 | 0 | 0 | 0
Commercial_Hospital_Existing_Space Heating_Natural Gas_Unit Heater_E4_Baseline Forecast | Commercial | Hospital | Existing | Space Heating | Natural Gas | Unit Heater | E4 |  | Baseline Forecast | 0 | 0 | 0 | 0 | 0 | 0 | 0 | 0 | 0 | 0 | 0 | 0 | 0 | 0 | 0 | 0 | 0 | 0 | 0 | 0 | 0 | 0 | 0 | 0 | 0 | 0 | 0 | 0 | 0 | 0 | 0 | 0 | 0
Commercial_Hospital_Existing_Space Heating_Natural Gas_Unit Heater_E5_Baseline Forecast | Commercial | Hospital | Existing | Space Heating | Natural Gas | Unit Heater | E5 |  | Baseline Forecast | 0 | 0 | 0 | 0 | 0 | 0 | 0 | 0 | 0 | 0 | 0 | 0 | 0 | 0 | 0 | 0 | 0 | 0 | 0 | 0 | 0 | 0 | 0 | 0 | 0 | 0 | 0 | 0 | 0 | 0 | 0 | 0 | 0
Commercial_Hospital_Existing_Space Heating_Natural Gas_Unit Heater_E6_Baseline Forecast | Commercial | Hospital | Existing | Space Heating | Natural Gas | Unit Heater | E6 |  | Baseline Forecast | 0 | 0 | 0 | 0 | 0 | 0 | 0 | 0 | 0 | 0 | 0 | 0 | 0 | 0 | 0 | 0 | 0 | 0 | 0 | 0 | 0 | 0 | 0 | 0 | 0 | 0 | 0 | 0 | 0 | 0 | 0 | 0 | 0
Commercial_Hospital_Existing_Space Heating_Natural Gas_Unit Heater_E7_Baseline Forecast | Commercial | Hospital | Existing | Space Heating | Natural Gas | Unit Heater | E7 |  | Baseline Forecast | 0 | 0 | 0 | 0 | 0 | 0 | 0 | 0 | 0 | 0 | 0 | 0 | 0 | 0 | 0 | 0 | 0 | 0 | 0 | 0 | 0 | 0 | 0 | 0 | 0 | 0 | 0 | 0 | 0 | 0 | 0 | 0 | 0
Commercial_Hospital_Existing_Space Heating_Natural Gas_Unit Heater_E8_Baseline Forecast | Commercial | Hospital | Existing | Space Heating | Natural Gas | Unit Heater | E8 |  | Baseline Forecast | 0 | 0 | 0 | 0 | 0 | 0 | 0 | 0 | 0 | 0 | 0 | 0 | 0 | 0 | 0 | 0 | 0 | 0 | 0 | 0 | 0 | 0 | 0 | 0 | 0 | 0 | 0 | 0 | 0 | 0 | 0 | 0 | 0
Commercial_Hospital_Existing_Space Heating_Natural Gas_Unit Heater_E9_Baseline Forecast | Commercial | Hospital | Existing | Space Heating | Natural Gas | Unit Heater | E9 |  | Baseline Forecast | 0 | 0 | 0 | 0 | 0 | 0 | 0 | 0 | 0 | 0 | 0 | 0 | 0 | 0 | 0 | 0 | 0 | 0 | 0 | 0 | 0 | 0 | 0 | 0 | 0 | 0 | 0 | 0 | 0 | 0 | 0 | 0 | 0
Commercial_Hospital_Existing_Space Heating_Natural Gas_Unit Heater_E10_Baseline Forecast | Commercial | Hospital | Existing | Space Heating | Natural Gas | Unit Heater | E10 |  | Baseline Forecast | 0 | 0 | 0 | 0 | 0 | 0 | 0 | 0 | 0 | 0 | 0 | 0 | 0 | 0 | 0 | 0 | 0 | 0 | 0 | 0 | 0 | 0 | 0 | 0 | 0 | 0 | 0 | 0 | 0 | 0 | 0 | 0 | 0
Commercial_Hospital_Existing_Space Heating_Natural Gas_Unit Heater_Vintage_Baseline Forecast | Commercial | Hospital | Existing | Space Heating | Natural Gas | Unit Heater | Vintage |  | Baseline Forecast | 0 | 0 | 0 | 0 | 0 | 0 | 0 | 0 | 0 | 0 | 0 | 0 | 0 | 0 | 0 | 0 | 0 | 0 | 0 | 0 | 0 | 0 | 0 | 0 | 0 | 0 | 0 | 0 | 0 | 0 | 0 | 0 | 0
Commercial_Hospital_Existing_Water Heating_Natural Gas_Water Heater_E1_Baseline Forecast | Commercial | Hospital | Existing | Water Heating | Natural Gas | Water Heater | E1 |  | Baseline Forecast | 0 | 8748.9454 | 20019.6503 | 33216.6844 | 53251.8248 | 69375.7016 | 86496.4047 | 104403.3824 | 122915.2753 | 141888.8953 | 156943.3043 | 168870.2512 | 178303.1875 | 185746.9558 | 191601.4627 | 196187.1705 | 199758.3645 | 202524.547 | 204654.919 | 206281.4646 | 207502.2808 | 208393.4692 | 209019.126 | 209431.4899 | 209672.4371 | 209777.1128 | 209772.9377 | 209682.3219 | 209522.1592 | 209306.4454 | 209045.2099 | 208748.1564 | 211709.8148
Commercial_Hospital_Existing_Water Heating_Natural Gas_Water Heater_E2_Baseline Forecast | Commercial | Hospital | Existing | Water Heating | Natural Gas | Water Heater | E2 |  | Baseline Forecast | 0 | 79155.0083 | 181125.5414 | 300523.7554 | 481788.1707 | 627666.4623 | 782564.4974 | 944577.182 | 1112063.9453 | 1283729.2698 | 1419936.5075 | 1527848.8328 | 1613197.5858 | 1680550.9339 | 1733526.4502 | 1775024.4799 | 1807344.6189 | 1832382.3955 | 1851669.3799 | 1866397.1121 | 1877453.8442 | 1885528.0886 | 1891199.6645 | 1894941.2268 | 1897131.2963 | 1898088.0927 | 1898059.8024 | 1897249.4445 | 1895809.3664 | 1893866.4423 | 1891510.8359 | 1888830.2445 | 1915635.2007
Commercial_Hospital_Existing_Water Heating_Natural Gas_Water Heater_E3_Baseline Forecast | Commercial | Hospital | Existing | Water Heating | Natural Gas | Water Heater | E3 |  | Baseline Forecast | 0 | 0 | 0 | 0 | 0 | 0 | 0 | 0 | 0 | 0 | 0 | 0 | 0 | 0 | 0 | 0 | 0 | 0 | 0 | 0 | 0 | 0 | 0 | 0 | 0 | 0 | 0 | 0 | 0 | 0 | 0 | 0 | 0
Commercial_Hospital_Existing_Water Heating_Natural Gas_Water Heater_E4_Baseline Forecast | Commercial | Hospital | Existing | Water Heating | Natural Gas | Water Heater | E4 |  | Baseline Forecast | 0 | 0 | 0 | 0 | 0 | 0 | 0 | 0 | 0 | 0 | 0 | 0 | 0 | 0 | 0 | 0 | 0 | 0 | 0 | 0 | 0 | 0 | 0 | 0 | 0 | 0 | 0 | 0 | 0 | 0 | 0 | 0 | 0
Commercial_Hospital_Existing_Water Heating_Natural Gas_Water Heater_E5_Baseline Forecast | Commercial | Hospital | Existing | Water Heating | Natural Gas | Water Heater | E5 |  | Baseline Forecast | 0 | 0 | 0 | 0 | 0 | 0 | 0 | 0 | 0 | 0 | 0 | 0 | 0 | 0 | 0 | 0 | 0 | 0 | 0 | 0 | 0 | 0 | 0 | 0 | 0 | 0 | 0 | 0 | 0 | 0 | 0 | 0 | 0
Commercial_Hospital_Existing_Water Heating_Natural Gas_Water Heater_E6_Baseline Forecast | Commercial | Hospital | Existing | Water Heating | Natural Gas | Water Heater | E6 |  | Baseline Forecast | 0 | 0 | 0 | 0 | 0 | 0 | 0 | 0 | 0 | 0 | 0 | 0 | 0 | 0 | 0 | 0 | 0 | 0 | 0 | 0 | 0 | 0 | 0 | 0 | 0 | 0 | 0 | 0 | 0 | 0 | 0 | 0 | 0
Commercial_Hospital_Existing_Water Heating_Natural Gas_Water Heater_E7_Baseline Forecast | Commercial | Hospital | Existing | Water Heating | Natural Gas | Water Heater | E7 |  | Baseline Forecast | 0 | 0 | 0 | 0 | 0 | 0 | 0 | 0 | 0 | 0 | 0 | 0 | 0 | 0 | 0 | 0 | 0 | 0 | 0 | 0 | 0 | 0 | 0 | 0 | 0 | 0 | 0 | 0 | 0 | 0 | 0 | 0 | 0
Commercial_Hospital_Existing_Water Heating_Natural Gas_Water Heater_E8_Baseline Forecast | Commercial | Hospital | Existing | Water Heating | Natural Gas | Water Heater | E8 |  | Baseline Forecast | 0 | 0 | 0 | 0 | 0 | 0 | 0 | 0 | 0 | 0 | 0 | 0 | 0 | 0 | 0 | 0 | 0 | 0 | 0 | 0 | 0 | 0 | 0 | 0 | 0 | 0 | 0 | 0 | 0 | 0 | 0 | 0 | 0
Commercial_Hospital_Existing_Water Heating_Natural Gas_Water Heater_E9_Baseline Forecast | Commercial | Hospital | Existing | Water Heating | Natural Gas | Water Heater | E9 |  | Baseline Forecast | 0 | 0 | 0 | 0 | 0 | 0 | 0 | 0 | 0 | 0 | 0 | 0 | 0 | 0 | 0 | 0 | 0 | 0 | 0 | 0 | 0 | 0 | 0 | 0 | 0 | 0 | 0 | 0 | 0 | 0 | 0 | 0 | 0
Commercial_Hospital_Existing_Water Heating_Natural Gas_Water Heater_E10_Baseline Forecast | Commercial | Hospital | Existing | Water Heating | Natural Gas | Water Heater | E10 |  | Baseline Forecast | 0 | 0 | 0 | 0 | 0 | 0 | 0 | 0 | 0 | 0 | 0 | 0 | 0 | 0 | 0 | 0 | 0 | 0 | 0 | 0 | 0 | 0 | 0 | 0 | 0 | 0 | 0 | 0 | 0 | 0 | 0 | 0 | 0
Commercial_Hospital_Existing_Water Heating_Natural Gas_Water Heater_Vintage_Baseline Forecast | Commercial | Hospital | Existing | Water Heating | Natural Gas | Water Heater | Vintage |  | Baseline Forecast | 2208836.9072 | 2109694.8898 | 1985215.5882 | 1839048.8818 | 1688518.0376 | 1520540.2331 | 1343246.184 | 1158575.1086 | 967986.1464 | 772785.3187 | 616938.955 | 492521.1052 | 393199.8602 | 313913.5153 | 250616.246 | 200082.9762 | 159738.0662 | 127530.7638 | 101822.1478 | 81300.4208 | 64916.338 | 51833.6117 | 41386.6964 | 33044.6078 | 26383.3666 | 21064.5695 | 16817.7829 | 13427.0494 | 10719.818 | 8558.346 | 6832.5972 | 5454.7807 | 4363.8246
Commercial_Hospital_Existing_Food Preparation_Natural Gas_Oven_E1_Baseline Forecast | Commercial | Hospital | Existing | Food Preparation | Natural Gas | Oven | E1 |  | Baseline Forecast | 0 | 1221.6317 | 2531.4336 | 3908.3163 | 5879.6414 | 7380.5949 | 8923.0645 | 10499.544 | 12101.9383 | 13724.0504 | 15063.263 | 16167.3674 | 17075.8016 | 17820.7463 | 18430.008 | 18926.4039 | 19325.7711 | 19647.3967 | 19904.5958 | 20106.9667 | 20267.1741 | 20390.3333 | 20482.4714 | 20548.7838 | 20593.7151 | 20621.0813 | 20633.8967 | 20634.8632 | 20625.8178 | 20609.2097 | 20586.6456 | 20558.5791 | 20851.6061
Commercial_Hospital_Existing_Food Preparation_Natural Gas_Oven_E2_Baseline Forecast | Commercial | Hospital | Existing | Food Preparation | Natural Gas | Oven | E2 |  | Baseline Forecast | 0 | 1758.0271 | 3644.4444 | 5625.3326 | 8459.6456 | 10618.8564 | 12841.2648 | 15115.5116 | 17430.6766 | 19777.748 | 21720.2801 | 23326.5879 | 24654.0945 | 25750.9609 | 26655.4294 | 27399.9394 | 28014.1966 | 28518.3627 | 28932.384 | 29273.4761 | 29549.5861 | 29772.2251 | 29950.0365 | 30090.2985 | 30198.9768 | 30281.3443 | 30341.7786 | 30383.8528 | 30410.682 | 30424.0774 | 30425.6754 | 30418.15 | 30883.1699
Commercial_Hospital_Existing_Food Preparation_Natural Gas_Oven_E3_Baseline Forecast | Commercial | Hospital | Existing | Food Preparation | Natural Gas | Oven | E3 |  | Baseline Forecast | 0 | 0 | 0 | 0 | 0 | 0 | 0 | 0 | 0 | 0 | 0 | 0 | 0 | 0 | 0 | 0 | 0 | 0 | 0 | 0 | 0 | 0 | 0 | 0 | 0 | 0 | 0 | 0 | 0 | 0 | 0 | 0 | 0
Commercial_Hospital_Existing_Food Preparation_Natural Gas_Oven_E4_Baseline Forecast | Commercial | Hospital | Existing | Food Preparation | Natural Gas | Oven | E4 |  | Baseline Forecast | 0 | 0 | 0 | 0 | 0 | 0 | 0 | 0 | 0 | 0 | 0 | 0 | 0 | 0 | 0 | 0 | 0 | 0 | 0 | 0 | 0 | 0 | 0 | 0 | 0 | 0 | 0 | 0 | 0 | 0 | 0 | 0 | 0
Commercial_Hospital_Existing_Food Preparation_Natural Gas_Oven_E5_Baseline Forecast | Commercial | Hospital | Existing | Food Preparation | Natural Gas | Oven | E5 |  | Baseline Forecast | 0 | 0 | 0 | 0 | 0 | 0 | 0 | 0 | 0 | 0 | 0 | 0 | 0 | 0 | 0 | 0 | 0 | 0 | 0 | 0 | 0 | 0 | 0 | 0 | 0 | 0 | 0 | 0 | 0 | 0 | 0 | 0 | 0
Commercial_Hospital_Existing_Food Preparation_Natural Gas_Oven_E6_Baseline Forecast | Commercial | Hospital | Existing | Food Preparation | Natural Gas | Oven | E6 |  | Baseline Forecast | 0 | 0 | 0 | 0 | 0 | 0 | 0 | 0 | 0 | 0 | 0 | 0 | 0 | 0 | 0 | 0 | 0 | 0 | 0 | 0 | 0 | 0 | 0 | 0 | 0 | 0 | 0 | 0 | 0 | 0 | 0 | 0 | 0
Commercial_Hospital_Existing_Food Preparation_Natural Gas_Oven_E7_Baseline Forecast | Commercial | Hospital | Existing | Food Preparation | Natural Gas | Oven | E7 |  | Baseline Forecast | 0 | 0 | 0 | 0 | 0 | 0 | 0 | 0 | 0 | 0 | 0 | 0 | 0 | 0 | 0 | 0 | 0 | 0 | 0 | 0 | 0 | 0 | 0 | 0 | 0 | 0 | 0 | 0 | 0 | 0 | 0 | 0 | 0
Commercial_Hospital_Existing_Food Preparation_Natural Gas_Oven_E8_Baseline Forecast | Commercial | Hospital | Existing | Food Preparation | Natural Gas | Oven | E8 |  | Baseline Forecast | 0 | 0 | 0 | 0 | 0 | 0 | 0 | 0 | 0 | 0 | 0 | 0 | 0 | 0 | 0 | 0 | 0 | 0 | 0 | 0 | 0 | 0 | 0 | 0 | 0 | 0 | 0 | 0 | 0 | 0 | 0 | 0 | 0
Commercial_Hospital_Existing_Food Preparation_Natural Gas_Oven_E9_Baseline Forecast | Commercial | Hospital | Existing | Food Preparation | Natural Gas | Oven | E9 |  | Baseline Forecast | 0 | 0 | 0 | 0 | 0 | 0 | 0 | 0 | 0 | 0 | 0 | 0 | 0 | 0 | 0 | 0 | 0 | 0 | 0 | 0 | 0 | 0 | 0 | 0 | 0 | 0 | 0 | 0 | 0 | 0 | 0 | 0 | 0
Commercial_Hospital_Existing_Food Preparation_Natural Gas_Oven_E10_Baseline Forecast | Commercial | Hospital | Existing | Food Preparation | Natural Gas | Oven | E10 |  | Baseline Forecast | 0 | 0 | 0 | 0 | 0 | 0 | 0 | 0 | 0 | 0 | 0 | 0 | 0 | 0 | 0 | 0 | 0 | 0 | 0 | 0 | 0 | 0 | 0 | 0 | 0 | 0 | 0 | 0 | 0 | 0 | 0 | 0 | 0
Commercial_Hospital_Existing_Food Preparation_Natural Gas_Oven_Vintage_Baseline Forecast | Commercial | Hospital | Existing | Food Preparation | Natural Gas | Oven | Vintage |  | Baseline Forecast | 53908.1301 | 50654.1989 | 47183.7074 | 43494.7159 | 39928.1219 | 36122.1183 | 32228.4928 | 28261.8051 | 24232.2164 | 20151.6971 | 16758.0593 | 13935.9039 | 11589.1723 | 9637.7986 | 8015.0423 | 6665.5425 | 5543.2256 | 4609.9675 | 3834.016 | 3188.8437 | 2652.3035 | 2206.02 | 1834.7948 | 1526.0055 | 1269.1545 | 1055.5179 | 877.8303 | 730.0476 | 607.1371 | 504.9146 | 419.8969 | 349.1909 | 290.9924
Commercial_Hospital_Existing_Food Preparation_Natural Gas_Conveyor Oven_E1_Baseline Forecast | Commercial | Hospital | Existing | Food Preparation | Natural Gas | Conveyor Oven | E1 |  | Baseline Forecast | 0 | 258.6692 | 591.8045 | 981.909 | 1678.7018 | 2154.9313 | 2660.4412 | 3189.011 | 3735.2244 | 4294.8408 | 4864.4917 | 5441.627 | 6024.2483 | 6610.7522 | 7199.7706 | 7790.2504 | 8381.287 | 8848.4498 | 9216.9945 | 9506.9237 | 9733.6015 | 9909.7517 | 10045.0126 | 10147.8523 | 10224.7581 | 10280.5797 | 10320.5403 | 10347.4779 | 10364.0389 | 10372.3754 | 10374.149 | 10370.7615 | 10527.1867
Commercial_Hospital_Existing_Food Preparation_Natural Gas_Conveyor Oven_E2_Baseline Forecast | Commercial | Hospital | Existing | Food Preparation | Natural Gas | Conveyor Oven | E2 |  | Baseline Forecast | 0 | 372.3174 | 852.0431 | 1413.7253 | 2416.9855 | 3102.9441 | 3831.6029 | 4593.9759 | 5382.3596 | 6190.6522 | 7014.0116 | 7848.7424 | 8691.9854 | 9541.4416 | 10395.1077 | 11251.455 | 12109.1512 | 12788.1617 | 13325.0448 | 13748.8129 | 14082.4247 | 14343.4384 | 14546.7471 | 14703.5905 | 14823.2334 | 14913.6161 | 14979.6537 | 15026.6693 | 15058.4049 | 15077.878 | 15087.4066 | 15088.9766 | 15323.12
Commercial_Hospital_Existing_Food Preparation_Natural Gas_Conveyor Oven_E3_Baseline Forecast | Commercial | Hospital | Existing | Food Preparation | Natural Gas | Conveyor Oven | E3 |  | Baseline Forecast | 0 | 0 | 0 | 0 | 0 | 0 | 0 | 0 | 0 | 0 | 0 | 0 | 0 | 0 | 0 | 0 | 0 | 0 | 0 | 0 | 0 | 0 | 0 | 0 | 0 | 0 | 0 | 0 | 0 | 0 | 0 | 0 | 0
Commercial_Hospital_Existing_Food Preparation_Natural Gas_Conveyor Oven_E4_Baseline Forecast | Commercial | Hospital | Existing | Food Preparation | Natural Gas | Conveyor Oven | E4 |  | Baseline Forecast | 0 | 0 | 0 | 0 | 0 | 0 | 0 | 0 | 0 | 0 | 0 | 0 | 0 | 0 | 0 | 0 | 0 | 0 | 0 | 0 | 0 | 0 | 0 | 0 | 0 | 0 | 0 | 0 | 0 | 0 | 0 | 0 | 0
Commercial_Hospital_Existing_Food Preparation_Natural Gas_Conveyor Oven_E5_Baseline Forecast | Commercial | Hospital | Existing | Food Preparation | Natural Gas | Conveyor Oven | E5 |  | Baseline Forecast | 0 | 0 | 0 | 0 | 0 | 0 | 0 | 0 | 0 | 0 | 0 | 0 | 0 | 0 | 0 | 0 | 0 | 0 | 0 | 0 | 0 | 0 | 0 | 0 | 0 | 0 | 0 | 0 | 0 | 0 | 0 | 0 | 0
Commercial_Hospital_Existing_Food Preparation_Natural Gas_Conveyor Oven_E6_Baseline Forecast | Commercial | Hospital | Existing | Food Preparation | Natural Gas | Conveyor Oven | E6 |  | Baseline Forecast | 0 | 0 | 0 | 0 | 0 | 0 | 0 | 0 | 0 | 0 | 0 | 0 | 0 | 0 | 0 | 0 | 0 | 0 | 0 | 0 | 0 | 0 | 0 | 0 | 0 | 0 | 0 | 0 | 0 | 0 | 0 | 0 | 0
Commercial_Hospital_Existing_Food Preparation_Natural Gas_Conveyor Oven_E7_Baseline Forecast | Commercial | Hospital | Existing | Food Preparation | Natural Gas | Conveyor Oven | E7 |  | Baseline Forecast | 0 | 0 | 0 | 0 | 0 | 0 | 0 | 0 | 0 | 0 | 0 | 0 | 0 | 0 | 0 | 0 | 0 | 0 | 0 | 0 | 0 | 0 | 0 | 0 | 0 | 0 | 0 | 0 | 0 | 0 | 0 | 0 | 0
Commercial_Hospital_Existing_Food Preparation_Natural Gas_Conveyor Oven_E8_Baseline Forecast | Commercial | Hospital | Existing | Food Preparation | Natural Gas | Conveyor Oven | E8 |  | Baseline Forecast | 0 | 0 | 0 | 0 | 0 | 0 | 0 | 0 | 0 | 0 | 0 | 0 | 0 | 0 | 0 | 0 | 0 | 0 | 0 | 0 | 0 | 0 | 0 | 0 | 0 | 0 | 0 | 0 | 0 | 0 | 0 | 0 | 0
Commercial_Hospital_Existing_Food Preparation_Natural Gas_Conveyor Oven_E9_Baseline Forecast | Commercial | Hospital | Existing | Food Preparation | Natural Gas | Conveyor Oven | E9 |  | Baseline Forecast | 0 | 0 | 0 | 0 | 0 | 0 | 0 | 0 | 0 | 0 | 0 | 0 | 0 | 0 | 0 | 0 | 0 | 0 | 0 | 0 | 0 | 0 | 0 | 0 | 0 | 0 | 0 | 0 | 0 | 0 | 0 | 0 | 0
Commercial_Hospital_Existing_Food Preparation_Natural Gas_Conveyor Oven_E10_Baseline Forecast | Commercial | Hospital | Existing | Food Preparation | Natural Gas | Conveyor Oven | E10 |  | Baseline Forecast | 0 | 0 | 0 | 0 | 0 | 0 | 0 | 0 | 0 | 0 | 0 | 0 | 0 | 0 | 0 | 0 | 0 | 0 | 0 | 0 | 0 | 0 | 0 | 0 | 0 | 0 | 0 | 0 | 0 | 0 | 0 | 0 | 0
Commercial_Hospital_Existing_Food Preparation_Natural Gas_Conveyor Oven_Vintage_Baseline Forecast | Commercial | Hospital | Existing | Food Preparation | Natural Gas | Conveyor Oven | Vintage |  | Baseline Forecast | 26954.065 | 26185.9423 | 25235.945 | 24118.5481 | 23038.0171 | 21802.9094 | 20504.3669 | 19155.4435 | 17764.8316 | 16341.2548 | 14892.2979 | 13424.5602 | 11943.3005 | 10452.5591 | 8955.3614 | 7454.2375 | 5951.1584 | 4751.2518 | 3793.4585 | 3028.9066 | 2418.5056 | 1931.0991 | 1541.8916 | 1231.101 | 982.9316 | 784.7759 | 626.5588 | 500.2345 | 399.3747 | 318.8474 | 254.5534 | 203.2218 | 162.5775
Commercial_Hospital_Existing_Food Preparation_Natural Gas_Double Rack Oven_E1_Baseline Forecast | Commercial | Hospital | Existing | Food Preparation | Natural Gas | Double Rack Oven | E1 |  | Baseline Forecast | 0 | 366.4368 | 838.1589 | 1390.8713 | 2272.5924 | 2947.6471 | 3663.5683 | 4411.6381 | 5184.0545 | 5974.8314 | 6779.1867 | 7593.5469 | 8237.9196 | 8746.5499 | 9146.505 | 9458.837 | 9701.4889 | 9887.3764 | 10029.0165 | 10135.3135 | 10212.1646 | 10267.6323 | 10305.0314 | 10328.2055 | 10340.3274 | 10343.8877 | 10340.668 | 10332.2182 | 10320.005 | 10304.7447 | 10287.0878 | 10267.4032 | 10407.911
Commercial_Hospital_Existing_Food Preparation_Natural Gas_Double Rack Oven_E2_Baseline Forecast | Commercial | Hospital | Existing | Food Preparation | Natural Gas | Double Rack Oven | E2 |  | Baseline Forecast | 0 | 527.4608 | 1207.2919 | 2002.9441 | 3271.4971 | 4243.5693 | 5276.6662 | 6357.9835 | 7476.7793 | 8624.403 | 9794.0112 | 10980.3262 | 11922.2743 | 12669.4148 | 13261.2097 | 13729.8633 | 14099.7405 | 14392.4857 | 14623.4269 | 14805.4862 | 14949.3421 | 15059.8807 | 15144.5245 | 15208.1323 | 15254.4957 | 15286.9003 | 15308.0976 | 15320.2231 | 15324.6217 | 15322.8923 | 15316.0827 | 15305.3928 | 15532.842
Commercial_Hospital_Existing_Food Preparation_Natural Gas_Double Rack Oven_E3_Baseline Forecast | Commercial | Hospital | Existing | Food Preparation | Natural Gas | Double Rack Oven | E3 |  | Baseline Forecast | 0 | 0 | 0 | 0 | 0 | 0 | 0 | 0 | 0 | 0 | 0 | 0 | 0 | 0 | 0 | 0 | 0 | 0 | 0 | 0 | 0 | 0 | 0 | 0 | 0 | 0 | 0 | 0 | 0 | 0 | 0 | 0 | 0
Commercial_Hospital_Existing_Food Preparation_Natural Gas_Double Rack Oven_E4_Baseline Forecast | Commercial | Hospital | Existing | Food Preparation | Natural Gas | Double Rack Oven | E4 |  | Baseline Forecast | 0 | 0 | 0 | 0 | 0 | 0 | 0 | 0 | 0 | 0 | 0 | 0 | 0 | 0 | 0 | 0 | 0 | 0 | 0 | 0 | 0 | 0 | 0 | 0 | 0 | 0 | 0 | 0 | 0 | 0 | 0 | 0 | 0
Commercial_Hospital_Existing_Food Preparation_Natural Gas_Double Rack Oven_E5_Baseline Forecast | Commercial | Hospital | Existing | Food Preparation | Natural Gas | Double Rack Oven | E5 |  | Baseline Forecast | 0 | 0 | 0 | 0 | 0 | 0 | 0 | 0 | 0 | 0 | 0 | 0 | 0 | 0 | 0 | 0 | 0 | 0 | 0 | 0 | 0 | 0 | 0 | 0 | 0 | 0 | 0 | 0 | 0 | 0 | 0 | 0 | 0
Commercial_Hospital_Existing_Food Preparation_Natural Gas_Double Rack Oven_E6_Baseline Forecast | Commercial | Hospital | Existing | Food Preparation | Natural Gas | Double Rack Oven | E6 |  | Baseline Forecast | 0 | 0 | 0 | 0 | 0 | 0 | 0 | 0 | 0 | 0 | 0 | 0 | 0 | 0 | 0 | 0 | 0 | 0 | 0 | 0 | 0 | 0 | 0 | 0 | 0 | 0 | 0 | 0 | 0 | 0 | 0 | 0 | 0
Commercial_Hospital_Existing_Food Preparation_Natural Gas_Double Rack Oven_E7_Baseline Forecast | Commercial | Hospital | Existing | Food Preparation | Natural Gas | Double Rack Oven | E7 |  | Baseline Forecast | 0 | 0 | 0 | 0 | 0 | 0 | 0 | 0 | 0 | 0 | 0 | 0 | 0 | 0 | 0 | 0 | 0 | 0 | 0 | 0 | 0 | 0 | 0 | 0 | 0 | 0 | 0 | 0 | 0 | 0 | 0 | 0 | 0
Commercial_Hospital_Existing_Food Preparation_Natural Gas_Double Rack Oven_E8_Baseline Forecast | Commercial | Hospital | Existing | Food Preparation | Natural Gas | Double Rack Oven | E8 |  | Baseline Forecast | 0 | 0 | 0 | 0 | 0 | 0 | 0 | 0 | 0 | 0 | 0 | 0 | 0 | 0 | 0 | 0 | 0 | 0 | 0 | 0 | 0 | 0 | 0 | 0 | 0 | 0 | 0 | 0 | 0 | 0 | 0 | 0 | 0
Commercial_Hospital_Existing_Food Preparation_Natural Gas_Double Rack Oven_E9_Baseline Forecast | Commercial | Hospital | Existing | Food Preparation | Natural Gas | Double Rack Oven | E9 |  | Baseline Forecast | 0 | 0 | 0 | 0 | 0 | 0 | 0 | 0 | 0 | 0 | 0 | 0 | 0 | 0 | 0 | 0 | 0 | 0 | 0 | 0 | 0 | 0 | 0 | 0 | 0 | 0 | 0 | 0 | 0 | 0 | 0 | 0 | 0
Commercial_Hospital_Existing_Food Preparation_Natural Gas_Double Rack Oven_E10_Baseline Forecast | Commercial | Hospital | Existing | Food Preparation | Natural Gas | Double Rack Oven | E10 |  | Baseline Forecast | 0 | 0 | 0 | 0 | 0 | 0 | 0 | 0 | 0 | 0 | 0 | 0 | 0 | 0 | 0 | 0 | 0 | 0 | 0 | 0 | 0 | 0 | 0 | 0 | 0 | 0 | 0 | 0 | 0 | 0 | 0 | 0 | 0
Commercial_Hospital_Existing_Food Preparation_Natural Gas_Double Rack Oven_Vintage_Baseline Forecast | Commercial | Hospital | Existing | Food Preparation | Natural Gas | Double Rack Oven | Vintage |  | Baseline Forecast | 26954.065 | 25923.0312 | 24634.3419 | 23120.3671 | 21589.6149 | 19869.5684 | 18056.1766 | 16168.8087 | 14221.5819 | 12227.5134 | 10197.6033 | 8141.0564 | 6499.3403 | 5188.7881 | 4142.525 | 3307.2426 | 2640.3673 | 2108.0013 | 1683.0545 | 1343.8436 | 1073.0252 | 856.7762 | 684.0954 | 546.2061 | 436.1 | 348.1838 | 277.9871 | 221.9405 | 177.1917 | 141.4639 | 112.9384 | 90.164 | 72.1312
Commercial_Hospital_Existing_Food Preparation_Natural Gas_Fryer_E1_Baseline Forecast | Commercial | Hospital | Existing | Food Preparation | Natural Gas | Fryer | E1 |  | Baseline Forecast | 0 | 0 | 0 | 0 | 0 | 0 | 0 | 0 | 0 | 0 | 0 | 0 | 0 | 0 | 0 | 0 | 0 | 0 | 0 | 0 | 0 | 0 | 0 | 0 | 0 | 0 | 0 | 0 | 0 | 0 | 0 | 0 | 0
Commercial_Hospital_Existing_Food Preparation_Natural Gas_Fryer_E2_Baseline Forecast | Commercial | Hospital | Existing | Food Preparation | Natural Gas | Fryer | E2 |  | Baseline Forecast | 0 | 0 | 0 | 11160.7908 | 56753.8791 | 103795.9373 | 163423.5071 | 233030.1721 | 310510.2251 | 372109.7497 | 421023.901 | 459814.3868 | 490530.4632 | 514806.0658 | 533936.6397 | 548960.0096 | 560699.8283 | 569832.1262 | 576902.3918 | 582336.563 | 586454.9088 | 589506.609 | 591699.9733 | 593204.3493 | 594155.3196 | 594666.1352 | 594825.3839 | 594705.3171 | 594360.591 | 593836.4659 | 593165.6117 | 592379.0271 | 600831.7793
Commercial_Hospital_Existing_Food Preparation_Natural Gas_Fryer_E3_Baseline Forecast | Commercial | Hospital | Existing | Food Preparation | Natural Gas | Fryer | E3 |  | Baseline Forecast | 0 | 0 | 0 | 0 | 0 | 0 | 0 | 0 | 0 | 0 | 0 | 0 | 0 | 0 | 0 | 0 | 0 | 0 | 0 | 0 | 0 | 0 | 0 | 0 | 0 | 0 | 0 | 0 | 0 | 0 | 0 | 0 | 0
Commercial_Hospital_Existing_Food Preparation_Natural Gas_Fryer_E4_Baseline Forecast | Commercial | Hospital | Existing | Food Preparation | Natural Gas | Fryer | E4 |  | Baseline Forecast | 0 | 0 | 0 | 0 | 0 | 0 | 0 | 0 | 0 | 0 | 0 | 0 | 0 | 0 | 0 | 0 | 0 | 0 | 0 | 0 | 0 | 0 | 0 | 0 | 0 | 0 | 0 | 0 | 0 | 0 | 0 | 0 | 0
Commercial_Hospital_Existing_Food Preparation_Natural Gas_Fryer_E5_Baseline Forecast | Commercial | Hospital | Existing | Food Preparation | Natural Gas | Fryer | E5 |  | Baseline Forecast | 0 | 0 | 0 | 0 | 0 | 0 | 0 | 0 | 0 | 0 | 0 | 0 | 0 | 0 | 0 | 0 | 0 | 0 | 0 | 0 | 0 | 0 | 0 | 0 | 0 | 0 | 0 | 0 | 0 | 0 | 0 | 0 | 0
Commercial_Hospital_Existing_Food Preparation_Natural Gas_Fryer_E6_Baseline Forecast | Commercial | Hospital | Existing | Food Preparation | Natural Gas | Fryer | E6 |  | Baseline Forecast | 0 | 0 | 0 | 0 | 0 | 0 | 0 | 0 | 0 | 0 | 0 | 0 | 0 | 0 | 0 | 0 | 0 | 0 | 0 | 0 | 0 | 0 | 0 | 0 | 0 | 0 | 0 | 0 | 0 | 0 | 0 | 0 | 0
Commercial_Hospital_Existing_Food Preparation_Natural Gas_Fryer_E7_Baseline Forecast | Commercial | Hospital | Existing | Food Preparation | Natural Gas | Fryer | E7 |  | Baseline Forecast | 0 | 0 | 0 | 0 | 0 | 0 | 0 | 0 | 0 | 0 | 0 | 0 | 0 | 0 | 0 | 0 | 0 | 0 | 0 | 0 | 0 | 0 | 0 | 0 | 0 | 0 | 0 | 0 | 0 | 0 | 0 | 0 | 0
Commercial_Hospital_Existing_Food Preparation_Natural Gas_Fryer_E8_Baseline Forecast | Commercial | Hospital | Existing | Food Preparation | Natural Gas | Fryer | E8 |  | Baseline Forecast | 0 | 0 | 0 | 0 | 0 | 0 | 0 | 0 | 0 | 0 | 0 | 0 | 0 | 0 | 0 | 0 | 0 | 0 | 0 | 0 | 0 | 0 | 0 | 0 | 0 | 0 | 0 | 0 | 0 | 0 | 0 | 0 | 0
Commercial_Hospital_Existing_Food Preparation_Natural Gas_Fryer_E9_Baseline Forecast | Commercial | Hospital | Existing | Food Preparation | Natural Gas | Fryer | E9 |  | Baseline Forecast | 0 | 0 | 0 | 0 | 0 | 0 | 0 | 0 | 0 | 0 | 0 | 0 | 0 | 0 | 0 | 0 | 0 | 0 | 0 | 0 | 0 | 0 | 0 | 0 | 0 | 0 | 0 | 0 | 0 | 0 | 0 | 0 | 0
Commercial_Hospital_Existing_Food Preparation_Natural Gas_Fryer_E10_Baseline Forecast | Commercial | Hospital | Existing | Food Preparation | Natural Gas | Fryer | E10 |  | Baseline Forecast | 0 | 0 | 0 | 0 | 0 | 0 | 0 | 0 | 0 | 0 | 0 | 0 | 0 | 0 | 0 | 0 | 0 | 0 | 0 | 0 | 0 | 0 | 0 | 0 | 0 | 0 | 0 | 0 | 0 | 0 | 0 | 0 | 0
Commercial_Hospital_Existing_Food Preparation_Natural Gas_Fryer_Vintage_Baseline Forecast | Commercial | Hospital | Existing | Food Preparation | Natural Gas | Fryer | Vintage |  | Baseline Forecast | 624027.4452 | 620852.5345 | 617677.6237 | 602682.7053 | 571432.4909 | 522702.2317 | 461584.3124 | 390635.3065 | 311858.4277 | 248970.107 | 198760.7087 | 158676.7104 | 126678.1458 | 101134.2731 | 80741.6395 | 64461.2142 | 51463.1974 | 41086.8933 | 32804.2865 | 26192.7523 | 20914.2529 | 16699.3595 | 13333.6516 | 10646.0609 | 8499.9928 | 6786.4231 | 5418.2256 | 4325.8248 | 3453.6296 | 2757.263 | 2201.2743 | 1757.3798 | 1405.9039
Commercial_Hospital_Existing_Food Preparation_Natural Gas_Broiler_E1_Baseline Forecast | Commercial | Hospital | Existing | Food Preparation | Natural Gas | Broiler | E1 |  | Baseline Forecast | 0 | 3447.5227 | 7887.5818 | 13087.7749 | 21381.6962 | 27733.6825 | 34475.4875 | 41524.4662 | 48808.3927 | 56270.8612 | 63866.9702 | 71562.7705 | 77660.0398 | 82481.6043 | 86283.328 | 89267.8618 | 91600.4788 | 93410.042 | 94807.8113 | 95877.8087 | 96680.7795 | 97276.3877 | 97702.1974 | 97992.7583 | 98176.0682 | 98274.8521 | 98306.3257 | 98284.8512 | 98222.403 | 98127.0862 | 98005.3002 | 97862.1154 | 99244.1889
Commercial_Hospital_Existing_Food Preparation_Natural Gas_Broiler_E2_Baseline Forecast | Commercial | Hospital | Existing | Food Preparation | Natural Gas | Broiler | E2 |  | Baseline Forecast | 0 | 1211.5801 | 2773.5556 | 4601.202 | 7514.7704 | 9747.8089 | 12122.0983 | 14608.1073 | 17181.4074 | 19822.118 | 22514.5462 | 25246.5078 | 27417.3344 | 29141 | 30508.3976 | 31594.4548 | 32454.4138 | 33139.5422 | 33683.7119 | 34116.6622 | 34464.0429 | 34733.6802 | 34943.9729 | 35105.7297 | 35227.2524 | 35315.9217 | 35378.1498 | 35418.7823 | 35440.5 | 35447.2638 | 35441.528 | 35426.397 | 35962.1601
Commercial_Hospital_Existing_Food Preparation_Natural Gas_Broiler_E3_Baseline Forecast | Commercial | Hospital | Existing | Food Preparation | Natural Gas | Broiler | E3 |  | Baseline Forecast | 0 | 0 | 0 | 0 | 0 | 0 | 0 | 0 | 0 | 0 | 0 | 0 | 0 | 0 | 0 | 0 | 0 | 0 | 0 | 0 | 0 | 0 | 0 | 0 | 0 | 0 | 0 | 0 | 0 | 0 | 0 | 0 | 0
Commercial_Hospital_Existing_Food Preparation_Natural Gas_Broiler_E4_Baseline Forecast | Commercial | Hospital | Existing | Food Preparation | Natural Gas | Broiler | E4 |  | Baseline Forecast | 0 | 0 | 0 | 0 | 0 | 0 | 0 | 0 | 0 | 0 | 0 | 0 | 0 | 0 | 0 | 0 | 0 | 0 | 0 | 0 | 0 | 0 | 0 | 0 | 0 | 0 | 0 | 0 | 0 | 0 | 0 | 0 | 0
Commercial_Hospital_Existing_Food Preparation_Natural Gas_Broiler_E5_Baseline Forecast | Commercial | Hospital | Existing | Food Preparation | Natural Gas | Broiler | E5 |  | Baseline Forecast | 0 | 0 | 0 | 0 | 0 | 0 | 0 | 0 | 0 | 0 | 0 | 0 | 0 | 0 | 0 | 0 | 0 | 0 | 0 | 0 | 0 | 0 | 0 | 0 | 0 | 0 | 0 | 0 | 0 | 0 | 0 | 0 | 0
Commercial_Hospital_Existing_Food Preparation_Natural Gas_Broiler_E6_Baseline Forecast | Commercial | Hospital | Existing | Food Preparation | Natural Gas | Broiler | E6 |  | Baseline Forecast | 0 | 0 | 0 | 0 | 0 | 0 | 0 | 0 | 0 | 0 | 0 | 0 | 0 | 0 | 0 | 0 | 0 | 0 | 0 | 0 | 0 | 0 | 0 | 0 | 0 | 0 | 0 | 0 | 0 | 0 | 0 | 0 | 0
Commercial_Hospital_Existing_Food Preparation_Natural Gas_Broiler_E7_Baseline Forecast | Commercial | Hospital | Existing | Food Preparation | Natural Gas | Broiler | E7 |  | Baseline Forecast | 0 | 0 | 0 | 0 | 0 | 0 | 0 | 0 | 0 | 0 | 0 | 0 | 0 | 0 | 0 | 0 | 0 | 0 | 0 | 0 | 0 | 0 | 0 | 0 | 0 | 0 | 0 | 0 | 0 | 0 | 0 | 0 | 0
Commercial_Hospital_Existing_Food Preparation_Natural Gas_Broiler_E8_Baseline Forecast | Commercial | Hospital | Existing | Food Preparation | Natural Gas | Broiler | E8 |  | Baseline Forecast | 0 | 0 | 0 | 0 | 0 | 0 | 0 | 0 | 0 | 0 | 0 | 0 | 0 | 0 | 0 | 0 | 0 | 0 | 0 | 0 | 0 | 0 | 0 | 0 | 0 | 0 | 0 | 0 | 0 | 0 | 0 | 0 | 0
Commercial_Hospital_Existing_Food Preparation_Natural Gas_Broiler_E9_Baseline Forecast | Commercial | Hospital | Existing | Food Preparation | Natural Gas | Broiler | E9 |  | Baseline Forecast | 0 | 0 | 0 | 0 | 0 | 0 | 0 | 0 | 0 | 0 | 0 | 0 | 0 | 0 | 0 | 0 | 0 | 0 | 0 | 0 | 0 | 0 | 0 | 0 | 0 | 0 | 0 | 0 | 0 | 0 | 0 | 0 | 0
Commercial_Hospital_Existing_Food Preparation_Natural Gas_Broiler_E10_Baseline Forecast | Commercial | Hospital | Existing | Food Preparation | Natural Gas | Broiler | E10 |  | Baseline Forecast | 0 | 0 | 0 | 0 | 0 | 0 | 0 | 0 | 0 | 0 | 0 | 0 | 0 | 0 | 0 | 0 | 0 | 0 | 0 | 0 | 0 | 0 | 0 | 0 | 0 | 0 | 0 | 0 | 0 | 0 | 0 | 0 | 0
Commercial_Hospital_Existing_Food Preparation_Natural Gas_Broiler_Vintage_Baseline Forecast | Commercial | Hospital | Existing | Food Preparation | Natural Gas | Broiler | Vintage |  | Baseline Forecast | 140487.8542 | 135113.9809 | 128397.1758 | 120506.1557 | 112527.69 | 103562.599 | 94110.9808 | 84273.7908 | 74124.6086 | 63731.2817 | 53151.1444 | 42432.1729 | 33875.3492 | 27044.5924 | 21591.3425 | 17237.7495 | 13761.9143 | 10987.1584 | 8772.2839 | 7004.2755 | 5592.7375 | 4465.6214 | 3565.5882 | 2846.8922 | 2273.0063 | 1814.7759 | 1448.9025 | 1156.7806 | 923.5445 | 737.3272 | 588.6488 | 469.9457 | 375.9566
Commercial_Hospital_Existing_Food Preparation_Natural Gas_Griddle_E1_Baseline Forecast | Commercial | Hospital | Existing | Food Preparation | Natural Gas | Griddle | E1 |  | Baseline Forecast | 0 | 3307.9141 | 7569.0271 | 7522.0436 | 7522.0436 | 7501.8287 | 7483.983 | 7467.9095 | 7452.381 | 7436.9487 | 7421.4391 | 7405.9503 | 6747.9104 | 5387.2356 | 4300.9577 | 3433.7296 | 2741.3493 | 1354.8293 | 0 | 0 | 0 | 0 | 0 | 0 | 0 | 0 | 0 | 0 | 0 | 0 | 0 | 0 | 0
Commercial_Hospital_Existing_Food Preparation_Natural Gas_Griddle_E2_Baseline Forecast | Commercial | Hospital | Existing | Food Preparation | Natural Gas | Griddle | E2 |  | Baseline Forecast | 0 | 1351.1887 | 3092.1103 | 10166.9333 | 21374.423 | 29979.6626 | 39113.6029 | 48664.664 | 58537.4192 | 68656.0305 | 78960.0773 | 89403.3281 | 98329.4639 | 106235.3687 | 112490.7679 | 117428.587 | 121313.5433 | 125194.7548 | 128491.5232 | 129994.4709 | 131144.8224 | 132010.0679 | 132646.1703 | 133098.4881 | 133403.3206 | 133590.7738 | 133684.4755 | 133703.6335 | 133662.903 | 133574.3499 | 133446.8282 | 133288.5124 | 135206.349
Commercial_Hospital_Existing_Food Preparation_Natural Gas_Griddle_E3_Baseline Forecast | Commercial | Hospital | Existing | Food Preparation | Natural Gas | Griddle | E3 |  | Baseline Forecast | 0 | 0 | 0 | 0 | 0 | 0 | 0 | 0 | 0 | 0 | 0 | 0 | 0 | 0 | 0 | 0 | 0 | 0 | 0 | 0 | 0 | 0 | 0 | 0 | 0 | 0 | 0 | 0 | 0 | 0 | 0 | 0 | 0
Commercial_Hospital_Existing_Food Preparation_Natural Gas_Griddle_E4_Baseline Forecast | Commercial | Hospital | Existing | Food Preparation | Natural Gas | Griddle | E4 |  | Baseline Forecast | 0 | 0 | 0 | 0 | 0 | 0 | 0 | 0 | 0 | 0 | 0 | 0 | 0 | 0 | 0 | 0 | 0 | 0 | 0 | 0 | 0 | 0 | 0 | 0 | 0 | 0 | 0 | 0 | 0 | 0 | 0 | 0 | 0
Commercial_Hospital_Existing_Food Preparation_Natural Gas_Griddle_E5_Baseline Forecast | Commercial | Hospital | Existing | Food Preparation | Natural Gas | Griddle | E5 |  | Baseline Forecast | 0 | 0 | 0 | 0 | 0 | 0 | 0 | 0 | 0 | 0 | 0 | 0 | 0 | 0 | 0 | 0 | 0 | 0 | 0 | 0 | 0 | 0 | 0 | 0 | 0 | 0 | 0 | 0 | 0 | 0 | 0 | 0 | 0
Commercial_Hospital_Existing_Food Preparation_Natural Gas_Griddle_E6_Baseline Forecast | Commercial | Hospital | Existing | Food Preparation | Natural Gas | Griddle | E6 |  | Baseline Forecast | 0 | 0 | 0 | 0 | 0 | 0 | 0 | 0 | 0 | 0 | 0 | 0 | 0 | 0 | 0 | 0 | 0 | 0 | 0 | 0 | 0 | 0 | 0 | 0 | 0 | 0 | 0 | 0 | 0 | 0 | 0 | 0 | 0
Commercial_Hospital_Existing_Food Preparation_Natural Gas_Griddle_E7_Baseline Forecast | Commercial | Hospital | Existing | Food Preparation | Natural Gas | Griddle | E7 |  | Baseline Forecast | 0 | 0 | 0 | 0 | 0 | 0 | 0 | 0 | 0 | 0 | 0 | 0 | 0 | 0 | 0 | 0 | 0 | 0 | 0 | 0 | 0 | 0 | 0 | 0 | 0 | 0 | 0 | 0 | 0 | 0 | 0 | 0 | 0
Commercial_Hospital_Existing_Food Preparation_Natural Gas_Griddle_E8_Baseline Forecast | Commercial | Hospital | Existing | Food Preparation | Natural Gas | Griddle | E8 |  | Baseline Forecast | 0 | 0 | 0 | 0 | 0 | 0 | 0 | 0 | 0 | 0 | 0 | 0 | 0 | 0 | 0 | 0 | 0 | 0 | 0 | 0 | 0 | 0 | 0 | 0 | 0 | 0 | 0 | 0 | 0 | 0 | 0 | 0 | 0
Commercial_Hospital_Existing_Food Preparation_Natural Gas_Griddle_E9_Baseline Forecast | Commercial | Hospital | Existing | Food Preparation | Natural Gas | Griddle | E9 |  | Baseline Forecast | 0 | 0 | 0 | 0 | 0 | 0 | 0 | 0 | 0 | 0 | 0 | 0 | 0 | 0 | 0 | 0 | 0 | 0 | 0 | 0 | 0 | 0 | 0 | 0 | 0 | 0 | 0 | 0 | 0 | 0 | 0 | 0 | 0
Commercial_Hospital_Existing_Food Preparation_Natural Gas_Griddle_E10_Baseline Forecast | Commercial | Hospital | Existing | Food Preparation | Natural Gas | Griddle | E10 |  | Baseline Forecast | 0 | 0 | 0 | 0 | 0 | 0 | 0 | 0 | 0 | 0 | 0 | 0 | 0 | 0 | 0 | 0 | 0 | 0 | 0 | 0 | 0 | 0 | 0 | 0 | 0 | 0 | 0 | 0 | 0 | 0 | 0 | 0 | 0
Commercial_Hospital_Existing_Food Preparation_Natural Gas_Griddle_Vintage_Baseline Forecast | Commercial | Hospital | Existing | Food Preparation | Natural Gas | Griddle | Vintage |  | Baseline Forecast | 140487.8542 | 135113.9809 | 128397.1758 | 120506.1557 | 112527.69 | 103562.599 | 94110.9808 | 84273.7908 | 74124.6086 | 63731.2817 | 53151.1444 | 42432.1729 | 33875.3492 | 27044.5924 | 21591.3425 | 17237.7495 | 13761.9143 | 10987.1584 | 8772.2839 | 7004.2755 | 5592.7375 | 4465.6214 | 3565.5882 | 2846.8922 | 2273.0063 | 1814.7759 | 1448.9025 | 1156.7806 | 923.5445 | 737.3272 | 588.6488 | 469.9457 | 375.9566
Commercial_Hospital_Existing_Food Preparation_Natural Gas_Range_E1_Baseline Forecast | Commercial | Hospital | Existing | Food Preparation | Natural Gas | Range | E1 |  | Baseline Forecast | 0 | 9690.6653 | 22171.869 | 36791.0921 | 58989.7064 | 76852.1257 | 95810.5739 | 115632.9462 | 136116.3531 | 157102.4418 | 173743.6458 | 186917.6566 | 197323.9617 | 205516.5169 | 211942.2869 | 216948.1945 | 220824.001 | 223800.6777 | 226059.684 | 227767.3447 | 229026.5244 | 229921.5725 | 230524.2181 | 230892.0621 | 231074.4331 | 231108.356 | 231023.4035 | 230842.2216 | 230587.8267 | 230273.6917 | 229916.0092 | 229526.3925 | 232723.7886
Commercial_Hospital_Existing_Food Preparation_Natural Gas_Range_E2_Baseline Forecast | Commercial | Hospital | Existing | Food Preparation | Natural Gas | Range | E2 |  | Baseline Forecast | 0 | 13944.9367 | 31912.0203 | 52944.9878 | 84871.768 | 110568.4676 | 137862.3922 | 166416.792 | 195944.6761 | 226217.5584 | 250247.5635 | 269295.9184 | 284374.4998 | 296293.3821 | 305685.82 | 313070.9009 | 318845.5507 | 323344.7984 | 326844.4877 | 329534.1627 | 331576.1684 | 333091.7445 | 334182.298 | 334931.361 | 335402.6414 | 335654.127 | 335730.3502 | 335669.2785 | 335493.4008 | 335227.1216 | 334881.188 | 334470.176 | 339276.4228
Commercial_Hospital_Existing_Food Preparation_Natural Gas_Range_E3_Baseline Forecast | Commercial | Hospital | Existing | Food Preparation | Natural Gas | Range | E3 |  | Baseline Forecast | 0 | 0 | 0 | 0 | 0 | 0 | 0 | 0 | 0 | 0 | 0 | 0 | 0 | 0 | 0 | 0 | 0 | 0 | 0 | 0 | 0 | 0 | 0 | 0 | 0 | 0 | 0 | 0 | 0 | 0 | 0 | 0 | 0
Commercial_Hospital_Existing_Food Preparation_Natural Gas_Range_E4_Baseline Forecast | Commercial | Hospital | Existing | Food Preparation | Natural Gas | Range | E4 |  | Baseline Forecast | 0 | 0 | 0 | 0 | 0 | 0 | 0 | 0 | 0 | 0 | 0 | 0 | 0 | 0 | 0 | 0 | 0 | 0 | 0 | 0 | 0 | 0 | 0 | 0 | 0 | 0 | 0 | 0 | 0 | 0 | 0 | 0 | 0
Commercial_Hospital_Existing_Food Preparation_Natural Gas_Range_E5_Baseline Forecast | Commercial | Hospital | Existing | Food Preparation | Natural Gas | Range | E5 |  | Baseline Forecast | 0 | 0 | 0 | 0 | 0 | 0 | 0 | 0 | 0 | 0 | 0 | 0 | 0 | 0 | 0 | 0 | 0 | 0 | 0 | 0 | 0 | 0 | 0 | 0 | 0 | 0 | 0 | 0 | 0 | 0 | 0 | 0 | 0
Commercial_Hospital_Existing_Food Preparation_Natural Gas_Range_E6_Baseline Forecast | Commercial | Hospital | Existing | Food Preparation | Natural Gas | Range | E6 |  | Baseline Forecast | 0 | 0 | 0 | 0 | 0 | 0 | 0 | 0 | 0 | 0 | 0 | 0 | 0 | 0 | 0 | 0 | 0 | 0 | 0 | 0 | 0 | 0 | 0 | 0 | 0 | 0 | 0 | 0 | 0 | 0 | 0 | 0 | 0
Commercial_Hospital_Existing_Food Preparation_Natural Gas_Range_E7_Baseline Forecast | Commercial | Hospital | Existing | Food Preparation | Natural Gas | Range | E7 |  | Baseline Forecast | 0 | 0 | 0 | 0 | 0 | 0 | 0 | 0 | 0 | 0 | 0 | 0 | 0 | 0 | 0 | 0 | 0 | 0 | 0 | 0 | 0 | 0 | 0 | 0 | 0 | 0 | 0 | 0 | 0 | 0 | 0 | 0 | 0
Commercial_Hospital_Existing_Food Preparation_Natural Gas_Range_E8_Baseline Forecast | Commercial | Hospital | Existing | Food Preparation | Natural Gas | Range | E8 |  | Baseline Forecast | 0 | 0 | 0 | 0 | 0 | 0 | 0 | 0 | 0 | 0 | 0 | 0 | 0 | 0 | 0 | 0 | 0 | 0 | 0 | 0 | 0 | 0 | 0 | 0 | 0 | 0 | 0 | 0 | 0 | 0 | 0 | 0 | 0
Commercial_Hospital_Existing_Food Preparation_Natural Gas_Range_E9_Baseline Forecast | Commercial | Hospital | Existing | Food Preparation | Natural Gas | Range | E9 |  | Baseline Forecast | 0 | 0 | 0 | 0 | 0 | 0 | 0 | 0 | 0 | 0 | 0 | 0 | 0 | 0 | 0 | 0 | 0 | 0 | 0 | 0 | 0 | 0 | 0 | 0 | 0 | 0 | 0 | 0 | 0 | 0 | 0 | 0 | 0
Commercial_Hospital_Existing_Food Preparation_Natural Gas_Range_E10_Baseline Forecast | Commercial | Hospital | Existing | Food Preparation | Natural Gas | Range | E10 |  | Baseline Forecast | 0 | 0 | 0 | 0 | 0 | 0 | 0 | 0 | 0 | 0 | 0 | 0 | 0 | 0 | 0 | 0 | 0 | 0 | 0 | 0 | 0 | 0 | 0 | 0 | 0 | 0 | 0 | 0 | 0 | 0 | 0 | 0 | 0
Commercial_Hospital_Existing_Food Preparation_Natural Gas_Range_Vintage_Baseline Forecast | Commercial | Hospital | Existing | Food Preparation | Natural Gas | Range | Vintage |  | Baseline Forecast | 593911.7391 | 567254.4482 | 533784.4721 | 494483.1898 | 454008.4788 | 408842.6318 | 361171.8342 | 311517.5029 | 260271.9711 | 207786.4016 | 165882.4545 | 132429.0015 | 105723.5199 | 84405.0193 | 67385.659 | 53798.2809 | 42950.3475 | 34290.4528 | 27377.924 | 21860.0451 | 17454.6953 | 13937.0138 | 11128.0488 | 8885.0292 | 7093.9557 | 5663.8383 | 4521.963 | 3610.263 | 2882.3431 | 2301.1668 | 1837.1477 | 1466.6806 | 1173.3445
Commercial_Hospital_Existing_Food Preparation_Natural Gas_Steamer_E1_Baseline Forecast | Commercial | Hospital | Existing | Food Preparation | Natural Gas | Steamer | E1 |  | Baseline Forecast | 0 | 1201.9192 | 2554.8103 | 2538.9518 | 2538.9518 | 2532.1285 | 2526.105 | 2520.6796 | 2515.4382 | 2510.2292 | 2374.7213 | 2106.4579 | 1868.5245 | 1657.4977 | 1470.3124 | 1304.2716 | 1156.9746 | 1026.3319 | 910.4847 | 453.2601 | 0 | 0 | 0 | 0 | 0 | 0 | 0 | 0 | 0 | 0 | 0 | 0 | 0
Commercial_Hospital_Existing_Food Preparation_Natural Gas_Steamer_E2_Baseline Forecast | Commercial | Hospital | Existing | Food Preparation | Natural Gas | Steamer | E2 |  | Baseline Forecast | 0 | 1203.0057 | 2562.7522 | 5548.4181 | 10311.0025 | 13768.3533 | 17417.4989 | 21236.0262 | 25201.1783 | 29293.1615 | 33038.3683 | 36493.4806 | 39543.815 | 42235.5211 | 44608.7858 | 46699.58 | 48539.3905 | 50157.7853 | 51581.4732 | 53187.7266 | 54648.0619 | 55527.5959 | 56293.3568 | 56957.8803 | 57532.3345 | 58027.1225 | 58451.2703 | 58812.928 | 59119.0082 | 59375.8126 | 59588.578 | 59762.4668 | 60873.7923
Commercial_Hospital_Existing_Food Preparation_Natural Gas_Steamer_E3_Baseline Forecast | Commercial | Hospital | Existing | Food Preparation | Natural Gas | Steamer | E3 |  | Baseline Forecast | 0 | 0 | 0 | 0 | 0 | 0 | 0 | 0 | 0 | 0 | 0 | 0 | 0 | 0 | 0 | 0 | 0 | 0 | 0 | 0 | 0 | 0 | 0 | 0 | 0 | 0 | 0 | 0 | 0 | 0 | 0 | 0 | 0
Commercial_Hospital_Existing_Food Preparation_Natural Gas_Steamer_E4_Baseline Forecast | Commercial | Hospital | Existing | Food Preparation | Natural Gas | Steamer | E4 |  | Baseline Forecast | 0 | 0 | 0 | 0 | 0 | 0 | 0 | 0 | 0 | 0 | 0 | 0 | 0 | 0 | 0 | 0 | 0 | 0 | 0 | 0 | 0 | 0 | 0 | 0 | 0 | 0 | 0 | 0 | 0 | 0 | 0 | 0 | 0
Commercial_Hospital_Existing_Food Preparation_Natural Gas_Steamer_E5_Baseline Forecast | Commercial | Hospital | Existing | Food Preparation | Natural Gas | Steamer | E5 |  | Baseline Forecast | 0 | 0 | 0 | 0 | 0 | 0 | 0 | 0 | 0 | 0 | 0 | 0 | 0 | 0 | 0 | 0 | 0 | 0 | 0 | 0 | 0 | 0 | 0 | 0 | 0 | 0 | 0 | 0 | 0 | 0 | 0 | 0 | 0
Commercial_Hospital_Existing_Food Preparation_Natural Gas_Steamer_E6_Baseline Forecast | Commercial | Hospital | Existing | Food Preparation | Natural Gas | Steamer | E6 |  | Baseline Forecast | 0 | 0 | 0 | 0 | 0 | 0 | 0 | 0 | 0 | 0 | 0 | 0 | 0 | 0 | 0 | 0 | 0 | 0 | 0 | 0 | 0 | 0 | 0 | 0 | 0 | 0 | 0 | 0 | 0 | 0 | 0 | 0 | 0
Commercial_Hospital_Existing_Food Preparation_Natural Gas_Steamer_E7_Baseline Forecast | Commercial | Hospital | Existing | Food Preparation | Natural Gas | Steamer | E7 |  | Baseline Forecast | 0 | 0 | 0 | 0 | 0 | 0 | 0 | 0 | 0 | 0 | 0 | 0 | 0 | 0 | 0 | 0 | 0 | 0 | 0 | 0 | 0 | 0 | 0 | 0 | 0 | 0 | 0 | 0 | 0 | 0 | 0 | 0 | 0
Commercial_Hospital_Existing_Food Preparation_Natural Gas_Steamer_E8_Baseline Forecast | Commercial | Hospital | Existing | Food Preparation | Natural Gas | Steamer | E8 |  | Baseline Forecast | 0 | 0 | 0 | 0 | 0 | 0 | 0 | 0 | 0 | 0 | 0 | 0 | 0 | 0 | 0 | 0 | 0 | 0 | 0 | 0 | 0 | 0 | 0 | 0 | 0 | 0 | 0 | 0 | 0 | 0 | 0 | 0 | 0
Commercial_Hospital_Existing_Food Preparation_Natural Gas_Steamer_E9_Baseline Forecast | Commercial | Hospital | Existing | Food Preparation | Natural Gas | Steamer | E9 |  | Baseline Forecast | 0 | 0 | 0 | 0 | 0 | 0 | 0 | 0 | 0 | 0 | 0 | 0 | 0 | 0 | 0 | 0 | 0 | 0 | 0 | 0 | 0 | 0 | 0 | 0 | 0 | 0 | 0 | 0 | 0 | 0 | 0 | 0 | 0
Commercial_Hospital_Existing_Food Preparation_Natural Gas_Steamer_E10_Baseline Forecast | Commercial | Hospital | Existing | Food Preparation | Natural Gas | Steamer | E10 |  | Baseline Forecast | 0 | 0 | 0 | 0 | 0 | 0 | 0 | 0 | 0 | 0 | 0 | 0 | 0 | 0 | 0 | 0 | 0 | 0 | 0 | 0 | 0 | 0 | 0 | 0 | 0 | 0 | 0 | 0 | 0 | 0 | 0 | 0 | 0
Commercial_Hospital_Existing_Food Preparation_Natural Gas_Steamer_Vintage_Baseline Forecast | Commercial | Hospital | Existing | Food Preparation | Natural Gas | Steamer | Vintage |  | Baseline Forecast | 65265.0263 | 62528.0476 | 59483.3563 | 56112.5499 | 52850.0406 | 49222.9495 | 45423.9566 | 41470.4635 | 37374.922 | 33153.3567 | 29408.1922 | 26086.0589 | 23139.5266 | 20526.203 | 18208.1288 | 16151.904 | 14327.7997 | 12709.9408 | 11275.3054 | 10003.1399 | 8874.728 | 7873.5393 | 6985.1668 | 6196.8947 | 5497.4491 | 4876.8689 | 4326.281 | 3837.8152 | 3404.4611 | 3020.0094 | 2678.9325 | 2376.3518 | 2112.3127
Commercial_Hospital_Existing_Food Preparation_Natural Gas_Food Prep Other_E1_Baseline Forecast | Commercial | Hospital | Existing | Food Preparation | Natural Gas | Food Prep Other | E1 |  | Baseline Forecast | 0 | 0 | 0 | 0 | 0 | 0 | 0 | 0 | 0 | 0 | 0 | 0 | 0 | 0 | 0 | 0 | 0 | 0 | 0 | 0 | 0 | 0 | 0 | 0 | 0 | 0 | 0 | 0 | 0 | 0 | 0 | 0 | 0
Commercial_Hospital_Existing_Food Preparation_Natural Gas_Food Prep Other_E2_Baseline Forecast | Commercial | Hospital | Existing | Food Preparation | Natural Gas | Food Prep Other | E2 |  | Baseline Forecast | 0 | 0 | 0 | 0 | 0 | 0 | 0 | 0 | 0 | 0 | 0 | 0 | 0 | 0 | 0 | 0 | 0 | 0 | 0 | 0 | 0 | 0 | 0 | 0 | 0 | 0 | 0 | 0 | 0 | 0 | 0 | 0 | 0
Commercial_Hospital_Existing_Food Preparation_Natural Gas_Food Prep Other_E3_Baseline Forecast | Commercial | Hospital | Existing | Food Preparation | Natural Gas | Food Prep Other | E3 |  | Baseline Forecast | 0 | 0 | 0 | 0 | 0 | 0 | 0 | 0 | 0 | 0 | 0 | 0 | 0 | 0 | 0 | 0 | 0 | 0 | 0 | 0 | 0 | 0 | 0 | 0 | 0 | 0 | 0 | 0 | 0 | 0 | 0 | 0 | 0
Commercial_Hospital_Existing_Food Preparation_Natural Gas_Food Prep Other_E4_Baseline Forecast | Commercial | Hospital | Existing | Food Preparation | Natural Gas | Food Prep Other | E4 |  | Baseline Forecast | 0 | 0 | 0 | 0 | 0 | 0 | 0 | 0 | 0 | 0 | 0 | 0 | 0 | 0 | 0 | 0 | 0 | 0 | 0 | 0 | 0 | 0 | 0 | 0 | 0 | 0 | 0 | 0 | 0 | 0 | 0 | 0 | 0
Commercial_Hospital_Existing_Food Preparation_Natural Gas_Food Prep Other_E5_Baseline Forecast | Commercial | Hospital | Existing | Food Preparation | Natural Gas | Food Prep Other | E5 |  | Baseline Forecast | 0 | 0 | 0 | 0 | 0 | 0 | 0 | 0 | 0 | 0 | 0 | 0 | 0 | 0 | 0 | 0 | 0 | 0 | 0 | 0 | 0 | 0 | 0 | 0 | 0 | 0 | 0 | 0 | 0 | 0 | 0 | 0 | 0
Commercial_Hospital_Existing_Food Preparation_Natural Gas_Food Prep Other_E6_Baseline Forecast | Commercial | Hospital | Existing | Food Preparation | Natural Gas | Food Prep Other | E6 |  | Baseline Forecast | 0 | 0 | 0 | 0 | 0 | 0 | 0 | 0 | 0 | 0 | 0 | 0 | 0 | 0 | 0 | 0 | 0 | 0 | 0 | 0 | 0 | 0 | 0 | 0 | 0 | 0 | 0 | 0 | 0 | 0 | 0 | 0 | 0
Commercial_Hospital_Existing_Food Preparation_Natural Gas_Food Prep Other_E7_Baseline Forecast | Commercial | Hospital | Existing | Food Preparation | Natural Gas | Food Prep Other | E7 |  | Baseline Forecast | 0 | 0 | 0 | 0 | 0 | 0 | 0 | 0 | 0 | 0 | 0 | 0 | 0 | 0 | 0 | 0 | 0 | 0 | 0 | 0 | 0 | 0 | 0 | 0 | 0 | 0 | 0 | 0 | 0 | 0 | 0 | 0 | 0
Commercial_Hospital_Existing_Food Preparation_Natural Gas_Food Prep Other_E8_Baseline Forecast | Commercial | Hospital | Existing | Food Preparation | Natural Gas | Food Prep Other | E8 |  | Baseline Forecast | 0 | 0 | 0 | 0 | 0 | 0 | 0 | 0 | 0 | 0 | 0 | 0 | 0 | 0 | 0 | 0 | 0 | 0 | 0 | 0 | 0 | 0 | 0 | 0 | 0 | 0 | 0 | 0 | 0 | 0 | 0 | 0 | 0
Commercial_Hospital_Existing_Food Preparation_Natural Gas_Food Prep Other_E9_Baseline Forecast | Commercial | Hospital | Existing | Food Preparation | Natural Gas | Food Prep Other | E9 |  | Baseline Forecast | 0 | 0 | 0 | 0 | 0 | 0 | 0 | 0 | 0 | 0 | 0 | 0 | 0 | 0 | 0 | 0 | 0 | 0 | 0 | 0 | 0 | 0 | 0 | 0 | 0 | 0 | 0 | 0 | 0 | 0 | 0 | 0 | 0
Commercial_Hospital_Existing_Food Preparation_Natural Gas_Food Prep Other_E10_Baseline Forecast | Commercial | Hospital | Existing | Food Preparation | Natural Gas | Food Prep Other | E10 |  | Baseline Forecast | 0 | 0 | 0 | 0 | 0 | 0 | 0 | 0 | 0 | 0 | 0 | 0 | 0 | 0 | 0 | 0 | 0 | 0 | 0 | 0 | 0 | 0 | 0 | 0 | 0 | 0 | 0 | 0 | 0 | 0 | 0 | 0 | 0
Commercial_Hospital_Existing_Food Preparation_Natural Gas_Food Prep Other_Vintage_Baseline Forecast | Commercial | Hospital | Existing | Food Preparation | Natural Gas | Food Prep Other | Vintage |  | Baseline Forecast | 0 | 0 | 0 | 0 | 0 | 0 | 0 | 0 | 0 | 0 | 0 | 0 | 0 | 0 | 0 | 0 | 0 | 0 | 0 | 0 | 0 | 0 | 0 | 0 | 0 | 0 | 0 | 0 | 0 | 0 | 0 | 0 | 0
Commercial_Hospital_Existing_Miscellaneous_Natural Gas_Pool Heater_E1_Baseline Forecast | Commercial | Hospital | Existing | Miscellaneous | Natural Gas | Pool Heater | E1 |  | Baseline Forecast | 0 | 0 | 0 | 0 | 0 | 0 | 0 | 0 | 0 | 0 | 0 | 0 | 0 | 0 | 0 | 0 | 0 | 0 | 0 | 0 | 0 | 0 | 0 | 0 | 0 | 0 | 0 | 0 | 0 | 0 | 0 | 0 | 0
Commercial_Hospital_Existing_Miscellaneous_Natural Gas_Pool Heater_E2_Baseline Forecast | Commercial | Hospital | Existing | Miscellaneous | Natural Gas | Pool Heater | E2 |  | Baseline Forecast | 0 | 0 | 0 | 0 | 0 | 0 | 0 | 0 | 0 | 0 | 0 | 0 | 0 | 0 | 0 | 0 | 0 | 0 | 0 | 0 | 0 | 0 | 0 | 0 | 0 | 0 | 0 | 0 | 0 | 0 | 0 | 0 | 0
Commercial_Hospital_Existing_Miscellaneous_Natural Gas_Pool Heater_E3_Baseline Forecast | Commercial | Hospital | Existing | Miscellaneous | Natural Gas | Pool Heater | E3 |  | Baseline Forecast | 0 | 0 | 0 | 0 | 0 | 0 | 0 | 0 | 0 | 0 | 0 | 0 | 0 | 0 | 0 | 0 | 0 | 0 | 0 | 0 | 0 | 0 | 0 | 0 | 0 | 0 | 0 | 0 | 0 | 0 | 0 | 0 | 0
Commercial_Hospital_Existing_Miscellaneous_Natural Gas_Pool Heater_E4_Baseline Forecast | Commercial | Hospital | Existing | Miscellaneous | Natural Gas | Pool Heater | E4 |  | Baseline Forecast | 0 | 0 | 0 | 0 | 0 | 0 | 0 | 0 | 0 | 0 | 0 | 0 | 0 | 0 | 0 | 0 | 0 | 0 | 0 | 0 | 0 | 0 | 0 | 0 | 0 | 0 | 0 | 0 | 0 | 0 | 0 | 0 | 0
Commercial_Hospital_Existing_Miscellaneous_Natural Gas_Pool Heater_E5_Baseline Forecast | Commercial | Hospital | Existing | Miscellaneous | Natural Gas | Pool Heater | E5 |  | Baseline Forecast | 0 | 0 | 0 | 0 | 0 | 0 | 0 | 0 | 0 | 0 | 0 | 0 | 0 | 0 | 0 | 0 | 0 | 0 | 0 | 0 | 0 | 0 | 0 | 0 | 0 | 0 | 0 | 0 | 0 | 0 | 0 | 0 | 0
Commercial_Hospital_Existing_Miscellaneous_Natural Gas_Pool Heater_E6_Baseline Forecast | Commercial | Hospital | Existing | Miscellaneous | Natural Gas | Pool Heater | E6 |  | Baseline Forecast | 0 | 0 | 0 | 0 | 0 | 0 | 0 | 0 | 0 | 0 | 0 | 0 | 0 | 0 | 0 | 0 | 0 | 0 | 0 | 0 | 0 | 0 | 0 | 0 | 0 | 0 | 0 | 0 | 0 | 0 | 0 | 0 | 0
Commercial_Hospital_Existing_Miscellaneous_Natural Gas_Pool Heater_E7_Baseline Forecast | Commercial | Hospital | Existing | Miscellaneous | Natural Gas | Pool Heater | E7 |  | Baseline Forecast | 0 | 0 | 0 | 0 | 0 | 0 | 0 | 0 | 0 | 0 | 0 | 0 | 0 | 0 | 0 | 0 | 0 | 0 | 0 | 0 | 0 | 0 | 0 | 0 | 0 | 0 | 0 | 0 | 0 | 0 | 0 | 0 | 0
Commercial_Hospital_Existing_Miscellaneous_Natural Gas_Pool Heater_E8_Baseline Forecast | Commercial | Hospital | Existing | Miscellaneous | Natural Gas | Pool Heater | E8 |  | Baseline Forecast | 0 | 0 | 0 | 0 | 0 | 0 | 0 | 0 | 0 | 0 | 0 | 0 | 0 | 0 | 0 | 0 | 0 | 0 | 0 | 0 | 0 | 0 | 0 | 0 | 0 | 0 | 0 | 0 | 0 | 0 | 0 | 0 | 0
Commercial_Hospital_Existing_Miscellaneous_Natural Gas_Pool Heater_E9_Baseline Forecast | Commercial | Hospital | Existing | Miscellaneous | Natural Gas | Pool Heater | E9 |  | Baseline Forecast | 0 | 0 | 0 | 0 | 0 | 0 | 0 | 0 | 0 | 0 | 0 | 0 | 0 | 0 | 0 | 0 | 0 | 0 | 0 | 0 | 0 | 0 | 0 | 0 | 0 | 0 | 0 | 0 | 0 | 0 | 0 | 0 | 0
Commercial_Hospital_Existing_Miscellaneous_Natural Gas_Pool Heater_E10_Baseline Forecast | Commercial | Hospital | Existing | Miscellaneous | Natural Gas | Pool Heater | E10 |  | Baseline Forecast | 0 | 0 | 0 | 0 | 0 | 0 | 0 | 0 | 0 | 0 | 0 | 0 | 0 | 0 | 0 | 0 | 0 | 0 | 0 | 0 | 0 | 0 | 0 | 0 | 0 | 0 | 0 | 0 | 0 | 0 | 0 | 0 | 0
Commercial_Hospital_Existing_Miscellaneous_Natural Gas_Pool Heater_Vintage_Baseline Forecast | Commercial | Hospital | Existing | Miscellaneous | Natural Gas | Pool Heater | Vintage |  | Baseline Forecast | 0 | 0 | 0 | 0 | 0 | 0 | 0 | 0 | 0 | 0 | 0 | 0 | 0 | 0 | 0 | 0 | 0 | 0 | 0 | 0 | 0 | 0 | 0 | 0 | 0 | 0 | 0 | 0 | 0 | 0 | 0 | 0 | 0
Commercial_Hospital_Existing_Miscellaneous_Natural Gas_Miscellaneous_E1_Baseline Forecast | Commercial | Hospital | Existing | Miscellaneous | Natural Gas | Miscellaneous | E1 |  | Baseline Forecast | 0 | 232645.5645 | 506998.5581 | 815237.908 | 1144843.7248 | 1369925.9596 | 1561766.6628 | 1725281.4634 | 1864427.1696 | 1982655.7164 | 2082950.742 | 2167927.9987 | 2239837.6879 | 2300590.634 | 2351780.9253 | 2394791.2723 | 2430783.6792 | 2460833.6314 | 2485881.8451 | 2506687.6663 | 2523814.9716 | 2537722.3746 | 2548847.1828 | 2557577.8945 | 2564248.8087 | 2569167.7101 | 2572588.9993 | 2574736.559 | 2575788.1679 | 2575903.163 | 2575202.5996 | 2573812.0425 | 2612598.6985
Commercial_Hospital_Existing_Miscellaneous_Natural Gas_Miscellaneous_E2_Baseline Forecast | Commercial | Hospital | Existing | Miscellaneous | Natural Gas | Miscellaneous | E2 |  | Baseline Forecast | 0 | 0 | 0 | 0 | 0 | 0 | 0 | 0 | 0 | 0 | 0 | 0 | 0 | 0 | 0 | 0 | 0 | 0 | 0 | 0 | 0 | 0 | 0 | 0 | 0 | 0 | 0 | 0 | 0 | 0 | 0 | 0 | 0
Commercial_Hospital_Existing_Miscellaneous_Natural Gas_Miscellaneous_E3_Baseline Forecast | Commercial | Hospital | Existing | Miscellaneous | Natural Gas | Miscellaneous | E3 |  | Baseline Forecast | 0 | 0 | 0 | 0 | 0 | 0 | 0 | 0 | 0 | 0 | 0 | 0 | 0 | 0 | 0 | 0 | 0 | 0 | 0 | 0 | 0 | 0 | 0 | 0 | 0 | 0 | 0 | 0 | 0 | 0 | 0 | 0 | 0
Commercial_Hospital_Existing_Miscellaneous_Natural Gas_Miscellaneous_E4_Baseline Forecast | Commercial | Hospital | Existing | Miscellaneous | Natural Gas | Miscellaneous | E4 |  | Baseline Forecast | 0 | 0 | 0 | 0 | 0 | 0 | 0 | 0 | 0 | 0 | 0 | 0 | 0 | 0 | 0 | 0 | 0 | 0 | 0 | 0 | 0 | 0 | 0 | 0 | 0 | 0 | 0 | 0 | 0 | 0 | 0 | 0 | 0
Commercial_Hospital_Existing_Miscellaneous_Natural Gas_Miscellaneous_E5_Baseline Forecast | Commercial | Hospital | Existing | Miscellaneous | Natural Gas | Miscellaneous | E5 |  | Baseline Forecast | 0 | 0 | 0 | 0 | 0 | 0 | 0 | 0 | 0 | 0 | 0 | 0 | 0 | 0 | 0 | 0 | 0 | 0 | 0 | 0 | 0 | 0 | 0 | 0 | 0 | 0 | 0 | 0 | 0 | 0 | 0 | 0 | 0
Commercial_Hospital_Existing_Miscellaneous_Natural Gas_Miscellaneous_E6_Baseline Forecast | Commercial | Hospital | Existing | Miscellaneous | Natural Gas | Miscellaneous | E6 |  | Baseline Forecast | 0 | 0 | 0 | 0 | 0 | 0 | 0 | 0 | 0 | 0 | 0 | 0 | 0 | 0 | 0 | 0 | 0 | 0 | 0 | 0 | 0 | 0 | 0 | 0 | 0 | 0 | 0 | 0 | 0 | 0 | 0 | 0 | 0
Commercial_Hospital_Existing_Miscellaneous_Natural Gas_Miscellaneous_E7_Baseline Forecast | Commercial | Hospital | Existing | Miscellaneous | Natural Gas | Miscellaneous | E7 |  | Baseline Forecast | 0 | 0 | 0 | 0 | 0 | 0 | 0 | 0 | 0 | 0 | 0 | 0 | 0 | 0 | 0 | 0 | 0 | 0 | 0 | 0 | 0 | 0 | 0 | 0 | 0 | 0 | 0 | 0 | 0 | 0 | 0 | 0 | 0
Commercial_Hospital_Existing_Miscellaneous_Natural Gas_Miscellaneous_E8_Baseline Forecast | Commercial | Hospital | Existing | Miscellaneous | Natural Gas | Miscellaneous | E8 |  | Baseline Forecast | 0 | 0 | 0 | 0 | 0 | 0 | 0 | 0 | 0 | 0 | 0 | 0 | 0 | 0 | 0 | 0 | 0 | 0 | 0 | 0 | 0 | 0 | 0 | 0 | 0 | 0 | 0 | 0 | 0 | 0 | 0 | 0 | 0
Commercial_Hospital_Existing_Miscellaneous_Natural Gas_Miscellaneous_E9_Baseline Forecast | Commercial | Hospital | Existing | Miscellaneous | Natural Gas | Miscellaneous | E9 |  | Baseline Forecast | 0 | 0 | 0 | 0 | 0 | 0 | 0 | 0 | 0 | 0 | 0 | 0 | 0 | 0 | 0 | 0 | 0 | 0 | 0 | 0 | 0 | 0 | 0 | 0 | 0 | 0 | 0 | 0 | 0 | 0 | 0 | 0 | 0
Commercial_Hospital_Existing_Miscellaneous_Natural Gas_Miscellaneous_E10_Baseline Forecast | Commercial | Hospital | Existing | Miscellaneous | Natural Gas | Miscellaneous | E10 |  | Baseline Forecast | 0 | 0 | 0 | 0 | 0 | 0 | 0 | 0 | 0 | 0 | 0 | 0 | 0 | 0 | 0 | 0 | 0 | 0 | 0 | 0 | 0 | 0 | 0 | 0 | 0 | 0 | 0 | 0 | 0 | 0 | 0 | 0 | 0
Commercial_Hospital_Existing_Miscellaneous_Natural Gas_Miscellaneous_Vintage_Baseline Forecast | Commercial | Hospital | Existing | Miscellaneous | Natural Gas | Miscellaneous | Vintage |  | Baseline Forecast | 2728078.0983 | 2481552.6882 | 2193319.8491 | 1868318.7373 | 1601416.0605 | 1368953.4701 | 1170597.365 | 1001214.2154 | 856399.1393 | 732536.3269 | 626578.8345 | 535946.6933 | 458430.3147 | 392132.8371 | 335425.1642 | 286919.3133 | 245426.4073 | 209937.998 | 179589.759 | 153636.8276 | 131437.6465 | 112445.0792 | 96195.104 | 82291.6998 | 70396.1434 | 60219.1283 | 51512.6443 | 44064.5064 | 37692.8487 | 32242.196 | 27579.3366 | 23590.5744 | 20220.4924
Commercial_Hospital_New_Space Heating_Natural Gas_Furnace_E1_Baseline Forecast | Commercial | Hospital | New | Space Heating | Natural Gas | Furnace | E1 |  | Baseline Forecast | 0 | 0 | 0 | 0 | 0 | 0 | 0 | 0 | 0 | 0 | 0 | 0 | 0 | 0 | 0 | 0 | 0 | 0 | 0 | 0 | 0 | 0 | 0 | 0 | 0 | 0 | 0 | 0 | 0 | 0 | 0 | 0 | 0
Commercial_Hospital_New_Space Heating_Natural Gas_Furnace_E2_Baseline Forecast | Commercial | Hospital | New | Space Heating | Natural Gas | Furnace | E2 |  | Baseline Forecast | 0 | 0 | 0 | 0 | 0 | 0 | 0 | 0 | 0 | 0 | 0 | 0 | 0 | 0 | 0 | 0 | 0 | 0 | 0 | 0 | 0 | 0 | 0 | 0 | 0 | 0 | 0 | 0 | 0 | 0 | 0 | 0 | 0
Commercial_Hospital_New_Space Heating_Natural Gas_Furnace_E3_Baseline Forecast | Commercial | Hospital | New | Space Heating | Natural Gas | Furnace | E3 |  | Baseline Forecast | 0 | 0 | 0 | 0 | 0 | 0 | 0 | 0 | 0 | 0 | 0 | 0 | 0 | 0 | 0 | 0 | 0 | 0 | 0 | 0 | 0 | 0 | 0 | 0 | 0 | 0 | 0 | 0 | 0 | 0 | 0 | 0 | 0
Commercial_Hospital_New_Space Heating_Natural Gas_Furnace_E4_Baseline Forecast | Commercial | Hospital | New | Space Heating | Natural Gas | Furnace | E4 |  | Baseline Forecast | 0 | 0 | 0 | 0 | 0 | 0 | 0 | 0 | 0 | 0 | 0 | 0 | 0 | 0 | 0 | 0 | 0 | 0 | 0 | 0 | 0 | 0 | 0 | 0 | 0 | 0 | 0 | 0 | 0 | 0 | 0 | 0 | 0
Commercial_Hospital_New_Space Heating_Natural Gas_Furnace_E5_Baseline Forecast | Commercial | Hospital | New | Space Heating | Natural Gas | Furnace | E5 |  | Baseline Forecast | 0 | 0 | 0 | 0 | 0 | 0 | 0 | 0 | 0 | 0 | 0 | 0 | 0 | 0 | 0 | 0 | 0 | 0 | 0 | 0 | 0 | 0 | 0 | 0 | 0 | 0 | 0 | 0 | 0 | 0 | 0 | 0 | 0
Commercial_Hospital_New_Space Heating_Natural Gas_Furnace_E6_Baseline Forecast | Commercial | Hospital | New | Space Heating | Natural Gas | Furnace | E6 |  | Baseline Forecast | 0 | 0 | 0 | 0 | 0 | 0 | 0 | 0 | 0 | 0 | 0 | 0 | 0 | 0 | 0 | 0 | 0 | 0 | 0 | 0 | 0 | 0 | 0 | 0 | 0 | 0 | 0 | 0 | 0 | 0 | 0 | 0 | 0
Commercial_Hospital_New_Space Heating_Natural Gas_Furnace_E7_Baseline Forecast | Commercial | Hospital | New | Space Heating | Natural Gas | Furnace | E7 |  | Baseline Forecast | 0 | 0 | 0 | 0 | 0 | 0 | 0 | 0 | 0 | 0 | 0 | 0 | 0 | 0 | 0 | 0 | 0 | 0 | 0 | 0 | 0 | 0 | 0 | 0 | 0 | 0 | 0 | 0 | 0 | 0 | 0 | 0 | 0
Commercial_Hospital_New_Space Heating_Natural Gas_Furnace_E8_Baseline Forecast | Commercial | Hospital | New | Space Heating | Natural Gas | Furnace | E8 |  | Baseline Forecast | 0 | 0 | 0 | 0 | 0 | 0 | 0 | 0 | 0 | 0 | 0 | 0 | 0 | 0 | 0 | 0 | 0 | 0 | 0 | 0 | 0 | 0 | 0 | 0 | 0 | 0 | 0 | 0 | 0 | 0 | 0 | 0 | 0
Commercial_Hospital_New_Space Heating_Natural Gas_Furnace_E9_Baseline Forecast | Commercial | Hospital | New | Space Heating | Natural Gas | Furnace | E9 |  | Baseline Forecast | 0 | 0 | 0 | 0 | 0 | 0 | 0 | 0 | 0 | 0 | 0 | 0 | 0 | 0 | 0 | 0 | 0 | 0 | 0 | 0 | 0 | 0 | 0 | 0 | 0 | 0 | 0 | 0 | 0 | 0 | 0 | 0 | 0
Commercial_Hospital_New_Space Heating_Natural Gas_Furnace_E10_Baseline Forecast | Commercial | Hospital | New | Space Heating | Natural Gas | Furnace | E10 |  | Baseline Forecast | 0 | 0 | 0 | 0 | 0 | 0 | 0 | 0 | 0 | 0 | 0 | 0 | 0 | 0 | 0 | 0 | 0 | 0 | 0 | 0 | 0 | 0 | 0 | 0 | 0 | 0 | 0 | 0 | 0 | 0 | 0 | 0 | 0
Commercial_Hospital_New_Space Heating_Natural Gas_Furnace_Vintage_Baseline Forecast | Commercial | Hospital | New | Space Heating | Natural Gas | Furnace | Vintage |  | Baseline Forecast | 0 | 0 | 0 | 0 | 0 | 0 | 0 | 0 | 0 | 0 | 0 | 0 | 0 | 0 | 0 | 0 | 0 | 0 | 0 | 0 | 0 | 0 | 0 | 0 | 0 | 0 | 0 | 0 | 0 | 0 | 0 | 0 | 0
Commercial_Hospital_New_Space Heating_Natural Gas_Boiler_E1_Baseline Forecast | Commercial | Hospital | New | Space Heating | Natural Gas | Boiler | E1 |  | Baseline Forecast | 0 | 0 | 0 | 0 | 0 | 0 | 0 | 0 | 0 | 0 | 0 | 0 | 0 | 0 | 0 | 0 | 0 | 0 | 0 | 0 | 0 | 0 | 0 | 0 | 0 | 0 | 0 | 0 | 0 | 0 | 0 | 0 | 0
Commercial_Hospital_New_Space Heating_Natural Gas_Boiler_E2_Baseline Forecast | Commercial | Hospital | New | Space Heating | Natural Gas | Boiler | E2 |  | Baseline Forecast | 0 | 0 | 0 | 0 | 0 | 0 | 0 | 0 | 0 | 0 | 0 | 0 | 0 | 0 | 0 | 0 | 0 | 0 | 0 | 0 | 0 | 0 | 0 | 0 | 0 | 0 | 0 | 0 | 0 | 0 | 0 | 0 | 0
Commercial_Hospital_New_Space Heating_Natural Gas_Boiler_E3_Baseline Forecast | Commercial | Hospital | New | Space Heating | Natural Gas | Boiler | E3 |  | Baseline Forecast | 0 | 0 | 0 | 0 | 0 | 0 | 0 | 0 | 0 | 0 | 0 | 0 | 0 | 0 | 0 | 0 | 0 | 0 | 0 | 0 | 0 | 0 | 0 | 0 | 0 | 0 | 0 | 0 | 0 | 0 | 0 | 0 | 0
Commercial_Hospital_New_Space Heating_Natural Gas_Boiler_E4_Baseline Forecast | Commercial | Hospital | New | Space Heating | Natural Gas | Boiler | E4 |  | Baseline Forecast | 0 | 0 | 0 | 0 | 0 | 0 | 0 | 0 | 0 | 0 | 0 | 0 | 0 | 0 | 0 | 0 | 0 | 0 | 0 | 0 | 0 | 0 | 0 | 0 | 0 | 0 | 0 | 0 | 0 | 0 | 0 | 0 | 0
Commercial_Hospital_New_Space Heating_Natural Gas_Boiler_E5_Baseline Forecast | Commercial | Hospital | New | Space Heating | Natural Gas | Boiler | E5 |  | Baseline Forecast | 0 | 0 | 0 | 0 | 0 | 0 | 0 | 0 | 0 | 0 | 0 | 0 | 0 | 0 | 0 | 0 | 0 | 0 | 0 | 0 | 0 | 0 | 0 | 0 | 0 | 0 | 0 | 0 | 0 | 0 | 0 | 0 | 0
Commercial_Hospital_New_Space Heating_Natural Gas_Boiler_E6_Baseline Forecast | Commercial | Hospital | New | Space Heating | Natural Gas | Boiler | E6 |  | Baseline Forecast | 0 | 0 | 0 | 0 | 0 | 0 | 0 | 0 | 0 | 0 | 0 | 0 | 0 | 0 | 0 | 0 | 0 | 0 | 0 | 0 | 0 | 0 | 0 | 0 | 0 | 0 | 0 | 0 | 0 | 0 | 0 | 0 | 0
Commercial_Hospital_New_Space Heating_Natural Gas_Boiler_E7_Baseline Forecast | Commercial | Hospital | New | Space Heating | Natural Gas | Boiler | E7 |  | Baseline Forecast | 0 | 0 | 0 | 0 | 0 | 0 | 0 | 0 | 0 | 0 | 0 | 0 | 0 | 0 | 0 | 0 | 0 | 0 | 0 | 0 | 0 | 0 | 0 | 0 | 0 | 0 | 0 | 0 | 0 | 0 | 0 | 0 | 0
Commercial_Hospital_New_Space Heating_Natural Gas_Boiler_E8_Baseline Forecast | Commercial | Hospital | New | Space Heating | Natural Gas | Boiler | E8 |  | Baseline Forecast | 0 | 0 | 0 | 0 | 0 | 0 | 0 | 0 | 0 | 0 | 0 | 0 | 0 | 0 | 0 | 0 | 0 | 0 | 0 | 0 | 0 | 0 | 0 | 0 | 0 | 0 | 0 | 0 | 0 | 0 | 0 | 0 | 0
Commercial_Hospital_New_Space Heating_Natural Gas_Boiler_E9_Baseline Forecast | Commercial | Hospital | New | Space Heating | Natural Gas | Boiler | E9 |  | Baseline Forecast | 0 | 0 | 0 | 0 | 0 | 0 | 0 | 0 | 0 | 0 | 0 | 0 | 0 | 0 | 0 | 0 | 0 | 0 | 0 | 0 | 0 | 0 | 0 | 0 | 0 | 0 | 0 | 0 | 0 | 0 | 0 | 0 | 0
Commercial_Hospital_New_Space Heating_Natural Gas_Boiler_E10_Baseline Forecast | Commercial | Hospital | New | Space Heating | Natural Gas | Boiler | E10 |  | Baseline Forecast | 0 | 0 | 0 | 0 | 0 | 0 | 0 | 0 | 0 | 0 | 0 | 0 | 0 | 0 | 0 | 0 | 0 | 0 | 0 | 0 | 0 | 0 | 0 | 0 | 0 | 0 | 0 | 0 | 0 | 0 | 0 | 0 | 0
Commercial_Hospital_New_Space Heating_Natural Gas_Boiler_Vintage_Baseline Forecast | Commercial | Hospital | New | Space Heating | Natural Gas | Boiler | Vintage |  | Baseline Forecast | 0 | 0 | 0 | 0 | 0 | 0 | 0 | 0 | 0 | 0 | 0 | 0 | 0 | 0 | 0 | 0 | 0 | 0 | 0 | 0 | 0 | 0 | 0 | 0 | 0 | 0 | 0 | 0 | 0 | 0 | 0 | 0 | 0
Commercial_Hospital_New_Space Heating_Natural Gas_Unit Heater_E1_Baseline Forecast | Commercial | Hospital | New | Space Heating | Natural Gas | Unit Heater | E1 |  | Baseline Forecast | 0 | 0 | 0 | 0 | 0 | 0 | 0 | 0 | 0 | 0 | 0 | 0 | 0 | 0 | 0 | 0 | 0 | 0 | 0 | 0 | 0 | 0 | 0 | 0 | 0 | 0 | 0 | 0 | 0 | 0 | 0 | 0 | 0
Commercial_Hospital_New_Space Heating_Natural Gas_Unit Heater_E2_Baseline Forecast | Commercial | Hospital | New | Space Heating | Natural Gas | Unit Heater | E2 |  | Baseline Forecast | 0 | 0 | 0 | 0 | 0 | 0 | 0 | 0 | 0 | 0 | 0 | 0 | 0 | 0 | 0 | 0 | 0 | 0 | 0 | 0 | 0 | 0 | 0 | 0 | 0 | 0 | 0 | 0 | 0 | 0 | 0 | 0 | 0
Commercial_Hospital_New_Space Heating_Natural Gas_Unit Heater_E3_Baseline Forecast | Commercial | Hospital | New | Space Heating | Natural Gas | Unit Heater | E3 |  | Baseline Forecast | 0 | 0 | 0 | 0 | 0 | 0 | 0 | 0 | 0 | 0 | 0 | 0 | 0 | 0 | 0 | 0 | 0 | 0 | 0 | 0 | 0 | 0 | 0 | 0 | 0 | 0 | 0 | 0 | 0 | 0 | 0 | 0 | 0
Commercial_Hospital_New_Space Heating_Natural Gas_Unit Heater_E4_Baseline Forecast | Commercial | Hospital | New | Space Heating | Natural Gas | Unit Heater | E4 |  | Baseline Forecast | 0 | 0 | 0 | 0 | 0 | 0 | 0 | 0 | 0 | 0 | 0 | 0 | 0 | 0 | 0 | 0 | 0 | 0 | 0 | 0 | 0 | 0 | 0 | 0 | 0 | 0 | 0 | 0 | 0 | 0 | 0 | 0 | 0
Commercial_Hospital_New_Space Heating_Natural Gas_Unit Heater_E5_Baseline Forecast | Commercial | Hospital | New | Space Heating | Natural Gas | Unit Heater | E5 |  | Baseline Forecast | 0 | 0 | 0 | 0 | 0 | 0 | 0 | 0 | 0 | 0 | 0 | 0 | 0 | 0 | 0 | 0 | 0 | 0 | 0 | 0 | 0 | 0 | 0 | 0 | 0 | 0 | 0 | 0 | 0 | 0 | 0 | 0 | 0
Commercial_Hospital_New_Space Heating_Natural Gas_Unit Heater_E6_Baseline Forecast | Commercial | Hospital | New | Space Heating | Natural Gas | Unit Heater | E6 |  | Baseline Forecast | 0 | 0 | 0 | 0 | 0 | 0 | 0 | 0 | 0 | 0 | 0 | 0 | 0 | 0 | 0 | 0 | 0 | 0 | 0 | 0 | 0 | 0 | 0 | 0 | 0 | 0 | 0 | 0 | 0 | 0 | 0 | 0 | 0
Commercial_Hospital_New_Space Heating_Natural Gas_Unit Heater_E7_Baseline Forecast | Commercial | Hospital | New | Space Heating | Natural Gas | Unit Heater | E7 |  | Baseline Forecast | 0 | 0 | 0 | 0 | 0 | 0 | 0 | 0 | 0 | 0 | 0 | 0 | 0 | 0 | 0 | 0 | 0 | 0 | 0 | 0 | 0 | 0 | 0 | 0 | 0 | 0 | 0 | 0 | 0 | 0 | 0 | 0 | 0
Commercial_Hospital_New_Space Heating_Natural Gas_Unit Heater_E8_Baseline Forecast | Commercial | Hospital | New | Space Heating | Natural Gas | Unit Heater | E8 |  | Baseline Forecast | 0 | 0 | 0 | 0 | 0 | 0 | 0 | 0 | 0 | 0 | 0 | 0 | 0 | 0 | 0 | 0 | 0 | 0 | 0 | 0 | 0 | 0 | 0 | 0 | 0 | 0 | 0 | 0 | 0 | 0 | 0 | 0 | 0
Commercial_Hospital_New_Space Heating_Natural Gas_Unit Heater_E9_Baseline Forecast | Commercial | Hospital | New | Space Heating | Natural Gas | Unit Heater | E9 |  | Baseline Forecast | 0 | 0 | 0 | 0 | 0 | 0 | 0 | 0 | 0 | 0 | 0 | 0 | 0 | 0 | 0 | 0 | 0 | 0 | 0 | 0 | 0 | 0 | 0 | 0 | 0 | 0 | 0 | 0 | 0 | 0 | 0 | 0 | 0
Commercial_Hospital_New_Space Heating_Natural Gas_Unit Heater_E10_Baseline Forecast | Commercial | Hospital | New | Space Heating | Natural Gas | Unit Heater | E10 |  | Baseline Forecast | 0 | 0 | 0 | 0 | 0 | 0 | 0 | 0 | 0 | 0 | 0 | 0 | 0 | 0 | 0 | 0 | 0 | 0 | 0 | 0 | 0 | 0 | 0 | 0 | 0 | 0 | 0 | 0 | 0 | 0 | 0 | 0 | 0
Commercial_Hospital_New_Space Heating_Natural Gas_Unit Heater_Vintage_Baseline Forecast | Commercial | Hospital | New | Space Heating | Natural Gas | Unit Heater | Vintage |  | Baseline Forecast | 0 | 0 | 0 | 0 | 0 | 0 | 0 | 0 | 0 | 0 | 0 | 0 | 0 | 0 | 0 | 0 | 0 | 0 | 0 | 0 | 0 | 0 | 0 | 0 | 0 | 0 | 0 | 0 | 0 | 0 | 0 | 0 | 0
Commercial_Hospital_New_Water Heating_Natural Gas_Water Heater_E1_Baseline Forecast | Commercial | Hospital | New | Water Heating | Natural Gas | Water Heater | E1 |  | Baseline Forecast | 0 | 347.3752 | 2022.8923 | 3093.6689 | 4373.9446 | 5693.3834 | 7019.4454 | 8167.1431 | 9298.7506 | 10456.8397 | 11633.7729 | 12801.7524 | 13951.4521 | 15085.4668 | 16221.1079 | 17353.299 | 18492.0276 | 19604.1892 | 20672.1626 | 21705.6689 | 22739.6763 | 23794.6173 | 24863.2999 | 25943.2813 | 27034.8562 | 28129.4931 | 29228.4043 | 30328.0525 | 31432.5522 | 32539.4603 | 33654.6064 | 34770.5741 | 35244.613
Commercial_Hospital_New_Water Heating_Natural Gas_Water Heater_E2_Baseline Forecast | Commercial | Hospital | New | Water Heating | Natural Gas | Water Heater | E2 |  | Baseline Forecast | 0 | 3150.652 | 18347.4194 | 28059.2142 | 39671.1054 | 51638.2237 | 63665.4859 | 74075.0475 | 84338.7301 | 94842.6552 | 105517.5666 | 116111.3952 | 126539.5374 | 136825.5516 | 147126.4473 | 157396.2048 | 167725.5016 | 177813.8206 | 187501.4399 | 196876.4939 | 206256.1606 | 215825.7572 | 225520.0776 | 235316.9793 | 245219.1406 | 255149.2147 | 265118.1137 | 275093.7303 | 285113.3537 | 295154.8171 | 305270.988 | 315394.5014 | 319695.0967
Commercial_Hospital_New_Water Heating_Natural Gas_Water Heater_E3_Baseline Forecast | Commercial | Hospital | New | Water Heating | Natural Gas | Water Heater | E3 |  | Baseline Forecast | 0 | 0 | 0 | 0 | 0 | 0 | 0 | 0 | 0 | 0 | 0 | 0 | 0 | 0 | 0 | 0 | 0 | 0 | 0 | 0 | 0 | 0 | 0 | 0 | 0 | 0 | 0 | 0 | 0 | 0 | 0 | 0 | 0
Commercial_Hospital_New_Water Heating_Natural Gas_Water Heater_E4_Baseline Forecast | Commercial | Hospital | New | Water Heating | Natural Gas | Water Heater | E4 |  | Baseline Forecast | 0 | 0 | 0 | 0 | 0 | 0 | 0 | 0 | 0 | 0 | 0 | 0 | 0 | 0 | 0 | 0 | 0 | 0 | 0 | 0 | 0 | 0 | 0 | 0 | 0 | 0 | 0 | 0 | 0 | 0 | 0 | 0 | 0
Commercial_Hospital_New_Water Heating_Natural Gas_Water Heater_E5_Baseline Forecast | Commercial | Hospital | New | Water Heating | Natural Gas | Water Heater | E5 |  | Baseline Forecast | 0 | 0 | 0 | 0 | 0 | 0 | 0 | 0 | 0 | 0 | 0 | 0 | 0 | 0 | 0 | 0 | 0 | 0 | 0 | 0 | 0 | 0 | 0 | 0 | 0 | 0 | 0 | 0 | 0 | 0 | 0 | 0 | 0
Commercial_Hospital_New_Water Heating_Natural Gas_Water Heater_E6_Baseline Forecast | Commercial | Hospital | New | Water Heating | Natural Gas | Water Heater | E6 |  | Baseline Forecast | 0 | 0 | 0 | 0 | 0 | 0 | 0 | 0 | 0 | 0 | 0 | 0 | 0 | 0 | 0 | 0 | 0 | 0 | 0 | 0 | 0 | 0 | 0 | 0 | 0 | 0 | 0 | 0 | 0 | 0 | 0 | 0 | 0
Commercial_Hospital_New_Water Heating_Natural Gas_Water Heater_E7_Baseline Forecast | Commercial | Hospital | New | Water Heating | Natural Gas | Water Heater | E7 |  | Baseline Forecast | 0 | 0 | 0 | 0 | 0 | 0 | 0 | 0 | 0 | 0 | 0 | 0 | 0 | 0 | 0 | 0 | 0 | 0 | 0 | 0 | 0 | 0 | 0 | 0 | 0 | 0 | 0 | 0 | 0 | 0 | 0 | 0 | 0
Commercial_Hospital_New_Water Heating_Natural Gas_Water Heater_E8_Baseline Forecast | Commercial | Hospital | New | Water Heating | Natural Gas | Water Heater | E8 |  | Baseline Forecast | 0 | 0 | 0 | 0 | 0 | 0 | 0 | 0 | 0 | 0 | 0 | 0 | 0 | 0 | 0 | 0 | 0 | 0 | 0 | 0 | 0 | 0 | 0 | 0 | 0 | 0 | 0 | 0 | 0 | 0 | 0 | 0 | 0
Commercial_Hospital_New_Water Heating_Natural Gas_Water Heater_E9_Baseline Forecast | Commercial | Hospital | New | Water Heating | Natural Gas | Water Heater | E9 |  | Baseline Forecast | 0 | 0 | 0 | 0 | 0 | 0 | 0 | 0 | 0 | 0 | 0 | 0 | 0 | 0 | 0 | 0 | 0 | 0 | 0 | 0 | 0 | 0 | 0 | 0 | 0 | 0 | 0 | 0 | 0 | 0 | 0 | 0 | 0
Commercial_Hospital_New_Water Heating_Natural Gas_Water Heater_E10_Baseline Forecast | Commercial | Hospital | New | Water Heating | Natural Gas | Water Heater | E10 |  | Baseline Forecast | 0 | 0 | 0 | 0 | 0 | 0 | 0 | 0 | 0 | 0 | 0 | 0 | 0 | 0 | 0 | 0 | 0 | 0 | 0 | 0 | 0 | 0 | 0 | 0 | 0 | 0 | 0 | 0 | 0 | 0 | 0 | 0 | 0
Commercial_Hospital_New_Water Heating_Natural Gas_Water Heater_Vintage_Baseline Forecast | Commercial | Hospital | New | Water Heating | Natural Gas | Water Heater | Vintage |  | Baseline Forecast | 0 | 0 | 0 | 0 | 0 | 0 | 0 | 0 | 0 | 0 | 0 | 0 | 0 | 0 | 0 | 0 | 0 | 0 | 0 | 0 | 0 | 0 | 0 | 0 | 0 | 0 | 0 | 0 | 0 | 0 | 0 | 0 | 0
Commercial_Hospital_New_Food Preparation_Natural Gas_Oven_E1_Baseline Forecast | Commercial | Hospital | New | Food Preparation | Natural Gas | Oven | E1 |  | Baseline Forecast | 0 | 87.5039 | 509.3699 | 779.1419 | 1101.8157 | 1434.2527 | 1768.0554 | 2056.75 | 2341.1452 | 2631.95 | 2927.1815 | 3219.6385 | 3507.0194 | 3789.8753 | 4072.5541 | 4353.8223 | 4636.0417 | 4910.3184 | 5173.6039 | 5427.6782 | 5681.4274 | 5939.9793 | 6201.7119 | 6465.8058 | 6732.3376 | 6999.1941 | 7266.478 | 7533.698 | 7801.9973 | 8070.8665 | 8341.9319 | 8613.4035 | 8726.4689
Commercial_Hospital_New_Food Preparation_Natural Gas_Oven_E2_Baseline Forecast | Commercial | Hospital | New | Food Preparation | Natural Gas | Oven | E2 |  | Baseline Forecast | 0 | 125.9253 | 733.5075 | 1121.625 | 1585.5559 | 2063.7871 | 2544.7262 | 2961.1881 | 3372.0669 | 3792.81 | 4220.7089 | 4645.8887 | 5064.9201 | 5478.8477 | 5893.9595 | 6308.3716 | 6725.8641 | 7134.9754 | 7527.9333 | 7908.9286 | 8290.5608 | 8680.2562 | 9075.2192 | 9474.7692 | 9879.0109 | 10284.8179 | 10692.8271 | 11101.355 | 11511.7847 | 11923.1241 | 12337.3281 | 12751.6239 | 12929.8788
Commercial_Hospital_New_Food Preparation_Natural Gas_Oven_E3_Baseline Forecast | Commercial | Hospital | New | Food Preparation | Natural Gas | Oven | E3 |  | Baseline Forecast | 0 | 0 | 0 | 0 | 0 | 0 | 0 | 0 | 0 | 0 | 0 | 0 | 0 | 0 | 0 | 0 | 0 | 0 | 0 | 0 | 0 | 0 | 0 | 0 | 0 | 0 | 0 | 0 | 0 | 0 | 0 | 0 | 0
Commercial_Hospital_New_Food Preparation_Natural Gas_Oven_E4_Baseline Forecast | Commercial | Hospital | New | Food Preparation | Natural Gas | Oven | E4 |  | Baseline Forecast | 0 | 0 | 0 | 0 | 0 | 0 | 0 | 0 | 0 | 0 | 0 | 0 | 0 | 0 | 0 | 0 | 0 | 0 | 0 | 0 | 0 | 0 | 0 | 0 | 0 | 0 | 0 | 0 | 0 | 0 | 0 | 0 | 0
Commercial_Hospital_New_Food Preparation_Natural Gas_Oven_E5_Baseline Forecast | Commercial | Hospital | New | Food Preparation | Natural Gas | Oven | E5 |  | Baseline Forecast | 0 | 0 | 0 | 0 | 0 | 0 | 0 | 0 | 0 | 0 | 0 | 0 | 0 | 0 | 0 | 0 | 0 | 0 | 0 | 0 | 0 | 0 | 0 | 0 | 0 | 0 | 0 | 0 | 0 | 0 | 0 | 0 | 0
Commercial_Hospital_New_Food Preparation_Natural Gas_Oven_E6_Baseline Forecast | Commercial | Hospital | New | Food Preparation | Natural Gas | Oven | E6 |  | Baseline Forecast | 0 | 0 | 0 | 0 | 0 | 0 | 0 | 0 | 0 | 0 | 0 | 0 | 0 | 0 | 0 | 0 | 0 | 0 | 0 | 0 | 0 | 0 | 0 | 0 | 0 | 0 | 0 | 0 | 0 | 0 | 0 | 0 | 0
Commercial_Hospital_New_Food Preparation_Natural Gas_Oven_E7_Baseline Forecast | Commercial | Hospital | New | Food Preparation | Natural Gas | Oven | E7 |  | Baseline Forecast | 0 | 0 | 0 | 0 | 0 | 0 | 0 | 0 | 0 | 0 | 0 | 0 | 0 | 0 | 0 | 0 | 0 | 0 | 0 | 0 | 0 | 0 | 0 | 0 | 0 | 0 | 0 | 0 | 0 | 0 | 0 | 0 | 0
Commercial_Hospital_New_Food Preparation_Natural Gas_Oven_E8_Baseline Forecast | Commercial | Hospital | New | Food Preparation | Natural Gas | Oven | E8 |  | Baseline Forecast | 0 | 0 | 0 | 0 | 0 | 0 | 0 | 0 | 0 | 0 | 0 | 0 | 0 | 0 | 0 | 0 | 0 | 0 | 0 | 0 | 0 | 0 | 0 | 0 | 0 | 0 | 0 | 0 | 0 | 0 | 0 | 0 | 0
Commercial_Hospital_New_Food Preparation_Natural Gas_Oven_E9_Baseline Forecast | Commercial | Hospital | New | Food Preparation | Natural Gas | Oven | E9 |  | Baseline Forecast | 0 | 0 | 0 | 0 | 0 | 0 | 0 | 0 | 0 | 0 | 0 | 0 | 0 | 0 | 0 | 0 | 0 | 0 | 0 | 0 | 0 | 0 | 0 | 0 | 0 | 0 | 0 | 0 | 0 | 0 | 0 | 0 | 0
Commercial_Hospital_New_Food Preparation_Natural Gas_Oven_E10_Baseline Forecast | Commercial | Hospital | New | Food Preparation | Natural Gas | Oven | E10 |  | Baseline Forecast | 0 | 0 | 0 | 0 | 0 | 0 | 0 | 0 | 0 | 0 | 0 | 0 | 0 | 0 | 0 | 0 | 0 | 0 | 0 | 0 | 0 | 0 | 0 | 0 | 0 | 0 | 0 | 0 | 0 | 0 | 0 | 0 | 0
Commercial_Hospital_New_Food Preparation_Natural Gas_Oven_Vintage_Baseline Forecast | Commercial | Hospital | New | Food Preparation | Natural Gas | Oven | Vintage |  | Baseline Forecast | 0 | 0 | 0 | 0 | 0 | 0 | 0 | 0 | 0 | 0 | 0 | 0 | 0 | 0 | 0 | 0 | 0 | 0 | 0 | 0 | 0 | 0 | 0 | 0 | 0 | 0 | 0 | 0 | 0 | 0 | 0 | 0 | 0
Commercial_Hospital_New_Food Preparation_Natural Gas_Conveyor Oven_E1_Baseline Forecast | Commercial | Hospital | New | Food Preparation | Natural Gas | Conveyor Oven | E1 |  | Baseline Forecast | 0 | 43.747 | 254.697 | 389.5201 | 550.7211 | 716.8151 | 883.6734 | 1028.0361 | 1170.3162 | 1315.8673 | 1463.7277 | 1610.4083 | 1754.7371 | 1897.041 | 2039.4956 | 2181.4653 | 2324.2059 | 2463.5209 | 2597.0417 | 2726.0896 | 2855.0288 | 2986.4317 | 3119.3538 | 3253.3356 | 3388.9069 | 3524.7995 | 3661.2294 | 3797.7796 | 3935.0107 | 4072.5806 | 4211.2186 | 4350.004 | 4408.6373
Commercial_Hospital_New_Food Preparation_Natural Gas_Conveyor Oven_E2_Baseline Forecast | Commercial | Hospital | New | Food Preparation | Natural Gas | Conveyor Oven | E2 |  | Baseline Forecast | 0 | 62.9676 | 366.7418 | 560.8634 | 792.9647 | 1032.2048 | 1272.7174 | 1480.933 | 1686.2899 | 1896.5127 | 2110.2175 | 2322.3553 | 2531.2326 | 2737.3205 | 2943.7612 | 3149.6316 | 3356.747 | 3559.1259 | 3753.7269 | 3942.2138 | 4130.9654 | 4323.686 | 4519.1117 | 4716.9518 | 4916.7674 | 5117.2065 | 5318.4232 | 5519.747 | 5721.8803 | 5924.4147 | 6128.4113 | 6332.5097 | 6419.5366
Commercial_Hospital_New_Food Preparation_Natural Gas_Conveyor Oven_E3_Baseline Forecast | Commercial | Hospital | New | Food Preparation | Natural Gas | Conveyor Oven | E3 |  | Baseline Forecast | 0 | 0 | 0 | 0 | 0 | 0 | 0 | 0 | 0 | 0 | 0 | 0 | 0 | 0 | 0 | 0 | 0 | 0 | 0 | 0 | 0 | 0 | 0 | 0 | 0 | 0 | 0 | 0 | 0 | 0 | 0 | 0 | 0
Commercial_Hospital_New_Food Preparation_Natural Gas_Conveyor Oven_E4_Baseline Forecast | Commercial | Hospital | New | Food Preparation | Natural Gas | Conveyor Oven | E4 |  | Baseline Forecast | 0 | 0 | 0 | 0 | 0 | 0 | 0 | 0 | 0 | 0 | 0 | 0 | 0 | 0 | 0 | 0 | 0 | 0 | 0 | 0 | 0 | 0 | 0 | 0 | 0 | 0 | 0 | 0 | 0 | 0 | 0 | 0 | 0
Commercial_Hospital_New_Food Preparation_Natural Gas_Conveyor Oven_E5_Baseline Forecast | Commercial | Hospital | New | Food Preparation | Natural Gas | Conveyor Oven | E5 |  | Baseline Forecast | 0 | 0 | 0 | 0 | 0 | 0 | 0 | 0 | 0 | 0 | 0 | 0 | 0 | 0 | 0 | 0 | 0 | 0 | 0 | 0 | 0 | 0 | 0 | 0 | 0 | 0 | 0 | 0 | 0 | 0 | 0 | 0 | 0
Commercial_Hospital_New_Food Preparation_Natural Gas_Conveyor Oven_E6_Baseline Forecast | Commercial | Hospital | New | Food Preparation | Natural Gas | Conveyor Oven | E6 |  | Baseline Forecast | 0 | 0 | 0 | 0 | 0 | 0 | 0 | 0 | 0 | 0 | 0 | 0 | 0 | 0 | 0 | 0 | 0 | 0 | 0 | 0 | 0 | 0 | 0 | 0 | 0 | 0 | 0 | 0 | 0 | 0 | 0 | 0 | 0
Commercial_Hospital_New_Food Preparation_Natural Gas_Conveyor Oven_E7_Baseline Forecast | Commercial | Hospital | New | Food Preparation | Natural Gas | Conveyor Oven | E7 |  | Baseline Forecast | 0 | 0 | 0 | 0 | 0 | 0 | 0 | 0 | 0 | 0 | 0 | 0 | 0 | 0 | 0 | 0 | 0 | 0 | 0 | 0 | 0 | 0 | 0 | 0 | 0 | 0 | 0 | 0 | 0 | 0 | 0 | 0 | 0
Commercial_Hospital_New_Food Preparation_Natural Gas_Conveyor Oven_E8_Baseline Forecast | Commercial | Hospital | New | Food Preparation | Natural Gas | Conveyor Oven | E8 |  | Baseline Forecast | 0 | 0 | 0 | 0 | 0 | 0 | 0 | 0 | 0 | 0 | 0 | 0 | 0 | 0 | 0 | 0 | 0 | 0 | 0 | 0 | 0 | 0 | 0 | 0 | 0 | 0 | 0 | 0 | 0 | 0 | 0 | 0 | 0
Commercial_Hospital_New_Food Preparation_Natural Gas_Conveyor Oven_E9_Baseline Forecast | Commercial | Hospital | New | Food Preparation | Natural Gas | Conveyor Oven | E9 |  | Baseline Forecast | 0 | 0 | 0 | 0 | 0 | 0 | 0 | 0 | 0 | 0 | 0 | 0 | 0 | 0 | 0 | 0 | 0 | 0 | 0 | 0 | 0 | 0 | 0 | 0 | 0 | 0 | 0 | 0 | 0 | 0 | 0 | 0 | 0
Commercial_Hospital_New_Food Preparation_Natural Gas_Conveyor Oven_E10_Baseline Forecast | Commercial | Hospital | New | Food Preparation | Natural Gas | Conveyor Oven | E10 |  | Baseline Forecast | 0 | 0 | 0 | 0 | 0 | 0 | 0 | 0 | 0 | 0 | 0 | 0 | 0 | 0 | 0 | 0 | 0 | 0 | 0 | 0 | 0 | 0 | 0 | 0 | 0 | 0 | 0 | 0 | 0 | 0 | 0 | 0 | 0
Commercial_Hospital_New_Food Preparation_Natural Gas_Conveyor Oven_Vintage_Baseline Forecast | Commercial | Hospital | New | Food Preparation | Natural Gas | Conveyor Oven | Vintage |  | Baseline Forecast | 0 | 0 | 0 | 0 | 0 | 0 | 0 | 0 | 0 | 0 | 0 | 0 | 0 | 0 | 0 | 0 | 0 | 0 | 0 | 0 | 0 | 0 | 0 | 0 | 0 | 0 | 0 | 0 | 0 | 0 | 0 | 0 | 0
Commercial_Hospital_New_Food Preparation_Natural Gas_Double Rack Oven_E1_Baseline Forecast | Commercial | Hospital | New | Food Preparation | Natural Gas | Double Rack Oven | E1 |  | Baseline Forecast | 0 | 43.7457 | 254.5978 | 389.4361 | 550.71 | 716.8314 | 883.5818 | 1027.7606 | 1169.7489 | 1314.8952 | 1462.2363 | 1608.303 | 1751.8536 | 1892.9324 | 2033.8263 | 2173.8329 | 2314.2111 | 2450.7169 | 2580.8204 | 2706.7371 | 2832.3748 | 2960.4202 | 3090.0757 | 3221.1178 | 3353.4195 | 3485.9127 | 3618.7579 | 3751.5571 | 3884.8228 | 4018.137 | 4152.5057 | 4287.0742 | 4342.9421
Commercial_Hospital_New_Food Preparation_Natural Gas_Double Rack Oven_E2_Baseline Forecast | Commercial | Hospital | New | Food Preparation | Natural Gas | Double Rack Oven | E2 |  | Baseline Forecast | 0 | 62.9689 | 366.8409 | 560.9474 | 792.9759 | 1032.1885 | 1272.809 | 1481.2084 | 1686.8572 | 1897.4849 | 2111.7089 | 2324.4607 | 2534.1161 | 2741.429 | 2949.4305 | 3157.264 | 3366.7418 | 3571.93 | 3769.9482 | 3961.5662 | 4153.6193 | 4349.6976 | 4548.3899 | 4749.1697 | 4952.2547 | 5156.0933 | 5360.8947 | 5565.9695 | 5772.0682 | 5978.8583 | 6187.1243 | 6395.4395 | 6485.2318
Commercial_Hospital_New_Food Preparation_Natural Gas_Double Rack Oven_E3_Baseline Forecast | Commercial | Hospital | New | Food Preparation | Natural Gas | Double Rack Oven | E3 |  | Baseline Forecast | 0 | 0 | 0 | 0 | 0 | 0 | 0 | 0 | 0 | 0 | 0 | 0 | 0 | 0 | 0 | 0 | 0 | 0 | 0 | 0 | 0 | 0 | 0 | 0 | 0 | 0 | 0 | 0 | 0 | 0 | 0 | 0 | 0
Commercial_Hospital_New_Food Preparation_Natural Gas_Double Rack Oven_E4_Baseline Forecast | Commercial | Hospital | New | Food Preparation | Natural Gas | Double Rack Oven | E4 |  | Baseline Forecast | 0 | 0 | 0 | 0 | 0 | 0 | 0 | 0 | 0 | 0 | 0 | 0 | 0 | 0 | 0 | 0 | 0 | 0 | 0 | 0 | 0 | 0 | 0 | 0 | 0 | 0 | 0 | 0 | 0 | 0 | 0 | 0 | 0
Commercial_Hospital_New_Food Preparation_Natural Gas_Double Rack Oven_E5_Baseline Forecast | Commercial | Hospital | New | Food Preparation | Natural Gas | Double Rack Oven | E5 |  | Baseline Forecast | 0 | 0 | 0 | 0 | 0 | 0 | 0 | 0 | 0 | 0 | 0 | 0 | 0 | 0 | 0 | 0 | 0 | 0 | 0 | 0 | 0 | 0 | 0 | 0 | 0 | 0 | 0 | 0 | 0 | 0 | 0 | 0 | 0
Commercial_Hospital_New_Food Preparation_Natural Gas_Double Rack Oven_E6_Baseline Forecast | Commercial | Hospital | New | Food Preparation | Natural Gas | Double Rack Oven | E6 |  | Baseline Forecast | 0 | 0 | 0 | 0 | 0 | 0 | 0 | 0 | 0 | 0 | 0 | 0 | 0 | 0 | 0 | 0 | 0 | 0 | 0 | 0 | 0 | 0 | 0 | 0 | 0 | 0 | 0 | 0 | 0 | 0 | 0 | 0 | 0
Commercial_Hospital_New_Food Preparation_Natural Gas_Double Rack Oven_E7_Baseline Forecast | Commercial | Hospital | New | Food Preparation | Natural Gas | Double Rack Oven | E7 |  | Baseline Forecast | 0 | 0 | 0 | 0 | 0 | 0 | 0 | 0 | 0 | 0 | 0 | 0 | 0 | 0 | 0 | 0 | 0 | 0 | 0 | 0 | 0 | 0 | 0 | 0 | 0 | 0 | 0 | 0 | 0 | 0 | 0 | 0 | 0
Commercial_Hospital_New_Food Preparation_Natural Gas_Double Rack Oven_E8_Baseline Forecast | Commercial | Hospital | New | Food Preparation | Natural Gas | Double Rack Oven | E8 |  | Baseline Forecast | 0 | 0 | 0 | 0 | 0 | 0 | 0 | 0 | 0 | 0 | 0 | 0 | 0 | 0 | 0 | 0 | 0 | 0 | 0 | 0 | 0 | 0 | 0 | 0 | 0 | 0 | 0 | 0 | 0 | 0 | 0 | 0 | 0
Commercial_Hospital_New_Food Preparation_Natural Gas_Double Rack Oven_E9_Baseline Forecast | Commercial | Hospital | New | Food Preparation | Natural Gas | Double Rack Oven | E9 |  | Baseline Forecast | 0 | 0 | 0 | 0 | 0 | 0 | 0 | 0 | 0 | 0 | 0 | 0 | 0 | 0 | 0 | 0 | 0 | 0 | 0 | 0 | 0 | 0 | 0 | 0 | 0 | 0 | 0 | 0 | 0 | 0 | 0 | 0 | 0
Commercial_Hospital_New_Food Preparation_Natural Gas_Double Rack Oven_E10_Baseline Forecast | Commercial | Hospital | New | Food Preparation | Natural Gas | Double Rack Oven | E10 |  | Baseline Forecast | 0 | 0 | 0 | 0 | 0 | 0 | 0 | 0 | 0 | 0 | 0 | 0 | 0 | 0 | 0 | 0 | 0 | 0 | 0 | 0 | 0 | 0 | 0 | 0 | 0 | 0 | 0 | 0 | 0 | 0 | 0 | 0 | 0
Commercial_Hospital_New_Food Preparation_Natural Gas_Double Rack Oven_Vintage_Baseline Forecast | Commercial | Hospital | New | Food Preparation | Natural Gas | Double Rack Oven | Vintage |  | Baseline Forecast | 0 | 0 | 0 | 0 | 0 | 0 | 0 | 0 | 0 | 0 | 0 | 0 | 0 | 0 | 0 | 0 | 0 | 0 | 0 | 0 | 0 | 0 | 0 | 0 | 0 | 0 | 0 | 0 | 0 | 0 | 0 | 0 | 0
Commercial_Hospital_New_Food Preparation_Natural Gas_Fryer_E1_Baseline Forecast | Commercial | Hospital | New | Food Preparation | Natural Gas | Fryer | E1 |  | Baseline Forecast | 0 | 1828.3216 | 10645.5998 | 10645.5998 | 10645.5998 | 10645.5998 | 10645.5998 | 10645.5998 | 10645.5998 | 10279.9355 | 8223.9484 | 6579.1587 | 5263.327 | 4210.6616 | 2889.2457 | 0 | 0 | 0 | 0 | 0 | 0 | 0 | 0 | 0 | 0 | 0 | 0 | 0 | 0 | 0 | 0 | 0 | 0
Commercial_Hospital_New_Food Preparation_Natural Gas_Fryer_E2_Baseline Forecast | Commercial | Hospital | New | Food Preparation | Natural Gas | Fryer | E2 |  | Baseline Forecast | 0 | 642.283 | 3741.6479 | 11357.2176 | 20462.763 | 29846.8605 | 39278.1145 | 47440.8346 | 55489.1583 | 64091.5296 | 74518.298 | 84470.2776 | 93963.3667 | 103081.8284 | 112480.6998 | 123422.9721 | 131522.6677 | 139433.4003 | 147029.9152 | 154381.3264 | 161736.3493 | 169240.302 | 176842.0508 | 184524.2313 | 192288.9435 | 200075.5327 | 207892.5621 | 215714.8568 | 223571.6592 | 231445.5881 | 239378.1 | 247316.3782 | 250688.6312
Commercial_Hospital_New_Food Preparation_Natural Gas_Fryer_E3_Baseline Forecast | Commercial | Hospital | New | Food Preparation | Natural Gas | Fryer | E3 |  | Baseline Forecast | 0 | 0 | 0 | 0 | 0 | 0 | 0 | 0 | 0 | 0 | 0 | 0 | 0 | 0 | 0 | 0 | 0 | 0 | 0 | 0 | 0 | 0 | 0 | 0 | 0 | 0 | 0 | 0 | 0 | 0 | 0 | 0 | 0
Commercial_Hospital_New_Food Preparation_Natural Gas_Fryer_E4_Baseline Forecast | Commercial | Hospital | New | Food Preparation | Natural Gas | Fryer | E4 |  | Baseline Forecast | 0 | 0 | 0 | 0 | 0 | 0 | 0 | 0 | 0 | 0 | 0 | 0 | 0 | 0 | 0 | 0 | 0 | 0 | 0 | 0 | 0 | 0 | 0 | 0 | 0 | 0 | 0 | 0 | 0 | 0 | 0 | 0 | 0
Commercial_Hospital_New_Food Preparation_Natural Gas_Fryer_E5_Baseline Forecast | Commercial | Hospital | New | Food Preparation | Natural Gas | Fryer | E5 |  | Baseline Forecast | 0 | 0 | 0 | 0 | 0 | 0 | 0 | 0 | 0 | 0 | 0 | 0 | 0 | 0 | 0 | 0 | 0 | 0 | 0 | 0 | 0 | 0 | 0 | 0 | 0 | 0 | 0 | 0 | 0 | 0 | 0 | 0 | 0
Commercial_Hospital_New_Food Preparation_Natural Gas_Fryer_E6_Baseline Forecast | Commercial | Hospital | New | Food Preparation | Natural Gas | Fryer | E6 |  | Baseline Forecast | 0 | 0 | 0 | 0 | 0 | 0 | 0 | 0 | 0 | 0 | 0 | 0 | 0 | 0 | 0 | 0 | 0 | 0 | 0 | 0 | 0 | 0 | 0 | 0 | 0 | 0 | 0 | 0 | 0 | 0 | 0 | 0 | 0
Commercial_Hospital_New_Food Preparation_Natural Gas_Fryer_E7_Baseline Forecast | Commercial | Hospital | New | Food Preparation | Natural Gas | Fryer | E7 |  | Baseline Forecast | 0 | 0 | 0 | 0 | 0 | 0 | 0 | 0 | 0 | 0 | 0 | 0 | 0 | 0 | 0 | 0 | 0 | 0 | 0 | 0 | 0 | 0 | 0 | 0 | 0 | 0 | 0 | 0 | 0 | 0 | 0 | 0 | 0
Commercial_Hospital_New_Food Preparation_Natural Gas_Fryer_E8_Baseline Forecast | Commercial | Hospital | New | Food Preparation | Natural Gas | Fryer | E8 |  | Baseline Forecast | 0 | 0 | 0 | 0 | 0 | 0 | 0 | 0 | 0 | 0 | 0 | 0 | 0 | 0 | 0 | 0 | 0 | 0 | 0 | 0 | 0 | 0 | 0 | 0 | 0 | 0 | 0 | 0 | 0 | 0 | 0 | 0 | 0
Commercial_Hospital_New_Food Preparation_Natural Gas_Fryer_E9_Baseline Forecast | Commercial | Hospital | New | Food Preparation | Natural Gas | Fryer | E9 |  | Baseline Forecast | 0 | 0 | 0 | 0 | 0 | 0 | 0 | 0 | 0 | 0 | 0 | 0 | 0 | 0 | 0 | 0 | 0 | 0 | 0 | 0 | 0 | 0 | 0 | 0 | 0 | 0 | 0 | 0 | 0 | 0 | 0 | 0 | 0
Commercial_Hospital_New_Food Preparation_Natural Gas_Fryer_E10_Baseline Forecast | Commercial | Hospital | New | Food Preparation | Natural Gas | Fryer | E10 |  | Baseline Forecast | 0 | 0 | 0 | 0 | 0 | 0 | 0 | 0 | 0 | 0 | 0 | 0 | 0 | 0 | 0 | 0 | 0 | 0 | 0 | 0 | 0 | 0 | 0 | 0 | 0 | 0 | 0 | 0 | 0 | 0 | 0 | 0 | 0
Commercial_Hospital_New_Food Preparation_Natural Gas_Fryer_Vintage_Baseline Forecast | Commercial | Hospital | New | Food Preparation | Natural Gas | Fryer | Vintage |  | Baseline Forecast | 0 | 0 | 0 | 0 | 0 | 0 | 0 | 0 | 0 | 0 | 0 | 0 | 0 | 0 | 0 | 0 | 0 | 0 | 0 | 0 | 0 | 0 | 0 | 0 | 0 | 0 | 0 | 0 | 0 | 0 | 0 | 0 | 0
Commercial_Hospital_New_Food Preparation_Natural Gas_Broiler_E1_Baseline Forecast | Commercial | Hospital | New | Food Preparation | Natural Gas | Broiler | E1 |  | Baseline Forecast | 0 | 411.5695 | 2396.2003 | 3664.8292 | 5181.8537 | 6744.9865 | 8315.2555 | 9673.8179 | 11012.745 | 12382.4313 | 13773.8226 | 15154.0969 | 16511.9672 | 17849.5143 | 19187.6222 | 20520.0537 | 21858.6491 | 23163.8976 | 24413.8254 | 25623.4463 | 26832.4383 | 28065.4067 | 29314.2142 | 30576.266 | 31851.3291 | 33129.3193 | 34411.6956 | 35694.4347 | 36982.3909 | 38272.2729 | 39571.9656 | 40872.9613 | 41420.9584
Commercial_Hospital_New_Food Preparation_Natural Gas_Broiler_E2_Baseline Forecast | Commercial | Hospital | New | Food Preparation | Natural Gas | Broiler | E2 |  | Baseline Forecast | 0 | 144.6399 | 842.8136 | 1288.6847 | 1821.5997 | 2371.1172 | 2924.1147 | 3403.2327 | 3876.2319 | 4360.8829 | 4854.013 | 5343.9437 | 5827.0267 | 6305.3394 | 6785.7163 | 7266.2699 | 7751.1661 | 8226.8679 | 8687.1502 | 9132.5591 | 9579.41 | 10035.8131 | 10498.3941 | 10965.8384 | 11438.8519 | 11913.8634 | 12391.3419 | 12869.643 | 13350.4958 | 13833.2784 | 14319.4391 | 14805.5951 | 15016.7963
Commercial_Hospital_New_Food Preparation_Natural Gas_Broiler_E3_Baseline Forecast | Commercial | Hospital | New | Food Preparation | Natural Gas | Broiler | E3 |  | Baseline Forecast | 0 | 0 | 0 | 0 | 0 | 0 | 0 | 0 | 0 | 0 | 0 | 0 | 0 | 0 | 0 | 0 | 0 | 0 | 0 | 0 | 0 | 0 | 0 | 0 | 0 | 0 | 0 | 0 | 0 | 0 | 0 | 0 | 0
Commercial_Hospital_New_Food Preparation_Natural Gas_Broiler_E4_Baseline Forecast | Commercial | Hospital | New | Food Preparation | Natural Gas | Broiler | E4 |  | Baseline Forecast | 0 | 0 | 0 | 0 | 0 | 0 | 0 | 0 | 0 | 0 | 0 | 0 | 0 | 0 | 0 | 0 | 0 | 0 | 0 | 0 | 0 | 0 | 0 | 0 | 0 | 0 | 0 | 0 | 0 | 0 | 0 | 0 | 0
Commercial_Hospital_New_Food Preparation_Natural Gas_Broiler_E5_Baseline Forecast | Commercial | Hospital | New | Food Preparation | Natural Gas | Broiler | E5 |  | Baseline Forecast | 0 | 0 | 0 | 0 | 0 | 0 | 0 | 0 | 0 | 0 | 0 | 0 | 0 | 0 | 0 | 0 | 0 | 0 | 0 | 0 | 0 | 0 | 0 | 0 | 0 | 0 | 0 | 0 | 0 | 0 | 0 | 0 | 0
Commercial_Hospital_New_Food Preparation_Natural Gas_Broiler_E6_Baseline Forecast | Commercial | Hospital | New | Food Preparation | Natural Gas | Broiler | E6 |  | Baseline Forecast | 0 | 0 | 0 | 0 | 0 | 0 | 0 | 0 | 0 | 0 | 0 | 0 | 0 | 0 | 0 | 0 | 0 | 0 | 0 | 0 | 0 | 0 | 0 | 0 | 0 | 0 | 0 | 0 | 0 | 0 | 0 | 0 | 0
Commercial_Hospital_New_Food Preparation_Natural Gas_Broiler_E7_Baseline Forecast | Commercial | Hospital | New | Food Preparation | Natural Gas | Broiler | E7 |  | Baseline Forecast | 0 | 0 | 0 | 0 | 0 | 0 | 0 | 0 | 0 | 0 | 0 | 0 | 0 | 0 | 0 | 0 | 0 | 0 | 0 | 0 | 0 | 0 | 0 | 0 | 0 | 0 | 0 | 0 | 0 | 0 | 0 | 0 | 0
Commercial_Hospital_New_Food Preparation_Natural Gas_Broiler_E8_Baseline Forecast | Commercial | Hospital | New | Food Preparation | Natural Gas | Broiler | E8 |  | Baseline Forecast | 0 | 0 | 0 | 0 | 0 | 0 | 0 | 0 | 0 | 0 | 0 | 0 | 0 | 0 | 0 | 0 | 0 | 0 | 0 | 0 | 0 | 0 | 0 | 0 | 0 | 0 | 0 | 0 | 0 | 0 | 0 | 0 | 0
Commercial_Hospital_New_Food Preparation_Natural Gas_Broiler_E9_Baseline Forecast | Commercial | Hospital | New | Food Preparation | Natural Gas | Broiler | E9 |  | Baseline Forecast | 0 | 0 | 0 | 0 | 0 | 0 | 0 | 0 | 0 | 0 | 0 | 0 | 0 | 0 | 0 | 0 | 0 | 0 | 0 | 0 | 0 | 0 | 0 | 0 | 0 | 0 | 0 | 0 | 0 | 0 | 0 | 0 | 0
Commercial_Hospital_New_Food Preparation_Natural Gas_Broiler_E10_Baseline Forecast | Commercial | Hospital | New | Food Preparation | Natural Gas | Broiler | E10 |  | Baseline Forecast | 0 | 0 | 0 | 0 | 0 | 0 | 0 | 0 | 0 | 0 | 0 | 0 | 0 | 0 | 0 | 0 | 0 | 0 | 0 | 0 | 0 | 0 | 0 | 0 | 0 | 0 | 0 | 0 | 0 | 0 | 0 | 0 | 0
Commercial_Hospital_New_Food Preparation_Natural Gas_Broiler_Vintage_Baseline Forecast | Commercial | Hospital | New | Food Preparation | Natural Gas | Broiler | Vintage |  | Baseline Forecast | 0 | 0 | 0 | 0 | 0 | 0 | 0 | 0 | 0 | 0 | 0 | 0 | 0 | 0 | 0 | 0 | 0 | 0 | 0 | 0 | 0 | 0 | 0 | 0 | 0 | 0 | 0 | 0 | 0 | 0 | 0 | 0 | 0
Commercial_Hospital_New_Food Preparation_Natural Gas_Griddle_E1_Baseline Forecast | Commercial | Hospital | New | Food Preparation | Natural Gas | Griddle | E1 |  | Baseline Forecast | 0 | 394.9028 | 2299.5463 | 2299.5463 | 2299.5463 | 2299.5463 | 2299.5463 | 2299.5463 | 2299.5463 | 2299.5463 | 2299.5463 | 2299.5463 | 2220.5657 | 1776.4526 | 1421.1621 | 1136.9297 | 909.5437 | 624.1136 | 0 | 0 | 0 | 0 | 0 | 0 | 0 | 0 | 0 | 0 | 0 | 0 | 0 | 0 | 0
Commercial_Hospital_New_Food Preparation_Natural Gas_Griddle_E2_Baseline Forecast | Commercial | Hospital | New | Food Preparation | Natural Gas | Griddle | E2 |  | Baseline Forecast | 0 | 161.3066 | 939.4676 | 2653.9676 | 4703.9071 | 6816.5573 | 8939.8239 | 10777.5044 | 12589.4306 | 14443.7678 | 16328.2893 | 18198.4943 | 20118.4281 | 22378.4012 | 24552.1765 | 26649.3939 | 28700.2715 | 30766.6519 | 33100.9757 | 34756.0054 | 36411.8483 | 38101.2198 | 39812.6083 | 41542.1044 | 43290.181 | 45043.1827 | 46803.0376 | 48564.0777 | 50332.8866 | 52105.5512 | 53891.4047 | 55678.5563 | 56437.7547
Commercial_Hospital_New_Food Preparation_Natural Gas_Griddle_E3_Baseline Forecast | Commercial | Hospital | New | Food Preparation | Natural Gas | Griddle | E3 |  | Baseline Forecast | 0 | 0 | 0 | 0 | 0 | 0 | 0 | 0 | 0 | 0 | 0 | 0 | 0 | 0 | 0 | 0 | 0 | 0 | 0 | 0 | 0 | 0 | 0 | 0 | 0 | 0 | 0 | 0 | 0 | 0 | 0 | 0 | 0
Commercial_Hospital_New_Food Preparation_Natural Gas_Griddle_E4_Baseline Forecast | Commercial | Hospital | New | Food Preparation | Natural Gas | Griddle | E4 |  | Baseline Forecast | 0 | 0 | 0 | 0 | 0 | 0 | 0 | 0 | 0 | 0 | 0 | 0 | 0 | 0 | 0 | 0 | 0 | 0 | 0 | 0 | 0 | 0 | 0 | 0 | 0 | 0 | 0 | 0 | 0 | 0 | 0 | 0 | 0
Commercial_Hospital_New_Food Preparation_Natural Gas_Griddle_E5_Baseline Forecast | Commercial | Hospital | New | Food Preparation | Natural Gas | Griddle | E5 |  | Baseline Forecast | 0 | 0 | 0 | 0 | 0 | 0 | 0 | 0 | 0 | 0 | 0 | 0 | 0 | 0 | 0 | 0 | 0 | 0 | 0 | 0 | 0 | 0 | 0 | 0 | 0 | 0 | 0 | 0 | 0 | 0 | 0 | 0 | 0
Commercial_Hospital_New_Food Preparation_Natural Gas_Griddle_E6_Baseline Forecast | Commercial | Hospital | New | Food Preparation | Natural Gas | Griddle | E6 |  | Baseline Forecast | 0 | 0 | 0 | 0 | 0 | 0 | 0 | 0 | 0 | 0 | 0 | 0 | 0 | 0 | 0 | 0 | 0 | 0 | 0 | 0 | 0 | 0 | 0 | 0 | 0 | 0 | 0 | 0 | 0 | 0 | 0 | 0 | 0
Commercial_Hospital_New_Food Preparation_Natural Gas_Griddle_E7_Baseline Forecast | Commercial | Hospital | New | Food Preparation | Natural Gas | Griddle | E7 |  | Baseline Forecast | 0 | 0 | 0 | 0 | 0 | 0 | 0 | 0 | 0 | 0 | 0 | 0 | 0 | 0 | 0 | 0 | 0 | 0 | 0 | 0 | 0 | 0 | 0 | 0 | 0 | 0 | 0 | 0 | 0 | 0 | 0 | 0 | 0
Commercial_Hospital_New_Food Preparation_Natural Gas_Griddle_E8_Baseline Forecast | Commercial | Hospital | New | Food Preparation | Natural Gas | Griddle | E8 |  | Baseline Forecast | 0 | 0 | 0 | 0 | 0 | 0 | 0 | 0 | 0 | 0 | 0 | 0 | 0 | 0 | 0 | 0 | 0 | 0 | 0 | 0 | 0 | 0 | 0 | 0 | 0 | 0 | 0 | 0 | 0 | 0 | 0 | 0 | 0
Commercial_Hospital_New_Food Preparation_Natural Gas_Griddle_E9_Baseline Forecast | Commercial | Hospital | New | Food Preparation | Natural Gas | Griddle | E9 |  | Baseline Forecast | 0 | 0 | 0 | 0 | 0 | 0 | 0 | 0 | 0 | 0 | 0 | 0 | 0 | 0 | 0 | 0 | 0 | 0 | 0 | 0 | 0 | 0 | 0 | 0 | 0 | 0 | 0 | 0 | 0 | 0 | 0 | 0 | 0
Commercial_Hospital_New_Food Preparation_Natural Gas_Griddle_E10_Baseline Forecast | Commercial | Hospital | New | Food Preparation | Natural Gas | Griddle | E10 |  | Baseline Forecast | 0 | 0 | 0 | 0 | 0 | 0 | 0 | 0 | 0 | 0 | 0 | 0 | 0 | 0 | 0 | 0 | 0 | 0 | 0 | 0 | 0 | 0 | 0 | 0 | 0 | 0 | 0 | 0 | 0 | 0 | 0 | 0 | 0
Commercial_Hospital_New_Food Preparation_Natural Gas_Griddle_Vintage_Baseline Forecast | Commercial | Hospital | New | Food Preparation | Natural Gas | Griddle | Vintage |  | Baseline Forecast | 0 | 0 | 0 | 0 | 0 | 0 | 0 | 0 | 0 | 0 | 0 | 0 | 0 | 0 | 0 | 0 | 0 | 0 | 0 | 0 | 0 | 0 | 0 | 0 | 0 | 0 | 0 | 0 | 0 | 0 | 0 | 0 | 0
Commercial_Hospital_New_Food Preparation_Natural Gas_Range_E1_Baseline Forecast | Commercial | Hospital | New | Food Preparation | Natural Gas | Range | E1 |  | Baseline Forecast | 0 | 964.0696 | 5613.14 | 8585.201 | 12139.4592 | 15801.9089 | 19481.1483 | 22664.4281 | 25801.7759 | 29011.2989 | 32271.4443 | 35503.8748 | 38683.0436 | 41815.5764 | 44949.5378 | 48070.2834 | 51203.4048 | 54263.0649 | 57197.9556 | 60035.8984 | 62873.4021 | 65767.1929 | 68696.7535 | 71654.9086 | 74642.3562 | 77634.6078 | 80637.0685 | 83640.5829 | 86657.2657 | 89680.6381 | 92727.0158 | 95778.4399 | 97065.5701
Commercial_Hospital_New_Food Preparation_Natural Gas_Range_E2_Baseline Forecast | Commercial | Hospital | New | Food Preparation | Natural Gas | Range | E2 |  | Baseline Forecast | 0 | 1387.303 | 8079.7759 | 12355.7554 | 17467.607 | 22736.3761 | 28033.2362 | 32618.7418 | 37141.3038 | 41770.9825 | 46477.6426 | 51151.4951 | 55754.9473 | 60298.9537 | 64852.628 | 69396.2681 | 73971.949 | 78441.2479 | 82736.2625 | 86894.9501 | 91057.5144 | 95305.5337 | 99610.8598 | 103964.1414 | 108366.6793 | 112785.2342 | 117222.5514 | 121663.8259 | 126124.7745 | 130595.3334 | 135098.6427 | 139602.3937 | 141524.7709
Commercial_Hospital_New_Food Preparation_Natural Gas_Range_E3_Baseline Forecast | Commercial | Hospital | New | Food Preparation | Natural Gas | Range | E3 |  | Baseline Forecast | 0 | 0 | 0 | 0 | 0 | 0 | 0 | 0 | 0 | 0 | 0 | 0 | 0 | 0 | 0 | 0 | 0 | 0 | 0 | 0 | 0 | 0 | 0 | 0 | 0 | 0 | 0 | 0 | 0 | 0 | 0 | 0 | 0
Commercial_Hospital_New_Food Preparation_Natural Gas_Range_E4_Baseline Forecast | Commercial | Hospital | New | Food Preparation | Natural Gas | Range | E4 |  | Baseline Forecast | 0 | 0 | 0 | 0 | 0 | 0 | 0 | 0 | 0 | 0 | 0 | 0 | 0 | 0 | 0 | 0 | 0 | 0 | 0 | 0 | 0 | 0 | 0 | 0 | 0 | 0 | 0 | 0 | 0 | 0 | 0 | 0 | 0
Commercial_Hospital_New_Food Preparation_Natural Gas_Range_E5_Baseline Forecast | Commercial | Hospital | New | Food Preparation | Natural Gas | Range | E5 |  | Baseline Forecast | 0 | 0 | 0 | 0 | 0 | 0 | 0 | 0 | 0 | 0 | 0 | 0 | 0 | 0 | 0 | 0 | 0 | 0 | 0 | 0 | 0 | 0 | 0 | 0 | 0 | 0 | 0 | 0 | 0 | 0 | 0 | 0 | 0
Commercial_Hospital_New_Food Preparation_Natural Gas_Range_E6_Baseline Forecast | Commercial | Hospital | New | Food Preparation | Natural Gas | Range | E6 |  | Baseline Forecast | 0 | 0 | 0 | 0 | 0 | 0 | 0 | 0 | 0 | 0 | 0 | 0 | 0 | 0 | 0 | 0 | 0 | 0 | 0 | 0 | 0 | 0 | 0 | 0 | 0 | 0 | 0 | 0 | 0 | 0 | 0 | 0 | 0
Commercial_Hospital_New_Food Preparation_Natural Gas_Range_E7_Baseline Forecast | Commercial | Hospital | New | Food Preparation | Natural Gas | Range | E7 |  | Baseline Forecast | 0 | 0 | 0 | 0 | 0 | 0 | 0 | 0 | 0 | 0 | 0 | 0 | 0 | 0 | 0 | 0 | 0 | 0 | 0 | 0 | 0 | 0 | 0 | 0 | 0 | 0 | 0 | 0 | 0 | 0 | 0 | 0 | 0
Commercial_Hospital_New_Food Preparation_Natural Gas_Range_E8_Baseline Forecast | Commercial | Hospital | New | Food Preparation | Natural Gas | Range | E8 |  | Baseline Forecast | 0 | 0 | 0 | 0 | 0 | 0 | 0 | 0 | 0 | 0 | 0 | 0 | 0 | 0 | 0 | 0 | 0 | 0 | 0 | 0 | 0 | 0 | 0 | 0 | 0 | 0 | 0 | 0 | 0 | 0 | 0 | 0 | 0
Commercial_Hospital_New_Food Preparation_Natural Gas_Range_E9_Baseline Forecast | Commercial | Hospital | New | Food Preparation | Natural Gas | Range | E9 |  | Baseline Forecast | 0 | 0 | 0 | 0 | 0 | 0 | 0 | 0 | 0 | 0 | 0 | 0 | 0 | 0 | 0 | 0 | 0 | 0 | 0 | 0 | 0 | 0 | 0 | 0 | 0 | 0 | 0 | 0 | 0 | 0 | 0 | 0 | 0
Commercial_Hospital_New_Food Preparation_Natural Gas_Range_E10_Baseline Forecast | Commercial | Hospital | New | Food Preparation | Natural Gas | Range | E10 |  | Baseline Forecast | 0 | 0 | 0 | 0 | 0 | 0 | 0 | 0 | 0 | 0 | 0 | 0 | 0 | 0 | 0 | 0 | 0 | 0 | 0 | 0 | 0 | 0 | 0 | 0 | 0 | 0 | 0 | 0 | 0 | 0 | 0 | 0 | 0
Commercial_Hospital_New_Food Preparation_Natural Gas_Range_Vintage_Baseline Forecast | Commercial | Hospital | New | Food Preparation | Natural Gas | Range | Vintage |  | Baseline Forecast | 0 | 0 | 0 | 0 | 0 | 0 | 0 | 0 | 0 | 0 | 0 | 0 | 0 | 0 | 0 | 0 | 0 | 0 | 0 | 0 | 0 | 0 | 0 | 0 | 0 | 0 | 0 | 0 | 0 | 0 | 0 | 0 | 0
Commercial_Hospital_New_Food Preparation_Natural Gas_Steamer_E1_Baseline Forecast | Commercial | Hospital | New | Food Preparation | Natural Gas | Steamer | E1 |  | Baseline Forecast | 0 | 129.1379 | 750.7306 | 750.7306 | 750.7306 | 750.7306 | 750.7306 | 750.7306 | 750.7306 | 750.7306 | 736.382 | 654.5618 | 581.8327 | 517.1846 | 459.7197 | 408.6397 | 363.2353 | 322.8758 | 287.0007 | 215.3442 | 0 | 0 | 0 | 0 | 0 | 0 | 0 | 0 | 0 | 0 | 0 | 0 | 0
Commercial_Hospital_New_Food Preparation_Natural Gas_Steamer_E2_Baseline Forecast | Commercial | Hospital | New | Food Preparation | Natural Gas | Steamer | E2 |  | Baseline Forecast | 0 | 129.2547 | 753.9854 | 1550.4734 | 2502.7931 | 3484.2457 | 4470.6303 | 5324.343 | 6166.0913 | 7027.542 | 7917.3638 | 8868.0064 | 9795.9685 | 10704.1923 | 11606.4524 | 12499.7726 | 13392.2981 | 14260.0157 | 15090.3859 | 15930.9029 | 16915.4853 | 17700.2996 | 18495.3421 | 19298.7967 | 20110.883 | 20925.2574 | 21742.8154 | 22560.9241 | 23382.6418 | 24206.1507 | 25035.7867 | 25866.0257 | 26218.7188
Commercial_Hospital_New_Food Preparation_Natural Gas_Steamer_E3_Baseline Forecast | Commercial | Hospital | New | Food Preparation | Natural Gas | Steamer | E3 |  | Baseline Forecast | 0 | 0 | 0 | 0 | 0 | 0 | 0 | 0 | 0 | 0 | 0 | 0 | 0 | 0 | 0 | 0 | 0 | 0 | 0 | 0 | 0 | 0 | 0 | 0 | 0 | 0 | 0 | 0 | 0 | 0 | 0 | 0 | 0
Commercial_Hospital_New_Food Preparation_Natural Gas_Steamer_E4_Baseline Forecast | Commercial | Hospital | New | Food Preparation | Natural Gas | Steamer | E4 |  | Baseline Forecast | 0 | 0 | 0 | 0 | 0 | 0 | 0 | 0 | 0 | 0 | 0 | 0 | 0 | 0 | 0 | 0 | 0 | 0 | 0 | 0 | 0 | 0 | 0 | 0 | 0 | 0 | 0 | 0 | 0 | 0 | 0 | 0 | 0
Commercial_Hospital_New_Food Preparation_Natural Gas_Steamer_E5_Baseline Forecast | Commercial | Hospital | New | Food Preparation | Natural Gas | Steamer | E5 |  | Baseline Forecast | 0 | 0 | 0 | 0 | 0 | 0 | 0 | 0 | 0 | 0 | 0 | 0 | 0 | 0 | 0 | 0 | 0 | 0 | 0 | 0 | 0 | 0 | 0 | 0 | 0 | 0 | 0 | 0 | 0 | 0 | 0 | 0 | 0
Commercial_Hospital_New_Food Preparation_Natural Gas_Steamer_E6_Baseline Forecast | Commercial | Hospital | New | Food Preparation | Natural Gas | Steamer | E6 |  | Baseline Forecast | 0 | 0 | 0 | 0 | 0 | 0 | 0 | 0 | 0 | 0 | 0 | 0 | 0 | 0 | 0 | 0 | 0 | 0 | 0 | 0 | 0 | 0 | 0 | 0 | 0 | 0 | 0 | 0 | 0 | 0 | 0 | 0 | 0
Commercial_Hospital_New_Food Preparation_Natural Gas_Steamer_E7_Baseline Forecast | Commercial | Hospital | New | Food Preparation | Natural Gas | Steamer | E7 |  | Baseline Forecast | 0 | 0 | 0 | 0 | 0 | 0 | 0 | 0 | 0 | 0 | 0 | 0 | 0 | 0 | 0 | 0 | 0 | 0 | 0 | 0 | 0 | 0 | 0 | 0 | 0 | 0 | 0 | 0 | 0 | 0 | 0 | 0 | 0
Commercial_Hospital_New_Food Preparation_Natural Gas_Steamer_E8_Baseline Forecast | Commercial | Hospital | New | Food Preparation | Natural Gas | Steamer | E8 |  | Baseline Forecast | 0 | 0 | 0 | 0 | 0 | 0 | 0 | 0 | 0 | 0 | 0 | 0 | 0 | 0 | 0 | 0 | 0 | 0 | 0 | 0 | 0 | 0 | 0 | 0 | 0 | 0 | 0 | 0 | 0 | 0 | 0 | 0 | 0
Commercial_Hospital_New_Food Preparation_Natural Gas_Steamer_E9_Baseline Forecast | Commercial | Hospital | New | Food Preparation | Natural Gas | Steamer | E9 |  | Baseline Forecast | 0 | 0 | 0 | 0 | 0 | 0 | 0 | 0 | 0 | 0 | 0 | 0 | 0 | 0 | 0 | 0 | 0 | 0 | 0 | 0 | 0 | 0 | 0 | 0 | 0 | 0 | 0 | 0 | 0 | 0 | 0 | 0 | 0
Commercial_Hospital_New_Food Preparation_Natural Gas_Steamer_E10_Baseline Forecast | Commercial | Hospital | New | Food Preparation | Natural Gas | Steamer | E10 |  | Baseline Forecast | 0 | 0 | 0 | 0 | 0 | 0 | 0 | 0 | 0 | 0 | 0 | 0 | 0 | 0 | 0 | 0 | 0 | 0 | 0 | 0 | 0 | 0 | 0 | 0 | 0 | 0 | 0 | 0 | 0 | 0 | 0 | 0 | 0
Commercial_Hospital_New_Food Preparation_Natural Gas_Steamer_Vintage_Baseline Forecast | Commercial | Hospital | New | Food Preparation | Natural Gas | Steamer | Vintage |  | Baseline Forecast | 0 | 0 | 0 | 0 | 0 | 0 | 0 | 0 | 0 | 0 | 0 | 0 | 0 | 0 | 0 | 0 | 0 | 0 | 0 | 0 | 0 | 0 | 0 | 0 | 0 | 0 | 0 | 0 | 0 | 0 | 0 | 0 | 0
Commercial_Hospital_New_Food Preparation_Natural Gas_Food Prep Other_E1_Baseline Forecast | Commercial | Hospital | New | Food Preparation | Natural Gas | Food Prep Other | E1 |  | Baseline Forecast | 0 | 0 | 0 | 0 | 0 | 0 | 0 | 0 | 0 | 0 | 0 | 0 | 0 | 0 | 0 | 0 | 0 | 0 | 0 | 0 | 0 | 0 | 0 | 0 | 0 | 0 | 0 | 0 | 0 | 0 | 0 | 0 | 0
Commercial_Hospital_New_Food Preparation_Natural Gas_Food Prep Other_E2_Baseline Forecast | Commercial | Hospital | New | Food Preparation | Natural Gas | Food Prep Other | E2 |  | Baseline Forecast | 0 | 0 | 0 | 0 | 0 | 0 | 0 | 0 | 0 | 0 | 0 | 0 | 0 | 0 | 0 | 0 | 0 | 0 | 0 | 0 | 0 | 0 | 0 | 0 | 0 | 0 | 0 | 0 | 0 | 0 | 0 | 0 | 0
Commercial_Hospital_New_Food Preparation_Natural Gas_Food Prep Other_E3_Baseline Forecast | Commercial | Hospital | New | Food Preparation | Natural Gas | Food Prep Other | E3 |  | Baseline Forecast | 0 | 0 | 0 | 0 | 0 | 0 | 0 | 0 | 0 | 0 | 0 | 0 | 0 | 0 | 0 | 0 | 0 | 0 | 0 | 0 | 0 | 0 | 0 | 0 | 0 | 0 | 0 | 0 | 0 | 0 | 0 | 0 | 0
Commercial_Hospital_New_Food Preparation_Natural Gas_Food Prep Other_E4_Baseline Forecast | Commercial | Hospital | New | Food Preparation | Natural Gas | Food Prep Other | E4 |  | Baseline Forecast | 0 | 0 | 0 | 0 | 0 | 0 | 0 | 0 | 0 | 0 | 0 | 0 | 0 | 0 | 0 | 0 | 0 | 0 | 0 | 0 | 0 | 0 | 0 | 0 | 0 | 0 | 0 | 0 | 0 | 0 | 0 | 0 | 0
Commercial_Hospital_New_Food Preparation_Natural Gas_Food Prep Other_E5_Baseline Forecast | Commercial | Hospital | New | Food Preparation | Natural Gas | Food Prep Other | E5 |  | Baseline Forecast | 0 | 0 | 0 | 0 | 0 | 0 | 0 | 0 | 0 | 0 | 0 | 0 | 0 | 0 | 0 | 0 | 0 | 0 | 0 | 0 | 0 | 0 | 0 | 0 | 0 | 0 | 0 | 0 | 0 | 0 | 0 | 0 | 0
Commercial_Hospital_New_Food Preparation_Natural Gas_Food Prep Other_E6_Baseline Forecast | Commercial | Hospital | New | Food Preparation | Natural Gas | Food Prep Other | E6 |  | Baseline Forecast | 0 | 0 | 0 | 0 | 0 | 0 | 0 | 0 | 0 | 0 | 0 | 0 | 0 | 0 | 0 | 0 | 0 | 0 | 0 | 0 | 0 | 0 | 0 | 0 | 0 | 0 | 0 | 0 | 0 | 0 | 0 | 0 | 0
Commercial_Hospital_New_Food Preparation_Natural Gas_Food Prep Other_E7_Baseline Forecast | Commercial | Hospital | New | Food Preparation | Natural Gas | Food Prep Other | E7 |  | Baseline Forecast | 0 | 0 | 0 | 0 | 0 | 0 | 0 | 0 | 0 | 0 | 0 | 0 | 0 | 0 | 0 | 0 | 0 | 0 | 0 | 0 | 0 | 0 | 0 | 0 | 0 | 0 | 0 | 0 | 0 | 0 | 0 | 0 | 0
Commercial_Hospital_New_Food Preparation_Natural Gas_Food Prep Other_E8_Baseline Forecast | Commercial | Hospital | New | Food Preparation | Natural Gas | Food Prep Other | E8 |  | Baseline Forecast | 0 | 0 | 0 | 0 | 0 | 0 | 0 | 0 | 0 | 0 | 0 | 0 | 0 | 0 | 0 | 0 | 0 | 0 | 0 | 0 | 0 | 0 | 0 | 0 | 0 | 0 | 0 | 0 | 0 | 0 | 0 | 0 | 0
Commercial_Hospital_New_Food Preparation_Natural Gas_Food Prep Other_E9_Baseline Forecast | Commercial | Hospital | New | Food Preparation | Natural Gas | Food Prep Other | E9 |  | Baseline Forecast | 0 | 0 | 0 | 0 | 0 | 0 | 0 | 0 | 0 | 0 | 0 | 0 | 0 | 0 | 0 | 0 | 0 | 0 | 0 | 0 | 0 | 0 | 0 | 0 | 0 | 0 | 0 | 0 | 0 | 0 | 0 | 0 | 0
Commercial_Hospital_New_Food Preparation_Natural Gas_Food Prep Other_E10_Baseline Forecast | Commercial | Hospital | New | Food Preparation | Natural Gas | Food Prep Other | E10 |  | Baseline Forecast | 0 | 0 | 0 | 0 | 0 | 0 | 0 | 0 | 0 | 0 | 0 | 0 | 0 | 0 | 0 | 0 | 0 | 0 | 0 | 0 | 0 | 0 | 0 | 0 | 0 | 0 | 0 | 0 | 0 | 0 | 0 | 0 | 0
Commercial_Hospital_New_Food Preparation_Natural Gas_Food Prep Other_Vintage_Baseline Forecast | Commercial | Hospital | New | Food Preparation | Natural Gas | Food Prep Other | Vintage |  | Baseline Forecast | 0 | 0 | 0 | 0 | 0 | 0 | 0 | 0 | 0 | 0 | 0 | 0 | 0 | 0 | 0 | 0 | 0 | 0 | 0 | 0 | 0 | 0 | 0 | 0 | 0 | 0 | 0 | 0 | 0 | 0 | 0 | 0 | 0
Commercial_Hospital_New_Miscellaneous_Natural Gas_Pool Heater_E1_Baseline Forecast | Commercial | Hospital | New | Miscellaneous | Natural Gas | Pool Heater | E1 |  | Baseline Forecast | 0 | 0 | 0 | 0 | 0 | 0 | 0 | 0 | 0 | 0 | 0 | 0 | 0 | 0 | 0 | 0 | 0 | 0 | 0 | 0 | 0 | 0 | 0 | 0 | 0 | 0 | 0 | 0 | 0 | 0 | 0 | 0 | 0
Commercial_Hospital_New_Miscellaneous_Natural Gas_Pool Heater_E2_Baseline Forecast | Commercial | Hospital | New | Miscellaneous | Natural Gas | Pool Heater | E2 |  | Baseline Forecast | 0 | 0 | 0 | 0 | 0 | 0 | 0 | 0 | 0 | 0 | 0 | 0 | 0 | 0 | 0 | 0 | 0 | 0 | 0 | 0 | 0 | 0 | 0 | 0 | 0 | 0 | 0 | 0 | 0 | 0 | 0 | 0 | 0
Commercial_Hospital_New_Miscellaneous_Natural Gas_Pool Heater_E3_Baseline Forecast | Commercial | Hospital | New | Miscellaneous | Natural Gas | Pool Heater | E3 |  | Baseline Forecast | 0 | 0 | 0 | 0 | 0 | 0 | 0 | 0 | 0 | 0 | 0 | 0 | 0 | 0 | 0 | 0 | 0 | 0 | 0 | 0 | 0 | 0 | 0 | 0 | 0 | 0 | 0 | 0 | 0 | 0 | 0 | 0 | 0
Commercial_Hospital_New_Miscellaneous_Natural Gas_Pool Heater_E4_Baseline Forecast | Commercial | Hospital | New | Miscellaneous | Natural Gas | Pool Heater | E4 |  | Baseline Forecast | 0 | 0 | 0 | 0 | 0 | 0 | 0 | 0 | 0 | 0 | 0 | 0 | 0 | 0 | 0 | 0 | 0 | 0 | 0 | 0 | 0 | 0 | 0 | 0 | 0 | 0 | 0 | 0 | 0 | 0 | 0 | 0 | 0
Commercial_Hospital_New_Miscellaneous_Natural Gas_Pool Heater_E5_Baseline Forecast | Commercial | Hospital | New | Miscellaneous | Natural Gas | Pool Heater | E5 |  | Baseline Forecast | 0 | 0 | 0 | 0 | 0 | 0 | 0 | 0 | 0 | 0 | 0 | 0 | 0 | 0 | 0 | 0 | 0 | 0 | 0 | 0 | 0 | 0 | 0 | 0 | 0 | 0 | 0 | 0 | 0 | 0 | 0 | 0 | 0
Commercial_Hospital_New_Miscellaneous_Natural Gas_Pool Heater_E6_Baseline Forecast | Commercial | Hospital | New | Miscellaneous | Natural Gas | Pool Heater | E6 |  | Baseline Forecast | 0 | 0 | 0 | 0 | 0 | 0 | 0 | 0 | 0 | 0 | 0 | 0 | 0 | 0 | 0 | 0 | 0 | 0 | 0 | 0 | 0 | 0 | 0 | 0 | 0 | 0 | 0 | 0 | 0 | 0 | 0 | 0 | 0
Commercial_Hospital_New_Miscellaneous_Natural Gas_Pool Heater_E7_Baseline Forecast | Commercial | Hospital | New | Miscellaneous | Natural Gas | Pool Heater | E7 |  | Baseline Forecast | 0 | 0 | 0 | 0 | 0 | 0 | 0 | 0 | 0 | 0 | 0 | 0 | 0 | 0 | 0 | 0 | 0 | 0 | 0 | 0 | 0 | 0 | 0 | 0 | 0 | 0 | 0 | 0 | 0 | 0 | 0 | 0 | 0
Commercial_Hospital_New_Miscellaneous_Natural Gas_Pool Heater_E8_Baseline Forecast | Commercial | Hospital | New | Miscellaneous | Natural Gas | Pool Heater | E8 |  | Baseline Forecast | 0 | 0 | 0 | 0 | 0 | 0 | 0 | 0 | 0 | 0 | 0 | 0 | 0 | 0 | 0 | 0 | 0 | 0 | 0 | 0 | 0 | 0 | 0 | 0 | 0 | 0 | 0 | 0 | 0 | 0 | 0 | 0 | 0
Commercial_Hospital_New_Miscellaneous_Natural Gas_Pool Heater_E9_Baseline Forecast | Commercial | Hospital | New | Miscellaneous | Natural Gas | Pool Heater | E9 |  | Baseline Forecast | 0 | 0 | 0 | 0 | 0 | 0 | 0 | 0 | 0 | 0 | 0 | 0 | 0 | 0 | 0 | 0 | 0 | 0 | 0 | 0 | 0 | 0 | 0 | 0 | 0 | 0 | 0 | 0 | 0 | 0 | 0 | 0 | 0
Commercial_Hospital_New_Miscellaneous_Natural Gas_Pool Heater_E10_Baseline Forecast | Commercial | Hospital | New | Miscellaneous | Natural Gas | Pool Heater | E10 |  | Baseline Forecast | 0 | 0 | 0 | 0 | 0 | 0 | 0 | 0 | 0 | 0 | 0 | 0 | 0 | 0 | 0 | 0 | 0 | 0 | 0 | 0 | 0 | 0 | 0 | 0 | 0 | 0 | 0 | 0 | 0 | 0 | 0 | 0 | 0
Commercial_Hospital_New_Miscellaneous_Natural Gas_Pool Heater_Vintage_Baseline Forecast | Commercial | Hospital | New | Miscellaneous | Natural Gas | Pool Heater | Vintage |  | Baseline Forecast | 0 | 0 | 0 | 0 | 0 | 0 | 0 | 0 | 0 | 0 | 0 | 0 | 0 | 0 | 0 | 0 | 0 | 0 | 0 | 0 | 0 | 0 | 0 | 0 | 0 | 0 | 0 | 0 | 0 | 0 | 0 | 0 | 0
Commercial_Hospital_New_Miscellaneous_Natural Gas_Miscellaneous_E1_Baseline Forecast | Commercial | Hospital | New | Miscellaneous | Natural Gas | Miscellaneous | E1 |  | Baseline Forecast | 0 | 21601.6209 | 125794.2606 | 192380.6548 | 271994.5862 | 354044.0246 | 436505.7746 | 507876.1541 | 578246.3143 | 650263.5954 | 723453.1494 | 796086.6947 | 867584.18 | 938107.1113 | 1008731.985 | 1079143.264 | 1149962.5918 | 1219129.7307 | 1285549.5205 | 1349826.2569 | 1414134.5728 | 1479745.0489 | 1546210.6016 | 1613379.4046 | 1681269.82 | 1749351.516 | 1817699.3653 | 1886093.2506 | 1954788.853 | 2023634.1992 | 2092991.764 | 2162399.7462 | 2191884.8903
Commercial_Hospital_New_Miscellaneous_Natural Gas_Miscellaneous_E2_Baseline Forecast | Commercial | Hospital | New | Miscellaneous | Natural Gas | Miscellaneous | E2 |  | Baseline Forecast | 0 | 0 | 0 | 0 | 0 | 0 | 0 | 0 | 0 | 0 | 0 | 0 | 0 | 0 | 0 | 0 | 0 | 0 | 0 | 0 | 0 | 0 | 0 | 0 | 0 | 0 | 0 | 0 | 0 | 0 | 0 | 0 | 0
Commercial_Hospital_New_Miscellaneous_Natural Gas_Miscellaneous_E3_Baseline Forecast | Commercial | Hospital | New | Miscellaneous | Natural Gas | Miscellaneous | E3 |  | Baseline Forecast | 0 | 0 | 0 | 0 | 0 | 0 | 0 | 0 | 0 | 0 | 0 | 0 | 0 | 0 | 0 | 0 | 0 | 0 | 0 | 0 | 0 | 0 | 0 | 0 | 0 | 0 | 0 | 0 | 0 | 0 | 0 | 0 | 0
Commercial_Hospital_New_Miscellaneous_Natural Gas_Miscellaneous_E4_Baseline Forecast | Commercial | Hospital | New | Miscellaneous | Natural Gas | Miscellaneous | E4 |  | Baseline Forecast | 0 | 0 | 0 | 0 | 0 | 0 | 0 | 0 | 0 | 0 | 0 | 0 | 0 | 0 | 0 | 0 | 0 | 0 | 0 | 0 | 0 | 0 | 0 | 0 | 0 | 0 | 0 | 0 | 0 | 0 | 0 | 0 | 0
Commercial_Hospital_New_Miscellaneous_Natural Gas_Miscellaneous_E5_Baseline Forecast | Commercial | Hospital | New | Miscellaneous | Natural Gas | Miscellaneous | E5 |  | Baseline Forecast | 0 | 0 | 0 | 0 | 0 | 0 | 0 | 0 | 0 | 0 | 0 | 0 | 0 | 0 | 0 | 0 | 0 | 0 | 0 | 0 | 0 | 0 | 0 | 0 | 0 | 0 | 0 | 0 | 0 | 0 | 0 | 0 | 0
Commercial_Hospital_New_Miscellaneous_Natural Gas_Miscellaneous_E6_Baseline Forecast | Commercial | Hospital | New | Miscellaneous | Natural Gas | Miscellaneous | E6 |  | Baseline Forecast | 0 | 0 | 0 | 0 | 0 | 0 | 0 | 0 | 0 | 0 | 0 | 0 | 0 | 0 | 0 | 0 | 0 | 0 | 0 | 0 | 0 | 0 | 0 | 0 | 0 | 0 | 0 | 0 | 0 | 0 | 0 | 0 | 0
Commercial_Hospital_New_Miscellaneous_Natural Gas_Miscellaneous_E7_Baseline Forecast | Commercial | Hospital | New | Miscellaneous | Natural Gas | Miscellaneous | E7 |  | Baseline Forecast | 0 | 0 | 0 | 0 | 0 | 0 | 0 | 0 | 0 | 0 | 0 | 0 | 0 | 0 | 0 | 0 | 0 | 0 | 0 | 0 | 0 | 0 | 0 | 0 | 0 | 0 | 0 | 0 | 0 | 0 | 0 | 0 | 0
Commercial_Hospital_New_Miscellaneous_Natural Gas_Miscellaneous_E8_Baseline Forecast | Commercial | Hospital | New | Miscellaneous | Natural Gas | Miscellaneous | E8 |  | Baseline Forecast | 0 | 0 | 0 | 0 | 0 | 0 | 0 | 0 | 0 | 0 | 0 | 0 | 0 | 0 | 0 | 0 | 0 | 0 | 0 | 0 | 0 | 0 | 0 | 0 | 0 | 0 | 0 | 0 | 0 | 0 | 0 | 0 | 0
Commercial_Hospital_New_Miscellaneous_Natural Gas_Miscellaneous_E9_Baseline Forecast | Commercial | Hospital | New | Miscellaneous | Natural Gas | Miscellaneous | E9 |  | Baseline Forecast | 0 | 0 | 0 | 0 | 0 | 0 | 0 | 0 | 0 | 0 | 0 | 0 | 0 | 0 | 0 | 0 | 0 | 0 | 0 | 0 | 0 | 0 | 0 | 0 | 0 | 0 | 0 | 0 | 0 | 0 | 0 | 0 | 0
Commercial_Hospital_New_Miscellaneous_Natural Gas_Miscellaneous_E10_Baseline Forecast | Commercial | Hospital | New | Miscellaneous | Natural Gas | Miscellaneous | E10 |  | Baseline Forecast | 0 | 0 | 0 | 0 | 0 | 0 | 0 | 0 | 0 | 0 | 0 | 0 | 0 | 0 | 0 | 0 | 0 | 0 | 0 | 0 | 0 | 0 | 0 | 0 | 0 | 0 | 0 | 0 | 0 | 0 | 0 | 0 | 0
Commercial_Hospital_New_Miscellaneous_Natural Gas_Miscellaneous_Vintage_Baseline Forecast | Commercial | Hospital | New | Miscellaneous | Natural Gas | Miscellaneous | Vintage |  | Baseline Forecast | 0 | 0 | 0 | 0 | 0 | 0 | 0 | 0 | 0 | 0 | 0 | 0 | 0 | 0 | 0 | 0 | 0 | 0 | 0 | 0 | 0 | 0 | 0 | 0 | 0 | 0 | 0 | 0 | 0 | 0 | 0 | 0 | 0
Commercial_Other Health_Existing_Space Heating_Natural Gas_Furnace_E1_Baseline Forecast | Commercial | Other Health | Existing | Space Heating | Natural Gas | Furnace | E1 |  | Baseline Forecast | 0 | 4526.6339 | 9411.1303 | 14600.6476 | 25402.081 | 25333.8149 | 25273.5494 | 25219.2689 | 25166.829 | 25114.7137 | 25062.3376 | 25010.0316 | 24958.1714 | 24906.8861 | 24855.852 | 24805.0202 | 24754.1422 | 24703.8381 | 24654.8145 | 24273.7065 | 23557.4356 | 22505.4868 | 20734.12 | 19101.7588 | 17597.4959 | 16211.4236 | 14934.3119 | 13757.6725 | 12673.5914 | 11674.8158 | 10754.5916 | 9906.798 | 7764.4389
Commercial_Other Health_Existing_Space Heating_Natural Gas_Furnace_E2_Baseline Forecast | Commercial | Other Health | Existing | Space Heating | Natural Gas | Furnace | E2 |  | Baseline Forecast | 0 | 0 | 0 | 0 | 0 | 0 | 0 | 0 | 0 | 0 | 0 | 0 | 0 | 0 | 0 | 0 | 0 | 0 | 0 | 0 | 0 | 0 | 0 | 0 | 0 | 0 | 0 | 0 | 0 | 0 | 0 | 0 | 0
Commercial_Other Health_Existing_Space Heating_Natural Gas_Furnace_E3_Baseline Forecast | Commercial | Other Health | Existing | Space Heating | Natural Gas | Furnace | E3 |  | Baseline Forecast | 0 | 0 | 0 | 0 | 0 | 5890.2065 | 12042.5217 | 16254.4303 | 20611.7389 | 25100.4495 | 29707.6482 | 34422.2501 | 39234.274 | 44134.463 | 49113.6457 | 54163.6199 | 59276.334 | 64446.3138 | 69669.5069 | 74684.5097 | 79525.4254 | 84220.8911 | 89051.7248 | 93329.0975 | 97089.3418 | 100529.2661 | 103674.1081 | 106547.3608 | 109170.2004 | 111562.3583 | 113741.4346 | 115724.5447 | 120622.1559
Commercial_Other Health_Existing_Space Heating_Natural Gas_Furnace_E4_Baseline Forecast | Commercial | Other Health | Existing | Space Heating | Natural Gas | Furnace | E4 |  | Baseline Forecast | 0 | 0 | 0 | 0 | 0 | 0 | 0 | 0 | 0 | 0 | 0 | 0 | 0 | 0 | 0 | 0 | 0 | 0 | 0 | 0 | 0 | 0 | 0 | 0 | 0 | 0 | 0 | 0 | 0 | 0 | 0 | 0 | 0
Commercial_Other Health_Existing_Space Heating_Natural Gas_Furnace_E5_Baseline Forecast | Commercial | Other Health | Existing | Space Heating | Natural Gas | Furnace | E5 |  | Baseline Forecast | 0 | 0 | 0 | 0 | 0 | 0 | 0 | 2182.5505 | 4440.0474 | 6765.5881 | 9152.626 | 11595.2905 | 14088.4493 | 16627.3599 | 19207.2837 | 21824.0343 | 24473.5253 | 27152.9014 | 29859.882 | 32459.6762 | 34969.9413 | 37405.6686 | 39911.802 | 42358.2622 | 44756.1488 | 46953.61 | 48966.3889 | 50809.1639 | 52495.102 | 54036.5778 | 55444.5803 | 56729.8047 | 59495.659
Commercial_Other Health_Existing_Space Heating_Natural Gas_Furnace_E6_Baseline Forecast | Commercial | Other Health | Existing | Space Heating | Natural Gas | Furnace | E6 |  | Baseline Forecast | 0 | 0 | 0 | 0 | 0 | 0 | 0 | 0 | 0 | 0 | 0 | 0 | 0 | 0 | 0 | 0 | 0 | 0 | 0 | 0 | 0 | 0 | 0 | 0 | 0 | 0 | 0 | 0 | 0 | 0 | 0 | 0 | 0
Commercial_Other Health_Existing_Space Heating_Natural Gas_Furnace_E7_Baseline Forecast | Commercial | Other Health | Existing | Space Heating | Natural Gas | Furnace | E7 |  | Baseline Forecast | 0 | 0 | 0 | 0 | 0 | 0 | 0 | 0 | 0 | 0 | 0 | 0 | 0 | 0 | 0 | 0 | 0 | 0 | 0 | 0 | 0 | 0 | 0 | 0 | 0 | 0 | 0 | 0 | 0 | 0 | 0 | 0 | 0
Commercial_Other Health_Existing_Space Heating_Natural Gas_Furnace_E8_Baseline Forecast | Commercial | Other Health | Existing | Space Heating | Natural Gas | Furnace | E8 |  | Baseline Forecast | 0 | 0 | 0 | 0 | 0 | 0 | 0 | 0 | 0 | 0 | 0 | 0 | 0 | 0 | 0 | 0 | 0 | 0 | 0 | 0 | 0 | 0 | 0 | 0 | 0 | 0 | 0 | 0 | 0 | 0 | 0 | 0 | 0
Commercial_Other Health_Existing_Space Heating_Natural Gas_Furnace_E9_Baseline Forecast | Commercial | Other Health | Existing | Space Heating | Natural Gas | Furnace | E9 |  | Baseline Forecast | 0 | 0 | 0 | 0 | 0 | 0 | 0 | 0 | 0 | 0 | 0 | 0 | 0 | 0 | 0 | 0 | 0 | 0 | 0 | 0 | 0 | 0 | 0 | 0 | 0 | 0 | 0 | 0 | 0 | 0 | 0 | 0 | 0
Commercial_Other Health_Existing_Space Heating_Natural Gas_Furnace_E10_Baseline Forecast | Commercial | Other Health | Existing | Space Heating | Natural Gas | Furnace | E10 |  | Baseline Forecast | 0 | 0 | 0 | 0 | 0 | 0 | 0 | 0 | 0 | 0 | 0 | 0 | 0 | 0 | 0 | 0 | 0 | 0 | 0 | 0 | 0 | 0 | 0 | 0 | 0 | 0 | 0 | 0 | 0 | 0 | 0 | 0 | 0
Commercial_Other Health_Existing_Space Heating_Natural Gas_Furnace_Vintage_Baseline Forecast | Commercial | Other Health | Existing | Space Heating | Natural Gas | Furnace | Vintage |  | Baseline Forecast | 226730.8125 | 221050.6234 | 215012.5718 | 208429.9829 | 202839.8131 | 196404.4907 | 189770.9454 | 182943.0477 | 175909.5004 | 168679.1 | 161266.6315 | 153691.693 | 145972.3981 | 138123.7773 | 130157.1548 | 122084.53 | 113916.0558 | 105665.0134 | 97343.3778 | 89681.912 | 82625.478 | 76123.6054 | 70132.0521 | 64610.6774 | 59522.5888 | 54834.2734 | 50514.5112 | 46534.5914 | 42867.7451 | 39489.44 | 36376.8309 | 33509.2143 | 30931.5824
Commercial_Other Health_Existing_Space Heating_Natural Gas_Boiler_E1_Baseline Forecast | Commercial | Other Health | Existing | Space Heating | Natural Gas | Boiler | E1 |  | Baseline Forecast | 0 | 11329.13 | 23552.7773 | 36542.7223 | 64718.5144 | 64544.5885 | 64391.0462 | 64252.7523 | 64119.1477 | 63986.3702 | 63852.9282 | 63719.6649 | 63587.5373 | 63456.8746 | 63326.8516 | 63197.3443 | 63067.7192 | 62939.5562 | 62814.6555 | 62693.3584 | 62573.8343 | 61622.5126 | 59833.0317 | 57205.8857 | 52700.9242 | 48549.9193 | 44725.2292 | 41201.4333 | 37954.8307 | 34963.7008 | 32207.8163 | 29668.8467 | 27386.6277
Commercial_Other Health_Existing_Space Heating_Natural Gas_Boiler_E2_Baseline Forecast | Commercial | Other Health | Existing | Space Heating | Natural Gas | Boiler | E2 |  | Baseline Forecast | 0 | 0 | 0 | 0 | 0 | 0 | 0 | 0 | 0 | 0 | 0 | 0 | 0 | 0 | 0 | 0 | 0 | 0 | 0 | 0 | 0 | 0 | 0 | 0 | 0 | 0 | 0 | 0 | 0 | 0 | 0 | 0 | 0
Commercial_Other Health_Existing_Space Heating_Natural Gas_Boiler_E3_Baseline Forecast | Commercial | Other Health | Existing | Space Heating | Natural Gas | Boiler | E3 |  | Baseline Forecast | 0 | 12141.8721 | 25244.7757 | 39162.9427 | 69343.1901 | 99698.0837 | 131433.8744 | 164441.5415 | 198596.7482 | 233786.9858 | 269909.7508 | 306878.0322 | 344614.489 | 383046.8862 | 422102.2164 | 461716.1088 | 501824.9496 | 542387.2411 | 583372.0755 | 624742.9393 | 666444.9336 | 705517.8527 | 742231.1515 | 776830.8684 | 810584.9051 | 841478.9141 | 869738.0147 | 895571.9626 | 919169.3003 | 940706.382 | 960340.056 | 978223.1843 | 1013152.1267
Commercial_Other Health_Existing_Space Heating_Natural Gas_Boiler_E4_Baseline Forecast | Commercial | Other Health | Existing | Space Heating | Natural Gas | Boiler | E4 |  | Baseline Forecast | 0 | 0 | 0 | 0 | 0 | 0 | 0 | 0 | 0 | 0 | 0 | 0 | 0 | 0 | 0 | 0 | 0 | 0 | 0 | 0 | 0 | 0 | 0 | 0 | 0 | 0 | 0 | 0 | 0 | 0 | 0 | 0 | 0
Commercial_Other Health_Existing_Space Heating_Natural Gas_Boiler_E5_Baseline Forecast | Commercial | Other Health | Existing | Space Heating | Natural Gas | Boiler | E5 |  | Baseline Forecast | 0 | 0 | 0 | 0 | 0 | 0 | 0 | 0 | 0 | 0 | 0 | 0 | 0 | 0 | 0 | 0 | 0 | 0 | 0 | 0 | 0 | 0 | 0 | 0 | 0 | 0 | 0 | 0 | 0 | 0 | 0 | 0 | 0
Commercial_Other Health_Existing_Space Heating_Natural Gas_Boiler_E6_Baseline Forecast | Commercial | Other Health | Existing | Space Heating | Natural Gas | Boiler | E6 |  | Baseline Forecast | 0 | 0 | 0 | 0 | 0 | 0 | 0 | 0 | 0 | 0 | 0 | 0 | 0 | 0 | 0 | 0 | 0 | 0 | 0 | 0 | 0 | 0 | 0 | 0 | 0 | 0 | 0 | 0 | 0 | 0 | 0 | 0 | 0
Commercial_Other Health_Existing_Space Heating_Natural Gas_Boiler_E7_Baseline Forecast | Commercial | Other Health | Existing | Space Heating | Natural Gas | Boiler | E7 |  | Baseline Forecast | 0 | 0 | 0 | 0 | 0 | 0 | 0 | 0 | 0 | 0 | 0 | 0 | 0 | 0 | 0 | 0 | 0 | 0 | 0 | 0 | 0 | 0 | 0 | 0 | 0 | 0 | 0 | 0 | 0 | 0 | 0 | 0 | 0
Commercial_Other Health_Existing_Space Heating_Natural Gas_Boiler_E8_Baseline Forecast | Commercial | Other Health | Existing | Space Heating | Natural Gas | Boiler | E8 |  | Baseline Forecast | 0 | 0 | 0 | 0 | 0 | 0 | 0 | 0 | 0 | 0 | 0 | 0 | 0 | 0 | 0 | 0 | 0 | 0 | 0 | 0 | 0 | 0 | 0 | 0 | 0 | 0 | 0 | 0 | 0 | 0 | 0 | 0 | 0
Commercial_Other Health_Existing_Space Heating_Natural Gas_Boiler_E9_Baseline Forecast | Commercial | Other Health | Existing | Space Heating | Natural Gas | Boiler | E9 |  | Baseline Forecast | 0 | 0 | 0 | 0 | 0 | 0 | 0 | 0 | 0 | 0 | 0 | 0 | 0 | 0 | 0 | 0 | 0 | 0 | 0 | 0 | 0 | 0 | 0 | 0 | 0 | 0 | 0 | 0 | 0 | 0 | 0 | 0 | 0
Commercial_Other Health_Existing_Space Heating_Natural Gas_Boiler_E10_Baseline Forecast | Commercial | Other Health | Existing | Space Heating | Natural Gas | Boiler | E10 |  | Baseline Forecast | 0 | 0 | 0 | 0 | 0 | 0 | 0 | 0 | 0 | 0 | 0 | 0 | 0 | 0 | 0 | 0 | 0 | 0 | 0 | 0 | 0 | 0 | 0 | 0 | 0 | 0 | 0 | 0 | 0 | 0 | 0 | 0 | 0
Commercial_Other Health_Existing_Space Heating_Natural Gas_Boiler_Vintage_Baseline Forecast | Commercial | Other Health | Existing | Space Heating | Natural Gas | Boiler | Vintage |  | Baseline Forecast | 1277847.3466 | 1247874.9456 | 1216046.9958 | 1181287.5789 | 1152302.0479 | 1118664.0795 | 1084029.9797 | 1048411.8384 | 1011734.6712 | 974038.0889 | 935396.4341 | 895912.6358 | 855682.1013 | 814783.2766 | 773273.5964 | 731215.086 | 688659.4051 | 645677.8722 | 602335.3764 | 558674.8739 | 514716.7081 | 474213.1908 | 436888.7155 | 402493.2259 | 370796.8984 | 341590.9639 | 314680.938 | 289887.9649 | 267045.2885 | 246000.0844 | 226610.037 | 208746.1745 | 192688.7764
Commercial_Other Health_Existing_Space Heating_Natural Gas_Unit Heater_E1_Baseline Forecast | Commercial | Other Health | Existing | Space Heating | Natural Gas | Unit Heater | E1 |  | Baseline Forecast | 0 | 0 | 0 | 0 | 0 | 0 | 0 | 0 | 0 | 0 | 0 | 0 | 0 | 0 | 0 | 0 | 0 | 0 | 0 | 0 | 0 | 0 | 0 | 0 | 0 | 0 | 0 | 0 | 0 | 0 | 0 | 0 | 0
Commercial_Other Health_Existing_Space Heating_Natural Gas_Unit Heater_E2_Baseline Forecast | Commercial | Other Health | Existing | Space Heating | Natural Gas | Unit Heater | E2 |  | Baseline Forecast | 0 | 0 | 0 | 0 | 0 | 0 | 0 | 0 | 0 | 0 | 0 | 0 | 0 | 0 | 0 | 0 | 0 | 0 | 0 | 0 | 0 | 0 | 0 | 0 | 0 | 0 | 0 | 0 | 0 | 0 | 0 | 0 | 0
Commercial_Other Health_Existing_Space Heating_Natural Gas_Unit Heater_E3_Baseline Forecast | Commercial | Other Health | Existing | Space Heating | Natural Gas | Unit Heater | E3 |  | Baseline Forecast | 0 | 0 | 0 | 0 | 0 | 0 | 0 | 0 | 0 | 0 | 0 | 0 | 0 | 0 | 0 | 0 | 0 | 0 | 0 | 0 | 0 | 0 | 0 | 0 | 0 | 0 | 0 | 0 | 0 | 0 | 0 | 0 | 0
Commercial_Other Health_Existing_Space Heating_Natural Gas_Unit Heater_E4_Baseline Forecast | Commercial | Other Health | Existing | Space Heating | Natural Gas | Unit Heater | E4 |  | Baseline Forecast | 0 | 0 | 0 | 0 | 0 | 0 | 0 | 0 | 0 | 0 | 0 | 0 | 0 | 0 | 0 | 0 | 0 | 0 | 0 | 0 | 0 | 0 | 0 | 0 | 0 | 0 | 0 | 0 | 0 | 0 | 0 | 0 | 0
Commercial_Other Health_Existing_Space Heating_Natural Gas_Unit Heater_E5_Baseline Forecast | Commercial | Other Health | Existing | Space Heating | Natural Gas | Unit Heater | E5 |  | Baseline Forecast | 0 | 0 | 0 | 0 | 0 | 0 | 0 | 0 | 0 | 0 | 0 | 0 | 0 | 0 | 0 | 0 | 0 | 0 | 0 | 0 | 0 | 0 | 0 | 0 | 0 | 0 | 0 | 0 | 0 | 0 | 0 | 0 | 0
Commercial_Other Health_Existing_Space Heating_Natural Gas_Unit Heater_E6_Baseline Forecast | Commercial | Other Health | Existing | Space Heating | Natural Gas | Unit Heater | E6 |  | Baseline Forecast | 0 | 0 | 0 | 0 | 0 | 0 | 0 | 0 | 0 | 0 | 0 | 0 | 0 | 0 | 0 | 0 | 0 | 0 | 0 | 0 | 0 | 0 | 0 | 0 | 0 | 0 | 0 | 0 | 0 | 0 | 0 | 0 | 0
Commercial_Other Health_Existing_Space Heating_Natural Gas_Unit Heater_E7_Baseline Forecast | Commercial | Other Health | Existing | Space Heating | Natural Gas | Unit Heater | E7 |  | Baseline Forecast | 0 | 0 | 0 | 0 | 0 | 0 | 0 | 0 | 0 | 0 | 0 | 0 | 0 | 0 | 0 | 0 | 0 | 0 | 0 | 0 | 0 | 0 | 0 | 0 | 0 | 0 | 0 | 0 | 0 | 0 | 0 | 0 | 0
Commercial_Other Health_Existing_Space Heating_Natural Gas_Unit Heater_E8_Baseline Forecast | Commercial | Other Health | Existing | Space Heating | Natural Gas | Unit Heater | E8 |  | Baseline Forecast | 0 | 0 | 0 | 0 | 0 | 0 | 0 | 0 | 0 | 0 | 0 | 0 | 0 | 0 | 0 | 0 | 0 | 0 | 0 | 0 | 0 | 0 | 0 | 0 | 0 | 0 | 0 | 0 | 0 | 0 | 0 | 0 | 0
Commercial_Other Health_Existing_Space Heating_Natural Gas_Unit Heater_E9_Baseline Forecast | Commercial | Other Health | Existing | Space Heating | Natural Gas | Unit Heater | E9 |  | Baseline Forecast | 0 | 0 | 0 | 0 | 0 | 0 | 0 | 0 | 0 | 0 | 0 | 0 | 0 | 0 | 0 | 0 | 0 | 0 | 0 | 0 | 0 | 0 | 0 | 0 | 0 | 0 | 0 | 0 | 0 | 0 | 0 | 0 | 0
Commercial_Other Health_Existing_Space Heating_Natural Gas_Unit Heater_E10_Baseline Forecast | Commercial | Other Health | Existing | Space Heating | Natural Gas | Unit Heater | E10 |  | Baseline Forecast | 0 | 0 | 0 | 0 | 0 | 0 | 0 | 0 | 0 | 0 | 0 | 0 | 0 | 0 | 0 | 0 | 0 | 0 | 0 | 0 | 0 | 0 | 0 | 0 | 0 | 0 | 0 | 0 | 0 | 0 | 0 | 0 | 0
Commercial_Other Health_Existing_Space Heating_Natural Gas_Unit Heater_Vintage_Baseline Forecast | Commercial | Other Health | Existing | Space Heating | Natural Gas | Unit Heater | Vintage |  | Baseline Forecast | 0 | 0 | 0 | 0 | 0 | 0 | 0 | 0 | 0 | 0 | 0 | 0 | 0 | 0 | 0 | 0 | 0 | 0 | 0 | 0 | 0 | 0 | 0 | 0 | 0 | 0 | 0 | 0 | 0 | 0 | 0 | 0 | 0
Commercial_Other Health_Existing_Water Heating_Natural Gas_Water Heater_E1_Baseline Forecast | Commercial | Other Health | Existing | Water Heating | Natural Gas | Water Heater | E1 |  | Baseline Forecast | 0 | 6521.8187 | 14923.4593 | 24761.0636 | 39696.0698 | 51715.4615 | 64477.9279 | 77826.5154 | 91626.0311 | 105769.7369 | 116991.9039 | 125882.7338 | 132914.4271 | 138463.3139 | 142827.5007 | 146245.8733 | 148907.9862 | 150970.0108 | 152558.0765 | 153770.5695 | 154680.6154 | 155344.9434 | 155811.3334 | 156118.7262 | 156298.338 | 156376.3674 | 156373.2552 | 156305.7065 | 156186.3147 | 156025.5129 | 155830.7774 | 155609.3416 | 157817.0819
Commercial_Other Health_Existing_Water Heating_Natural Gas_Water Heater_E2_Baseline Forecast | Commercial | Other Health | Existing | Water Heating | Natural Gas | Water Heater | E2 |  | Baseline Forecast | 0 | 59005.3534 | 135018.3242 | 224022.5951 | 359144.4415 | 467888.0362 | 583355.3135 | 704126.1391 | 828977.565 | 956943.8597 | 1058478.2587 | 1138920.4824 | 1202542.9042 | 1252750.8214 | 1292240.9197 | 1323175.234 | 1347267.9764 | 1365932.1504 | 1380309.4508 | 1391288.0997 | 1399530.2362 | 1405549.1054 | 1409776.9282 | 1412566.0404 | 1414198.607 | 1414911.8419 | 1414890.7531 | 1414286.6795 | 1413213.1869 | 1411764.8524 | 1410008.888 | 1408010.6664 | 1427992.1678
Commercial_Other Health_Existing_Water Heating_Natural Gas_Water Heater_E3_Baseline Forecast | Commercial | Other Health | Existing | Water Heating | Natural Gas | Water Heater | E3 |  | Baseline Forecast | 0 | 0 | 0 | 0 | 0 | 0 | 0 | 0 | 0 | 0 | 0 | 0 | 0 | 0 | 0 | 0 | 0 | 0 | 0 | 0 | 0 | 0 | 0 | 0 | 0 | 0 | 0 | 0 | 0 | 0 | 0 | 0 | 0
Commercial_Other Health_Existing_Water Heating_Natural Gas_Water Heater_E4_Baseline Forecast | Commercial | Other Health | Existing | Water Heating | Natural Gas | Water Heater | E4 |  | Baseline Forecast | 0 | 0 | 0 | 0 | 0 | 0 | 0 | 0 | 0 | 0 | 0 | 0 | 0 | 0 | 0 | 0 | 0 | 0 | 0 | 0 | 0 | 0 | 0 | 0 | 0 | 0 | 0 | 0 | 0 | 0 | 0 | 0 | 0
Commercial_Other Health_Existing_Water Heating_Natural Gas_Water Heater_E5_Baseline Forecast | Commercial | Other Health | Existing | Water Heating | Natural Gas | Water Heater | E5 |  | Baseline Forecast | 0 | 0 | 0 | 0 | 0 | 0 | 0 | 0 | 0 | 0 | 0 | 0 | 0 | 0 | 0 | 0 | 0 | 0 | 0 | 0 | 0 | 0 | 0 | 0 | 0 | 0 | 0 | 0 | 0 | 0 | 0 | 0 | 0
Commercial_Other Health_Existing_Water Heating_Natural Gas_Water Heater_E6_Baseline Forecast | Commercial | Other Health | Existing | Water Heating | Natural Gas | Water Heater | E6 |  | Baseline Forecast | 0 | 0 | 0 | 0 | 0 | 0 | 0 | 0 | 0 | 0 | 0 | 0 | 0 | 0 | 0 | 0 | 0 | 0 | 0 | 0 | 0 | 0 | 0 | 0 | 0 | 0 | 0 | 0 | 0 | 0 | 0 | 0 | 0
Commercial_Other Health_Existing_Water Heating_Natural Gas_Water Heater_E7_Baseline Forecast | Commercial | Other Health | Existing | Water Heating | Natural Gas | Water Heater | E7 |  | Baseline Forecast | 0 | 0 | 0 | 0 | 0 | 0 | 0 | 0 | 0 | 0 | 0 | 0 | 0 | 0 | 0 | 0 | 0 | 0 | 0 | 0 | 0 | 0 | 0 | 0 | 0 | 0 | 0 | 0 | 0 | 0 | 0 | 0 | 0
Commercial_Other Health_Existing_Water Heating_Natural Gas_Water Heater_E8_Baseline Forecast | Commercial | Other Health | Existing | Water Heating | Natural Gas | Water Heater | E8 |  | Baseline Forecast | 0 | 0 | 0 | 0 | 0 | 0 | 0 | 0 | 0 | 0 | 0 | 0 | 0 | 0 | 0 | 0 | 0 | 0 | 0 | 0 | 0 | 0 | 0 | 0 | 0 | 0 | 0 | 0 | 0 | 0 | 0 | 0 | 0
Commercial_Other Health_Existing_Water Heating_Natural Gas_Water Heater_E9_Baseline Forecast | Commercial | Other Health | Existing | Water Heating | Natural Gas | Water Heater | E9 |  | Baseline Forecast | 0 | 0 | 0 | 0 | 0 | 0 | 0 | 0 | 0 | 0 | 0 | 0 | 0 | 0 | 0 | 0 | 0 | 0 | 0 | 0 | 0 | 0 | 0 | 0 | 0 | 0 | 0 | 0 | 0 | 0 | 0 | 0 | 0
Commercial_Other Health_Existing_Water Heating_Natural Gas_Water Heater_E10_Baseline Forecast | Commercial | Other Health | Existing | Water Heating | Natural Gas | Water Heater | E10 |  | Baseline Forecast | 0 | 0 | 0 | 0 | 0 | 0 | 0 | 0 | 0 | 0 | 0 | 0 | 0 | 0 | 0 | 0 | 0 | 0 | 0 | 0 | 0 | 0 | 0 | 0 | 0 | 0 | 0 | 0 | 0 | 0 | 0 | 0 | 0
Commercial_Other Health_Existing_Water Heating_Natural Gas_Water Heater_Vintage_Baseline Forecast | Commercial | Other Health | Existing | Water Heating | Natural Gas | Water Heater | Vintage |  | Baseline Forecast | 1646556.6107 | 1572652.1302 | 1479860.2105 | 1370901.6197 | 1258689.8236 | 1133472.3558 | 1001310.1813 | 863648.8723 | 721576.1305 | 576065.5171 | 459891.3172 | 367145.2062 | 293107.1222 | 234003.8652 | 186819.5136 | 149149.9649 | 119075.2328 | 95066.6034 | 75902.3584 | 60604.6308 | 48391.2711 | 38638.8763 | 30851.3219 | 24632.7908 | 19667.2315 | 15702.3844 | 12536.6574 | 10009.0671 | 7990.9871 | 6379.7382 | 5093.2951 | 4066.2148 | 3252.9718
Commercial_Other Health_Existing_Food Preparation_Natural Gas_Oven_E1_Baseline Forecast | Commercial | Other Health | Existing | Food Preparation | Natural Gas | Oven | E1 |  | Baseline Forecast | 0 | 756.6012 | 1567.8094 | 2420.5632 | 3641.4769 | 4571.0723 | 5526.3802 | 6502.7516 | 7495.173 | 8499.8063 | 9329.2297 | 10013.0419 | 10575.6684 | 11037.0399 | 11414.378 | 11721.8141 | 11969.1569 | 12168.3513 | 12327.6441 | 12452.9798 | 12552.2022 | 12628.4792 | 12685.5436 | 12726.6133 | 12754.4409 | 12771.3898 | 12779.3269 | 12779.9254 | 12774.3233 | 12764.0373 | 12750.0625 | 12732.6799 | 12914.1622
Commercial_Other Health_Existing_Food Preparation_Natural Gas_Oven_E2_Baseline Forecast | Commercial | Other Health | Existing | Food Preparation | Natural Gas | Oven | E2 |  | Baseline Forecast | 0 | 1088.8105 | 2257.1377 | 3483.9742 | 5239.3679 | 6576.6461 | 7953.0649 | 9361.5891 | 10795.4555 | 12249.0827 | 13452.1638 | 14447.009 | 15269.1824 | 15948.5118 | 16508.6822 | 16969.7846 | 17350.2165 | 17662.465 | 17918.8835 | 18130.1343 | 18301.1394 | 18439.0279 | 18549.1529 | 18636.0223 | 18703.3308 | 18754.3439 | 18791.7731 | 18817.8312 | 18834.4475 | 18842.7438 | 18843.7335 | 18839.0727 | 19127.0766
Commercial_Other Health_Existing_Food Preparation_Natural Gas_Oven_E3_Baseline Forecast | Commercial | Other Health | Existing | Food Preparation | Natural Gas | Oven | E3 |  | Baseline Forecast | 0 | 0 | 0 | 0 | 0 | 0 | 0 | 0 | 0 | 0 | 0 | 0 | 0 | 0 | 0 | 0 | 0 | 0 | 0 | 0 | 0 | 0 | 0 | 0 | 0 | 0 | 0 | 0 | 0 | 0 | 0 | 0 | 0
Commercial_Other Health_Existing_Food Preparation_Natural Gas_Oven_E4_Baseline Forecast | Commercial | Other Health | Existing | Food Preparation | Natural Gas | Oven | E4 |  | Baseline Forecast | 0 | 0 | 0 | 0 | 0 | 0 | 0 | 0 | 0 | 0 | 0 | 0 | 0 | 0 | 0 | 0 | 0 | 0 | 0 | 0 | 0 | 0 | 0 | 0 | 0 | 0 | 0 | 0 | 0 | 0 | 0 | 0 | 0
Commercial_Other Health_Existing_Food Preparation_Natural Gas_Oven_E5_Baseline Forecast | Commercial | Other Health | Existing | Food Preparation | Natural Gas | Oven | E5 |  | Baseline Forecast | 0 | 0 | 0 | 0 | 0 | 0 | 0 | 0 | 0 | 0 | 0 | 0 | 0 | 0 | 0 | 0 | 0 | 0 | 0 | 0 | 0 | 0 | 0 | 0 | 0 | 0 | 0 | 0 | 0 | 0 | 0 | 0 | 0
Commercial_Other Health_Existing_Food Preparation_Natural Gas_Oven_E6_Baseline Forecast | Commercial | Other Health | Existing | Food Preparation | Natural Gas | Oven | E6 |  | Baseline Forecast | 0 | 0 | 0 | 0 | 0 | 0 | 0 | 0 | 0 | 0 | 0 | 0 | 0 | 0 | 0 | 0 | 0 | 0 | 0 | 0 | 0 | 0 | 0 | 0 | 0 | 0 | 0 | 0 | 0 | 0 | 0 | 0 | 0
Commercial_Other Health_Existing_Food Preparation_Natural Gas_Oven_E7_Baseline Forecast | Commercial | Other Health | Existing | Food Preparation | Natural Gas | Oven | E7 |  | Baseline Forecast | 0 | 0 | 0 | 0 | 0 | 0 | 0 | 0 | 0 | 0 | 0 | 0 | 0 | 0 | 0 | 0 | 0 | 0 | 0 | 0 | 0 | 0 | 0 | 0 | 0 | 0 | 0 | 0 | 0 | 0 | 0 | 0 | 0
Commercial_Other Health_Existing_Food Preparation_Natural Gas_Oven_E8_Baseline Forecast | Commercial | Other Health | Existing | Food Preparation | Natural Gas | Oven | E8 |  | Baseline Forecast | 0 | 0 | 0 | 0 | 0 | 0 | 0 | 0 | 0 | 0 | 0 | 0 | 0 | 0 | 0 | 0 | 0 | 0 | 0 | 0 | 0 | 0 | 0 | 0 | 0 | 0 | 0 | 0 | 0 | 0 | 0 | 0 | 0
Commercial_Other Health_Existing_Food Preparation_Natural Gas_Oven_E9_Baseline Forecast | Commercial | Other Health | Existing | Food Preparation | Natural Gas | Oven | E9 |  | Baseline Forecast | 0 | 0 | 0 | 0 | 0 | 0 | 0 | 0 | 0 | 0 | 0 | 0 | 0 | 0 | 0 | 0 | 0 | 0 | 0 | 0 | 0 | 0 | 0 | 0 | 0 | 0 | 0 | 0 | 0 | 0 | 0 | 0 | 0
Commercial_Other Health_Existing_Food Preparation_Natural Gas_Oven_E10_Baseline Forecast | Commercial | Other Health | Existing | Food Preparation | Natural Gas | Oven | E10 |  | Baseline Forecast | 0 | 0 | 0 | 0 | 0 | 0 | 0 | 0 | 0 | 0 | 0 | 0 | 0 | 0 | 0 | 0 | 0 | 0 | 0 | 0 | 0 | 0 | 0 | 0 | 0 | 0 | 0 | 0 | 0 | 0 | 0 | 0 | 0
Commercial_Other Health_Existing_Food Preparation_Natural Gas_Oven_Vintage_Baseline Forecast | Commercial | Other Health | Existing | Food Preparation | Natural Gas | Oven | Vintage |  | Baseline Forecast | 33387.2765 | 31371.9979 | 29222.5956 | 26937.8683 | 24728.9462 | 22371.7489 | 19960.2842 | 17503.5695 | 15007.8978 | 12480.683 | 10378.879 | 8631.0149 | 7177.5982 | 5969.0411 | 4964.0088 | 4128.2143 | 3433.1223 | 2855.1214 | 2374.5463 | 1974.9675 | 1642.6685 | 1366.2688 | 1136.3555 | 945.111 | 786.0338 | 653.7209 | 543.6724 | 452.1452 | 376.0222 | 312.7121 | 260.0575 | 216.2667 | 180.2223
Commercial_Other Health_Existing_Food Preparation_Natural Gas_Conveyor Oven_E1_Baseline Forecast | Commercial | Other Health | Existing | Food Preparation | Natural Gas | Conveyor Oven | E1 |  | Baseline Forecast | 0 | 160.2033 | 366.5262 | 608.1322 | 1039.6814 | 1334.6277 | 1647.7085 | 1975.0711 | 2313.3611 | 2659.952 | 3012.7576 | 3370.1986 | 3731.0373 | 4094.2806 | 4459.0813 | 4824.787 | 5190.8376 | 5480.1686 | 5708.4218 | 5887.9856 | 6028.3754 | 6137.4716 | 6221.2437 | 6284.9361 | 6332.5667 | 6367.139 | 6391.888 | 6408.5715 | 6418.8283 | 6423.9914 | 6425.0899 | 6422.9919 | 6519.8717
Commercial_Other Health_Existing_Food Preparation_Natural Gas_Conveyor Oven_E2_Baseline Forecast | Commercial | Other Health | Existing | Food Preparation | Natural Gas | Conveyor Oven | E2 |  | Baseline Forecast | 0 | 230.5898 | 527.7014 | 875.5718 | 1496.9275 | 1921.7668 | 2373.0518 | 2845.2173 | 3333.4921 | 3834.0973 | 4344.0339 | 4861.0132 | 5383.2645 | 5909.3637 | 6438.0704 | 6968.4376 | 7499.6402 | 7920.1763 | 8252.6876 | 8515.1426 | 8721.7606 | 8883.416 | 9009.3325 | 9106.4714 | 9180.5706 | 9236.5479 | 9277.4474 | 9306.5659 | 9326.2209 | 9338.2813 | 9344.1827 | 9345.1551 | 9490.1686
Commercial_Other Health_Existing_Food Preparation_Natural Gas_Conveyor Oven_E3_Baseline Forecast | Commercial | Other Health | Existing | Food Preparation | Natural Gas | Conveyor Oven | E3 |  | Baseline Forecast | 0 | 0 | 0 | 0 | 0 | 0 | 0 | 0 | 0 | 0 | 0 | 0 | 0 | 0 | 0 | 0 | 0 | 0 | 0 | 0 | 0 | 0 | 0 | 0 | 0 | 0 | 0 | 0 | 0 | 0 | 0 | 0 | 0
Commercial_Other Health_Existing_Food Preparation_Natural Gas_Conveyor Oven_E4_Baseline Forecast | Commercial | Other Health | Existing | Food Preparation | Natural Gas | Conveyor Oven | E4 |  | Baseline Forecast | 0 | 0 | 0 | 0 | 0 | 0 | 0 | 0 | 0 | 0 | 0 | 0 | 0 | 0 | 0 | 0 | 0 | 0 | 0 | 0 | 0 | 0 | 0 | 0 | 0 | 0 | 0 | 0 | 0 | 0 | 0 | 0 | 0
Commercial_Other Health_Existing_Food Preparation_Natural Gas_Conveyor Oven_E5_Baseline Forecast | Commercial | Other Health | Existing | Food Preparation | Natural Gas | Conveyor Oven | E5 |  | Baseline Forecast | 0 | 0 | 0 | 0 | 0 | 0 | 0 | 0 | 0 | 0 | 0 | 0 | 0 | 0 | 0 | 0 | 0 | 0 | 0 | 0 | 0 | 0 | 0 | 0 | 0 | 0 | 0 | 0 | 0 | 0 | 0 | 0 | 0
Commercial_Other Health_Existing_Food Preparation_Natural Gas_Conveyor Oven_E6_Baseline Forecast | Commercial | Other Health | Existing | Food Preparation | Natural Gas | Conveyor Oven | E6 |  | Baseline Forecast | 0 | 0 | 0 | 0 | 0 | 0 | 0 | 0 | 0 | 0 | 0 | 0 | 0 | 0 | 0 | 0 | 0 | 0 | 0 | 0 | 0 | 0 | 0 | 0 | 0 | 0 | 0 | 0 | 0 | 0 | 0 | 0 | 0
Commercial_Other Health_Existing_Food Preparation_Natural Gas_Conveyor Oven_E7_Baseline Forecast | Commercial | Other Health | Existing | Food Preparation | Natural Gas | Conveyor Oven | E7 |  | Baseline Forecast | 0 | 0 | 0 | 0 | 0 | 0 | 0 | 0 | 0 | 0 | 0 | 0 | 0 | 0 | 0 | 0 | 0 | 0 | 0 | 0 | 0 | 0 | 0 | 0 | 0 | 0 | 0 | 0 | 0 | 0 | 0 | 0 | 0
Commercial_Other Health_Existing_Food Preparation_Natural Gas_Conveyor Oven_E8_Baseline Forecast | Commercial | Other Health | Existing | Food Preparation | Natural Gas | Conveyor Oven | E8 |  | Baseline Forecast | 0 | 0 | 0 | 0 | 0 | 0 | 0 | 0 | 0 | 0 | 0 | 0 | 0 | 0 | 0 | 0 | 0 | 0 | 0 | 0 | 0 | 0 | 0 | 0 | 0 | 0 | 0 | 0 | 0 | 0 | 0 | 0 | 0
Commercial_Other Health_Existing_Food Preparation_Natural Gas_Conveyor Oven_E9_Baseline Forecast | Commercial | Other Health | Existing | Food Preparation | Natural Gas | Conveyor Oven | E9 |  | Baseline Forecast | 0 | 0 | 0 | 0 | 0 | 0 | 0 | 0 | 0 | 0 | 0 | 0 | 0 | 0 | 0 | 0 | 0 | 0 | 0 | 0 | 0 | 0 | 0 | 0 | 0 | 0 | 0 | 0 | 0 | 0 | 0 | 0 | 0
Commercial_Other Health_Existing_Food Preparation_Natural Gas_Conveyor Oven_E10_Baseline Forecast | Commercial | Other Health | Existing | Food Preparation | Natural Gas | Conveyor Oven | E10 |  | Baseline Forecast | 0 | 0 | 0 | 0 | 0 | 0 | 0 | 0 | 0 | 0 | 0 | 0 | 0 | 0 | 0 | 0 | 0 | 0 | 0 | 0 | 0 | 0 | 0 | 0 | 0 | 0 | 0 | 0 | 0 | 0 | 0 | 0 | 0
Commercial_Other Health_Existing_Food Preparation_Natural Gas_Conveyor Oven_Vintage_Baseline Forecast | Commercial | Other Health | Existing | Food Preparation | Natural Gas | Conveyor Oven | Vintage |  | Baseline Forecast | 16693.6382 | 16217.9117 | 15629.5437 | 14937.4989 | 14268.2866 | 13503.3391 | 12699.1043 | 11863.6667 | 11002.4099 | 10120.7367 | 9223.3447 | 8314.3211 | 7396.9228 | 6473.6521 | 5546.3829 | 4616.6819 | 3685.7701 | 2942.624 | 2349.4276 | 1875.9126 | 1497.869 | 1196.0003 | 954.9499 | 762.4659 | 608.7655 | 486.0404 | 388.0508 | 309.8135 | 247.3473 | 197.4739 | 157.6542 | 125.8627 | 100.6902
Commercial_Other Health_Existing_Food Preparation_Natural Gas_Double Rack Oven_E1_Baseline Forecast | Commercial | Other Health | Existing | Food Preparation | Natural Gas | Double Rack Oven | E1 |  | Baseline Forecast | 0 | 226.9477 | 519.1025 | 861.4174 | 1407.4996 | 1825.5856 | 2268.9819 | 2732.2888 | 3210.6745 | 3700.4316 | 4198.5982 | 4702.9613 | 5102.0449 | 5417.0583 | 5664.7651 | 5858.2037 | 6008.4869 | 6123.6138 | 6211.3367 | 6277.1703 | 6324.767 | 6359.1202 | 6382.2828 | 6396.6354 | 6404.1429 | 6406.348 | 6404.3539 | 6399.1206 | 6391.5565 | 6382.1052 | 6371.1697 | 6358.9783 | 6445.9999
Commercial_Other Health_Existing_Food Preparation_Natural Gas_Double Rack Oven_E2_Baseline Forecast | Commercial | Other Health | Existing | Food Preparation | Natural Gas | Double Rack Oven | E2 |  | Baseline Forecast | 0 | 326.6758 | 747.72 | 1240.4965 | 2026.1578 | 2628.1977 | 3268.0323 | 3937.7317 | 4630.6429 | 5341.4082 | 6065.7893 | 6800.5176 | 7383.9005 | 7846.632 | 8213.1522 | 8503.4065 | 8732.4849 | 8913.7928 | 9056.8231 | 9169.5791 | 9258.6743 | 9327.1349 | 9379.5579 | 9418.9526 | 9447.6671 | 9467.7364 | 9480.8647 | 9488.3745 | 9491.0987 | 9490.0276 | 9485.8102 | 9479.1895 | 9620.0571
Commercial_Other Health_Existing_Food Preparation_Natural Gas_Double Rack Oven_E3_Baseline Forecast | Commercial | Other Health | Existing | Food Preparation | Natural Gas | Double Rack Oven | E3 |  | Baseline Forecast | 0 | 0 | 0 | 0 | 0 | 0 | 0 | 0 | 0 | 0 | 0 | 0 | 0 | 0 | 0 | 0 | 0 | 0 | 0 | 0 | 0 | 0 | 0 | 0 | 0 | 0 | 0 | 0 | 0 | 0 | 0 | 0 | 0
Commercial_Other Health_Existing_Food Preparation_Natural Gas_Double Rack Oven_E4_Baseline Forecast | Commercial | Other Health | Existing | Food Preparation | Natural Gas | Double Rack Oven | E4 |  | Baseline Forecast | 0 | 0 | 0 | 0 | 0 | 0 | 0 | 0 | 0 | 0 | 0 | 0 | 0 | 0 | 0 | 0 | 0 | 0 | 0 | 0 | 0 | 0 | 0 | 0 | 0 | 0 | 0 | 0 | 0 | 0 | 0 | 0 | 0
Commercial_Other Health_Existing_Food Preparation_Natural Gas_Double Rack Oven_E5_Baseline Forecast | Commercial | Other Health | Existing | Food Preparation | Natural Gas | Double Rack Oven | E5 |  | Baseline Forecast | 0 | 0 | 0 | 0 | 0 | 0 | 0 | 0 | 0 | 0 | 0 | 0 | 0 | 0 | 0 | 0 | 0 | 0 | 0 | 0 | 0 | 0 | 0 | 0 | 0 | 0 | 0 | 0 | 0 | 0 | 0 | 0 | 0
Commercial_Other Health_Existing_Food Preparation_Natural Gas_Double Rack Oven_E6_Baseline Forecast | Commercial | Other Health | Existing | Food Preparation | Natural Gas | Double Rack Oven | E6 |  | Baseline Forecast | 0 | 0 | 0 | 0 | 0 | 0 | 0 | 0 | 0 | 0 | 0 | 0 | 0 | 0 | 0 | 0 | 0 | 0 | 0 | 0 | 0 | 0 | 0 | 0 | 0 | 0 | 0 | 0 | 0 | 0 | 0 | 0 | 0
Commercial_Other Health_Existing_Food Preparation_Natural Gas_Double Rack Oven_E7_Baseline Forecast | Commercial | Other Health | Existing | Food Preparation | Natural Gas | Double Rack Oven | E7 |  | Baseline Forecast | 0 | 0 | 0 | 0 | 0 | 0 | 0 | 0 | 0 | 0 | 0 | 0 | 0 | 0 | 0 | 0 | 0 | 0 | 0 | 0 | 0 | 0 | 0 | 0 | 0 | 0 | 0 | 0 | 0 | 0 | 0 | 0 | 0
Commercial_Other Health_Existing_Food Preparation_Natural Gas_Double Rack Oven_E8_Baseline Forecast | Commercial | Other Health | Existing | Food Preparation | Natural Gas | Double Rack Oven | E8 |  | Baseline Forecast | 0 | 0 | 0 | 0 | 0 | 0 | 0 | 0 | 0 | 0 | 0 | 0 | 0 | 0 | 0 | 0 | 0 | 0 | 0 | 0 | 0 | 0 | 0 | 0 | 0 | 0 | 0 | 0 | 0 | 0 | 0 | 0 | 0
Commercial_Other Health_Existing_Food Preparation_Natural Gas_Double Rack Oven_E9_Baseline Forecast | Commercial | Other Health | Existing | Food Preparation | Natural Gas | Double Rack Oven | E9 |  | Baseline Forecast | 0 | 0 | 0 | 0 | 0 | 0 | 0 | 0 | 0 | 0 | 0 | 0 | 0 | 0 | 0 | 0 | 0 | 0 | 0 | 0 | 0 | 0 | 0 | 0 | 0 | 0 | 0 | 0 | 0 | 0 | 0 | 0 | 0
Commercial_Other Health_Existing_Food Preparation_Natural Gas_Double Rack Oven_E10_Baseline Forecast | Commercial | Other Health | Existing | Food Preparation | Natural Gas | Double Rack Oven | E10 |  | Baseline Forecast | 0 | 0 | 0 | 0 | 0 | 0 | 0 | 0 | 0 | 0 | 0 | 0 | 0 | 0 | 0 | 0 | 0 | 0 | 0 | 0 | 0 | 0 | 0 | 0 | 0 | 0 | 0 | 0 | 0 | 0 | 0 | 0 | 0
Commercial_Other Health_Existing_Food Preparation_Natural Gas_Double Rack Oven_Vintage_Baseline Forecast | Commercial | Other Health | Existing | Food Preparation | Natural Gas | Double Rack Oven | Vintage |  | Baseline Forecast | 16693.6382 | 16055.0813 | 15256.9489 | 14319.2889 | 13371.2381 | 12305.9504 | 11182.8505 | 10013.9346 | 8807.9458 | 7572.9462 | 6315.7487 | 5042.054 | 4025.2791 | 3213.6062 | 2565.6172 | 2048.2963 | 1635.276 | 1305.5623 | 1042.3772 | 832.2915 | 664.5638 | 530.6328 | 423.6853 | 338.2854 | 270.0927 | 215.6429 | 172.1676 | 137.4559 | 109.7413 | 87.6138 | 69.9469 | 55.8419 | 44.6735
Commercial_Other Health_Existing_Food Preparation_Natural Gas_Fryer_E1_Baseline Forecast | Commercial | Other Health | Existing | Food Preparation | Natural Gas | Fryer | E1 |  | Baseline Forecast | 0 | 0 | 0 | 0 | 0 | 0 | 0 | 0 | 0 | 0 | 0 | 0 | 0 | 0 | 0 | 0 | 0 | 0 | 0 | 0 | 0 | 0 | 0 | 0 | 0 | 0 | 0 | 0 | 0 | 0 | 0 | 0 | 0
Commercial_Other Health_Existing_Food Preparation_Natural Gas_Fryer_E2_Baseline Forecast | Commercial | Other Health | Existing | Food Preparation | Natural Gas | Fryer | E2 |  | Baseline Forecast | 0 | 0 | 0 | 6912.2859 | 35149.753 | 64284.62 | 101214.1547 | 144324.108 | 192310.3384 | 230461.1768 | 260755.4996 | 284779.8661 | 303803.4556 | 318838.224 | 330686.4881 | 339991.0105 | 347261.9096 | 352917.8757 | 357296.7497 | 360662.3307 | 363212.9729 | 365103.0024 | 366461.4331 | 367393.1482 | 367982.1189 | 368298.4857 | 368397.1142 | 368322.7525 | 368109.251 | 367784.6411 | 367369.1566 | 366881.996 | 372117.0946
Commercial_Other Health_Existing_Food Preparation_Natural Gas_Fryer_E3_Baseline Forecast | Commercial | Other Health | Existing | Food Preparation | Natural Gas | Fryer | E3 |  | Baseline Forecast | 0 | 0 | 0 | 0 | 0 | 0 | 0 | 0 | 0 | 0 | 0 | 0 | 0 | 0 | 0 | 0 | 0 | 0 | 0 | 0 | 0 | 0 | 0 | 0 | 0 | 0 | 0 | 0 | 0 | 0 | 0 | 0 | 0
Commercial_Other Health_Existing_Food Preparation_Natural Gas_Fryer_E4_Baseline Forecast | Commercial | Other Health | Existing | Food Preparation | Natural Gas | Fryer | E4 |  | Baseline Forecast | 0 | 0 | 0 | 0 | 0 | 0 | 0 | 0 | 0 | 0 | 0 | 0 | 0 | 0 | 0 | 0 | 0 | 0 | 0 | 0 | 0 | 0 | 0 | 0 | 0 | 0 | 0 | 0 | 0 | 0 | 0 | 0 | 0
Commercial_Other Health_Existing_Food Preparation_Natural Gas_Fryer_E5_Baseline Forecast | Commercial | Other Health | Existing | Food Preparation | Natural Gas | Fryer | E5 |  | Baseline Forecast | 0 | 0 | 0 | 0 | 0 | 0 | 0 | 0 | 0 | 0 | 0 | 0 | 0 | 0 | 0 | 0 | 0 | 0 | 0 | 0 | 0 | 0 | 0 | 0 | 0 | 0 | 0 | 0 | 0 | 0 | 0 | 0 | 0
Commercial_Other Health_Existing_Food Preparation_Natural Gas_Fryer_E6_Baseline Forecast | Commercial | Other Health | Existing | Food Preparation | Natural Gas | Fryer | E6 |  | Baseline Forecast | 0 | 0 | 0 | 0 | 0 | 0 | 0 | 0 | 0 | 0 | 0 | 0 | 0 | 0 | 0 | 0 | 0 | 0 | 0 | 0 | 0 | 0 | 0 | 0 | 0 | 0 | 0 | 0 | 0 | 0 | 0 | 0 | 0
Commercial_Other Health_Existing_Food Preparation_Natural Gas_Fryer_E7_Baseline Forecast | Commercial | Other Health | Existing | Food Preparation | Natural Gas | Fryer | E7 |  | Baseline Forecast | 0 | 0 | 0 | 0 | 0 | 0 | 0 | 0 | 0 | 0 | 0 | 0 | 0 | 0 | 0 | 0 | 0 | 0 | 0 | 0 | 0 | 0 | 0 | 0 | 0 | 0 | 0 | 0 | 0 | 0 | 0 | 0 | 0
Commercial_Other Health_Existing_Food Preparation_Natural Gas_Fryer_E8_Baseline Forecast | Commercial | Other Health | Existing | Food Preparation | Natural Gas | Fryer | E8 |  | Baseline Forecast | 0 | 0 | 0 | 0 | 0 | 0 | 0 | 0 | 0 | 0 | 0 | 0 | 0 | 0 | 0 | 0 | 0 | 0 | 0 | 0 | 0 | 0 | 0 | 0 | 0 | 0 | 0 | 0 | 0 | 0 | 0 | 0 | 0
Commercial_Other Health_Existing_Food Preparation_Natural Gas_Fryer_E9_Baseline Forecast | Commercial | Other Health | Existing | Food Preparation | Natural Gas | Fryer | E9 |  | Baseline Forecast | 0 | 0 | 0 | 0 | 0 | 0 | 0 | 0 | 0 | 0 | 0 | 0 | 0 | 0 | 0 | 0 | 0 | 0 | 0 | 0 | 0 | 0 | 0 | 0 | 0 | 0 | 0 | 0 | 0 | 0 | 0 | 0 | 0
Commercial_Other Health_Existing_Food Preparation_Natural Gas_Fryer_E10_Baseline Forecast | Commercial | Other Health | Existing | Food Preparation | Natural Gas | Fryer | E10 |  | Baseline Forecast | 0 | 0 | 0 | 0 | 0 | 0 | 0 | 0 | 0 | 0 | 0 | 0 | 0 | 0 | 0 | 0 | 0 | 0 | 0 | 0 | 0 | 0 | 0 | 0 | 0 | 0 | 0 | 0 | 0 | 0 | 0 | 0 | 0
Commercial_Other Health_Existing_Food Preparation_Natural Gas_Fryer_Vintage_Baseline Forecast | Commercial | Other Health | Existing | Food Preparation | Natural Gas | Fryer | Vintage |  | Baseline Forecast | 386483.0188 | 384516.6804 | 382550.3421 | 373263.4407 | 353909.0401 | 323728.6084 | 285876.0458 | 241934.7317 | 193145.3295 | 154196.2926 | 123099.776 | 98274.2899 | 78456.4086 | 62636.154 | 50006.2502 | 39923.1874 | 31873.0403 | 25446.6156 | 20316.8944 | 16222.1294 | 12952.9617 | 10342.5241 | 8258.0181 | 6593.4949 | 5264.3564 | 4203.08 | 3355.7053 | 2679.1415 | 2138.9591 | 1707.6738 | 1363.3297 | 1088.4096 | 870.7277
Commercial_Other Health_Existing_Food Preparation_Natural Gas_Broiler_E1_Baseline Forecast | Commercial | Other Health | Existing | Food Preparation | Natural Gas | Broiler | E1 |  | Baseline Forecast | 0 | 2135.1769 | 4885.0679 | 8105.7377 | 13242.4665 | 17176.4838 | 21351.9303 | 25717.6206 | 30228.8226 | 34850.6023 | 39555.1504 | 44321.441 | 48097.7029 | 51083.8741 | 53438.4206 | 55286.8515 | 56731.5265 | 57852.2552 | 58717.9449 | 59380.6334 | 59877.9425 | 60246.8245 | 60510.544 | 60690.499 | 60804.0295 | 60865.21 | 60884.7028 | 60871.4028 | 60832.7264 | 60773.6932 | 60698.2666 | 60609.5871 | 61465.5557
Commercial_Other Health_Existing_Food Preparation_Natural Gas_Broiler_E2_Baseline Forecast | Commercial | Other Health | Existing | Food Preparation | Natural Gas | Broiler | E2 |  | Baseline Forecast | 0 | 750.3758 | 1717.7644 | 2849.6927 | 4654.1721 | 6037.1746 | 7507.6588 | 9047.3351 | 10641.074 | 12276.5626 | 13944.0819 | 15636.0856 | 16980.5579 | 18048.087 | 18894.9664 | 19567.6013 | 20100.2054 | 20524.5305 | 20861.5547 | 21129.6966 | 21344.8422 | 21511.8384 | 21642.0804 | 21742.2623 | 21817.5257 | 21872.4419 | 21910.982 | 21936.1472 | 21949.5978 | 21953.7868 | 21950.2345 | 21940.8633 | 22272.681
Commercial_Other Health_Existing_Food Preparation_Natural Gas_Broiler_E3_Baseline Forecast | Commercial | Other Health | Existing | Food Preparation | Natural Gas | Broiler | E3 |  | Baseline Forecast | 0 | 0 | 0 | 0 | 0 | 0 | 0 | 0 | 0 | 0 | 0 | 0 | 0 | 0 | 0 | 0 | 0 | 0 | 0 | 0 | 0 | 0 | 0 | 0 | 0 | 0 | 0 | 0 | 0 | 0 | 0 | 0 | 0
Commercial_Other Health_Existing_Food Preparation_Natural Gas_Broiler_E4_Baseline Forecast | Commercial | Other Health | Existing | Food Preparation | Natural Gas | Broiler | E4 |  | Baseline Forecast | 0 | 0 | 0 | 0 | 0 | 0 | 0 | 0 | 0 | 0 | 0 | 0 | 0 | 0 | 0 | 0 | 0 | 0 | 0 | 0 | 0 | 0 | 0 | 0 | 0 | 0 | 0 | 0 | 0 | 0 | 0 | 0 | 0
Commercial_Other Health_Existing_Food Preparation_Natural Gas_Broiler_E5_Baseline Forecast | Commercial | Other Health | Existing | Food Preparation | Natural Gas | Broiler | E5 |  | Baseline Forecast | 0 | 0 | 0 | 0 | 0 | 0 | 0 | 0 | 0 | 0 | 0 | 0 | 0 | 0 | 0 | 0 | 0 | 0 | 0 | 0 | 0 | 0 | 0 | 0 | 0 | 0 | 0 | 0 | 0 | 0 | 0 | 0 | 0
Commercial_Other Health_Existing_Food Preparation_Natural Gas_Broiler_E6_Baseline Forecast | Commercial | Other Health | Existing | Food Preparation | Natural Gas | Broiler | E6 |  | Baseline Forecast | 0 | 0 | 0 | 0 | 0 | 0 | 0 | 0 | 0 | 0 | 0 | 0 | 0 | 0 | 0 | 0 | 0 | 0 | 0 | 0 | 0 | 0 | 0 | 0 | 0 | 0 | 0 | 0 | 0 | 0 | 0 | 0 | 0
Commercial_Other Health_Existing_Food Preparation_Natural Gas_Broiler_E7_Baseline Forecast | Commercial | Other Health | Existing | Food Preparation | Natural Gas | Broiler | E7 |  | Baseline Forecast | 0 | 0 | 0 | 0 | 0 | 0 | 0 | 0 | 0 | 0 | 0 | 0 | 0 | 0 | 0 | 0 | 0 | 0 | 0 | 0 | 0 | 0 | 0 | 0 | 0 | 0 | 0 | 0 | 0 | 0 | 0 | 0 | 0
Commercial_Other Health_Existing_Food Preparation_Natural Gas_Broiler_E8_Baseline Forecast | Commercial | Other Health | Existing | Food Preparation | Natural Gas | Broiler | E8 |  | Baseline Forecast | 0 | 0 | 0 | 0 | 0 | 0 | 0 | 0 | 0 | 0 | 0 | 0 | 0 | 0 | 0 | 0 | 0 | 0 | 0 | 0 | 0 | 0 | 0 | 0 | 0 | 0 | 0 | 0 | 0 | 0 | 0 | 0 | 0
Commercial_Other Health_Existing_Food Preparation_Natural Gas_Broiler_E9_Baseline Forecast | Commercial | Other Health | Existing | Food Preparation | Natural Gas | Broiler | E9 |  | Baseline Forecast | 0 | 0 | 0 | 0 | 0 | 0 | 0 | 0 | 0 | 0 | 0 | 0 | 0 | 0 | 0 | 0 | 0 | 0 | 0 | 0 | 0 | 0 | 0 | 0 | 0 | 0 | 0 | 0 | 0 | 0 | 0 | 0 | 0
Commercial_Other Health_Existing_Food Preparation_Natural Gas_Broiler_E10_Baseline Forecast | Commercial | Other Health | Existing | Food Preparation | Natural Gas | Broiler | E10 |  | Baseline Forecast | 0 | 0 | 0 | 0 | 0 | 0 | 0 | 0 | 0 | 0 | 0 | 0 | 0 | 0 | 0 | 0 | 0 | 0 | 0 | 0 | 0 | 0 | 0 | 0 | 0 | 0 | 0 | 0 | 0 | 0 | 0 | 0 | 0
Commercial_Other Health_Existing_Food Preparation_Natural Gas_Broiler_Vintage_Baseline Forecast | Commercial | Other Health | Existing | Food Preparation | Natural Gas | Broiler | Vintage |  | Baseline Forecast | 87009.266 | 83681.0298 | 79521.0667 | 74633.8694 | 69692.5138 | 64140.1051 | 58286.3723 | 52193.8407 | 45908.081 | 39471.1136 | 32918.4476 | 26279.7965 | 20980.2427 | 16749.7052 | 13372.3081 | 10675.9687 | 8523.2568 | 6804.749 | 5432.9963 | 4338.004 | 3463.7869 | 2765.7226 | 2208.2992 | 1763.1845 | 1407.7559 | 1123.9571 | 897.3583 | 716.4366 | 571.9849 | 456.6537 | 364.5717 | 291.0546 | 232.8437
Commercial_Other Health_Existing_Food Preparation_Natural Gas_Griddle_E1_Baseline Forecast | Commercial | Other Health | Existing | Food Preparation | Natural Gas | Griddle | E1 |  | Baseline Forecast | 0 | 2048.7121 | 4687.7753 | 4658.6767 | 4658.6767 | 4646.1569 | 4635.1044 | 4625.1495 | 4615.5321 | 4605.9743 | 4596.3686 | 4586.7759 | 4179.2277 | 3336.512 | 2663.7404 | 2126.6343 | 1697.8179 | 839.0953 | 0 | 0 | 0 | 0 | 0 | 0 | 0 | 0 | 0 | 0 | 0 | 0 | 0 | 0 | 0
Commercial_Other Health_Existing_Food Preparation_Natural Gas_Griddle_E2_Baseline Forecast | Commercial | Other Health | Existing | Food Preparation | Natural Gas | Griddle | E2 |  | Baseline Forecast | 0 | 836.8406 | 1915.057 | 6296.7536 | 13237.9619 | 18567.5015 | 24224.4847 | 30139.8062 | 36254.3645 | 42521.1906 | 48902.8636 | 55370.7507 | 60899.0331 | 65795.4491 | 69669.6466 | 72727.8185 | 75133.914 | 77537.6903 | 79579.4995 | 80510.33 | 81222.7848 | 81758.6629 | 82152.6244 | 82432.7613 | 82621.5553 | 82737.6519 | 82795.6848 | 82807.55 | 82782.3242 | 82727.48 | 82648.5011 | 82550.4503 | 83738.2367
Commercial_Other Health_Existing_Food Preparation_Natural Gas_Griddle_E3_Baseline Forecast | Commercial | Other Health | Existing | Food Preparation | Natural Gas | Griddle | E3 |  | Baseline Forecast | 0 | 0 | 0 | 0 | 0 | 0 | 0 | 0 | 0 | 0 | 0 | 0 | 0 | 0 | 0 | 0 | 0 | 0 | 0 | 0 | 0 | 0 | 0 | 0 | 0 | 0 | 0 | 0 | 0 | 0 | 0 | 0 | 0
Commercial_Other Health_Existing_Food Preparation_Natural Gas_Griddle_E4_Baseline Forecast | Commercial | Other Health | Existing | Food Preparation | Natural Gas | Griddle | E4 |  | Baseline Forecast | 0 | 0 | 0 | 0 | 0 | 0 | 0 | 0 | 0 | 0 | 0 | 0 | 0 | 0 | 0 | 0 | 0 | 0 | 0 | 0 | 0 | 0 | 0 | 0 | 0 | 0 | 0 | 0 | 0 | 0 | 0 | 0 | 0
Commercial_Other Health_Existing_Food Preparation_Natural Gas_Griddle_E5_Baseline Forecast | Commercial | Other Health | Existing | Food Preparation | Natural Gas | Griddle | E5 |  | Baseline Forecast | 0 | 0 | 0 | 0 | 0 | 0 | 0 | 0 | 0 | 0 | 0 | 0 | 0 | 0 | 0 | 0 | 0 | 0 | 0 | 0 | 0 | 0 | 0 | 0 | 0 | 0 | 0 | 0 | 0 | 0 | 0 | 0 | 0
Commercial_Other Health_Existing_Food Preparation_Natural Gas_Griddle_E6_Baseline Forecast | Commercial | Other Health | Existing | Food Preparation | Natural Gas | Griddle | E6 |  | Baseline Forecast | 0 | 0 | 0 | 0 | 0 | 0 | 0 | 0 | 0 | 0 | 0 | 0 | 0 | 0 | 0 | 0 | 0 | 0 | 0 | 0 | 0 | 0 | 0 | 0 | 0 | 0 | 0 | 0 | 0 | 0 | 0 | 0 | 0
Commercial_Other Health_Existing_Food Preparation_Natural Gas_Griddle_E7_Baseline Forecast | Commercial | Other Health | Existing | Food Preparation | Natural Gas | Griddle | E7 |  | Baseline Forecast | 0 | 0 | 0 | 0 | 0 | 0 | 0 | 0 | 0 | 0 | 0 | 0 | 0 | 0 | 0 | 0 | 0 | 0 | 0 | 0 | 0 | 0 | 0 | 0 | 0 | 0 | 0 | 0 | 0 | 0 | 0 | 0 | 0
Commercial_Other Health_Existing_Food Preparation_Natural Gas_Griddle_E8_Baseline Forecast | Commercial | Other Health | Existing | Food Preparation | Natural Gas | Griddle | E8 |  | Baseline Forecast | 0 | 0 | 0 | 0 | 0 | 0 | 0 | 0 | 0 | 0 | 0 | 0 | 0 | 0 | 0 | 0 | 0 | 0 | 0 | 0 | 0 | 0 | 0 | 0 | 0 | 0 | 0 | 0 | 0 | 0 | 0 | 0 | 0
Commercial_Other Health_Existing_Food Preparation_Natural Gas_Griddle_E9_Baseline Forecast | Commercial | Other Health | Existing | Food Preparation | Natural Gas | Griddle | E9 |  | Baseline Forecast | 0 | 0 | 0 | 0 | 0 | 0 | 0 | 0 | 0 | 0 | 0 | 0 | 0 | 0 | 0 | 0 | 0 | 0 | 0 | 0 | 0 | 0 | 0 | 0 | 0 | 0 | 0 | 0 | 0 | 0 | 0 | 0 | 0
Commercial_Other Health_Existing_Food Preparation_Natural Gas_Griddle_E10_Baseline Forecast | Commercial | Other Health | Existing | Food Preparation | Natural Gas | Griddle | E10 |  | Baseline Forecast | 0 | 0 | 0 | 0 | 0 | 0 | 0 | 0 | 0 | 0 | 0 | 0 | 0 | 0 | 0 | 0 | 0 | 0 | 0 | 0 | 0 | 0 | 0 | 0 | 0 | 0 | 0 | 0 | 0 | 0 | 0 | 0 | 0
Commercial_Other Health_Existing_Food Preparation_Natural Gas_Griddle_Vintage_Baseline Forecast | Commercial | Other Health | Existing | Food Preparation | Natural Gas | Griddle | Vintage |  | Baseline Forecast | 87009.266 | 83681.0298 | 79521.0667 | 74633.8694 | 69692.5138 | 64140.1051 | 58286.3723 | 52193.8407 | 45908.081 | 39471.1136 | 32918.4476 | 26279.7965 | 20980.2427 | 16749.7052 | 13372.3081 | 10675.9687 | 8523.2568 | 6804.749 | 5432.9963 | 4338.004 | 3463.7869 | 2765.7226 | 2208.2992 | 1763.1845 | 1407.7559 | 1123.9571 | 897.3583 | 716.4366 | 571.9849 | 456.6537 | 364.5717 | 291.0546 | 232.8437
Commercial_Other Health_Existing_Food Preparation_Natural Gas_Range_E1_Baseline Forecast | Commercial | Other Health | Existing | Food Preparation | Natural Gas | Range | E1 |  | Baseline Forecast | 0 | 6001.7834 | 13731.8493 | 22786.0688 | 36534.4825 | 47597.3321 | 59338.9924 | 71615.7125 | 84301.8355 | 97299.2878 | 107605.794 | 115764.9407 | 122209.946 | 127283.8951 | 131263.6095 | 134363.9511 | 136764.3798 | 138607.9446 | 140007.0298 | 141064.6465 | 141844.5026 | 142398.8386 | 142772.079 | 142999.8982 | 143112.8473 | 143133.857 | 143081.2428 | 142969.0302 | 142811.4741 | 142616.9189 | 142395.393 | 142154.0891 | 144134.3535
Commercial_Other Health_Existing_Food Preparation_Natural Gas_Range_E2_Baseline Forecast | Commercial | Other Health | Existing | Food Preparation | Natural Gas | Range | E2 |  | Baseline Forecast | 0 | 8636.6093 | 19764.2812 | 32790.7672 | 52564.1899 | 68479.0957 | 85383.2214 | 103068.0055 | 121355.704 | 140104.8072 | 154987.4682 | 166784.8109 | 176123.5279 | 183505.3276 | 189322.4079 | 193896.2586 | 197472.7104 | 200259.259 | 202426.7446 | 204092.5587 | 205357.2475 | 206295.8992 | 206971.3189 | 207435.241 | 207727.1222 | 207882.8764 | 207930.0842 | 207892.2603 | 207783.3328 | 207618.4163 | 207404.167 | 207149.6123 | 210126.2967
Commercial_Other Health_Existing_Food Preparation_Natural Gas_Range_E3_Baseline Forecast | Commercial | Other Health | Existing | Food Preparation | Natural Gas | Range | E3 |  | Baseline Forecast | 0 | 0 | 0 | 0 | 0 | 0 | 0 | 0 | 0 | 0 | 0 | 0 | 0 | 0 | 0 | 0 | 0 | 0 | 0 | 0 | 0 | 0 | 0 | 0 | 0 | 0 | 0 | 0 | 0 | 0 | 0 | 0 | 0
Commercial_Other Health_Existing_Food Preparation_Natural Gas_Range_E4_Baseline Forecast | Commercial | Other Health | Existing | Food Preparation | Natural Gas | Range | E4 |  | Baseline Forecast | 0 | 0 | 0 | 0 | 0 | 0 | 0 | 0 | 0 | 0 | 0 | 0 | 0 | 0 | 0 | 0 | 0 | 0 | 0 | 0 | 0 | 0 | 0 | 0 | 0 | 0 | 0 | 0 | 0 | 0 | 0 | 0 | 0
Commercial_Other Health_Existing_Food Preparation_Natural Gas_Range_E5_Baseline Forecast | Commercial | Other Health | Existing | Food Preparation | Natural Gas | Range | E5 |  | Baseline Forecast | 0 | 0 | 0 | 0 | 0 | 0 | 0 | 0 | 0 | 0 | 0 | 0 | 0 | 0 | 0 | 0 | 0 | 0 | 0 | 0 | 0 | 0 | 0 | 0 | 0 | 0 | 0 | 0 | 0 | 0 | 0 | 0 | 0
Commercial_Other Health_Existing_Food Preparation_Natural Gas_Range_E6_Baseline Forecast | Commercial | Other Health | Existing | Food Preparation | Natural Gas | Range | E6 |  | Baseline Forecast | 0 | 0 | 0 | 0 | 0 | 0 | 0 | 0 | 0 | 0 | 0 | 0 | 0 | 0 | 0 | 0 | 0 | 0 | 0 | 0 | 0 | 0 | 0 | 0 | 0 | 0 | 0 | 0 | 0 | 0 | 0 | 0 | 0
Commercial_Other Health_Existing_Food Preparation_Natural Gas_Range_E7_Baseline Forecast | Commercial | Other Health | Existing | Food Preparation | Natural Gas | Range | E7 |  | Baseline Forecast | 0 | 0 | 0 | 0 | 0 | 0 | 0 | 0 | 0 | 0 | 0 | 0 | 0 | 0 | 0 | 0 | 0 | 0 | 0 | 0 | 0 | 0 | 0 | 0 | 0 | 0 | 0 | 0 | 0 | 0 | 0 | 0 | 0
Commercial_Other Health_Existing_Food Preparation_Natural Gas_Range_E8_Baseline Forecast | Commercial | Other Health | Existing | Food Preparation | Natural Gas | Range | E8 |  | Baseline Forecast | 0 | 0 | 0 | 0 | 0 | 0 | 0 | 0 | 0 | 0 | 0 | 0 | 0 | 0 | 0 | 0 | 0 | 0 | 0 | 0 | 0 | 0 | 0 | 0 | 0 | 0 | 0 | 0 | 0 | 0 | 0 | 0 | 0
Commercial_Other Health_Existing_Food Preparation_Natural Gas_Range_E9_Baseline Forecast | Commercial | Other Health | Existing | Food Preparation | Natural Gas | Range | E9 |  | Baseline Forecast | 0 | 0 | 0 | 0 | 0 | 0 | 0 | 0 | 0 | 0 | 0 | 0 | 0 | 0 | 0 | 0 | 0 | 0 | 0 | 0 | 0 | 0 | 0 | 0 | 0 | 0 | 0 | 0 | 0 | 0 | 0 | 0 | 0
Commercial_Other Health_Existing_Food Preparation_Natural Gas_Range_E10_Baseline Forecast | Commercial | Other Health | Existing | Food Preparation | Natural Gas | Range | E10 |  | Baseline Forecast | 0 | 0 | 0 | 0 | 0 | 0 | 0 | 0 | 0 | 0 | 0 | 0 | 0 | 0 | 0 | 0 | 0 | 0 | 0 | 0 | 0 | 0 | 0 | 0 | 0 | 0 | 0 | 0 | 0 | 0 | 0 | 0 | 0
Commercial_Other Health_Existing_Food Preparation_Natural Gas_Range_Vintage_Baseline Forecast | Commercial | Other Health | Existing | Food Preparation | Natural Gas | Range | Vintage |  | Baseline Forecast | 367831.2606 | 351321.4254 | 330592.2452 | 306251.5237 | 281184.055 | 253211.1941 | 223686.9257 | 192934.1824 | 161195.9504 | 128689.7177 | 102737.0707 | 82018.1238 | 65478.4424 | 52275.1153 | 41734.403 | 33319.2429 | 26600.721 | 21237.3315 | 16956.1496 | 13538.7254 | 10810.3312 | 8631.7023 | 6892.0076 | 5502.8236 | 4393.5462 | 3507.8222 | 2800.617 | 2235.9679 | 1785.1405 | 1425.1968 | 1137.8128 | 908.369 | 726.6952
Commercial_Other Health_Existing_Food Preparation_Natural Gas_Steamer_E1_Baseline Forecast | Commercial | Other Health | Existing | Food Preparation | Natural Gas | Steamer | E1 |  | Baseline Forecast | 0 | 744.3925 | 1582.2875 | 1572.4657 | 1572.4657 | 1568.2398 | 1564.5092 | 1561.1491 | 1557.9029 | 1554.6768 | 1470.7517 | 1304.6064 | 1157.2455 | 1026.5489 | 910.6183 | 807.7831 | 716.5567 | 635.6449 | 563.8964 | 280.7206 | 0 | 0 | 0 | 0 | 0 | 0 | 0 | 0 | 0 | 0 | 0 | 0 | 0
Commercial_Other Health_Existing_Food Preparation_Natural Gas_Steamer_E2_Baseline Forecast | Commercial | Other Health | Existing | Food Preparation | Natural Gas | Steamer | E2 |  | Baseline Forecast | 0 | 745.0655 | 1587.2062 | 3436.3382 | 6385.9809 | 8527.2448 | 10787.294 | 13152.2477 | 15608.0114 | 18142.3262 | 20461.8698 | 22601.7472 | 24490.9308 | 26158.0028 | 27627.8525 | 28922.7578 | 30062.2197 | 31064.5508 | 31946.2928 | 32941.1043 | 33845.5433 | 34390.2709 | 34864.5346 | 35276.0984 | 35631.8788 | 35938.3191 | 36201.0094 | 36424.9972 | 36614.5639 | 36773.6122 | 36905.3856 | 37013.0813 | 37701.3659
Commercial_Other Health_Existing_Food Preparation_Natural Gas_Steamer_E3_Baseline Forecast | Commercial | Other Health | Existing | Food Preparation | Natural Gas | Steamer | E3 |  | Baseline Forecast | 0 | 0 | 0 | 0 | 0 | 0 | 0 | 0 | 0 | 0 | 0 | 0 | 0 | 0 | 0 | 0 | 0 | 0 | 0 | 0 | 0 | 0 | 0 | 0 | 0 | 0 | 0 | 0 | 0 | 0 | 0 | 0 | 0
Commercial_Other Health_Existing_Food Preparation_Natural Gas_Steamer_E4_Baseline Forecast | Commercial | Other Health | Existing | Food Preparation | Natural Gas | Steamer | E4 |  | Baseline Forecast | 0 | 0 | 0 | 0 | 0 | 0 | 0 | 0 | 0 | 0 | 0 | 0 | 0 | 0 | 0 | 0 | 0 | 0 | 0 | 0 | 0 | 0 | 0 | 0 | 0 | 0 | 0 | 0 | 0 | 0 | 0 | 0 | 0
Commercial_Other Health_Existing_Food Preparation_Natural Gas_Steamer_E5_Baseline Forecast | Commercial | Other Health | Existing | Food Preparation | Natural Gas | Steamer | E5 |  | Baseline Forecast | 0 | 0 | 0 | 0 | 0 | 0 | 0 | 0 | 0 | 0 | 0 | 0 | 0 | 0 | 0 | 0 | 0 | 0 | 0 | 0 | 0 | 0 | 0 | 0 | 0 | 0 | 0 | 0 | 0 | 0 | 0 | 0 | 0
Commercial_Other Health_Existing_Food Preparation_Natural Gas_Steamer_E6_Baseline Forecast | Commercial | Other Health | Existing | Food Preparation | Natural Gas | Steamer | E6 |  | Baseline Forecast | 0 | 0 | 0 | 0 | 0 | 0 | 0 | 0 | 0 | 0 | 0 | 0 | 0 | 0 | 0 | 0 | 0 | 0 | 0 | 0 | 0 | 0 | 0 | 0 | 0 | 0 | 0 | 0 | 0 | 0 | 0 | 0 | 0
Commercial_Other Health_Existing_Food Preparation_Natural Gas_Steamer_E7_Baseline Forecast | Commercial | Other Health | Existing | Food Preparation | Natural Gas | Steamer | E7 |  | Baseline Forecast | 0 | 0 | 0 | 0 | 0 | 0 | 0 | 0 | 0 | 0 | 0 | 0 | 0 | 0 | 0 | 0 | 0 | 0 | 0 | 0 | 0 | 0 | 0 | 0 | 0 | 0 | 0 | 0 | 0 | 0 | 0 | 0 | 0
Commercial_Other Health_Existing_Food Preparation_Natural Gas_Steamer_E8_Baseline Forecast | Commercial | Other Health | Existing | Food Preparation | Natural Gas | Steamer | E8 |  | Baseline Forecast | 0 | 0 | 0 | 0 | 0 | 0 | 0 | 0 | 0 | 0 | 0 | 0 | 0 | 0 | 0 | 0 | 0 | 0 | 0 | 0 | 0 | 0 | 0 | 0 | 0 | 0 | 0 | 0 | 0 | 0 | 0 | 0 | 0
Commercial_Other Health_Existing_Food Preparation_Natural Gas_Steamer_E9_Baseline Forecast | Commercial | Other Health | Existing | Food Preparation | Natural Gas | Steamer | E9 |  | Baseline Forecast | 0 | 0 | 0 | 0 | 0 | 0 | 0 | 0 | 0 | 0 | 0 | 0 | 0 | 0 | 0 | 0 | 0 | 0 | 0 | 0 | 0 | 0 | 0 | 0 | 0 | 0 | 0 | 0 | 0 | 0 | 0 | 0 | 0
Commercial_Other Health_Existing_Food Preparation_Natural Gas_Steamer_E10_Baseline Forecast | Commercial | Other Health | Existing | Food Preparation | Natural Gas | Steamer | E10 |  | Baseline Forecast | 0 | 0 | 0 | 0 | 0 | 0 | 0 | 0 | 0 | 0 | 0 | 0 | 0 | 0 | 0 | 0 | 0 | 0 | 0 | 0 | 0 | 0 | 0 | 0 | 0 | 0 | 0 | 0 | 0 | 0 | 0 | 0 | 0
Commercial_Other Health_Existing_Food Preparation_Natural Gas_Steamer_Vintage_Baseline Forecast | Commercial | Other Health | Existing | Food Preparation | Natural Gas | Steamer | Vintage |  | Baseline Forecast | 40421.0176 | 38725.9067 | 36840.218 | 34752.5543 | 32731.963 | 30485.5728 | 28132.7176 | 25684.1747 | 23147.6561 | 20533.0863 | 18213.5689 | 16156.0503 | 14331.1551 | 12712.6282 | 11276.9601 | 10003.4649 | 8873.7303 | 7871.7312 | 6983.209 | 6195.3104 | 5496.4436 | 4876.3709 | 4326.1693 | 3837.9635 | 3404.7713 | 3020.4233 | 2679.4241 | 2376.8993 | 2108.5073 | 1870.4023 | 1659.1609 | 1471.7616 | 1308.2325
Commercial_Other Health_Existing_Food Preparation_Natural Gas_Food Prep Other_E1_Baseline Forecast | Commercial | Other Health | Existing | Food Preparation | Natural Gas | Food Prep Other | E1 |  | Baseline Forecast | 0 | 0 | 0 | 0 | 0 | 0 | 0 | 0 | 0 | 0 | 0 | 0 | 0 | 0 | 0 | 0 | 0 | 0 | 0 | 0 | 0 | 0 | 0 | 0 | 0 | 0 | 0 | 0 | 0 | 0 | 0 | 0 | 0
Commercial_Other Health_Existing_Food Preparation_Natural Gas_Food Prep Other_E2_Baseline Forecast | Commercial | Other Health | Existing | Food Preparation | Natural Gas | Food Prep Other | E2 |  | Baseline Forecast | 0 | 0 | 0 | 0 | 0 | 0 | 0 | 0 | 0 | 0 | 0 | 0 | 0 | 0 | 0 | 0 | 0 | 0 | 0 | 0 | 0 | 0 | 0 | 0 | 0 | 0 | 0 | 0 | 0 | 0 | 0 | 0 | 0
Commercial_Other Health_Existing_Food Preparation_Natural Gas_Food Prep Other_E3_Baseline Forecast | Commercial | Other Health | Existing | Food Preparation | Natural Gas | Food Prep Other | E3 |  | Baseline Forecast | 0 | 0 | 0 | 0 | 0 | 0 | 0 | 0 | 0 | 0 | 0 | 0 | 0 | 0 | 0 | 0 | 0 | 0 | 0 | 0 | 0 | 0 | 0 | 0 | 0 | 0 | 0 | 0 | 0 | 0 | 0 | 0 | 0
Commercial_Other Health_Existing_Food Preparation_Natural Gas_Food Prep Other_E4_Baseline Forecast | Commercial | Other Health | Existing | Food Preparation | Natural Gas | Food Prep Other | E4 |  | Baseline Forecast | 0 | 0 | 0 | 0 | 0 | 0 | 0 | 0 | 0 | 0 | 0 | 0 | 0 | 0 | 0 | 0 | 0 | 0 | 0 | 0 | 0 | 0 | 0 | 0 | 0 | 0 | 0 | 0 | 0 | 0 | 0 | 0 | 0
Commercial_Other Health_Existing_Food Preparation_Natural Gas_Food Prep Other_E5_Baseline Forecast | Commercial | Other Health | Existing | Food Preparation | Natural Gas | Food Prep Other | E5 |  | Baseline Forecast | 0 | 0 | 0 | 0 | 0 | 0 | 0 | 0 | 0 | 0 | 0 | 0 | 0 | 0 | 0 | 0 | 0 | 0 | 0 | 0 | 0 | 0 | 0 | 0 | 0 | 0 | 0 | 0 | 0 | 0 | 0 | 0 | 0
Commercial_Other Health_Existing_Food Preparation_Natural Gas_Food Prep Other_E6_Baseline Forecast | Commercial | Other Health | Existing | Food Preparation | Natural Gas | Food Prep Other | E6 |  | Baseline Forecast | 0 | 0 | 0 | 0 | 0 | 0 | 0 | 0 | 0 | 0 | 0 | 0 | 0 | 0 | 0 | 0 | 0 | 0 | 0 | 0 | 0 | 0 | 0 | 0 | 0 | 0 | 0 | 0 | 0 | 0 | 0 | 0 | 0
Commercial_Other Health_Existing_Food Preparation_Natural Gas_Food Prep Other_E7_Baseline Forecast | Commercial | Other Health | Existing | Food Preparation | Natural Gas | Food Prep Other | E7 |  | Baseline Forecast | 0 | 0 | 0 | 0 | 0 | 0 | 0 | 0 | 0 | 0 | 0 | 0 | 0 | 0 | 0 | 0 | 0 | 0 | 0 | 0 | 0 | 0 | 0 | 0 | 0 | 0 | 0 | 0 | 0 | 0 | 0 | 0 | 0
Commercial_Other Health_Existing_Food Preparation_Natural Gas_Food Prep Other_E8_Baseline Forecast | Commercial | Other Health | Existing | Food Preparation | Natural Gas | Food Prep Other | E8 |  | Baseline Forecast | 0 | 0 | 0 | 0 | 0 | 0 | 0 | 0 | 0 | 0 | 0 | 0 | 0 | 0 | 0 | 0 | 0 | 0 | 0 | 0 | 0 | 0 | 0 | 0 | 0 | 0 | 0 | 0 | 0 | 0 | 0 | 0 | 0
Commercial_Other Health_Existing_Food Preparation_Natural Gas_Food Prep Other_E9_Baseline Forecast | Commercial | Other Health | Existing | Food Preparation | Natural Gas | Food Prep Other | E9 |  | Baseline Forecast | 0 | 0 | 0 | 0 | 0 | 0 | 0 | 0 | 0 | 0 | 0 | 0 | 0 | 0 | 0 | 0 | 0 | 0 | 0 | 0 | 0 | 0 | 0 | 0 | 0 | 0 | 0 | 0 | 0 | 0 | 0 | 0 | 0
Commercial_Other Health_Existing_Food Preparation_Natural Gas_Food Prep Other_E10_Baseline Forecast | Commercial | Other Health | Existing | Food Preparation | Natural Gas | Food Prep Other | E10 |  | Baseline Forecast | 0 | 0 | 0 | 0 | 0 | 0 | 0 | 0 | 0 | 0 | 0 | 0 | 0 | 0 | 0 | 0 | 0 | 0 | 0 | 0 | 0 | 0 | 0 | 0 | 0 | 0 | 0 | 0 | 0 | 0 | 0 | 0 | 0
Commercial_Other Health_Existing_Food Preparation_Natural Gas_Food Prep Other_Vintage_Baseline Forecast | Commercial | Other Health | Existing | Food Preparation | Natural Gas | Food Prep Other | Vintage |  | Baseline Forecast | 0 | 0 | 0 | 0 | 0 | 0 | 0 | 0 | 0 | 0 | 0 | 0 | 0 | 0 | 0 | 0 | 0 | 0 | 0 | 0 | 0 | 0 | 0 | 0 | 0 | 0 | 0 | 0 | 0 | 0 | 0 | 0 | 0
Commercial_Other Health_Existing_Miscellaneous_Natural Gas_Pool Heater_E1_Baseline Forecast | Commercial | Other Health | Existing | Miscellaneous | Natural Gas | Pool Heater | E1 |  | Baseline Forecast | 0 | 0 | 0 | 0 | 0 | 0 | 0 | 0 | 0 | 0 | 0 | 0 | 0 | 0 | 0 | 0 | 0 | 0 | 0 | 0 | 0 | 0 | 0 | 0 | 0 | 0 | 0 | 0 | 0 | 0 | 0 | 0 | 0
Commercial_Other Health_Existing_Miscellaneous_Natural Gas_Pool Heater_E2_Baseline Forecast | Commercial | Other Health | Existing | Miscellaneous | Natural Gas | Pool Heater | E2 |  | Baseline Forecast | 0 | 0 | 0 | 0 | 0 | 0 | 0 | 0 | 0 | 0 | 0 | 0 | 0 | 0 | 0 | 0 | 0 | 0 | 0 | 0 | 0 | 0 | 0 | 0 | 0 | 0 | 0 | 0 | 0 | 0 | 0 | 0 | 0
Commercial_Other Health_Existing_Miscellaneous_Natural Gas_Pool Heater_E3_Baseline Forecast | Commercial | Other Health | Existing | Miscellaneous | Natural Gas | Pool Heater | E3 |  | Baseline Forecast | 0 | 0 | 0 | 0 | 0 | 0 | 0 | 0 | 0 | 0 | 0 | 0 | 0 | 0 | 0 | 0 | 0 | 0 | 0 | 0 | 0 | 0 | 0 | 0 | 0 | 0 | 0 | 0 | 0 | 0 | 0 | 0 | 0
Commercial_Other Health_Existing_Miscellaneous_Natural Gas_Pool Heater_E4_Baseline Forecast | Commercial | Other Health | Existing | Miscellaneous | Natural Gas | Pool Heater | E4 |  | Baseline Forecast | 0 | 0 | 0 | 0 | 0 | 0 | 0 | 0 | 0 | 0 | 0 | 0 | 0 | 0 | 0 | 0 | 0 | 0 | 0 | 0 | 0 | 0 | 0 | 0 | 0 | 0 | 0 | 0 | 0 | 0 | 0 | 0 | 0
Commercial_Other Health_Existing_Miscellaneous_Natural Gas_Pool Heater_E5_Baseline Forecast | Commercial | Other Health | Existing | Miscellaneous | Natural Gas | Pool Heater | E5 |  | Baseline Forecast | 0 | 0 | 0 | 0 | 0 | 0 | 0 | 0 | 0 | 0 | 0 | 0 | 0 | 0 | 0 | 0 | 0 | 0 | 0 | 0 | 0 | 0 | 0 | 0 | 0 | 0 | 0 | 0 | 0 | 0 | 0 | 0 | 0
Commercial_Other Health_Existing_Miscellaneous_Natural Gas_Pool Heater_E6_Baseline Forecast | Commercial | Other Health | Existing | Miscellaneous | Natural Gas | Pool Heater | E6 |  | Baseline Forecast | 0 | 0 | 0 | 0 | 0 | 0 | 0 | 0 | 0 | 0 | 0 | 0 | 0 | 0 | 0 | 0 | 0 | 0 | 0 | 0 | 0 | 0 | 0 | 0 | 0 | 0 | 0 | 0 | 0 | 0 | 0 | 0 | 0
Commercial_Other Health_Existing_Miscellaneous_Natural Gas_Pool Heater_E7_Baseline Forecast | Commercial | Other Health | Existing | Miscellaneous | Natural Gas | Pool Heater | E7 |  | Baseline Forecast | 0 | 0 | 0 | 0 | 0 | 0 | 0 | 0 | 0 | 0 | 0 | 0 | 0 | 0 | 0 | 0 | 0 | 0 | 0 | 0 | 0 | 0 | 0 | 0 | 0 | 0 | 0 | 0 | 0 | 0 | 0 | 0 | 0
Commercial_Other Health_Existing_Miscellaneous_Natural Gas_Pool Heater_E8_Baseline Forecast | Commercial | Other Health | Existing | Miscellaneous | Natural Gas | Pool Heater | E8 |  | Baseline Forecast | 0 | 0 | 0 | 0 | 0 | 0 | 0 | 0 | 0 | 0 | 0 | 0 | 0 | 0 | 0 | 0 | 0 | 0 | 0 | 0 | 0 | 0 | 0 | 0 | 0 | 0 | 0 | 0 | 0 | 0 | 0 | 0 | 0
Commercial_Other Health_Existing_Miscellaneous_Natural Gas_Pool Heater_E9_Baseline Forecast | Commercial | Other Health | Existing | Miscellaneous | Natural Gas | Pool Heater | E9 |  | Baseline Forecast | 0 | 0 | 0 | 0 | 0 | 0 | 0 | 0 | 0 | 0 | 0 | 0 | 0 | 0 | 0 | 0 | 0 | 0 | 0 | 0 | 0 | 0 | 0 | 0 | 0 | 0 | 0 | 0 | 0 | 0 | 0 | 0 | 0
Commercial_Other Health_Existing_Miscellaneous_Natural Gas_Pool Heater_E10_Baseline Forecast | Commercial | Other Health | Existing | Miscellaneous | Natural Gas | Pool Heater | E10 |  | Baseline Forecast | 0 | 0 | 0 | 0 | 0 | 0 | 0 | 0 | 0 | 0 | 0 | 0 | 0 | 0 | 0 | 0 | 0 | 0 | 0 | 0 | 0 | 0 | 0 | 0 | 0 | 0 | 0 | 0 | 0 | 0 | 0 | 0 | 0
Commercial_Other Health_Existing_Miscellaneous_Natural Gas_Pool Heater_Vintage_Baseline Forecast | Commercial | Other Health | Existing | Miscellaneous | Natural Gas | Pool Heater | Vintage |  | Baseline Forecast | 0 | 0 | 0 | 0 | 0 | 0 | 0 | 0 | 0 | 0 | 0 | 0 | 0 | 0 | 0 | 0 | 0 | 0 | 0 | 0 | 0 | 0 | 0 | 0 | 0 | 0 | 0 | 0 | 0 | 0 | 0 | 0 | 0
Commercial_Other Health_Existing_Miscellaneous_Natural Gas_Miscellaneous_E1_Baseline Forecast | Commercial | Other Health | Existing | Miscellaneous | Natural Gas | Miscellaneous | E1 |  | Baseline Forecast | 0 | 144085.9064 | 314002.749 | 504906.6513 | 709043.588 | 848445.2478 | 967259.2113 | 1068529.9074 | 1154707.9321 | 1227931.195 | 1290047.5723 | 1342677.0951 | 1387213.3956 | 1424839.9169 | 1456543.9365 | 1483181.8174 | 1505473.2313 | 1524084.2656 | 1539597.5405 | 1552483.3465 | 1563090.913 | 1571704.2763 | 1578594.2769 | 1584001.5259 | 1588133.067 | 1591179.5226 | 1593298.4521 | 1594628.5144 | 1595279.8142 | 1595351.0349 | 1594917.1503 | 1594055.9275 | 1618077.922
Commercial_Other Health_Existing_Miscellaneous_Natural Gas_Miscellaneous_E2_Baseline Forecast | Commercial | Other Health | Existing | Miscellaneous | Natural Gas | Miscellaneous | E2 |  | Baseline Forecast | 0 | 0 | 0 | 0 | 0 | 0 | 0 | 0 | 0 | 0 | 0 | 0 | 0 | 0 | 0 | 0 | 0 | 0 | 0 | 0 | 0 | 0 | 0 | 0 | 0 | 0 | 0 | 0 | 0 | 0 | 0 | 0 | 0
Commercial_Other Health_Existing_Miscellaneous_Natural Gas_Miscellaneous_E3_Baseline Forecast | Commercial | Other Health | Existing | Miscellaneous | Natural Gas | Miscellaneous | E3 |  | Baseline Forecast | 0 | 0 | 0 | 0 | 0 | 0 | 0 | 0 | 0 | 0 | 0 | 0 | 0 | 0 | 0 | 0 | 0 | 0 | 0 | 0 | 0 | 0 | 0 | 0 | 0 | 0 | 0 | 0 | 0 | 0 | 0 | 0 | 0
Commercial_Other Health_Existing_Miscellaneous_Natural Gas_Miscellaneous_E4_Baseline Forecast | Commercial | Other Health | Existing | Miscellaneous | Natural Gas | Miscellaneous | E4 |  | Baseline Forecast | 0 | 0 | 0 | 0 | 0 | 0 | 0 | 0 | 0 | 0 | 0 | 0 | 0 | 0 | 0 | 0 | 0 | 0 | 0 | 0 | 0 | 0 | 0 | 0 | 0 | 0 | 0 | 0 | 0 | 0 | 0 | 0 | 0
Commercial_Other Health_Existing_Miscellaneous_Natural Gas_Miscellaneous_E5_Baseline Forecast | Commercial | Other Health | Existing | Miscellaneous | Natural Gas | Miscellaneous | E5 |  | Baseline Forecast | 0 | 0 | 0 | 0 | 0 | 0 | 0 | 0 | 0 | 0 | 0 | 0 | 0 | 0 | 0 | 0 | 0 | 0 | 0 | 0 | 0 | 0 | 0 | 0 | 0 | 0 | 0 | 0 | 0 | 0 | 0 | 0 | 0
Commercial_Other Health_Existing_Miscellaneous_Natural Gas_Miscellaneous_E6_Baseline Forecast | Commercial | Other Health | Existing | Miscellaneous | Natural Gas | Miscellaneous | E6 |  | Baseline Forecast | 0 | 0 | 0 | 0 | 0 | 0 | 0 | 0 | 0 | 0 | 0 | 0 | 0 | 0 | 0 | 0 | 0 | 0 | 0 | 0 | 0 | 0 | 0 | 0 | 0 | 0 | 0 | 0 | 0 | 0 | 0 | 0 | 0
Commercial_Other Health_Existing_Miscellaneous_Natural Gas_Miscellaneous_E7_Baseline Forecast | Commercial | Other Health | Existing | Miscellaneous | Natural Gas | Miscellaneous | E7 |  | Baseline Forecast | 0 | 0 | 0 | 0 | 0 | 0 | 0 | 0 | 0 | 0 | 0 | 0 | 0 | 0 | 0 | 0 | 0 | 0 | 0 | 0 | 0 | 0 | 0 | 0 | 0 | 0 | 0 | 0 | 0 | 0 | 0 | 0 | 0
Commercial_Other Health_Existing_Miscellaneous_Natural Gas_Miscellaneous_E8_Baseline Forecast | Commercial | Other Health | Existing | Miscellaneous | Natural Gas | Miscellaneous | E8 |  | Baseline Forecast | 0 | 0 | 0 | 0 | 0 | 0 | 0 | 0 | 0 | 0 | 0 | 0 | 0 | 0 | 0 | 0 | 0 | 0 | 0 | 0 | 0 | 0 | 0 | 0 | 0 | 0 | 0 | 0 | 0 | 0 | 0 | 0 | 0
Commercial_Other Health_Existing_Miscellaneous_Natural Gas_Miscellaneous_E9_Baseline Forecast | Commercial | Other Health | Existing | Miscellaneous | Natural Gas | Miscellaneous | E9 |  | Baseline Forecast | 0 | 0 | 0 | 0 | 0 | 0 | 0 | 0 | 0 | 0 | 0 | 0 | 0 | 0 | 0 | 0 | 0 | 0 | 0 | 0 | 0 | 0 | 0 | 0 | 0 | 0 | 0 | 0 | 0 | 0 | 0 | 0 | 0
Commercial_Other Health_Existing_Miscellaneous_Natural Gas_Miscellaneous_E10_Baseline Forecast | Commercial | Other Health | Existing | Miscellaneous | Natural Gas | Miscellaneous | E10 |  | Baseline Forecast | 0 | 0 | 0 | 0 | 0 | 0 | 0 | 0 | 0 | 0 | 0 | 0 | 0 | 0 | 0 | 0 | 0 | 0 | 0 | 0 | 0 | 0 | 0 | 0 | 0 | 0 | 0 | 0 | 0 | 0 | 0 | 0 | 0
Commercial_Other Health_Existing_Miscellaneous_Natural Gas_Miscellaneous_Vintage_Baseline Forecast | Commercial | Other Health | Existing | Miscellaneous | Natural Gas | Miscellaneous | Vintage |  | Baseline Forecast | 1689598.5377 | 1536916.3353 | 1358403.1967 | 1157118.1223 | 991815.5334 | 847842.9494 | 724993.7593 | 620088.58 | 530399.3072 | 453686.5376 | 388063.1875 | 331931.3878 | 283922.6597 | 242862.2071 | 207741.0714 | 177699.6239 | 152001.5498 | 130022.28 | 111226.5057 | 95152.9061 | 81404.1414 | 69641.3499 | 59577.146 | 50966.2593 | 43598.9061 | 37295.9085 | 31903.6645 | 27290.7604 | 23344.5597 | 19968.7711 | 17080.8918 | 14610.5055 | 12523.2904
Commercial_Other Health_New_Space Heating_Natural Gas_Furnace_E1_Baseline Forecast | Commercial | Other Health | New | Space Heating | Natural Gas | Furnace | E1 |  | Baseline Forecast | 0 | 0 | 0 | 0 | 0 | 0 | 0 | 0 | 0 | 0 | 0 | 0 | 0 | 0 | 0 | 0 | 0 | 0 | 0 | 0 | 0 | 0 | 0 | 0 | 0 | 0 | 0 | 0 | 0 | 0 | 0 | 0 | 0
Commercial_Other Health_New_Space Heating_Natural Gas_Furnace_E2_Baseline Forecast | Commercial | Other Health | New | Space Heating | Natural Gas | Furnace | E2 |  | Baseline Forecast | 0 | 0 | 0 | 0 | 0 | 0 | 0 | 0 | 0 | 0 | 0 | 0 | 0 | 0 | 0 | 0 | 0 | 0 | 0 | 0 | 0 | 0 | 0 | 0 | 0 | 0 | 0 | 0 | 0 | 0 | 0 | 0 | 0
Commercial_Other Health_New_Space Heating_Natural Gas_Furnace_E3_Baseline Forecast | Commercial | Other Health | New | Space Heating | Natural Gas | Furnace | E3 |  | Baseline Forecast | 0 | 0 | 0 | 0 | 0 | 0 | 0 | 0 | 0 | 0 | 0 | 0 | 0 | 0 | 0 | 0 | 0 | 0 | 0 | 0 | 0 | 0 | 0 | 0 | 0 | 0 | 0 | 0 | 0 | 0 | 0 | 0 | 0
Commercial_Other Health_New_Space Heating_Natural Gas_Furnace_E4_Baseline Forecast | Commercial | Other Health | New | Space Heating | Natural Gas | Furnace | E4 |  | Baseline Forecast | 0 | 0 | 0 | 0 | 0 | 0 | 0 | 0 | 0 | 0 | 0 | 0 | 0 | 0 | 0 | 0 | 0 | 0 | 0 | 0 | 0 | 0 | 0 | 0 | 0 | 0 | 0 | 0 | 0 | 0 | 0 | 0 | 0
Commercial_Other Health_New_Space Heating_Natural Gas_Furnace_E5_Baseline Forecast | Commercial | Other Health | New | Space Heating | Natural Gas | Furnace | E5 |  | Baseline Forecast | 0 | 0 | 0 | 0 | 0 | 0 | 0 | 0 | 0 | 0 | 0 | 0 | 0 | 0 | 0 | 0 | 0 | 0 | 0 | 0 | 0 | 0 | 0 | 0 | 0 | 0 | 0 | 0 | 0 | 0 | 0 | 0 | 0
Commercial_Other Health_New_Space Heating_Natural Gas_Furnace_E6_Baseline Forecast | Commercial | Other Health | New | Space Heating | Natural Gas | Furnace | E6 |  | Baseline Forecast | 0 | 0 | 0 | 0 | 0 | 0 | 0 | 0 | 0 | 0 | 0 | 0 | 0 | 0 | 0 | 0 | 0 | 0 | 0 | 0 | 0 | 0 | 0 | 0 | 0 | 0 | 0 | 0 | 0 | 0 | 0 | 0 | 0
Commercial_Other Health_New_Space Heating_Natural Gas_Furnace_E7_Baseline Forecast | Commercial | Other Health | New | Space Heating | Natural Gas | Furnace | E7 |  | Baseline Forecast | 0 | 0 | 0 | 0 | 0 | 0 | 0 | 0 | 0 | 0 | 0 | 0 | 0 | 0 | 0 | 0 | 0 | 0 | 0 | 0 | 0 | 0 | 0 | 0 | 0 | 0 | 0 | 0 | 0 | 0 | 0 | 0 | 0
Commercial_Other Health_New_Space Heating_Natural Gas_Furnace_E8_Baseline Forecast | Commercial | Other Health | New | Space Heating | Natural Gas | Furnace | E8 |  | Baseline Forecast | 0 | 0 | 0 | 0 | 0 | 0 | 0 | 0 | 0 | 0 | 0 | 0 | 0 | 0 | 0 | 0 | 0 | 0 | 0 | 0 | 0 | 0 | 0 | 0 | 0 | 0 | 0 | 0 | 0 | 0 | 0 | 0 | 0
Commercial_Other Health_New_Space Heating_Natural Gas_Furnace_E9_Baseline Forecast | Commercial | Other Health | New | Space Heating | Natural Gas | Furnace | E9 |  | Baseline Forecast | 0 | 0 | 0 | 0 | 0 | 0 | 0 | 0 | 0 | 0 | 0 | 0 | 0 | 0 | 0 | 0 | 0 | 0 | 0 | 0 | 0 | 0 | 0 | 0 | 0 | 0 | 0 | 0 | 0 | 0 | 0 | 0 | 0
Commercial_Other Health_New_Space Heating_Natural Gas_Furnace_E10_Baseline Forecast | Commercial | Other Health | New | Space Heating | Natural Gas | Furnace | E10 |  | Baseline Forecast | 0 | 0 | 0 | 0 | 0 | 0 | 0 | 0 | 0 | 0 | 0 | 0 | 0 | 0 | 0 | 0 | 0 | 0 | 0 | 0 | 0 | 0 | 0 | 0 | 0 | 0 | 0 | 0 | 0 | 0 | 0 | 0 | 0
Commercial_Other Health_New_Space Heating_Natural Gas_Furnace_Vintage_Baseline Forecast | Commercial | Other Health | New | Space Heating | Natural Gas | Furnace | Vintage |  | Baseline Forecast | 0 | 0 | 0 | 0 | 0 | 0 | 0 | 0 | 0 | 0 | 0 | 0 | 0 | 0 | 0 | 0 | 0 | 0 | 0 | 0 | 0 | 0 | 0 | 0 | 0 | 0 | 0 | 0 | 0 | 0 | 0 | 0 | 0
Commercial_Other Health_New_Space Heating_Natural Gas_Boiler_E1_Baseline Forecast | Commercial | Other Health | New | Space Heating | Natural Gas | Boiler | E1 |  | Baseline Forecast | 0 | 0 | 0 | 0 | 0 | 0 | 0 | 0 | 0 | 0 | 0 | 0 | 0 | 0 | 0 | 0 | 0 | 0 | 0 | 0 | 0 | 0 | 0 | 0 | 0 | 0 | 0 | 0 | 0 | 0 | 0 | 0 | 0
Commercial_Other Health_New_Space Heating_Natural Gas_Boiler_E2_Baseline Forecast | Commercial | Other Health | New | Space Heating | Natural Gas | Boiler | E2 |  | Baseline Forecast | 0 | 0 | 0 | 0 | 0 | 0 | 0 | 0 | 0 | 0 | 0 | 0 | 0 | 0 | 0 | 0 | 0 | 0 | 0 | 0 | 0 | 0 | 0 | 0 | 0 | 0 | 0 | 0 | 0 | 0 | 0 | 0 | 0
Commercial_Other Health_New_Space Heating_Natural Gas_Boiler_E3_Baseline Forecast | Commercial | Other Health | New | Space Heating | Natural Gas | Boiler | E3 |  | Baseline Forecast | 0 | 0 | 0 | 0 | 0 | 0 | 0 | 0 | 0 | 0 | 0 | 0 | 0 | 0 | 0 | 0 | 0 | 0 | 0 | 0 | 0 | 0 | 0 | 0 | 0 | 0 | 0 | 0 | 0 | 0 | 0 | 0 | 0
Commercial_Other Health_New_Space Heating_Natural Gas_Boiler_E4_Baseline Forecast | Commercial | Other Health | New | Space Heating | Natural Gas | Boiler | E4 |  | Baseline Forecast | 0 | 0 | 0 | 0 | 0 | 0 | 0 | 0 | 0 | 0 | 0 | 0 | 0 | 0 | 0 | 0 | 0 | 0 | 0 | 0 | 0 | 0 | 0 | 0 | 0 | 0 | 0 | 0 | 0 | 0 | 0 | 0 | 0
Commercial_Other Health_New_Space Heating_Natural Gas_Boiler_E5_Baseline Forecast | Commercial | Other Health | New | Space Heating | Natural Gas | Boiler | E5 |  | Baseline Forecast | 0 | 0 | 0 | 0 | 0 | 0 | 0 | 0 | 0 | 0 | 0 | 0 | 0 | 0 | 0 | 0 | 0 | 0 | 0 | 0 | 0 | 0 | 0 | 0 | 0 | 0 | 0 | 0 | 0 | 0 | 0 | 0 | 0
Commercial_Other Health_New_Space Heating_Natural Gas_Boiler_E6_Baseline Forecast | Commercial | Other Health | New | Space Heating | Natural Gas | Boiler | E6 |  | Baseline Forecast | 0 | 0 | 0 | 0 | 0 | 0 | 0 | 0 | 0 | 0 | 0 | 0 | 0 | 0 | 0 | 0 | 0 | 0 | 0 | 0 | 0 | 0 | 0 | 0 | 0 | 0 | 0 | 0 | 0 | 0 | 0 | 0 | 0
Commercial_Other Health_New_Space Heating_Natural Gas_Boiler_E7_Baseline Forecast | Commercial | Other Health | New | Space Heating | Natural Gas | Boiler | E7 |  | Baseline Forecast | 0 | 0 | 0 | 0 | 0 | 0 | 0 | 0 | 0 | 0 | 0 | 0 | 0 | 0 | 0 | 0 | 0 | 0 | 0 | 0 | 0 | 0 | 0 | 0 | 0 | 0 | 0 | 0 | 0 | 0 | 0 | 0 | 0
Commercial_Other Health_New_Space Heating_Natural Gas_Boiler_E8_Baseline Forecast | Commercial | Other Health | New | Space Heating | Natural Gas | Boiler | E8 |  | Baseline Forecast | 0 | 0 | 0 | 0 | 0 | 0 | 0 | 0 | 0 | 0 | 0 | 0 | 0 | 0 | 0 | 0 | 0 | 0 | 0 | 0 | 0 | 0 | 0 | 0 | 0 | 0 | 0 | 0 | 0 | 0 | 0 | 0 | 0
Commercial_Other Health_New_Space Heating_Natural Gas_Boiler_E9_Baseline Forecast | Commercial | Other Health | New | Space Heating | Natural Gas | Boiler | E9 |  | Baseline Forecast | 0 | 0 | 0 | 0 | 0 | 0 | 0 | 0 | 0 | 0 | 0 | 0 | 0 | 0 | 0 | 0 | 0 | 0 | 0 | 0 | 0 | 0 | 0 | 0 | 0 | 0 | 0 | 0 | 0 | 0 | 0 | 0 | 0
Commercial_Other Health_New_Space Heating_Natural Gas_Boiler_E10_Baseline Forecast | Commercial | Other Health | New | Space Heating | Natural Gas | Boiler | E10 |  | Baseline Forecast | 0 | 0 | 0 | 0 | 0 | 0 | 0 | 0 | 0 | 0 | 0 | 0 | 0 | 0 | 0 | 0 | 0 | 0 | 0 | 0 | 0 | 0 | 0 | 0 | 0 | 0 | 0 | 0 | 0 | 0 | 0 | 0 | 0
Commercial_Other Health_New_Space Heating_Natural Gas_Boiler_Vintage_Baseline Forecast | Commercial | Other Health | New | Space Heating | Natural Gas | Boiler | Vintage |  | Baseline Forecast | 0 | 0 | 0 | 0 | 0 | 0 | 0 | 0 | 0 | 0 | 0 | 0 | 0 | 0 | 0 | 0 | 0 | 0 | 0 | 0 | 0 | 0 | 0 | 0 | 0 | 0 | 0 | 0 | 0 | 0 | 0 | 0 | 0
Commercial_Other Health_New_Space Heating_Natural Gas_Unit Heater_E1_Baseline Forecast | Commercial | Other Health | New | Space Heating | Natural Gas | Unit Heater | E1 |  | Baseline Forecast | 0 | 0 | 0 | 0 | 0 | 0 | 0 | 0 | 0 | 0 | 0 | 0 | 0 | 0 | 0 | 0 | 0 | 0 | 0 | 0 | 0 | 0 | 0 | 0 | 0 | 0 | 0 | 0 | 0 | 0 | 0 | 0 | 0
Commercial_Other Health_New_Space Heating_Natural Gas_Unit Heater_E2_Baseline Forecast | Commercial | Other Health | New | Space Heating | Natural Gas | Unit Heater | E2 |  | Baseline Forecast | 0 | 0 | 0 | 0 | 0 | 0 | 0 | 0 | 0 | 0 | 0 | 0 | 0 | 0 | 0 | 0 | 0 | 0 | 0 | 0 | 0 | 0 | 0 | 0 | 0 | 0 | 0 | 0 | 0 | 0 | 0 | 0 | 0
Commercial_Other Health_New_Space Heating_Natural Gas_Unit Heater_E3_Baseline Forecast | Commercial | Other Health | New | Space Heating | Natural Gas | Unit Heater | E3 |  | Baseline Forecast | 0 | 0 | 0 | 0 | 0 | 0 | 0 | 0 | 0 | 0 | 0 | 0 | 0 | 0 | 0 | 0 | 0 | 0 | 0 | 0 | 0 | 0 | 0 | 0 | 0 | 0 | 0 | 0 | 0 | 0 | 0 | 0 | 0
Commercial_Other Health_New_Space Heating_Natural Gas_Unit Heater_E4_Baseline Forecast | Commercial | Other Health | New | Space Heating | Natural Gas | Unit Heater | E4 |  | Baseline Forecast | 0 | 0 | 0 | 0 | 0 | 0 | 0 | 0 | 0 | 0 | 0 | 0 | 0 | 0 | 0 | 0 | 0 | 0 | 0 | 0 | 0 | 0 | 0 | 0 | 0 | 0 | 0 | 0 | 0 | 0 | 0 | 0 | 0
Commercial_Other Health_New_Space Heating_Natural Gas_Unit Heater_E5_Baseline Forecast | Commercial | Other Health | New | Space Heating | Natural Gas | Unit Heater | E5 |  | Baseline Forecast | 0 | 0 | 0 | 0 | 0 | 0 | 0 | 0 | 0 | 0 | 0 | 0 | 0 | 0 | 0 | 0 | 0 | 0 | 0 | 0 | 0 | 0 | 0 | 0 | 0 | 0 | 0 | 0 | 0 | 0 | 0 | 0 | 0
Commercial_Other Health_New_Space Heating_Natural Gas_Unit Heater_E6_Baseline Forecast | Commercial | Other Health | New | Space Heating | Natural Gas | Unit Heater | E6 |  | Baseline Forecast | 0 | 0 | 0 | 0 | 0 | 0 | 0 | 0 | 0 | 0 | 0 | 0 | 0 | 0 | 0 | 0 | 0 | 0 | 0 | 0 | 0 | 0 | 0 | 0 | 0 | 0 | 0 | 0 | 0 | 0 | 0 | 0 | 0
Commercial_Other Health_New_Space Heating_Natural Gas_Unit Heater_E7_Baseline Forecast | Commercial | Other Health | New | Space Heating | Natural Gas | Unit Heater | E7 |  | Baseline Forecast | 0 | 0 | 0 | 0 | 0 | 0 | 0 | 0 | 0 | 0 | 0 | 0 | 0 | 0 | 0 | 0 | 0 | 0 | 0 | 0 | 0 | 0 | 0 | 0 | 0 | 0 | 0 | 0 | 0 | 0 | 0 | 0 | 0
Commercial_Other Health_New_Space Heating_Natural Gas_Unit Heater_E8_Baseline Forecast | Commercial | Other Health | New | Space Heating | Natural Gas | Unit Heater | E8 |  | Baseline Forecast | 0 | 0 | 0 | 0 | 0 | 0 | 0 | 0 | 0 | 0 | 0 | 0 | 0 | 0 | 0 | 0 | 0 | 0 | 0 | 0 | 0 | 0 | 0 | 0 | 0 | 0 | 0 | 0 | 0 | 0 | 0 | 0 | 0
Commercial_Other Health_New_Space Heating_Natural Gas_Unit Heater_E9_Baseline Forecast | Commercial | Other Health | New | Space Heating | Natural Gas | Unit Heater | E9 |  | Baseline Forecast | 0 | 0 | 0 | 0 | 0 | 0 | 0 | 0 | 0 | 0 | 0 | 0 | 0 | 0 | 0 | 0 | 0 | 0 | 0 | 0 | 0 | 0 | 0 | 0 | 0 | 0 | 0 | 0 | 0 | 0 | 0 | 0 | 0
Commercial_Other Health_New_Space Heating_Natural Gas_Unit Heater_E10_Baseline Forecast | Commercial | Other Health | New | Space Heating | Natural Gas | Unit Heater | E10 |  | Baseline Forecast | 0 | 0 | 0 | 0 | 0 | 0 | 0 | 0 | 0 | 0 | 0 | 0 | 0 | 0 | 0 | 0 | 0 | 0 | 0 | 0 | 0 | 0 | 0 | 0 | 0 | 0 | 0 | 0 | 0 | 0 | 0 | 0 | 0
Commercial_Other Health_New_Space Heating_Natural Gas_Unit Heater_Vintage_Baseline Forecast | Commercial | Other Health | New | Space Heating | Natural Gas | Unit Heater | Vintage |  | Baseline Forecast | 0 | 0 | 0 | 0 | 0 | 0 | 0 | 0 | 0 | 0 | 0 | 0 | 0 | 0 | 0 | 0 | 0 | 0 | 0 | 0 | 0 | 0 | 0 | 0 | 0 | 0 | 0 | 0 | 0 | 0 | 0 | 0 | 0
Commercial_Other Health_New_Water Heating_Natural Gas_Water Heater_E1_Baseline Forecast | Commercial | Other Health | New | Water Heating | Natural Gas | Water Heater | E1 |  | Baseline Forecast | 0 | 258.9476 | 1507.9459 | 2306.1463 | 3260.5157 | 4244.0789 | 5232.5793 | 6088.1197 | 6931.6658 | 7794.9524 | 8672.2861 | 9542.9454 | 10399.9782 | 11245.3187 | 12091.8717 | 12935.8528 | 13784.7073 | 14613.7577 | 15409.8683 | 16180.2858 | 16951.0769 | 17737.4727 | 18534.1121 | 19339.174 | 20152.8782 | 20968.8649 | 21788.0379 | 22607.7603 | 23431.0991 | 24256.2334 | 25087.5085 | 25919.3961 | 26272.7639
Commercial_Other Health_New_Water Heating_Natural Gas_Water Heater_E2_Baseline Forecast | Commercial | Other Health | New | Water Heating | Natural Gas | Water Heater | E2 |  | Baseline Forecast | 0 | 2348.6238 | 13676.9105 | 20916.4762 | 29572.4508 | 38493.2262 | 47458.8352 | 55218.5445 | 62869.5098 | 70699.5616 | 78657.0735 | 86554.1429 | 94327.703 | 101995.3151 | 109674.0205 | 117329.5143 | 125029.3911 | 132549.6331 | 139771.1775 | 146759.7229 | 153751.7069 | 160885.2723 | 168111.8119 | 175414.8197 | 182796.2924 | 190198.5723 | 197629.7939 | 205066.0231 | 212535.0567 | 220020.3707 | 227561.3748 | 235107.8523 | 238313.6904
Commercial_Other Health_New_Water Heating_Natural Gas_Water Heater_E3_Baseline Forecast | Commercial | Other Health | New | Water Heating | Natural Gas | Water Heater | E3 |  | Baseline Forecast | 0 | 0 | 0 | 0 | 0 | 0 | 0 | 0 | 0 | 0 | 0 | 0 | 0 | 0 | 0 | 0 | 0 | 0 | 0 | 0 | 0 | 0 | 0 | 0 | 0 | 0 | 0 | 0 | 0 | 0 | 0 | 0 | 0
Commercial_Other Health_New_Water Heating_Natural Gas_Water Heater_E4_Baseline Forecast | Commercial | Other Health | New | Water Heating | Natural Gas | Water Heater | E4 |  | Baseline Forecast | 0 | 0 | 0 | 0 | 0 | 0 | 0 | 0 | 0 | 0 | 0 | 0 | 0 | 0 | 0 | 0 | 0 | 0 | 0 | 0 | 0 | 0 | 0 | 0 | 0 | 0 | 0 | 0 | 0 | 0 | 0 | 0 | 0
Commercial_Other Health_New_Water Heating_Natural Gas_Water Heater_E5_Baseline Forecast | Commercial | Other Health | New | Water Heating | Natural Gas | Water Heater | E5 |  | Baseline Forecast | 0 | 0 | 0 | 0 | 0 | 0 | 0 | 0 | 0 | 0 | 0 | 0 | 0 | 0 | 0 | 0 | 0 | 0 | 0 | 0 | 0 | 0 | 0 | 0 | 0 | 0 | 0 | 0 | 0 | 0 | 0 | 0 | 0
Commercial_Other Health_New_Water Heating_Natural Gas_Water Heater_E6_Baseline Forecast | Commercial | Other Health | New | Water Heating | Natural Gas | Water Heater | E6 |  | Baseline Forecast | 0 | 0 | 0 | 0 | 0 | 0 | 0 | 0 | 0 | 0 | 0 | 0 | 0 | 0 | 0 | 0 | 0 | 0 | 0 | 0 | 0 | 0 | 0 | 0 | 0 | 0 | 0 | 0 | 0 | 0 | 0 | 0 | 0
Commercial_Other Health_New_Water Heating_Natural Gas_Water Heater_E7_Baseline Forecast | Commercial | Other Health | New | Water Heating | Natural Gas | Water Heater | E7 |  | Baseline Forecast | 0 | 0 | 0 | 0 | 0 | 0 | 0 | 0 | 0 | 0 | 0 | 0 | 0 | 0 | 0 | 0 | 0 | 0 | 0 | 0 | 0 | 0 | 0 | 0 | 0 | 0 | 0 | 0 | 0 | 0 | 0 | 0 | 0
Commercial_Other Health_New_Water Heating_Natural Gas_Water Heater_E8_Baseline Forecast | Commercial | Other Health | New | Water Heating | Natural Gas | Water Heater | E8 |  | Baseline Forecast | 0 | 0 | 0 | 0 | 0 | 0 | 0 | 0 | 0 | 0 | 0 | 0 | 0 | 0 | 0 | 0 | 0 | 0 | 0 | 0 | 0 | 0 | 0 | 0 | 0 | 0 | 0 | 0 | 0 | 0 | 0 | 0 | 0
Commercial_Other Health_New_Water Heating_Natural Gas_Water Heater_E9_Baseline Forecast | Commercial | Other Health | New | Water Heating | Natural Gas | Water Heater | E9 |  | Baseline Forecast | 0 | 0 | 0 | 0 | 0 | 0 | 0 | 0 | 0 | 0 | 0 | 0 | 0 | 0 | 0 | 0 | 0 | 0 | 0 | 0 | 0 | 0 | 0 | 0 | 0 | 0 | 0 | 0 | 0 | 0 | 0 | 0 | 0
Commercial_Other Health_New_Water Heating_Natural Gas_Water Heater_E10_Baseline Forecast | Commercial | Other Health | New | Water Heating | Natural Gas | Water Heater | E10 |  | Baseline Forecast | 0 | 0 | 0 | 0 | 0 | 0 | 0 | 0 | 0 | 0 | 0 | 0 | 0 | 0 | 0 | 0 | 0 | 0 | 0 | 0 | 0 | 0 | 0 | 0 | 0 | 0 | 0 | 0 | 0 | 0 | 0 | 0 | 0
Commercial_Other Health_New_Water Heating_Natural Gas_Water Heater_Vintage_Baseline Forecast | Commercial | Other Health | New | Water Heating | Natural Gas | Water Heater | Vintage |  | Baseline Forecast | 0 | 0 | 0 | 0 | 0 | 0 | 0 | 0 | 0 | 0 | 0 | 0 | 0 | 0 | 0 | 0 | 0 | 0 | 0 | 0 | 0 | 0 | 0 | 0 | 0 | 0 | 0 | 0 | 0 | 0 | 0 | 0 | 0
Commercial_Other Health_New_Food Preparation_Natural Gas_Oven_E1_Baseline Forecast | Commercial | Other Health | New | Food Preparation | Natural Gas | Oven | E1 |  | Baseline Forecast | 0 | 54.1944 | 315.4714 | 482.5511 | 682.3948 | 888.2852 | 1095.0214 | 1273.8205 | 1449.9568 | 1630.0629 | 1812.9106 | 1994.0399 | 2172.0254 | 2347.2084 | 2522.2817 | 2696.4814 | 2871.2702 | 3041.1398 | 3204.2021 | 3361.5596 | 3518.7158 | 3678.8464 | 3840.947 | 4004.51 | 4169.5829 | 4334.8569 | 4500.3956 | 4665.8947 | 4832.0623 | 4998.5828 | 5166.4635 | 5334.5958 | 5404.6213
Commercial_Other Health_New_Food Preparation_Natural Gas_Oven_E2_Baseline Forecast | Commercial | Other Health | New | Food Preparation | Natural Gas | Oven | E2 |  | Baseline Forecast | 0 | 77.9901 | 454.288 | 694.6634 | 981.9928 | 1278.1788 | 1576.042 | 1833.9721 | 2088.4444 | 2349.026 | 2614.0394 | 2877.3688 | 3136.8902 | 3393.2507 | 3650.3447 | 3907.0053 | 4165.5736 | 4418.9512 | 4662.3244 | 4898.2887 | 5134.6475 | 5376.0001 | 5620.6151 | 5868.0711 | 6118.4327 | 6369.7639 | 6622.4589 | 6875.4752 | 7129.6693 | 7384.4268 | 7640.9585 | 7897.547 | 8007.9468
Commercial_Other Health_New_Food Preparation_Natural Gas_Oven_E3_Baseline Forecast | Commercial | Other Health | New | Food Preparation | Natural Gas | Oven | E3 |  | Baseline Forecast | 0 | 0 | 0 | 0 | 0 | 0 | 0 | 0 | 0 | 0 | 0 | 0 | 0 | 0 | 0 | 0 | 0 | 0 | 0 | 0 | 0 | 0 | 0 | 0 | 0 | 0 | 0 | 0 | 0 | 0 | 0 | 0 | 0
Commercial_Other Health_New_Food Preparation_Natural Gas_Oven_E4_Baseline Forecast | Commercial | Other Health | New | Food Preparation | Natural Gas | Oven | E4 |  | Baseline Forecast | 0 | 0 | 0 | 0 | 0 | 0 | 0 | 0 | 0 | 0 | 0 | 0 | 0 | 0 | 0 | 0 | 0 | 0 | 0 | 0 | 0 | 0 | 0 | 0 | 0 | 0 | 0 | 0 | 0 | 0 | 0 | 0 | 0
Commercial_Other Health_New_Food Preparation_Natural Gas_Oven_E5_Baseline Forecast | Commercial | Other Health | New | Food Preparation | Natural Gas | Oven | E5 |  | Baseline Forecast | 0 | 0 | 0 | 0 | 0 | 0 | 0 | 0 | 0 | 0 | 0 | 0 | 0 | 0 | 0 | 0 | 0 | 0 | 0 | 0 | 0 | 0 | 0 | 0 | 0 | 0 | 0 | 0 | 0 | 0 | 0 | 0 | 0
Commercial_Other Health_New_Food Preparation_Natural Gas_Oven_E6_Baseline Forecast | Commercial | Other Health | New | Food Preparation | Natural Gas | Oven | E6 |  | Baseline Forecast | 0 | 0 | 0 | 0 | 0 | 0 | 0 | 0 | 0 | 0 | 0 | 0 | 0 | 0 | 0 | 0 | 0 | 0 | 0 | 0 | 0 | 0 | 0 | 0 | 0 | 0 | 0 | 0 | 0 | 0 | 0 | 0 | 0
Commercial_Other Health_New_Food Preparation_Natural Gas_Oven_E7_Baseline Forecast | Commercial | Other Health | New | Food Preparation | Natural Gas | Oven | E7 |  | Baseline Forecast | 0 | 0 | 0 | 0 | 0 | 0 | 0 | 0 | 0 | 0 | 0 | 0 | 0 | 0 | 0 | 0 | 0 | 0 | 0 | 0 | 0 | 0 | 0 | 0 | 0 | 0 | 0 | 0 | 0 | 0 | 0 | 0 | 0
Commercial_Other Health_New_Food Preparation_Natural Gas_Oven_E8_Baseline Forecast | Commercial | Other Health | New | Food Preparation | Natural Gas | Oven | E8 |  | Baseline Forecast | 0 | 0 | 0 | 0 | 0 | 0 | 0 | 0 | 0 | 0 | 0 | 0 | 0 | 0 | 0 | 0 | 0 | 0 | 0 | 0 | 0 | 0 | 0 | 0 | 0 | 0 | 0 | 0 | 0 | 0 | 0 | 0 | 0
Commercial_Other Health_New_Food Preparation_Natural Gas_Oven_E9_Baseline Forecast | Commercial | Other Health | New | Food Preparation | Natural Gas | Oven | E9 |  | Baseline Forecast | 0 | 0 | 0 | 0 | 0 | 0 | 0 | 0 | 0 | 0 | 0 | 0 | 0 | 0 | 0 | 0 | 0 | 0 | 0 | 0 | 0 | 0 | 0 | 0 | 0 | 0 | 0 | 0 | 0 | 0 | 0 | 0 | 0
Commercial_Other Health_New_Food Preparation_Natural Gas_Oven_E10_Baseline Forecast | Commercial | Other Health | New | Food Preparation | Natural Gas | Oven | E10 |  | Baseline Forecast | 0 | 0 | 0 | 0 | 0 | 0 | 0 | 0 | 0 | 0 | 0 | 0 | 0 | 0 | 0 | 0 | 0 | 0 | 0 | 0 | 0 | 0 | 0 | 0 | 0 | 0 | 0 | 0 | 0 | 0 | 0 | 0 | 0
Commercial_Other Health_New_Food Preparation_Natural Gas_Oven_Vintage_Baseline Forecast | Commercial | Other Health | New | Food Preparation | Natural Gas | Oven | Vintage |  | Baseline Forecast | 0 | 0 | 0 | 0 | 0 | 0 | 0 | 0 | 0 | 0 | 0 | 0 | 0 | 0 | 0 | 0 | 0 | 0 | 0 | 0 | 0 | 0 | 0 | 0 | 0 | 0 | 0 | 0 | 0 | 0 | 0 | 0 | 0
Commercial_Other Health_New_Food Preparation_Natural Gas_Conveyor Oven_E1_Baseline Forecast | Commercial | Other Health | New | Food Preparation | Natural Gas | Conveyor Oven | E1 |  | Baseline Forecast | 0 | 27.0941 | 157.7431 | 241.244 | 341.0817 | 443.9498 | 547.2913 | 636.7003 | 724.8196 | 814.9648 | 906.5401 | 997.3847 | 1086.7729 | 1174.9068 | 1263.1342 | 1351.0613 | 1439.4657 | 1525.7486 | 1608.4429 | 1688.367 | 1768.2237 | 1849.6064 | 1931.9299 | 2014.9097 | 2098.874 | 2183.0372 | 2267.5332 | 2352.1038 | 2437.096 | 2522.2981 | 2608.1617 | 2694.1166 | 2730.4303
Commercial_Other Health_New_Food Preparation_Natural Gas_Conveyor Oven_E2_Baseline Forecast | Commercial | Other Health | New | Food Preparation | Natural Gas | Conveyor Oven | E2 |  | Baseline Forecast | 0 | 38.9981 | 227.1366 | 347.3632 | 491.1121 | 639.2822 | 788.2404 | 917.1959 | 1044.381 | 1174.5797 | 1306.9349 | 1438.3196 | 1567.6849 | 1695.3227 | 1823.179 | 1950.6821 | 2078.9562 | 2204.2969 | 2324.8203 | 2441.5572 | 2558.4579 | 2677.8169 | 2798.8512 | 2921.3808 | 3045.1339 | 3169.2731 | 3293.894 | 3418.5812 | 3543.7698 | 3669.2067 | 3795.5493 | 3921.9549 | 3975.8538
Commercial_Other Health_New_Food Preparation_Natural Gas_Conveyor Oven_E3_Baseline Forecast | Commercial | Other Health | New | Food Preparation | Natural Gas | Conveyor Oven | E3 |  | Baseline Forecast | 0 | 0 | 0 | 0 | 0 | 0 | 0 | 0 | 0 | 0 | 0 | 0 | 0 | 0 | 0 | 0 | 0 | 0 | 0 | 0 | 0 | 0 | 0 | 0 | 0 | 0 | 0 | 0 | 0 | 0 | 0 | 0 | 0
Commercial_Other Health_New_Food Preparation_Natural Gas_Conveyor Oven_E4_Baseline Forecast | Commercial | Other Health | New | Food Preparation | Natural Gas | Conveyor Oven | E4 |  | Baseline Forecast | 0 | 0 | 0 | 0 | 0 | 0 | 0 | 0 | 0 | 0 | 0 | 0 | 0 | 0 | 0 | 0 | 0 | 0 | 0 | 0 | 0 | 0 | 0 | 0 | 0 | 0 | 0 | 0 | 0 | 0 | 0 | 0 | 0
Commercial_Other Health_New_Food Preparation_Natural Gas_Conveyor Oven_E5_Baseline Forecast | Commercial | Other Health | New | Food Preparation | Natural Gas | Conveyor Oven | E5 |  | Baseline Forecast | 0 | 0 | 0 | 0 | 0 | 0 | 0 | 0 | 0 | 0 | 0 | 0 | 0 | 0 | 0 | 0 | 0 | 0 | 0 | 0 | 0 | 0 | 0 | 0 | 0 | 0 | 0 | 0 | 0 | 0 | 0 | 0 | 0
Commercial_Other Health_New_Food Preparation_Natural Gas_Conveyor Oven_E6_Baseline Forecast | Commercial | Other Health | New | Food Preparation | Natural Gas | Conveyor Oven | E6 |  | Baseline Forecast | 0 | 0 | 0 | 0 | 0 | 0 | 0 | 0 | 0 | 0 | 0 | 0 | 0 | 0 | 0 | 0 | 0 | 0 | 0 | 0 | 0 | 0 | 0 | 0 | 0 | 0 | 0 | 0 | 0 | 0 | 0 | 0 | 0
Commercial_Other Health_New_Food Preparation_Natural Gas_Conveyor Oven_E7_Baseline Forecast | Commercial | Other Health | New | Food Preparation | Natural Gas | Conveyor Oven | E7 |  | Baseline Forecast | 0 | 0 | 0 | 0 | 0 | 0 | 0 | 0 | 0 | 0 | 0 | 0 | 0 | 0 | 0 | 0 | 0 | 0 | 0 | 0 | 0 | 0 | 0 | 0 | 0 | 0 | 0 | 0 | 0 | 0 | 0 | 0 | 0
Commercial_Other Health_New_Food Preparation_Natural Gas_Conveyor Oven_E8_Baseline Forecast | Commercial | Other Health | New | Food Preparation | Natural Gas | Conveyor Oven | E8 |  | Baseline Forecast | 0 | 0 | 0 | 0 | 0 | 0 | 0 | 0 | 0 | 0 | 0 | 0 | 0 | 0 | 0 | 0 | 0 | 0 | 0 | 0 | 0 | 0 | 0 | 0 | 0 | 0 | 0 | 0 | 0 | 0 | 0 | 0 | 0
Commercial_Other Health_New_Food Preparation_Natural Gas_Conveyor Oven_E9_Baseline Forecast | Commercial | Other Health | New | Food Preparation | Natural Gas | Conveyor Oven | E9 |  | Baseline Forecast | 0 | 0 | 0 | 0 | 0 | 0 | 0 | 0 | 0 | 0 | 0 | 0 | 0 | 0 | 0 | 0 | 0 | 0 | 0 | 0 | 0 | 0 | 0 | 0 | 0 | 0 | 0 | 0 | 0 | 0 | 0 | 0 | 0
Commercial_Other Health_New_Food Preparation_Natural Gas_Conveyor Oven_E10_Baseline Forecast | Commercial | Other Health | New | Food Preparation | Natural Gas | Conveyor Oven | E10 |  | Baseline Forecast | 0 | 0 | 0 | 0 | 0 | 0 | 0 | 0 | 0 | 0 | 0 | 0 | 0 | 0 | 0 | 0 | 0 | 0 | 0 | 0 | 0 | 0 | 0 | 0 | 0 | 0 | 0 | 0 | 0 | 0 | 0 | 0 | 0
Commercial_Other Health_New_Food Preparation_Natural Gas_Conveyor Oven_Vintage_Baseline Forecast | Commercial | Other Health | New | Food Preparation | Natural Gas | Conveyor Oven | Vintage |  | Baseline Forecast | 0 | 0 | 0 | 0 | 0 | 0 | 0 | 0 | 0 | 0 | 0 | 0 | 0 | 0 | 0 | 0 | 0 | 0 | 0 | 0 | 0 | 0 | 0 | 0 | 0 | 0 | 0 | 0 | 0 | 0 | 0 | 0 | 0
Commercial_Other Health_New_Food Preparation_Natural Gas_Double Rack Oven_E1_Baseline Forecast | Commercial | Other Health | New | Food Preparation | Natural Gas | Double Rack Oven | E1 |  | Baseline Forecast | 0 | 27.0933 | 157.6817 | 241.192 | 341.0748 | 443.9599 | 547.2345 | 636.5297 | 724.4682 | 814.3627 | 905.6164 | 996.0808 | 1084.987 | 1172.3623 | 1259.623 | 1346.3342 | 1433.2756 | 1517.8186 | 1598.3965 | 1676.3813 | 1754.1933 | 1833.4965 | 1913.7969 | 1994.956 | 2076.8954 | 2158.9532 | 2241.2291 | 2323.4765 | 2406.0128 | 2488.5792 | 2571.7986 | 2655.1418 | 2689.7428
Commercial_Other Health_New_Food Preparation_Natural Gas_Double Rack Oven_E2_Baseline Forecast | Commercial | Other Health | New | Food Preparation | Natural Gas | Double Rack Oven | E2 |  | Baseline Forecast | 0 | 38.999 | 227.198 | 347.4152 | 491.1189 | 639.2721 | 788.2972 | 917.3665 | 1044.7323 | 1175.1818 | 1307.8585 | 1439.6235 | 1569.4708 | 1697.8673 | 1826.6902 | 1955.4091 | 2085.1463 | 2212.2269 | 2334.8668 | 2453.5429 | 2572.4884 | 2693.9268 | 2816.9842 | 2941.3345 | 3067.1125 | 3193.3572 | 3320.1981 | 3447.2085 | 3574.8529 | 3702.9256 | 3831.9124 | 3960.9296 | 4016.5412
Commercial_Other Health_New_Food Preparation_Natural Gas_Double Rack Oven_E3_Baseline Forecast | Commercial | Other Health | New | Food Preparation | Natural Gas | Double Rack Oven | E3 |  | Baseline Forecast | 0 | 0 | 0 | 0 | 0 | 0 | 0 | 0 | 0 | 0 | 0 | 0 | 0 | 0 | 0 | 0 | 0 | 0 | 0 | 0 | 0 | 0 | 0 | 0 | 0 | 0 | 0 | 0 | 0 | 0 | 0 | 0 | 0
Commercial_Other Health_New_Food Preparation_Natural Gas_Double Rack Oven_E4_Baseline Forecast | Commercial | Other Health | New | Food Preparation | Natural Gas | Double Rack Oven | E4 |  | Baseline Forecast | 0 | 0 | 0 | 0 | 0 | 0 | 0 | 0 | 0 | 0 | 0 | 0 | 0 | 0 | 0 | 0 | 0 | 0 | 0 | 0 | 0 | 0 | 0 | 0 | 0 | 0 | 0 | 0 | 0 | 0 | 0 | 0 | 0
Commercial_Other Health_New_Food Preparation_Natural Gas_Double Rack Oven_E5_Baseline Forecast | Commercial | Other Health | New | Food Preparation | Natural Gas | Double Rack Oven | E5 |  | Baseline Forecast | 0 | 0 | 0 | 0 | 0 | 0 | 0 | 0 | 0 | 0 | 0 | 0 | 0 | 0 | 0 | 0 | 0 | 0 | 0 | 0 | 0 | 0 | 0 | 0 | 0 | 0 | 0 | 0 | 0 | 0 | 0 | 0 | 0
Commercial_Other Health_New_Food Preparation_Natural Gas_Double Rack Oven_E6_Baseline Forecast | Commercial | Other Health | New | Food Preparation | Natural Gas | Double Rack Oven | E6 |  | Baseline Forecast | 0 | 0 | 0 | 0 | 0 | 0 | 0 | 0 | 0 | 0 | 0 | 0 | 0 | 0 | 0 | 0 | 0 | 0 | 0 | 0 | 0 | 0 | 0 | 0 | 0 | 0 | 0 | 0 | 0 | 0 | 0 | 0 | 0
Commercial_Other Health_New_Food Preparation_Natural Gas_Double Rack Oven_E7_Baseline Forecast | Commercial | Other Health | New | Food Preparation | Natural Gas | Double Rack Oven | E7 |  | Baseline Forecast | 0 | 0 | 0 | 0 | 0 | 0 | 0 | 0 | 0 | 0 | 0 | 0 | 0 | 0 | 0 | 0 | 0 | 0 | 0 | 0 | 0 | 0 | 0 | 0 | 0 | 0 | 0 | 0 | 0 | 0 | 0 | 0 | 0
Commercial_Other Health_New_Food Preparation_Natural Gas_Double Rack Oven_E8_Baseline Forecast | Commercial | Other Health | New | Food Preparation | Natural Gas | Double Rack Oven | E8 |  | Baseline Forecast | 0 | 0 | 0 | 0 | 0 | 0 | 0 | 0 | 0 | 0 | 0 | 0 | 0 | 0 | 0 | 0 | 0 | 0 | 0 | 0 | 0 | 0 | 0 | 0 | 0 | 0 | 0 | 0 | 0 | 0 | 0 | 0 | 0
Commercial_Other Health_New_Food Preparation_Natural Gas_Double Rack Oven_E9_Baseline Forecast | Commercial | Other Health | New | Food Preparation | Natural Gas | Double Rack Oven | E9 |  | Baseline Forecast | 0 | 0 | 0 | 0 | 0 | 0 | 0 | 0 | 0 | 0 | 0 | 0 | 0 | 0 | 0 | 0 | 0 | 0 | 0 | 0 | 0 | 0 | 0 | 0 | 0 | 0 | 0 | 0 | 0 | 0 | 0 | 0 | 0
Commercial_Other Health_New_Food Preparation_Natural Gas_Double Rack Oven_E10_Baseline Forecast | Commercial | Other Health | New | Food Preparation | Natural Gas | Double Rack Oven | E10 |  | Baseline Forecast | 0 | 0 | 0 | 0 | 0 | 0 | 0 | 0 | 0 | 0 | 0 | 0 | 0 | 0 | 0 | 0 | 0 | 0 | 0 | 0 | 0 | 0 | 0 | 0 | 0 | 0 | 0 | 0 | 0 | 0 | 0 | 0 | 0
Commercial_Other Health_New_Food Preparation_Natural Gas_Double Rack Oven_Vintage_Baseline Forecast | Commercial | Other Health | New | Food Preparation | Natural Gas | Double Rack Oven | Vintage |  | Baseline Forecast | 0 | 0 | 0 | 0 | 0 | 0 | 0 | 0 | 0 | 0 | 0 | 0 | 0 | 0 | 0 | 0 | 0 | 0 | 0 | 0 | 0 | 0 | 0 | 0 | 0 | 0 | 0 | 0 | 0 | 0 | 0 | 0 | 0
Commercial_Other Health_New_Food Preparation_Natural Gas_Fryer_E1_Baseline Forecast | Commercial | Other Health | New | Food Preparation | Natural Gas | Fryer | E1 |  | Baseline Forecast | 0 | 1132.3464 | 6593.2093 | 6593.2093 | 6593.2093 | 6593.2093 | 6593.2093 | 6593.2093 | 6593.2093 | 6366.74 | 5093.392 | 4074.7136 | 3259.7709 | 2607.8167 | 1789.4156 | 0 | 0 | 0 | 0 | 0 | 0 | 0 | 0 | 0 | 0 | 0 | 0 | 0 | 0 | 0 | 0 | 0 | 0
Commercial_Other Health_New_Food Preparation_Natural Gas_Fryer_E2_Baseline Forecast | Commercial | Other Health | New | Food Preparation | Natural Gas | Fryer | E2 |  | Baseline Forecast | 0 | 397.7893 | 2317.3394 | 7033.9402 | 12673.3375 | 18485.2522 | 24326.3728 | 29381.8439 | 34366.4651 | 39694.2282 | 46151.9072 | 52315.5322 | 58194.9494 | 63842.3462 | 69663.4111 | 76440.3605 | 81456.7982 | 86356.2042 | 91061.0037 | 95614.0015 | 100169.2362 | 104816.7085 | 109524.7496 | 114282.6049 | 119091.5751 | 123914.0946 | 128755.4668 | 133600.1 | 138466.105 | 143342.7171 | 148255.6119 | 153172.0779 | 155260.6375
Commercial_Other Health_New_Food Preparation_Natural Gas_Fryer_E3_Baseline Forecast | Commercial | Other Health | New | Food Preparation | Natural Gas | Fryer | E3 |  | Baseline Forecast | 0 | 0 | 0 | 0 | 0 | 0 | 0 | 0 | 0 | 0 | 0 | 0 | 0 | 0 | 0 | 0 | 0 | 0 | 0 | 0 | 0 | 0 | 0 | 0 | 0 | 0 | 0 | 0 | 0 | 0 | 0 | 0 | 0
Commercial_Other Health_New_Food Preparation_Natural Gas_Fryer_E4_Baseline Forecast | Commercial | Other Health | New | Food Preparation | Natural Gas | Fryer | E4 |  | Baseline Forecast | 0 | 0 | 0 | 0 | 0 | 0 | 0 | 0 | 0 | 0 | 0 | 0 | 0 | 0 | 0 | 0 | 0 | 0 | 0 | 0 | 0 | 0 | 0 | 0 | 0 | 0 | 0 | 0 | 0 | 0 | 0 | 0 | 0
Commercial_Other Health_New_Food Preparation_Natural Gas_Fryer_E5_Baseline Forecast | Commercial | Other Health | New | Food Preparation | Natural Gas | Fryer | E5 |  | Baseline Forecast | 0 | 0 | 0 | 0 | 0 | 0 | 0 | 0 | 0 | 0 | 0 | 0 | 0 | 0 | 0 | 0 | 0 | 0 | 0 | 0 | 0 | 0 | 0 | 0 | 0 | 0 | 0 | 0 | 0 | 0 | 0 | 0 | 0
Commercial_Other Health_New_Food Preparation_Natural Gas_Fryer_E6_Baseline Forecast | Commercial | Other Health | New | Food Preparation | Natural Gas | Fryer | E6 |  | Baseline Forecast | 0 | 0 | 0 | 0 | 0 | 0 | 0 | 0 | 0 | 0 | 0 | 0 | 0 | 0 | 0 | 0 | 0 | 0 | 0 | 0 | 0 | 0 | 0 | 0 | 0 | 0 | 0 | 0 | 0 | 0 | 0 | 0 | 0
Commercial_Other Health_New_Food Preparation_Natural Gas_Fryer_E7_Baseline Forecast | Commercial | Other Health | New | Food Preparation | Natural Gas | Fryer | E7 |  | Baseline Forecast | 0 | 0 | 0 | 0 | 0 | 0 | 0 | 0 | 0 | 0 | 0 | 0 | 0 | 0 | 0 | 0 | 0 | 0 | 0 | 0 | 0 | 0 | 0 | 0 | 0 | 0 | 0 | 0 | 0 | 0 | 0 | 0 | 0
Commercial_Other Health_New_Food Preparation_Natural Gas_Fryer_E8_Baseline Forecast | Commercial | Other Health | New | Food Preparation | Natural Gas | Fryer | E8 |  | Baseline Forecast | 0 | 0 | 0 | 0 | 0 | 0 | 0 | 0 | 0 | 0 | 0 | 0 | 0 | 0 | 0 | 0 | 0 | 0 | 0 | 0 | 0 | 0 | 0 | 0 | 0 | 0 | 0 | 0 | 0 | 0 | 0 | 0 | 0
Commercial_Other Health_New_Food Preparation_Natural Gas_Fryer_E9_Baseline Forecast | Commercial | Other Health | New | Food Preparation | Natural Gas | Fryer | E9 |  | Baseline Forecast | 0 | 0 | 0 | 0 | 0 | 0 | 0 | 0 | 0 | 0 | 0 | 0 | 0 | 0 | 0 | 0 | 0 | 0 | 0 | 0 | 0 | 0 | 0 | 0 | 0 | 0 | 0 | 0 | 0 | 0 | 0 | 0 | 0
Commercial_Other Health_New_Food Preparation_Natural Gas_Fryer_E10_Baseline Forecast | Commercial | Other Health | New | Food Preparation | Natural Gas | Fryer | E10 |  | Baseline Forecast | 0 | 0 | 0 | 0 | 0 | 0 | 0 | 0 | 0 | 0 | 0 | 0 | 0 | 0 | 0 | 0 | 0 | 0 | 0 | 0 | 0 | 0 | 0 | 0 | 0 | 0 | 0 | 0 | 0 | 0 | 0 | 0 | 0
Commercial_Other Health_New_Food Preparation_Natural Gas_Fryer_Vintage_Baseline Forecast | Commercial | Other Health | New | Food Preparation | Natural Gas | Fryer | Vintage |  | Baseline Forecast | 0 | 0 | 0 | 0 | 0 | 0 | 0 | 0 | 0 | 0 | 0 | 0 | 0 | 0 | 0 | 0 | 0 | 0 | 0 | 0 | 0 | 0 | 0 | 0 | 0 | 0 | 0 | 0 | 0 | 0 | 0 | 0 | 0
Commercial_Other Health_New_Food Preparation_Natural Gas_Broiler_E1_Baseline Forecast | Commercial | Other Health | New | Food Preparation | Natural Gas | Broiler | E1 |  | Baseline Forecast | 0 | 254.9 | 1484.0545 | 2269.7627 | 3209.3115 | 4177.4168 | 5149.9418 | 5991.3492 | 6820.5958 | 7668.8925 | 8530.6321 | 9385.4864 | 10226.4652 | 11054.857 | 11883.5962 | 12708.8197 | 13537.8608 | 14346.2489 | 15120.375 | 15869.5374 | 16618.3104 | 17381.9328 | 18155.3649 | 18936.9998 | 19726.693 | 20518.1991 | 21312.4216 | 22106.8688 | 22904.5472 | 23703.4183 | 24508.3655 | 25314.1197 | 25653.5144
Commercial_Other Health_New_Food Preparation_Natural Gas_Broiler_E2_Baseline Forecast | Commercial | Other Health | New | Food Preparation | Natural Gas | Broiler | E2 |  | Baseline Forecast | 0 | 89.5808 | 521.9853 | 798.1296 | 1128.1833 | 1468.5196 | 1811.0112 | 2107.7465 | 2400.6922 | 2700.8542 | 3006.2677 | 3309.6998 | 3608.8907 | 3905.1273 | 4202.6423 | 4500.2667 | 4800.5806 | 5095.2002 | 5380.2698 | 5656.1279 | 5932.8789 | 6215.5461 | 6502.0394 | 6791.5448 | 7084.4993 | 7378.6913 | 7674.4112 | 7970.6406 | 8268.4503 | 8567.4552 | 8868.5523 | 9169.6465 | 9300.4511
Commercial_Other Health_New_Food Preparation_Natural Gas_Broiler_E3_Baseline Forecast | Commercial | Other Health | New | Food Preparation | Natural Gas | Broiler | E3 |  | Baseline Forecast | 0 | 0 | 0 | 0 | 0 | 0 | 0 | 0 | 0 | 0 | 0 | 0 | 0 | 0 | 0 | 0 | 0 | 0 | 0 | 0 | 0 | 0 | 0 | 0 | 0 | 0 | 0 | 0 | 0 | 0 | 0 | 0 | 0
Commercial_Other Health_New_Food Preparation_Natural Gas_Broiler_E4_Baseline Forecast | Commercial | Other Health | New | Food Preparation | Natural Gas | Broiler | E4 |  | Baseline Forecast | 0 | 0 | 0 | 0 | 0 | 0 | 0 | 0 | 0 | 0 | 0 | 0 | 0 | 0 | 0 | 0 | 0 | 0 | 0 | 0 | 0 | 0 | 0 | 0 | 0 | 0 | 0 | 0 | 0 | 0 | 0 | 0 | 0
Commercial_Other Health_New_Food Preparation_Natural Gas_Broiler_E5_Baseline Forecast | Commercial | Other Health | New | Food Preparation | Natural Gas | Broiler | E5 |  | Baseline Forecast | 0 | 0 | 0 | 0 | 0 | 0 | 0 | 0 | 0 | 0 | 0 | 0 | 0 | 0 | 0 | 0 | 0 | 0 | 0 | 0 | 0 | 0 | 0 | 0 | 0 | 0 | 0 | 0 | 0 | 0 | 0 | 0 | 0
Commercial_Other Health_New_Food Preparation_Natural Gas_Broiler_E6_Baseline Forecast | Commercial | Other Health | New | Food Preparation | Natural Gas | Broiler | E6 |  | Baseline Forecast | 0 | 0 | 0 | 0 | 0 | 0 | 0 | 0 | 0 | 0 | 0 | 0 | 0 | 0 | 0 | 0 | 0 | 0 | 0 | 0 | 0 | 0 | 0 | 0 | 0 | 0 | 0 | 0 | 0 | 0 | 0 | 0 | 0
Commercial_Other Health_New_Food Preparation_Natural Gas_Broiler_E7_Baseline Forecast | Commercial | Other Health | New | Food Preparation | Natural Gas | Broiler | E7 |  | Baseline Forecast | 0 | 0 | 0 | 0 | 0 | 0 | 0 | 0 | 0 | 0 | 0 | 0 | 0 | 0 | 0 | 0 | 0 | 0 | 0 | 0 | 0 | 0 | 0 | 0 | 0 | 0 | 0 | 0 | 0 | 0 | 0 | 0 | 0
Commercial_Other Health_New_Food Preparation_Natural Gas_Broiler_E8_Baseline Forecast | Commercial | Other Health | New | Food Preparation | Natural Gas | Broiler | E8 |  | Baseline Forecast | 0 | 0 | 0 | 0 | 0 | 0 | 0 | 0 | 0 | 0 | 0 | 0 | 0 | 0 | 0 | 0 | 0 | 0 | 0 | 0 | 0 | 0 | 0 | 0 | 0 | 0 | 0 | 0 | 0 | 0 | 0 | 0 | 0
Commercial_Other Health_New_Food Preparation_Natural Gas_Broiler_E9_Baseline Forecast | Commercial | Other Health | New | Food Preparation | Natural Gas | Broiler | E9 |  | Baseline Forecast | 0 | 0 | 0 | 0 | 0 | 0 | 0 | 0 | 0 | 0 | 0 | 0 | 0 | 0 | 0 | 0 | 0 | 0 | 0 | 0 | 0 | 0 | 0 | 0 | 0 | 0 | 0 | 0 | 0 | 0 | 0 | 0 | 0
Commercial_Other Health_New_Food Preparation_Natural Gas_Broiler_E10_Baseline Forecast | Commercial | Other Health | New | Food Preparation | Natural Gas | Broiler | E10 |  | Baseline Forecast | 0 | 0 | 0 | 0 | 0 | 0 | 0 | 0 | 0 | 0 | 0 | 0 | 0 | 0 | 0 | 0 | 0 | 0 | 0 | 0 | 0 | 0 | 0 | 0 | 0 | 0 | 0 | 0 | 0 | 0 | 0 | 0 | 0
Commercial_Other Health_New_Food Preparation_Natural Gas_Broiler_Vintage_Baseline Forecast | Commercial | Other Health | New | Food Preparation | Natural Gas | Broiler | Vintage |  | Baseline Forecast | 0 | 0 | 0 | 0 | 0 | 0 | 0 | 0 | 0 | 0 | 0 | 0 | 0 | 0 | 0 | 0 | 0 | 0 | 0 | 0 | 0 | 0 | 0 | 0 | 0 | 0 | 0 | 0 | 0 | 0 | 0 | 0 | 0
Commercial_Other Health_New_Food Preparation_Natural Gas_Griddle_E1_Baseline Forecast | Commercial | Other Health | New | Food Preparation | Natural Gas | Griddle | E1 |  | Baseline Forecast | 0 | 244.5778 | 1424.1931 | 1424.1931 | 1424.1931 | 1424.1931 | 1424.1931 | 1424.1931 | 1424.1931 | 1424.1931 | 1424.1931 | 1424.1931 | 1375.2776 | 1100.2221 | 880.1777 | 704.1421 | 563.3137 | 386.5364 | 0 | 0 | 0 | 0 | 0 | 0 | 0 | 0 | 0 | 0 | 0 | 0 | 0 | 0 | 0
Commercial_Other Health_New_Food Preparation_Natural Gas_Griddle_E2_Baseline Forecast | Commercial | Other Health | New | Food Preparation | Natural Gas | Griddle | E2 |  | Baseline Forecast | 0 | 99.9031 | 581.8466 | 1643.6992 | 2913.3017 | 4221.7432 | 5536.7599 | 6674.9026 | 7797.0948 | 8945.5536 | 10112.7067 | 11270.9931 | 12460.0783 | 13859.7623 | 15206.0608 | 16504.9443 | 17775.1278 | 19054.9127 | 20500.6448 | 21525.6653 | 22551.1893 | 23597.4789 | 24657.4044 | 25728.5446 | 26811.1923 | 27896.8904 | 28986.8328 | 30077.5094 | 31172.9975 | 32270.8735 | 33376.9179 | 34483.7662 | 34953.9655
Commercial_Other Health_New_Food Preparation_Natural Gas_Griddle_E3_Baseline Forecast | Commercial | Other Health | New | Food Preparation | Natural Gas | Griddle | E3 |  | Baseline Forecast | 0 | 0 | 0 | 0 | 0 | 0 | 0 | 0 | 0 | 0 | 0 | 0 | 0 | 0 | 0 | 0 | 0 | 0 | 0 | 0 | 0 | 0 | 0 | 0 | 0 | 0 | 0 | 0 | 0 | 0 | 0 | 0 | 0
Commercial_Other Health_New_Food Preparation_Natural Gas_Griddle_E4_Baseline Forecast | Commercial | Other Health | New | Food Preparation | Natural Gas | Griddle | E4 |  | Baseline Forecast | 0 | 0 | 0 | 0 | 0 | 0 | 0 | 0 | 0 | 0 | 0 | 0 | 0 | 0 | 0 | 0 | 0 | 0 | 0 | 0 | 0 | 0 | 0 | 0 | 0 | 0 | 0 | 0 | 0 | 0 | 0 | 0 | 0
Commercial_Other Health_New_Food Preparation_Natural Gas_Griddle_E5_Baseline Forecast | Commercial | Other Health | New | Food Preparation | Natural Gas | Griddle | E5 |  | Baseline Forecast | 0 | 0 | 0 | 0 | 0 | 0 | 0 | 0 | 0 | 0 | 0 | 0 | 0 | 0 | 0 | 0 | 0 | 0 | 0 | 0 | 0 | 0 | 0 | 0 | 0 | 0 | 0 | 0 | 0 | 0 | 0 | 0 | 0
Commercial_Other Health_New_Food Preparation_Natural Gas_Griddle_E6_Baseline Forecast | Commercial | Other Health | New | Food Preparation | Natural Gas | Griddle | E6 |  | Baseline Forecast | 0 | 0 | 0 | 0 | 0 | 0 | 0 | 0 | 0 | 0 | 0 | 0 | 0 | 0 | 0 | 0 | 0 | 0 | 0 | 0 | 0 | 0 | 0 | 0 | 0 | 0 | 0 | 0 | 0 | 0 | 0 | 0 | 0
Commercial_Other Health_New_Food Preparation_Natural Gas_Griddle_E7_Baseline Forecast | Commercial | Other Health | New | Food Preparation | Natural Gas | Griddle | E7 |  | Baseline Forecast | 0 | 0 | 0 | 0 | 0 | 0 | 0 | 0 | 0 | 0 | 0 | 0 | 0 | 0 | 0 | 0 | 0 | 0 | 0 | 0 | 0 | 0 | 0 | 0 | 0 | 0 | 0 | 0 | 0 | 0 | 0 | 0 | 0
Commercial_Other Health_New_Food Preparation_Natural Gas_Griddle_E8_Baseline Forecast | Commercial | Other Health | New | Food Preparation | Natural Gas | Griddle | E8 |  | Baseline Forecast | 0 | 0 | 0 | 0 | 0 | 0 | 0 | 0 | 0 | 0 | 0 | 0 | 0 | 0 | 0 | 0 | 0 | 0 | 0 | 0 | 0 | 0 | 0 | 0 | 0 | 0 | 0 | 0 | 0 | 0 | 0 | 0 | 0
Commercial_Other Health_New_Food Preparation_Natural Gas_Griddle_E9_Baseline Forecast | Commercial | Other Health | New | Food Preparation | Natural Gas | Griddle | E9 |  | Baseline Forecast | 0 | 0 | 0 | 0 | 0 | 0 | 0 | 0 | 0 | 0 | 0 | 0 | 0 | 0 | 0 | 0 | 0 | 0 | 0 | 0 | 0 | 0 | 0 | 0 | 0 | 0 | 0 | 0 | 0 | 0 | 0 | 0 | 0
Commercial_Other Health_New_Food Preparation_Natural Gas_Griddle_E10_Baseline Forecast | Commercial | Other Health | New | Food Preparation | Natural Gas | Griddle | E10 |  | Baseline Forecast | 0 | 0 | 0 | 0 | 0 | 0 | 0 | 0 | 0 | 0 | 0 | 0 | 0 | 0 | 0 | 0 | 0 | 0 | 0 | 0 | 0 | 0 | 0 | 0 | 0 | 0 | 0 | 0 | 0 | 0 | 0 | 0 | 0
Commercial_Other Health_New_Food Preparation_Natural Gas_Griddle_Vintage_Baseline Forecast | Commercial | Other Health | New | Food Preparation | Natural Gas | Griddle | Vintage |  | Baseline Forecast | 0 | 0 | 0 | 0 | 0 | 0 | 0 | 0 | 0 | 0 | 0 | 0 | 0 | 0 | 0 | 0 | 0 | 0 | 0 | 0 | 0 | 0 | 0 | 0 | 0 | 0 | 0 | 0 | 0 | 0 | 0 | 0 | 0
Commercial_Other Health_New_Food Preparation_Natural Gas_Range_E1_Baseline Forecast | Commercial | Other Health | New | Food Preparation | Natural Gas | Range | E1 |  | Baseline Forecast | 0 | 597.0835 | 3476.4229 | 5317.129 | 7518.4111 | 9786.7001 | 12065.3876 | 14036.9092 | 15979.9834 | 17967.7584 | 19986.8857 | 21988.8481 | 23957.8236 | 25897.9157 | 27838.8927 | 29771.6845 | 31712.1412 | 33607.1006 | 35424.7858 | 37182.4275 | 38939.7973 | 40732.0278 | 42546.4118 | 44378.5054 | 46228.741 | 48081.9519 | 49941.4856 | 51801.6719 | 53670.0139 | 55542.499 | 57429.2321 | 59319.0906 | 60116.2574
Commercial_Other Health_New_Food Preparation_Natural Gas_Range_E2_Baseline Forecast | Commercial | Other Health | New | Food Preparation | Natural Gas | Range | E2 |  | Baseline Forecast | 0 | 859.2075 | 5004.1007 | 7652.3712 | 10818.3278 | 14081.4692 | 17362.0084 | 20201.9797 | 23002.9678 | 25870.2971 | 28785.3038 | 31679.9916 | 34531.0779 | 37345.3473 | 40165.6043 | 42979.6468 | 45813.5334 | 48581.5336 | 51241.5932 | 53817.2205 | 56395.2488 | 59026.2025 | 61692.6485 | 64388.795 | 67115.4477 | 69852.0203 | 72600.2132 | 75350.8569 | 78113.6855 | 80882.4661 | 83671.5302 | 86460.868 | 87651.4664
Commercial_Other Health_New_Food Preparation_Natural Gas_Range_E3_Baseline Forecast | Commercial | Other Health | New | Food Preparation | Natural Gas | Range | E3 |  | Baseline Forecast | 0 | 0 | 0 | 0 | 0 | 0 | 0 | 0 | 0 | 0 | 0 | 0 | 0 | 0 | 0 | 0 | 0 | 0 | 0 | 0 | 0 | 0 | 0 | 0 | 0 | 0 | 0 | 0 | 0 | 0 | 0 | 0 | 0
Commercial_Other Health_New_Food Preparation_Natural Gas_Range_E4_Baseline Forecast | Commercial | Other Health | New | Food Preparation | Natural Gas | Range | E4 |  | Baseline Forecast | 0 | 0 | 0 | 0 | 0 | 0 | 0 | 0 | 0 | 0 | 0 | 0 | 0 | 0 | 0 | 0 | 0 | 0 | 0 | 0 | 0 | 0 | 0 | 0 | 0 | 0 | 0 | 0 | 0 | 0 | 0 | 0 | 0
Commercial_Other Health_New_Food Preparation_Natural Gas_Range_E5_Baseline Forecast | Commercial | Other Health | New | Food Preparation | Natural Gas | Range | E5 |  | Baseline Forecast | 0 | 0 | 0 | 0 | 0 | 0 | 0 | 0 | 0 | 0 | 0 | 0 | 0 | 0 | 0 | 0 | 0 | 0 | 0 | 0 | 0 | 0 | 0 | 0 | 0 | 0 | 0 | 0 | 0 | 0 | 0 | 0 | 0
Commercial_Other Health_New_Food Preparation_Natural Gas_Range_E6_Baseline Forecast | Commercial | Other Health | New | Food Preparation | Natural Gas | Range | E6 |  | Baseline Forecast | 0 | 0 | 0 | 0 | 0 | 0 | 0 | 0 | 0 | 0 | 0 | 0 | 0 | 0 | 0 | 0 | 0 | 0 | 0 | 0 | 0 | 0 | 0 | 0 | 0 | 0 | 0 | 0 | 0 | 0 | 0 | 0 | 0
Commercial_Other Health_New_Food Preparation_Natural Gas_Range_E7_Baseline Forecast | Commercial | Other Health | New | Food Preparation | Natural Gas | Range | E7 |  | Baseline Forecast | 0 | 0 | 0 | 0 | 0 | 0 | 0 | 0 | 0 | 0 | 0 | 0 | 0 | 0 | 0 | 0 | 0 | 0 | 0 | 0 | 0 | 0 | 0 | 0 | 0 | 0 | 0 | 0 | 0 | 0 | 0 | 0 | 0
Commercial_Other Health_New_Food Preparation_Natural Gas_Range_E8_Baseline Forecast | Commercial | Other Health | New | Food Preparation | Natural Gas | Range | E8 |  | Baseline Forecast | 0 | 0 | 0 | 0 | 0 | 0 | 0 | 0 | 0 | 0 | 0 | 0 | 0 | 0 | 0 | 0 | 0 | 0 | 0 | 0 | 0 | 0 | 0 | 0 | 0 | 0 | 0 | 0 | 0 | 0 | 0 | 0 | 0
Commercial_Other Health_New_Food Preparation_Natural Gas_Range_E9_Baseline Forecast | Commercial | Other Health | New | Food Preparation | Natural Gas | Range | E9 |  | Baseline Forecast | 0 | 0 | 0 | 0 | 0 | 0 | 0 | 0 | 0 | 0 | 0 | 0 | 0 | 0 | 0 | 0 | 0 | 0 | 0 | 0 | 0 | 0 | 0 | 0 | 0 | 0 | 0 | 0 | 0 | 0 | 0 | 0 | 0
Commercial_Other Health_New_Food Preparation_Natural Gas_Range_E10_Baseline Forecast | Commercial | Other Health | New | Food Preparation | Natural Gas | Range | E10 |  | Baseline Forecast | 0 | 0 | 0 | 0 | 0 | 0 | 0 | 0 | 0 | 0 | 0 | 0 | 0 | 0 | 0 | 0 | 0 | 0 | 0 | 0 | 0 | 0 | 0 | 0 | 0 | 0 | 0 | 0 | 0 | 0 | 0 | 0 | 0
Commercial_Other Health_New_Food Preparation_Natural Gas_Range_Vintage_Baseline Forecast | Commercial | Other Health | New | Food Preparation | Natural Gas | Range | Vintage |  | Baseline Forecast | 0 | 0 | 0 | 0 | 0 | 0 | 0 | 0 | 0 | 0 | 0 | 0 | 0 | 0 | 0 | 0 | 0 | 0 | 0 | 0 | 0 | 0 | 0 | 0 | 0 | 0 | 0 | 0 | 0 | 0 | 0 | 0 | 0
Commercial_Other Health_New_Food Preparation_Natural Gas_Steamer_E1_Baseline Forecast | Commercial | Other Health | New | Food Preparation | Natural Gas | Steamer | E1 |  | Baseline Forecast | 0 | 79.9798 | 464.9549 | 464.9549 | 464.9549 | 464.9549 | 464.9549 | 464.9549 | 464.9549 | 464.9549 | 456.0683 | 405.394 | 360.3503 | 320.3113 | 284.7212 | 253.0855 | 224.9649 | 199.9688 | 177.75 | 133.3706 | 0 | 0 | 0 | 0 | 0 | 0 | 0 | 0 | 0 | 0 | 0 | 0 | 0
Commercial_Other Health_New_Food Preparation_Natural Gas_Steamer_E2_Baseline Forecast | Commercial | Other Health | New | Food Preparation | Natural Gas | Steamer | E2 |  | Baseline Forecast | 0 | 80.0521 | 466.9707 | 960.2649 | 1550.0713 | 2157.9208 | 2768.8248 | 3297.5603 | 3818.8858 | 4352.4138 | 4903.513 | 5492.2807 | 6067.0016 | 6629.4978 | 7188.3005 | 7741.5663 | 8294.34 | 8831.7492 | 9346.0279 | 9866.5908 | 10476.3787 | 10962.4429 | 11454.8418 | 11952.4506 | 12455.4053 | 12959.7772 | 13466.1207 | 13972.8054 | 14481.7252 | 14991.7544 | 15505.5783 | 16019.7757 | 16238.2114
Commercial_Other Health_New_Food Preparation_Natural Gas_Steamer_E3_Baseline Forecast | Commercial | Other Health | New | Food Preparation | Natural Gas | Steamer | E3 |  | Baseline Forecast | 0 | 0 | 0 | 0 | 0 | 0 | 0 | 0 | 0 | 0 | 0 | 0 | 0 | 0 | 0 | 0 | 0 | 0 | 0 | 0 | 0 | 0 | 0 | 0 | 0 | 0 | 0 | 0 | 0 | 0 | 0 | 0 | 0
Commercial_Other Health_New_Food Preparation_Natural Gas_Steamer_E4_Baseline Forecast | Commercial | Other Health | New | Food Preparation | Natural Gas | Steamer | E4 |  | Baseline Forecast | 0 | 0 | 0 | 0 | 0 | 0 | 0 | 0 | 0 | 0 | 0 | 0 | 0 | 0 | 0 | 0 | 0 | 0 | 0 | 0 | 0 | 0 | 0 | 0 | 0 | 0 | 0 | 0 | 0 | 0 | 0 | 0 | 0
Commercial_Other Health_New_Food Preparation_Natural Gas_Steamer_E5_Baseline Forecast | Commercial | Other Health | New | Food Preparation | Natural Gas | Steamer | E5 |  | Baseline Forecast | 0 | 0 | 0 | 0 | 0 | 0 | 0 | 0 | 0 | 0 | 0 | 0 | 0 | 0 | 0 | 0 | 0 | 0 | 0 | 0 | 0 | 0 | 0 | 0 | 0 | 0 | 0 | 0 | 0 | 0 | 0 | 0 | 0
Commercial_Other Health_New_Food Preparation_Natural Gas_Steamer_E6_Baseline Forecast | Commercial | Other Health | New | Food Preparation | Natural Gas | Steamer | E6 |  | Baseline Forecast | 0 | 0 | 0 | 0 | 0 | 0 | 0 | 0 | 0 | 0 | 0 | 0 | 0 | 0 | 0 | 0 | 0 | 0 | 0 | 0 | 0 | 0 | 0 | 0 | 0 | 0 | 0 | 0 | 0 | 0 | 0 | 0 | 0
Commercial_Other Health_New_Food Preparation_Natural Gas_Steamer_E7_Baseline Forecast | Commercial | Other Health | New | Food Preparation | Natural Gas | Steamer | E7 |  | Baseline Forecast | 0 | 0 | 0 | 0 | 0 | 0 | 0 | 0 | 0 | 0 | 0 | 0 | 0 | 0 | 0 | 0 | 0 | 0 | 0 | 0 | 0 | 0 | 0 | 0 | 0 | 0 | 0 | 0 | 0 | 0 | 0 | 0 | 0
Commercial_Other Health_New_Food Preparation_Natural Gas_Steamer_E8_Baseline Forecast | Commercial | Other Health | New | Food Preparation | Natural Gas | Steamer | E8 |  | Baseline Forecast | 0 | 0 | 0 | 0 | 0 | 0 | 0 | 0 | 0 | 0 | 0 | 0 | 0 | 0 | 0 | 0 | 0 | 0 | 0 | 0 | 0 | 0 | 0 | 0 | 0 | 0 | 0 | 0 | 0 | 0 | 0 | 0 | 0
Commercial_Other Health_New_Food Preparation_Natural Gas_Steamer_E9_Baseline Forecast | Commercial | Other Health | New | Food Preparation | Natural Gas | Steamer | E9 |  | Baseline Forecast | 0 | 0 | 0 | 0 | 0 | 0 | 0 | 0 | 0 | 0 | 0 | 0 | 0 | 0 | 0 | 0 | 0 | 0 | 0 | 0 | 0 | 0 | 0 | 0 | 0 | 0 | 0 | 0 | 0 | 0 | 0 | 0 | 0
Commercial_Other Health_New_Food Preparation_Natural Gas_Steamer_E10_Baseline Forecast | Commercial | Other Health | New | Food Preparation | Natural Gas | Steamer | E10 |  | Baseline Forecast | 0 | 0 | 0 | 0 | 0 | 0 | 0 | 0 | 0 | 0 | 0 | 0 | 0 | 0 | 0 | 0 | 0 | 0 | 0 | 0 | 0 | 0 | 0 | 0 | 0 | 0 | 0 | 0 | 0 | 0 | 0 | 0 | 0
Commercial_Other Health_New_Food Preparation_Natural Gas_Steamer_Vintage_Baseline Forecast | Commercial | Other Health | New | Food Preparation | Natural Gas | Steamer | Vintage |  | Baseline Forecast | 0 | 0 | 0 | 0 | 0 | 0 | 0 | 0 | 0 | 0 | 0 | 0 | 0 | 0 | 0 | 0 | 0 | 0 | 0 | 0 | 0 | 0 | 0 | 0 | 0 | 0 | 0 | 0 | 0 | 0 | 0 | 0 | 0
Commercial_Other Health_New_Food Preparation_Natural Gas_Food Prep Other_E1_Baseline Forecast | Commercial | Other Health | New | Food Preparation | Natural Gas | Food Prep Other | E1 |  | Baseline Forecast | 0 | 0 | 0 | 0 | 0 | 0 | 0 | 0 | 0 | 0 | 0 | 0 | 0 | 0 | 0 | 0 | 0 | 0 | 0 | 0 | 0 | 0 | 0 | 0 | 0 | 0 | 0 | 0 | 0 | 0 | 0 | 0 | 0
Commercial_Other Health_New_Food Preparation_Natural Gas_Food Prep Other_E2_Baseline Forecast | Commercial | Other Health | New | Food Preparation | Natural Gas | Food Prep Other | E2 |  | Baseline Forecast | 0 | 0 | 0 | 0 | 0 | 0 | 0 | 0 | 0 | 0 | 0 | 0 | 0 | 0 | 0 | 0 | 0 | 0 | 0 | 0 | 0 | 0 | 0 | 0 | 0 | 0 | 0 | 0 | 0 | 0 | 0 | 0 | 0
Commercial_Other Health_New_Food Preparation_Natural Gas_Food Prep Other_E3_Baseline Forecast | Commercial | Other Health | New | Food Preparation | Natural Gas | Food Prep Other | E3 |  | Baseline Forecast | 0 | 0 | 0 | 0 | 0 | 0 | 0 | 0 | 0 | 0 | 0 | 0 | 0 | 0 | 0 | 0 | 0 | 0 | 0 | 0 | 0 | 0 | 0 | 0 | 0 | 0 | 0 | 0 | 0 | 0 | 0 | 0 | 0
Commercial_Other Health_New_Food Preparation_Natural Gas_Food Prep Other_E4_Baseline Forecast | Commercial | Other Health | New | Food Preparation | Natural Gas | Food Prep Other | E4 |  | Baseline Forecast | 0 | 0 | 0 | 0 | 0 | 0 | 0 | 0 | 0 | 0 | 0 | 0 | 0 | 0 | 0 | 0 | 0 | 0 | 0 | 0 | 0 | 0 | 0 | 0 | 0 | 0 | 0 | 0 | 0 | 0 | 0 | 0 | 0
Commercial_Other Health_New_Food Preparation_Natural Gas_Food Prep Other_E5_Baseline Forecast | Commercial | Other Health | New | Food Preparation | Natural Gas | Food Prep Other | E5 |  | Baseline Forecast | 0 | 0 | 0 | 0 | 0 | 0 | 0 | 0 | 0 | 0 | 0 | 0 | 0 | 0 | 0 | 0 | 0 | 0 | 0 | 0 | 0 | 0 | 0 | 0 | 0 | 0 | 0 | 0 | 0 | 0 | 0 | 0 | 0
Commercial_Other Health_New_Food Preparation_Natural Gas_Food Prep Other_E6_Baseline Forecast | Commercial | Other Health | New | Food Preparation | Natural Gas | Food Prep Other | E6 |  | Baseline Forecast | 0 | 0 | 0 | 0 | 0 | 0 | 0 | 0 | 0 | 0 | 0 | 0 | 0 | 0 | 0 | 0 | 0 | 0 | 0 | 0 | 0 | 0 | 0 | 0 | 0 | 0 | 0 | 0 | 0 | 0 | 0 | 0 | 0
Commercial_Other Health_New_Food Preparation_Natural Gas_Food Prep Other_E7_Baseline Forecast | Commercial | Other Health | New | Food Preparation | Natural Gas | Food Prep Other | E7 |  | Baseline Forecast | 0 | 0 | 0 | 0 | 0 | 0 | 0 | 0 | 0 | 0 | 0 | 0 | 0 | 0 | 0 | 0 | 0 | 0 | 0 | 0 | 0 | 0 | 0 | 0 | 0 | 0 | 0 | 0 | 0 | 0 | 0 | 0 | 0
Commercial_Other Health_New_Food Preparation_Natural Gas_Food Prep Other_E8_Baseline Forecast | Commercial | Other Health | New | Food Preparation | Natural Gas | Food Prep Other | E8 |  | Baseline Forecast | 0 | 0 | 0 | 0 | 0 | 0 | 0 | 0 | 0 | 0 | 0 | 0 | 0 | 0 | 0 | 0 | 0 | 0 | 0 | 0 | 0 | 0 | 0 | 0 | 0 | 0 | 0 | 0 | 0 | 0 | 0 | 0 | 0
Commercial_Other Health_New_Food Preparation_Natural Gas_Food Prep Other_E9_Baseline Forecast | Commercial | Other Health | New | Food Preparation | Natural Gas | Food Prep Other | E9 |  | Baseline Forecast | 0 | 0 | 0 | 0 | 0 | 0 | 0 | 0 | 0 | 0 | 0 | 0 | 0 | 0 | 0 | 0 | 0 | 0 | 0 | 0 | 0 | 0 | 0 | 0 | 0 | 0 | 0 | 0 | 0 | 0 | 0 | 0 | 0
Commercial_Other Health_New_Food Preparation_Natural Gas_Food Prep Other_E10_Baseline Forecast | Commercial | Other Health | New | Food Preparation | Natural Gas | Food Prep Other | E10 |  | Baseline Forecast | 0 | 0 | 0 | 0 | 0 | 0 | 0 | 0 | 0 | 0 | 0 | 0 | 0 | 0 | 0 | 0 | 0 | 0 | 0 | 0 | 0 | 0 | 0 | 0 | 0 | 0 | 0 | 0 | 0 | 0 | 0 | 0 | 0
Commercial_Other Health_New_Food Preparation_Natural Gas_Food Prep Other_Vintage_Baseline Forecast | Commercial | Other Health | New | Food Preparation | Natural Gas | Food Prep Other | Vintage |  | Baseline Forecast | 0 | 0 | 0 | 0 | 0 | 0 | 0 | 0 | 0 | 0 | 0 | 0 | 0 | 0 | 0 | 0 | 0 | 0 | 0 | 0 | 0 | 0 | 0 | 0 | 0 | 0 | 0 | 0 | 0 | 0 | 0 | 0 | 0
Commercial_Other Health_New_Miscellaneous_Natural Gas_Pool Heater_E1_Baseline Forecast | Commercial | Other Health | New | Miscellaneous | Natural Gas | Pool Heater | E1 |  | Baseline Forecast | 0 | 0 | 0 | 0 | 0 | 0 | 0 | 0 | 0 | 0 | 0 | 0 | 0 | 0 | 0 | 0 | 0 | 0 | 0 | 0 | 0 | 0 | 0 | 0 | 0 | 0 | 0 | 0 | 0 | 0 | 0 | 0 | 0
Commercial_Other Health_New_Miscellaneous_Natural Gas_Pool Heater_E2_Baseline Forecast | Commercial | Other Health | New | Miscellaneous | Natural Gas | Pool Heater | E2 |  | Baseline Forecast | 0 | 0 | 0 | 0 | 0 | 0 | 0 | 0 | 0 | 0 | 0 | 0 | 0 | 0 | 0 | 0 | 0 | 0 | 0 | 0 | 0 | 0 | 0 | 0 | 0 | 0 | 0 | 0 | 0 | 0 | 0 | 0 | 0
Commercial_Other Health_New_Miscellaneous_Natural Gas_Pool Heater_E3_Baseline Forecast | Commercial | Other Health | New | Miscellaneous | Natural Gas | Pool Heater | E3 |  | Baseline Forecast | 0 | 0 | 0 | 0 | 0 | 0 | 0 | 0 | 0 | 0 | 0 | 0 | 0 | 0 | 0 | 0 | 0 | 0 | 0 | 0 | 0 | 0 | 0 | 0 | 0 | 0 | 0 | 0 | 0 | 0 | 0 | 0 | 0
Commercial_Other Health_New_Miscellaneous_Natural Gas_Pool Heater_E4_Baseline Forecast | Commercial | Other Health | New | Miscellaneous | Natural Gas | Pool Heater | E4 |  | Baseline Forecast | 0 | 0 | 0 | 0 | 0 | 0 | 0 | 0 | 0 | 0 | 0 | 0 | 0 | 0 | 0 | 0 | 0 | 0 | 0 | 0 | 0 | 0 | 0 | 0 | 0 | 0 | 0 | 0 | 0 | 0 | 0 | 0 | 0
Commercial_Other Health_New_Miscellaneous_Natural Gas_Pool Heater_E5_Baseline Forecast | Commercial | Other Health | New | Miscellaneous | Natural Gas | Pool Heater | E5 |  | Baseline Forecast | 0 | 0 | 0 | 0 | 0 | 0 | 0 | 0 | 0 | 0 | 0 | 0 | 0 | 0 | 0 | 0 | 0 | 0 | 0 | 0 | 0 | 0 | 0 | 0 | 0 | 0 | 0 | 0 | 0 | 0 | 0 | 0 | 0
Commercial_Other Health_New_Miscellaneous_Natural Gas_Pool Heater_E6_Baseline Forecast | Commercial | Other Health | New | Miscellaneous | Natural Gas | Pool Heater | E6 |  | Baseline Forecast | 0 | 0 | 0 | 0 | 0 | 0 | 0 | 0 | 0 | 0 | 0 | 0 | 0 | 0 | 0 | 0 | 0 | 0 | 0 | 0 | 0 | 0 | 0 | 0 | 0 | 0 | 0 | 0 | 0 | 0 | 0 | 0 | 0
Commercial_Other Health_New_Miscellaneous_Natural Gas_Pool Heater_E7_Baseline Forecast | Commercial | Other Health | New | Miscellaneous | Natural Gas | Pool Heater | E7 |  | Baseline Forecast | 0 | 0 | 0 | 0 | 0 | 0 | 0 | 0 | 0 | 0 | 0 | 0 | 0 | 0 | 0 | 0 | 0 | 0 | 0 | 0 | 0 | 0 | 0 | 0 | 0 | 0 | 0 | 0 | 0 | 0 | 0 | 0 | 0
Commercial_Other Health_New_Miscellaneous_Natural Gas_Pool Heater_E8_Baseline Forecast | Commercial | Other Health | New | Miscellaneous | Natural Gas | Pool Heater | E8 |  | Baseline Forecast | 0 | 0 | 0 | 0 | 0 | 0 | 0 | 0 | 0 | 0 | 0 | 0 | 0 | 0 | 0 | 0 | 0 | 0 | 0 | 0 | 0 | 0 | 0 | 0 | 0 | 0 | 0 | 0 | 0 | 0 | 0 | 0 | 0
Commercial_Other Health_New_Miscellaneous_Natural Gas_Pool Heater_E9_Baseline Forecast | Commercial | Other Health | New | Miscellaneous | Natural Gas | Pool Heater | E9 |  | Baseline Forecast | 0 | 0 | 0 | 0 | 0 | 0 | 0 | 0 | 0 | 0 | 0 | 0 | 0 | 0 | 0 | 0 | 0 | 0 | 0 | 0 | 0 | 0 | 0 | 0 | 0 | 0 | 0 | 0 | 0 | 0 | 0 | 0 | 0
Commercial_Other Health_New_Miscellaneous_Natural Gas_Pool Heater_E10_Baseline Forecast | Commercial | Other Health | New | Miscellaneous | Natural Gas | Pool Heater | E10 |  | Baseline Forecast | 0 | 0 | 0 | 0 | 0 | 0 | 0 | 0 | 0 | 0 | 0 | 0 | 0 | 0 | 0 | 0 | 0 | 0 | 0 | 0 | 0 | 0 | 0 | 0 | 0 | 0 | 0 | 0 | 0 | 0 | 0 | 0 | 0
Commercial_Other Health_New_Miscellaneous_Natural Gas_Pool Heater_Vintage_Baseline Forecast | Commercial | Other Health | New | Miscellaneous | Natural Gas | Pool Heater | Vintage |  | Baseline Forecast | 0 | 0 | 0 | 0 | 0 | 0 | 0 | 0 | 0 | 0 | 0 | 0 | 0 | 0 | 0 | 0 | 0 | 0 | 0 | 0 | 0 | 0 | 0 | 0 | 0 | 0 | 0 | 0 | 0 | 0 | 0 | 0 | 0
Commercial_Other Health_New_Miscellaneous_Natural Gas_Miscellaneous_E1_Baseline Forecast | Commercial | Other Health | New | Miscellaneous | Natural Gas | Miscellaneous | E1 |  | Baseline Forecast | 0 | 13378.6738 | 77908.9861 | 119148.3753 | 168456.1946 | 219272.4125 | 270343.9901 | 314546.2763 | 358129.0901 | 402732.0261 | 448060.9936 | 493045.6046 | 537326.612 | 581004.0425 | 624744.6097 | 668352.8898 | 712213.8896 | 755051.6283 | 796187.8333 | 835996.7668 | 875825.2588 | 916460.2261 | 957624.7736 | 999224.8698 | 1041271.887 | 1083437.3712 | 1125767.6939 | 1168126.5284 | 1210672.2273 | 1253310.668 | 1296266.3445 | 1339253.2462 | 1357514.4743
Commercial_Other Health_New_Miscellaneous_Natural Gas_Miscellaneous_E2_Baseline Forecast | Commercial | Other Health | New | Miscellaneous | Natural Gas | Miscellaneous | E2 |  | Baseline Forecast | 0 | 0 | 0 | 0 | 0 | 0 | 0 | 0 | 0 | 0 | 0 | 0 | 0 | 0 | 0 | 0 | 0 | 0 | 0 | 0 | 0 | 0 | 0 | 0 | 0 | 0 | 0 | 0 | 0 | 0 | 0 | 0 | 0
Commercial_Other Health_New_Miscellaneous_Natural Gas_Miscellaneous_E3_Baseline Forecast | Commercial | Other Health | New | Miscellaneous | Natural Gas | Miscellaneous | E3 |  | Baseline Forecast | 0 | 0 | 0 | 0 | 0 | 0 | 0 | 0 | 0 | 0 | 0 | 0 | 0 | 0 | 0 | 0 | 0 | 0 | 0 | 0 | 0 | 0 | 0 | 0 | 0 | 0 | 0 | 0 | 0 | 0 | 0 | 0 | 0
Commercial_Other Health_New_Miscellaneous_Natural Gas_Miscellaneous_E4_Baseline Forecast | Commercial | Other Health | New | Miscellaneous | Natural Gas | Miscellaneous | E4 |  | Baseline Forecast | 0 | 0 | 0 | 0 | 0 | 0 | 0 | 0 | 0 | 0 | 0 | 0 | 0 | 0 | 0 | 0 | 0 | 0 | 0 | 0 | 0 | 0 | 0 | 0 | 0 | 0 | 0 | 0 | 0 | 0 | 0 | 0 | 0
Commercial_Other Health_New_Miscellaneous_Natural Gas_Miscellaneous_E5_Baseline Forecast | Commercial | Other Health | New | Miscellaneous | Natural Gas | Miscellaneous | E5 |  | Baseline Forecast | 0 | 0 | 0 | 0 | 0 | 0 | 0 | 0 | 0 | 0 | 0 | 0 | 0 | 0 | 0 | 0 | 0 | 0 | 0 | 0 | 0 | 0 | 0 | 0 | 0 | 0 | 0 | 0 | 0 | 0 | 0 | 0 | 0
Commercial_Other Health_New_Miscellaneous_Natural Gas_Miscellaneous_E6_Baseline Forecast | Commercial | Other Health | New | Miscellaneous | Natural Gas | Miscellaneous | E6 |  | Baseline Forecast | 0 | 0 | 0 | 0 | 0 | 0 | 0 | 0 | 0 | 0 | 0 | 0 | 0 | 0 | 0 | 0 | 0 | 0 | 0 | 0 | 0 | 0 | 0 | 0 | 0 | 0 | 0 | 0 | 0 | 0 | 0 | 0 | 0
Commercial_Other Health_New_Miscellaneous_Natural Gas_Miscellaneous_E7_Baseline Forecast | Commercial | Other Health | New | Miscellaneous | Natural Gas | Miscellaneous | E7 |  | Baseline Forecast | 0 | 0 | 0 | 0 | 0 | 0 | 0 | 0 | 0 | 0 | 0 | 0 | 0 | 0 | 0 | 0 | 0 | 0 | 0 | 0 | 0 | 0 | 0 | 0 | 0 | 0 | 0 | 0 | 0 | 0 | 0 | 0 | 0
Commercial_Other Health_New_Miscellaneous_Natural Gas_Miscellaneous_E8_Baseline Forecast | Commercial | Other Health | New | Miscellaneous | Natural Gas | Miscellaneous | E8 |  | Baseline Forecast | 0 | 0 | 0 | 0 | 0 | 0 | 0 | 0 | 0 | 0 | 0 | 0 | 0 | 0 | 0 | 0 | 0 | 0 | 0 | 0 | 0 | 0 | 0 | 0 | 0 | 0 | 0 | 0 | 0 | 0 | 0 | 0 | 0
Commercial_Other Health_New_Miscellaneous_Natural Gas_Miscellaneous_E9_Baseline Forecast | Commercial | Other Health | New | Miscellaneous | Natural Gas | Miscellaneous | E9 |  | Baseline Forecast | 0 | 0 | 0 | 0 | 0 | 0 | 0 | 0 | 0 | 0 | 0 | 0 | 0 | 0 | 0 | 0 | 0 | 0 | 0 | 0 | 0 | 0 | 0 | 0 | 0 | 0 | 0 | 0 | 0 | 0 | 0 | 0 | 0
Commercial_Other Health_New_Miscellaneous_Natural Gas_Miscellaneous_E10_Baseline Forecast | Commercial | Other Health | New | Miscellaneous | Natural Gas | Miscellaneous | E10 |  | Baseline Forecast | 0 | 0 | 0 | 0 | 0 | 0 | 0 | 0 | 0 | 0 | 0 | 0 | 0 | 0 | 0 | 0 | 0 | 0 | 0 | 0 | 0 | 0 | 0 | 0 | 0 | 0 | 0 | 0 | 0 | 0 | 0 | 0 | 0
Commercial_Other Health_New_Miscellaneous_Natural Gas_Miscellaneous_Vintage_Baseline Forecast | Commercial | Other Health | New | Miscellaneous | Natural Gas | Miscellaneous | Vintage |  | Baseline Forecast | 0 | 0 | 0 | 0 | 0 | 0 | 0 | 0 | 0 | 0 | 0 | 0 | 0 | 0 | 0 | 0 | 0 | 0 | 0 | 0 | 0 | 0 | 0 | 0 | 0 | 0 | 0 | 0 | 0 | 0 | 0 | 0 | 0
Commercial_Lodging_Existing_Space Heating_Natural Gas_Furnace_E1_Baseline Forecast | Commercial | Lodging | Existing | Space Heating | Natural Gas | Furnace | E1 |  | Baseline Forecast | 0 | 4072.8143 | 8467.6134 | 13136.8535 | 22855.3845 | 22793.9625 | 22739.7389 | 22690.9004 | 22643.7178 | 22596.8274 | 22549.7022 | 22502.6402 | 22455.9793 | 22409.8356 | 22363.9179 | 22318.1823 | 22272.4052 | 22227.1443 | 22183.0356 | 21840.1357 | 21195.6749 | 20249.1896 | 18655.412 | 17186.7038 | 15833.2515 | 14586.1404 | 13437.0661 | 12378.3912 | 11402.9951 | 10504.3522 | 9676.3854 | 8913.5877 | 6986.0118
Commercial_Lodging_Existing_Space Heating_Natural Gas_Furnace_E2_Baseline Forecast | Commercial | Lodging | Existing | Space Heating | Natural Gas | Furnace | E2 |  | Baseline Forecast | 0 | 0 | 0 | 0 | 0 | 0 | 0 | 0 | 0 | 0 | 0 | 0 | 0 | 0 | 0 | 0 | 0 | 0 | 0 | 0 | 0 | 0 | 0 | 0 | 0 | 0 | 0 | 0 | 0 | 0 | 0 | 0 | 0
Commercial_Lodging_Existing_Space Heating_Natural Gas_Furnace_E3_Baseline Forecast | Commercial | Lodging | Existing | Space Heating | Natural Gas | Furnace | E3 |  | Baseline Forecast | 0 | 0 | 0 | 0 | 0 | 5299.6813 | 10835.1935 | 13787.1748 | 16841.0877 | 19987.0033 | 23215.8252 | 26519.8528 | 29892.0511 | 33325.8981 | 36814.9836 | 40353.5287 | 43935.8576 | 47558.1134 | 51217.5304 | 54730.6774 | 58121.4816 | 61409.946 | 64793.0438 | 67700.991 | 70162.2415 | 72412.1561 | 74467.4105 | 76343.5053 | 78054.4704 | 79613.3046 | 81031.6525 | 82320.8015 | 85662.6899
Commercial_Lodging_Existing_Space Heating_Natural Gas_Furnace_E4_Baseline Forecast | Commercial | Lodging | Existing | Space Heating | Natural Gas | Furnace | E4 |  | Baseline Forecast | 0 | 0 | 0 | 0 | 0 | 0 | 0 | 0 | 0 | 0 | 0 | 0 | 0 | 0 | 0 | 0 | 0 | 0 | 0 | 0 | 0 | 0 | 0 | 0 | 0 | 0 | 0 | 0 | 0 | 0 | 0 | 0 | 0
Commercial_Lodging_Existing_Space Heating_Natural Gas_Furnace_E5_Baseline Forecast | Commercial | Lodging | Existing | Space Heating | Natural Gas | Furnace | E5 |  | Baseline Forecast | 0 | 0 | 0 | 0 | 0 | 0 | 0 | 2801.3987 | 5699.1211 | 8684.2911 | 11748.4956 | 14884.1797 | 18084.7798 | 21344.2223 | 24656.4019 | 28015.9508 | 31417.6238 | 34857.7834 | 38333.4971 | 41671.7224 | 44895.1033 | 48022.8911 | 51241.1895 | 54382.9746 | 57462.469 | 60284.7614 | 62870.0484 | 65237.1739 | 67403.0082 | 69383.4395 | 71192.5463 | 72844.0636 | 76397.3366
Commercial_Lodging_Existing_Space Heating_Natural Gas_Furnace_E6_Baseline Forecast | Commercial | Lodging | Existing | Space Heating | Natural Gas | Furnace | E6 |  | Baseline Forecast | 0 | 0 | 0 | 0 | 0 | 0 | 0 | 0 | 0 | 0 | 0 | 0 | 0 | 0 | 0 | 0 | 0 | 0 | 0 | 0 | 0 | 0 | 0 | 0 | 0 | 0 | 0 | 0 | 0 | 0 | 0 | 0 | 0
Commercial_Lodging_Existing_Space Heating_Natural Gas_Furnace_E7_Baseline Forecast | Commercial | Lodging | Existing | Space Heating | Natural Gas | Furnace | E7 |  | Baseline Forecast | 0 | 0 | 0 | 0 | 0 | 0 | 0 | 0 | 0 | 0 | 0 | 0 | 0 | 0 | 0 | 0 | 0 | 0 | 0 | 0 | 0 | 0 | 0 | 0 | 0 | 0 | 0 | 0 | 0 | 0 | 0 | 0 | 0
Commercial_Lodging_Existing_Space Heating_Natural Gas_Furnace_E8_Baseline Forecast | Commercial | Lodging | Existing | Space Heating | Natural Gas | Furnace | E8 |  | Baseline Forecast | 0 | 0 | 0 | 0 | 0 | 0 | 0 | 0 | 0 | 0 | 0 | 0 | 0 | 0 | 0 | 0 | 0 | 0 | 0 | 0 | 0 | 0 | 0 | 0 | 0 | 0 | 0 | 0 | 0 | 0 | 0 | 0 | 0
Commercial_Lodging_Existing_Space Heating_Natural Gas_Furnace_E9_Baseline Forecast | Commercial | Lodging | Existing | Space Heating | Natural Gas | Furnace | E9 |  | Baseline Forecast | 0 | 0 | 0 | 0 | 0 | 0 | 0 | 0 | 0 | 0 | 0 | 0 | 0 | 0 | 0 | 0 | 0 | 0 | 0 | 0 | 0 | 0 | 0 | 0 | 0 | 0 | 0 | 0 | 0 | 0 | 0 | 0 | 0
Commercial_Lodging_Existing_Space Heating_Natural Gas_Furnace_E10_Baseline Forecast | Commercial | Lodging | Existing | Space Heating | Natural Gas | Furnace | E10 |  | Baseline Forecast | 0 | 0 | 0 | 0 | 0 | 0 | 0 | 0 | 0 | 0 | 0 | 0 | 0 | 0 | 0 | 0 | 0 | 0 | 0 | 0 | 0 | 0 | 0 | 0 | 0 | 0 | 0 | 0 | 0 | 0 | 0 | 0 | 0
Commercial_Lodging_Existing_Space Heating_Natural Gas_Furnace_Vintage_Baseline Forecast | Commercial | Lodging | Existing | Space Heating | Natural Gas | Furnace | Vintage |  | Baseline Forecast | 203999.8182 | 198889.0989 | 193456.3947 | 187533.7461 | 182504.0211 | 176713.8747 | 170745.3783 | 164602.0144 | 158273.6184 | 151768.1049 | 145098.7766 | 138283.2668 | 131337.8731 | 124276.1191 | 117108.1937 | 109844.8934 | 102495.3531 | 95071.5224 | 87584.176 | 80690.8137 | 74341.8255 | 68491.8009 | 63100.9333 | 58133.1064 | 53555.1263 | 49336.8399 | 45450.1574 | 41869.2461 | 38570.021 | 35530.4094 | 32729.8562 | 30149.7337 | 27830.5234
Commercial_Lodging_Existing_Space Heating_Natural Gas_Boiler_E1_Baseline Forecast | Commercial | Lodging | Existing | Space Heating | Natural Gas | Boiler | E1 |  | Baseline Forecast | 0 | 1359.3186 | 2826.0707 | 4384.4962 | 7764.393 | 7743.5268 | 7725.1061 | 7708.5147 | 7692.4859 | 7676.5564 | 7660.5471 | 7644.5593 | 7628.7077 | 7613.0319 | 7597.4328 | 7581.8956 | 7566.3442 | 7550.9683 | 7535.9837 | 7521.4315 | 7507.092 | 7392.9498 | 7178.2338 | 6863.0238 | 6322.561 | 5824.5624 | 5365.7121 | 4942.9602 | 4553.4634 | 4194.6158 | 3863.9907 | 3559.389 | 3285.5899
Commercial_Lodging_Existing_Space Heating_Natural Gas_Boiler_E2_Baseline Forecast | Commercial | Lodging | Existing | Space Heating | Natural Gas | Boiler | E2 |  | Baseline Forecast | 0 | 0 | 0 | 0 | 0 | 0 | 0 | 0 | 0 | 0 | 0 | 0 | 0 | 0 | 0 | 0 | 0 | 0 | 0 | 0 | 0 | 0 | 0 | 0 | 0 | 0 | 0 | 0 | 0 | 0 | 0 | 0 | 0
Commercial_Lodging_Existing_Space Heating_Natural Gas_Boiler_E3_Baseline Forecast | Commercial | Lodging | Existing | Space Heating | Natural Gas | Boiler | E3 |  | Baseline Forecast | 0 | 1235.7355 | 2569.1948 | 3985.8449 | 7058.0407 | 10415.8433 | 13926.1321 | 17576.9015 | 21354.5037 | 25246.5355 | 29241.6778 | 33330.3022 | 37503.8488 | 41754.3277 | 46073.6747 | 50454.7739 | 54890.5978 | 59376.5434 | 63909.1764 | 68484.4566 | 73096.3313 | 77425.3599 | 81501.4021 | 85351.6358 | 89126.0011 | 92580.8202 | 95741.2431 | 98630.7005 | 101270.2614 | 103679.6285 | 105876.334 | 107877.4513 | 111760.8114
Commercial_Lodging_Existing_Space Heating_Natural Gas_Boiler_E4_Baseline Forecast | Commercial | Lodging | Existing | Space Heating | Natural Gas | Boiler | E4 |  | Baseline Forecast | 0 | 0 | 0 | 0 | 0 | 0 | 0 | 0 | 0 | 0 | 0 | 0 | 0 | 0 | 0 | 0 | 0 | 0 | 0 | 0 | 0 | 0 | 0 | 0 | 0 | 0 | 0 | 0 | 0 | 0 | 0 | 0 | 0
Commercial_Lodging_Existing_Space Heating_Natural Gas_Boiler_E5_Baseline Forecast | Commercial | Lodging | Existing | Space Heating | Natural Gas | Boiler | E5 |  | Baseline Forecast | 0 | 0 | 0 | 0 | 0 | 0 | 0 | 0 | 0 | 0 | 0 | 0 | 0 | 0 | 0 | 0 | 0 | 0 | 0 | 0 | 0 | 0 | 0 | 0 | 0 | 0 | 0 | 0 | 0 | 0 | 0 | 0 | 0
Commercial_Lodging_Existing_Space Heating_Natural Gas_Boiler_E6_Baseline Forecast | Commercial | Lodging | Existing | Space Heating | Natural Gas | Boiler | E6 |  | Baseline Forecast | 0 | 0 | 0 | 0 | 0 | 0 | 0 | 0 | 0 | 0 | 0 | 0 | 0 | 0 | 0 | 0 | 0 | 0 | 0 | 0 | 0 | 0 | 0 | 0 | 0 | 0 | 0 | 0 | 0 | 0 | 0 | 0 | 0
Commercial_Lodging_Existing_Space Heating_Natural Gas_Boiler_E7_Baseline Forecast | Commercial | Lodging | Existing | Space Heating | Natural Gas | Boiler | E7 |  | Baseline Forecast | 0 | 0 | 0 | 0 | 0 | 0 | 0 | 0 | 0 | 0 | 0 | 0 | 0 | 0 | 0 | 0 | 0 | 0 | 0 | 0 | 0 | 0 | 0 | 0 | 0 | 0 | 0 | 0 | 0 | 0 | 0 | 0 | 0
Commercial_Lodging_Existing_Space Heating_Natural Gas_Boiler_E8_Baseline Forecast | Commercial | Lodging | Existing | Space Heating | Natural Gas | Boiler | E8 |  | Baseline Forecast | 0 | 0 | 0 | 0 | 0 | 0 | 0 | 0 | 0 | 0 | 0 | 0 | 0 | 0 | 0 | 0 | 0 | 0 | 0 | 0 | 0 | 0 | 0 | 0 | 0 | 0 | 0 | 0 | 0 | 0 | 0 | 0 | 0
Commercial_Lodging_Existing_Space Heating_Natural Gas_Boiler_E9_Baseline Forecast | Commercial | Lodging | Existing | Space Heating | Natural Gas | Boiler | E9 |  | Baseline Forecast | 0 | 0 | 0 | 0 | 0 | 0 | 0 | 0 | 0 | 0 | 0 | 0 | 0 | 0 | 0 | 0 | 0 | 0 | 0 | 0 | 0 | 0 | 0 | 0 | 0 | 0 | 0 | 0 | 0 | 0 | 0 | 0 | 0
Commercial_Lodging_Existing_Space Heating_Natural Gas_Boiler_E10_Baseline Forecast | Commercial | Lodging | Existing | Space Heating | Natural Gas | Boiler | E10 |  | Baseline Forecast | 0 | 0 | 0 | 0 | 0 | 0 | 0 | 0 | 0 | 0 | 0 | 0 | 0 | 0 | 0 | 0 | 0 | 0 | 0 | 0 | 0 | 0 | 0 | 0 | 0 | 0 | 0 | 0 | 0 | 0 | 0 | 0 | 0
Commercial_Lodging_Existing_Space Heating_Natural Gas_Boiler_Vintage_Baseline Forecast | Commercial | Lodging | Existing | Space Heating | Natural Gas | Boiler | Vintage |  | Baseline Forecast | 141284.251 | 137970.3746 | 134451.3407 | 130608.1914 | 127403.4275 | 123684.2703 | 119854.9766 | 115916.883 | 111861.699 | 107693.8041 | 103421.418 | 99055.9209 | 94607.8615 | 90085.9131 | 85496.4258 | 80846.2576 | 76141.1201 | 71388.8985 | 66596.7674 | 61769.4761 | 56909.2739 | 52431.0323 | 48304.2792 | 44501.3672 | 40996.8861 | 37767.7534 | 34792.4662 | 32051.2494 | 29525.6657 | 27198.8182 | 25054.9719 | 23079.8671 | 21304.4927
Commercial_Lodging_Existing_Space Heating_Natural Gas_Unit Heater_E1_Baseline Forecast | Commercial | Lodging | Existing | Space Heating | Natural Gas | Unit Heater | E1 |  | Baseline Forecast | 0 | 335.7069 | 731.5975 | 1176.386 | 1889.3179 | 1884.2405 | 1879.7582 | 1875.721 | 1871.8207 | 1867.9445 | 1864.049 | 1813.4738 | 1714.3187 | 1566.2586 | 1339.7566 | 1146.0143 | 980.2832 | 838.5352 | 623.4566 | 421.8353 | 234.3067 | 0 | 0 | 0 | 0 | 0 | 0 | 0 | 0 | 0 | 0 | 0 | 0
Commercial_Lodging_Existing_Space Heating_Natural Gas_Unit Heater_E2_Baseline Forecast | Commercial | Lodging | Existing | Space Heating | Natural Gas | Unit Heater | E2 |  | Baseline Forecast | 0 | 0 | 0 | 0 | 0 | 534.1529 | 1099.7176 | 1692.0138 | 2306.757 | 2940.2085 | 3589.1481 | 4188.6601 | 4754.6458 | 5299.3774 | 5862.4897 | 6341.4694 | 6748.4295 | 7093.9561 | 7481.0492 | 7827.6436 | 8136.8592 | 8472.6923 | 8556.8763 | 8626.1761 | 8682.7011 | 8728.33 | 8764.6407 | 8793.0047 | 8814.5487 | 8830.2614 | 8840.9362 | 8847.3274 | 8991.1218
Commercial_Lodging_Existing_Space Heating_Natural Gas_Unit Heater_E3_Baseline Forecast | Commercial | Lodging | Existing | Space Heating | Natural Gas | Unit Heater | E3 |  | Baseline Forecast | 0 | 0 | 0 | 0 | 0 | 0 | 0 | 0 | 0 | 0 | 0 | 0 | 0 | 0 | 0 | 0 | 0 | 0 | 0 | 0 | 0 | 0 | 0 | 0 | 0 | 0 | 0 | 0 | 0 | 0 | 0 | 0 | 0
Commercial_Lodging_Existing_Space Heating_Natural Gas_Unit Heater_E4_Baseline Forecast | Commercial | Lodging | Existing | Space Heating | Natural Gas | Unit Heater | E4 |  | Baseline Forecast | 0 | 0 | 0 | 0 | 0 | 0 | 0 | 0 | 0 | 0 | 0 | 0 | 0 | 0 | 0 | 0 | 0 | 0 | 0 | 0 | 0 | 0 | 0 | 0 | 0 | 0 | 0 | 0 | 0 | 0 | 0 | 0 | 0
Commercial_Lodging_Existing_Space Heating_Natural Gas_Unit Heater_E5_Baseline Forecast | Commercial | Lodging | Existing | Space Heating | Natural Gas | Unit Heater | E5 |  | Baseline Forecast | 0 | 0 | 0 | 0 | 0 | 0 | 0 | 0 | 0 | 0 | 0 | 0 | 0 | 0 | 0 | 0 | 0 | 0 | 0 | 0 | 0 | 0 | 0 | 0 | 0 | 0 | 0 | 0 | 0 | 0 | 0 | 0 | 0
Commercial_Lodging_Existing_Space Heating_Natural Gas_Unit Heater_E6_Baseline Forecast | Commercial | Lodging | Existing | Space Heating | Natural Gas | Unit Heater | E6 |  | Baseline Forecast | 0 | 0 | 0 | 0 | 0 | 0 | 0 | 0 | 0 | 0 | 0 | 0 | 0 | 0 | 0 | 0 | 0 | 0 | 0 | 0 | 0 | 0 | 0 | 0 | 0 | 0 | 0 | 0 | 0 | 0 | 0 | 0 | 0
Commercial_Lodging_Existing_Space Heating_Natural Gas_Unit Heater_E7_Baseline Forecast | Commercial | Lodging | Existing | Space Heating | Natural Gas | Unit Heater | E7 |  | Baseline Forecast | 0 | 0 | 0 | 0 | 0 | 0 | 0 | 0 | 0 | 0 | 0 | 0 | 0 | 0 | 0 | 0 | 0 | 0 | 0 | 0 | 0 | 0 | 0 | 0 | 0 | 0 | 0 | 0 | 0 | 0 | 0 | 0 | 0
Commercial_Lodging_Existing_Space Heating_Natural Gas_Unit Heater_E8_Baseline Forecast | Commercial | Lodging | Existing | Space Heating | Natural Gas | Unit Heater | E8 |  | Baseline Forecast | 0 | 0 | 0 | 0 | 0 | 0 | 0 | 0 | 0 | 0 | 0 | 0 | 0 | 0 | 0 | 0 | 0 | 0 | 0 | 0 | 0 | 0 | 0 | 0 | 0 | 0 | 0 | 0 | 0 | 0 | 0 | 0 | 0
Commercial_Lodging_Existing_Space Heating_Natural Gas_Unit Heater_E9_Baseline Forecast | Commercial | Lodging | Existing | Space Heating | Natural Gas | Unit Heater | E9 |  | Baseline Forecast | 0 | 0 | 0 | 0 | 0 | 0 | 0 | 0 | 0 | 0 | 0 | 0 | 0 | 0 | 0 | 0 | 0 | 0 | 0 | 0 | 0 | 0 | 0 | 0 | 0 | 0 | 0 | 0 | 0 | 0 | 0 | 0 | 0
Commercial_Lodging_Existing_Space Heating_Natural Gas_Unit Heater_E10_Baseline Forecast | Commercial | Lodging | Existing | Space Heating | Natural Gas | Unit Heater | E10 |  | Baseline Forecast | 0 | 0 | 0 | 0 | 0 | 0 | 0 | 0 | 0 | 0 | 0 | 0 | 0 | 0 | 0 | 0 | 0 | 0 | 0 | 0 | 0 | 0 | 0 | 0 | 0 | 0 | 0 | 0 | 0 | 0 | 0 | 0 | 0
Commercial_Lodging_Existing_Space Heating_Natural Gas_Unit Heater_Vintage_Baseline Forecast | Commercial | Lodging | Existing | Space Heating | Natural Gas | Unit Heater | Vintage |  | Baseline Forecast | 9447.8617 | 9064.0862 | 8620.127 | 8117.2893 | 7621.5105 | 7066.8754 | 6483.2289 | 5874.6467 | 5244.1697 | 4595.0817 | 3930.4275 | 3361.9068 | 2875.6591 | 2459.7858 | 2104.0677 | 1799.7984 | 1539.5201 | 1316.9071 | 1126.5375 | 963.7389 | 824.4871 | 705.3498 | 603.4163 | 516.2025 | 441.5836 | 377.7448 | 323.1305 | 276.4095 | 236.4411 | 202.2501 | 173.0007 | 147.9799 | 126.8399
Commercial_Lodging_Existing_Water Heating_Natural Gas_Water Heater_E1_Baseline Forecast | Commercial | Lodging | Existing | Water Heating | Natural Gas | Water Heater | E1 |  | Baseline Forecast | 0 | 2032.0065 | 4649.7028 | 7714.8216 | 12368.1654 | 16113.0707 | 20089.4595 | 24248.4346 | 28547.8651 | 32954.496 | 36450.8443 | 39220.8021 | 41411.4841 | 43140.1206 | 44499.6112 | 45564.3507 | 46393.4338 | 47035.5159 | 47529.8692 | 47907.2369 | 48190.3772 | 48396.9658 | 48541.8922 | 48637.2882 | 48692.8923 | 48716.8586 | 48715.5524 | 48694.1691 | 48656.6503 | 48606.2378 | 48545.2817 | 48476.0394 | 49163.5603
Commercial_Lodging_Existing_Water Heating_Natural Gas_Water Heater_E2_Baseline Forecast | Commercial | Lodging | Existing | Water Heating | Natural Gas | Water Heater | E2 |  | Baseline Forecast | 0 | 17938.0184 | 41046.4727 | 68104.3494 | 109182.2495 | 142241.0055 | 177343.8429 | 214059.0263 | 252014.7805 | 290917.5153 | 321784.796 | 346239.9305 | 365581.7578 | 380845.5341 | 392851.0514 | 402255.6178 | 409580.3297 | 415254.7525 | 419625.9954 | 422963.9934 | 425470.0671 | 427300.2461 | 428585.9254 | 429434.2185 | 429930.8929 | 430148.0719 | 430142.0026 | 429958.7027 | 429632.6787 | 429192.6917 | 428659.1535 | 428051.9343 | 434126.7944
Commercial_Lodging_Existing_Water Heating_Natural Gas_Water Heater_E3_Baseline Forecast | Commercial | Lodging | Existing | Water Heating | Natural Gas | Water Heater | E3 |  | Baseline Forecast | 0 | 0 | 0 | 0 | 0 | 0 | 0 | 0 | 0 | 0 | 0 | 0 | 0 | 0 | 0 | 0 | 0 | 0 | 0 | 0 | 0 | 0 | 0 | 0 | 0 | 0 | 0 | 0 | 0 | 0 | 0 | 0 | 0
Commercial_Lodging_Existing_Water Heating_Natural Gas_Water Heater_E4_Baseline Forecast | Commercial | Lodging | Existing | Water Heating | Natural Gas | Water Heater | E4 |  | Baseline Forecast | 0 | 0 | 0 | 0 | 0 | 0 | 0 | 0 | 0 | 0 | 0 | 0 | 0 | 0 | 0 | 0 | 0 | 0 | 0 | 0 | 0 | 0 | 0 | 0 | 0 | 0 | 0 | 0 | 0 | 0 | 0 | 0 | 0
Commercial_Lodging_Existing_Water Heating_Natural Gas_Water Heater_E5_Baseline Forecast | Commercial | Lodging | Existing | Water Heating | Natural Gas | Water Heater | E5 |  | Baseline Forecast | 0 | 0 | 0 | 0 | 0 | 0 | 0 | 0 | 0 | 0 | 0 | 0 | 0 | 0 | 0 | 0 | 0 | 0 | 0 | 0 | 0 | 0 | 0 | 0 | 0 | 0 | 0 | 0 | 0 | 0 | 0 | 0 | 0
Commercial_Lodging_Existing_Water Heating_Natural Gas_Water Heater_E6_Baseline Forecast | Commercial | Lodging | Existing | Water Heating | Natural Gas | Water Heater | E6 |  | Baseline Forecast | 0 | 0 | 0 | 0 | 0 | 0 | 0 | 0 | 0 | 0 | 0 | 0 | 0 | 0 | 0 | 0 | 0 | 0 | 0 | 0 | 0 | 0 | 0 | 0 | 0 | 0 | 0 | 0 | 0 | 0 | 0 | 0 | 0
Commercial_Lodging_Existing_Water Heating_Natural Gas_Water Heater_E7_Baseline Forecast | Commercial | Lodging | Existing | Water Heating | Natural Gas | Water Heater | E7 |  | Baseline Forecast | 0 | 0 | 0 | 0 | 0 | 0 | 0 | 0 | 0 | 0 | 0 | 0 | 0 | 0 | 0 | 0 | 0 | 0 | 0 | 0 | 0 | 0 | 0 | 0 | 0 | 0 | 0 | 0 | 0 | 0 | 0 | 0 | 0
Commercial_Lodging_Existing_Water Heating_Natural Gas_Water Heater_E8_Baseline Forecast | Commercial | Lodging | Existing | Water Heating | Natural Gas | Water Heater | E8 |  | Baseline Forecast | 0 | 0 | 0 | 0 | 0 | 0 | 0 | 0 | 0 | 0 | 0 | 0 | 0 | 0 | 0 | 0 | 0 | 0 | 0 | 0 | 0 | 0 | 0 | 0 | 0 | 0 | 0 | 0 | 0 | 0 | 0 | 0 | 0
Commercial_Lodging_Existing_Water Heating_Natural Gas_Water Heater_E9_Baseline Forecast | Commercial | Lodging | Existing | Water Heating | Natural Gas | Water Heater | E9 |  | Baseline Forecast | 0 | 0 | 0 | 0 | 0 | 0 | 0 | 0 | 0 | 0 | 0 | 0 | 0 | 0 | 0 | 0 | 0 | 0 | 0 | 0 | 0 | 0 | 0 | 0 | 0 | 0 | 0 | 0 | 0 | 0 | 0 | 0 | 0
Commercial_Lodging_Existing_Water Heating_Natural Gas_Water Heater_E10_Baseline Forecast | Commercial | Lodging | Existing | Water Heating | Natural Gas | Water Heater | E10 |  | Baseline Forecast | 0 | 0 | 0 | 0 | 0 | 0 | 0 | 0 | 0 | 0 | 0 | 0 | 0 | 0 | 0 | 0 | 0 | 0 | 0 | 0 | 0 | 0 | 0 | 0 | 0 | 0 | 0 | 0 | 0 | 0 | 0 | 0 | 0
Commercial_Lodging_Existing_Water Heating_Natural Gas_Water Heater_Vintage_Baseline Forecast | Commercial | Lodging | Existing | Water Heating | Natural Gas | Water Heater | Vintage |  | Baseline Forecast | 501803.6871 | 479280.5983 | 451001.3839 | 417795.2237 | 383597.6184 | 345436.4118 | 305158.7402 | 263205.1553 | 219907.1447 | 175561.4102 | 140156.2249 | 111890.9711 | 89327.1654 | 71314.8893 | 56935.0122 | 45454.8613 | 36289.3025 | 28972.4458 | 23131.961 | 18469.834 | 14747.6972 | 11775.5627 | 9402.2319 | 7507.0758 | 5993.7747 | 4785.45 | 3820.6648 | 3050.3578 | 2435.3288 | 1944.2855 | 1552.2298 | 1239.2174 | 991.3739
Commercial_Lodging_Existing_Food Preparation_Natural Gas_Oven_E1_Baseline Forecast | Commercial | Lodging | Existing | Food Preparation | Natural Gas | Oven | E1 |  | Baseline Forecast | 0 | 1520.0551 | 3149.8189 | 4863.0503 | 7315.9358 | 9183.5463 | 11102.8145 | 13064.4006 | 15058.232 | 17076.5979 | 18742.957 | 20116.775 | 21247.1238 | 22174.0456 | 22932.1394 | 23549.7962 | 24046.722 | 24446.915 | 24766.9434 | 25018.75 | 25218.0934 | 25371.3383 | 25485.9841 | 25568.4954 | 25624.4027 | 25658.454 | 25674.3999 | 25675.6025 | 25664.3475 | 25643.6823 | 25615.6062 | 25580.6835 | 25945.2919
Commercial_Lodging_Existing_Food Preparation_Natural Gas_Oven_E2_Baseline Forecast | Commercial | Lodging | Existing | Food Preparation | Natural Gas | Oven | E2 |  | Baseline Forecast | 0 | 2187.4826 | 4534.719 | 6999.5038 | 10526.1904 | 13212.8589 | 15978.1631 | 18807.969 | 21688.6887 | 24609.109 | 27026.1679 | 29024.8688 | 30676.6623 | 32041.4741 | 33166.8886 | 34093.2696 | 34857.5791 | 35484.9042 | 36000.0638 | 36424.4787 | 36768.0377 | 37045.0636 | 37266.3111 | 37440.8367 | 37576.0632 | 37678.5517 | 37753.749 | 37806.1013 | 37839.4843 | 37856.152 | 37858.1404 | 37848.7766 | 38427.3929
Commercial_Lodging_Existing_Food Preparation_Natural Gas_Oven_E3_Baseline Forecast | Commercial | Lodging | Existing | Food Preparation | Natural Gas | Oven | E3 |  | Baseline Forecast | 0 | 0 | 0 | 0 | 0 | 0 | 0 | 0 | 0 | 0 | 0 | 0 | 0 | 0 | 0 | 0 | 0 | 0 | 0 | 0 | 0 | 0 | 0 | 0 | 0 | 0 | 0 | 0 | 0 | 0 | 0 | 0 | 0
Commercial_Lodging_Existing_Food Preparation_Natural Gas_Oven_E4_Baseline Forecast | Commercial | Lodging | Existing | Food Preparation | Natural Gas | Oven | E4 |  | Baseline Forecast | 0 | 0 | 0 | 0 | 0 | 0 | 0 | 0 | 0 | 0 | 0 | 0 | 0 | 0 | 0 | 0 | 0 | 0 | 0 | 0 | 0 | 0 | 0 | 0 | 0 | 0 | 0 | 0 | 0 | 0 | 0 | 0 | 0
Commercial_Lodging_Existing_Food Preparation_Natural Gas_Oven_E5_Baseline Forecast | Commercial | Lodging | Existing | Food Preparation | Natural Gas | Oven | E5 |  | Baseline Forecast | 0 | 0 | 0 | 0 | 0 | 0 | 0 | 0 | 0 | 0 | 0 | 0 | 0 | 0 | 0 | 0 | 0 | 0 | 0 | 0 | 0 | 0 | 0 | 0 | 0 | 0 | 0 | 0 | 0 | 0 | 0 | 0 | 0
Commercial_Lodging_Existing_Food Preparation_Natural Gas_Oven_E6_Baseline Forecast | Commercial | Lodging | Existing | Food Preparation | Natural Gas | Oven | E6 |  | Baseline Forecast | 0 | 0 | 0 | 0 | 0 | 0 | 0 | 0 | 0 | 0 | 0 | 0 | 0 | 0 | 0 | 0 | 0 | 0 | 0 | 0 | 0 | 0 | 0 | 0 | 0 | 0 | 0 | 0 | 0 | 0 | 0 | 0 | 0
Commercial_Lodging_Existing_Food Preparation_Natural Gas_Oven_E7_Baseline Forecast | Commercial | Lodging | Existing | Food Preparation | Natural Gas | Oven | E7 |  | Baseline Forecast | 0 | 0 | 0 | 0 | 0 | 0 | 0 | 0 | 0 | 0 | 0 | 0 | 0 | 0 | 0 | 0 | 0 | 0 | 0 | 0 | 0 | 0 | 0 | 0 | 0 | 0 | 0 | 0 | 0 | 0 | 0 | 0 | 0
Commercial_Lodging_Existing_Food Preparation_Natural Gas_Oven_E8_Baseline Forecast | Commercial | Lodging | Existing | Food Preparation | Natural Gas | Oven | E8 |  | Baseline Forecast | 0 | 0 | 0 | 0 | 0 | 0 | 0 | 0 | 0 | 0 | 0 | 0 | 0 | 0 | 0 | 0 | 0 | 0 | 0 | 0 | 0 | 0 | 0 | 0 | 0 | 0 | 0 | 0 | 0 | 0 | 0 | 0 | 0
Commercial_Lodging_Existing_Food Preparation_Natural Gas_Oven_E9_Baseline Forecast | Commercial | Lodging | Existing | Food Preparation | Natural Gas | Oven | E9 |  | Baseline Forecast | 0 | 0 | 0 | 0 | 0 | 0 | 0 | 0 | 0 | 0 | 0 | 0 | 0 | 0 | 0 | 0 | 0 | 0 | 0 | 0 | 0 | 0 | 0 | 0 | 0 | 0 | 0 | 0 | 0 | 0 | 0 | 0 | 0
Commercial_Lodging_Existing_Food Preparation_Natural Gas_Oven_E10_Baseline Forecast | Commercial | Lodging | Existing | Food Preparation | Natural Gas | Oven | E10 |  | Baseline Forecast | 0 | 0 | 0 | 0 | 0 | 0 | 0 | 0 | 0 | 0 | 0 | 0 | 0 | 0 | 0 | 0 | 0 | 0 | 0 | 0 | 0 | 0 | 0 | 0 | 0 | 0 | 0 | 0 | 0 | 0 | 0 | 0 | 0
Commercial_Lodging_Existing_Food Preparation_Natural Gas_Oven_Vintage_Baseline Forecast | Commercial | Lodging | Existing | Food Preparation | Natural Gas | Oven | Vintage |  | Baseline Forecast | 67076.9516 | 63028.1415 | 58709.869 | 54119.7209 | 49681.8699 | 44946.1255 | 40101.3548 | 35165.6741 | 30151.7267 | 25074.4073 | 20851.7627 | 17340.2036 | 14420.2062 | 11992.1457 | 9972.9782 | 8293.819 | 6897.3395 | 5736.1026 | 4770.5996 | 3967.8229 | 3300.2152 | 2744.9124 | 2283.0033 | 1898.7822 | 1579.1869 | 1313.3627 | 1092.269 | 908.3855 | 755.4501 | 628.2565 | 522.4705 | 434.4922 | 362.0768
Commercial_Lodging_Existing_Food Preparation_Natural Gas_Conveyor Oven_E1_Baseline Forecast | Commercial | Lodging | Existing | Food Preparation | Natural Gas | Conveyor Oven | E1 |  | Baseline Forecast | 0 | 321.8576 | 736.3721 | 1221.7724 | 2088.7796 | 2681.3436 | 3310.3409 | 3968.0311 | 4647.675 | 5343.996 | 6052.8027 | 6770.9222 | 7495.8677 | 8225.6444 | 8958.5498 | 9693.2735 | 10428.6901 | 11009.9727 | 11468.5465 | 11829.3004 | 12111.3516 | 12330.5322 | 12498.8351 | 12626.7967 | 12722.4893 | 12791.9471 | 12841.6693 | 12875.1874 | 12895.7939 | 12906.1669 | 12908.3737 | 12904.1588 | 13098.7959
Commercial_Lodging_Existing_Food Preparation_Natural Gas_Conveyor Oven_E2_Baseline Forecast | Commercial | Lodging | Existing | Food Preparation | Natural Gas | Conveyor Oven | E2 |  | Baseline Forecast | 0 | 463.2681 | 1060.1824 | 1759.0739 | 3007.4132 | 3860.9396 | 4767.5971 | 5716.2046 | 6697.1767 | 7702.9211 | 8727.413 | 9766.0541 | 10815.2868 | 11872.2503 | 12934.4523 | 13999.9904 | 15067.207 | 15912.0879 | 16580.1222 | 17107.4095 | 17522.5169 | 17847.2918 | 18100.2652 | 18295.4228 | 18444.2923 | 18556.754 | 18638.9234 | 18697.4241 | 18736.9121 | 18761.1422 | 18772.9984 | 18774.952 | 19066.2926
Commercial_Lodging_Existing_Food Preparation_Natural Gas_Conveyor Oven_E3_Baseline Forecast | Commercial | Lodging | Existing | Food Preparation | Natural Gas | Conveyor Oven | E3 |  | Baseline Forecast | 0 | 0 | 0 | 0 | 0 | 0 | 0 | 0 | 0 | 0 | 0 | 0 | 0 | 0 | 0 | 0 | 0 | 0 | 0 | 0 | 0 | 0 | 0 | 0 | 0 | 0 | 0 | 0 | 0 | 0 | 0 | 0 | 0
Commercial_Lodging_Existing_Food Preparation_Natural Gas_Conveyor Oven_E4_Baseline Forecast | Commercial | Lodging | Existing | Food Preparation | Natural Gas | Conveyor Oven | E4 |  | Baseline Forecast | 0 | 0 | 0 | 0 | 0 | 0 | 0 | 0 | 0 | 0 | 0 | 0 | 0 | 0 | 0 | 0 | 0 | 0 | 0 | 0 | 0 | 0 | 0 | 0 | 0 | 0 | 0 | 0 | 0 | 0 | 0 | 0 | 0
Commercial_Lodging_Existing_Food Preparation_Natural Gas_Conveyor Oven_E5_Baseline Forecast | Commercial | Lodging | Existing | Food Preparation | Natural Gas | Conveyor Oven | E5 |  | Baseline Forecast | 0 | 0 | 0 | 0 | 0 | 0 | 0 | 0 | 0 | 0 | 0 | 0 | 0 | 0 | 0 | 0 | 0 | 0 | 0 | 0 | 0 | 0 | 0 | 0 | 0 | 0 | 0 | 0 | 0 | 0 | 0 | 0 | 0
Commercial_Lodging_Existing_Food Preparation_Natural Gas_Conveyor Oven_E6_Baseline Forecast | Commercial | Lodging | Existing | Food Preparation | Natural Gas | Conveyor Oven | E6 |  | Baseline Forecast | 0 | 0 | 0 | 0 | 0 | 0 | 0 | 0 | 0 | 0 | 0 | 0 | 0 | 0 | 0 | 0 | 0 | 0 | 0 | 0 | 0 | 0 | 0 | 0 | 0 | 0 | 0 | 0 | 0 | 0 | 0 | 0 | 0
Commercial_Lodging_Existing_Food Preparation_Natural Gas_Conveyor Oven_E7_Baseline Forecast | Commercial | Lodging | Existing | Food Preparation | Natural Gas | Conveyor Oven | E7 |  | Baseline Forecast | 0 | 0 | 0 | 0 | 0 | 0 | 0 | 0 | 0 | 0 | 0 | 0 | 0 | 0 | 0 | 0 | 0 | 0 | 0 | 0 | 0 | 0 | 0 | 0 | 0 | 0 | 0 | 0 | 0 | 0 | 0 | 0 | 0
Commercial_Lodging_Existing_Food Preparation_Natural Gas_Conveyor Oven_E8_Baseline Forecast | Commercial | Lodging | Existing | Food Preparation | Natural Gas | Conveyor Oven | E8 |  | Baseline Forecast | 0 | 0 | 0 | 0 | 0 | 0 | 0 | 0 | 0 | 0 | 0 | 0 | 0 | 0 | 0 | 0 | 0 | 0 | 0 | 0 | 0 | 0 | 0 | 0 | 0 | 0 | 0 | 0 | 0 | 0 | 0 | 0 | 0
Commercial_Lodging_Existing_Food Preparation_Natural Gas_Conveyor Oven_E9_Baseline Forecast | Commercial | Lodging | Existing | Food Preparation | Natural Gas | Conveyor Oven | E9 |  | Baseline Forecast | 0 | 0 | 0 | 0 | 0 | 0 | 0 | 0 | 0 | 0 | 0 | 0 | 0 | 0 | 0 | 0 | 0 | 0 | 0 | 0 | 0 | 0 | 0 | 0 | 0 | 0 | 0 | 0 | 0 | 0 | 0 | 0 | 0
Commercial_Lodging_Existing_Food Preparation_Natural Gas_Conveyor Oven_E10_Baseline Forecast | Commercial | Lodging | Existing | Food Preparation | Natural Gas | Conveyor Oven | E10 |  | Baseline Forecast | 0 | 0 | 0 | 0 | 0 | 0 | 0 | 0 | 0 | 0 | 0 | 0 | 0 | 0 | 0 | 0 | 0 | 0 | 0 | 0 | 0 | 0 | 0 | 0 | 0 | 0 | 0 | 0 | 0 | 0 | 0 | 0 | 0
Commercial_Lodging_Existing_Food Preparation_Natural Gas_Conveyor Oven_Vintage_Baseline Forecast | Commercial | Lodging | Existing | Food Preparation | Natural Gas | Conveyor Oven | Vintage |  | Baseline Forecast | 33538.4758 | 32582.714 | 31400.6489 | 30010.2912 | 28665.8053 | 27128.9821 | 25513.2282 | 23834.7862 | 22104.472 | 20333.14 | 18530.2281 | 16703.9475 | 14860.8417 | 13005.938 | 11143.001 | 9275.1785 | 7404.9232 | 5911.9003 | 4720.1347 | 3768.816 | 3009.3046 | 2402.8331 | 1918.549 | 1531.8377 | 1223.0448 | 976.4831 | 779.6162 | 622.4332 | 496.935 | 396.7363 | 316.7364 | 252.8654 | 202.2923
Commercial_Lodging_Existing_Food Preparation_Natural Gas_Double Rack Oven_E1_Baseline Forecast | Commercial | Lodging | Existing | Food Preparation | Natural Gas | Double Rack Oven | E1 |  | Baseline Forecast | 0 | 455.951 | 1042.9066 | 1730.637 | 2827.7474 | 3667.7062 | 4558.5146 | 5489.3249 | 6450.4291 | 7434.3791 | 8435.2245 | 9448.5188 | 10250.3006 | 10883.1804 | 11380.8377 | 11769.4669 | 12071.3945 | 12302.691 | 12478.9313 | 12611.1948 | 12706.8193 | 12775.8368 | 12822.3719 | 12851.207 | 12866.2901 | 12870.7202 | 12866.714 | 12856.1999 | 12841.0033 | 12822.0151 | 12800.045 | 12775.5518 | 12950.3832
Commercial_Lodging_Existing_Food Preparation_Natural Gas_Double Rack Oven_E2_Baseline Forecast | Commercial | Lodging | Existing | Food Preparation | Natural Gas | Double Rack Oven | E2 |  | Baseline Forecast | 0 | 656.3103 | 1502.2124 | 2492.2286 | 4070.6671 | 5280.1997 | 6565.6642 | 7911.1287 | 9303.2268 | 10731.1951 | 12186.5184 | 13662.6296 | 14834.6792 | 15764.3332 | 16500.6934 | 17083.8309 | 17544.0626 | 17908.3204 | 18195.6766 | 18422.2098 | 18601.2071 | 18738.7485 | 18844.0693 | 18923.2154 | 18980.9046 | 19021.225 | 19047.6004 | 19062.688 | 19068.1611 | 19066.0092 | 19057.5362 | 19044.2349 | 19327.246
Commercial_Lodging_Existing_Food Preparation_Natural Gas_Double Rack Oven_E3_Baseline Forecast | Commercial | Lodging | Existing | Food Preparation | Natural Gas | Double Rack Oven | E3 |  | Baseline Forecast | 0 | 0 | 0 | 0 | 0 | 0 | 0 | 0 | 0 | 0 | 0 | 0 | 0 | 0 | 0 | 0 | 0 | 0 | 0 | 0 | 0 | 0 | 0 | 0 | 0 | 0 | 0 | 0 | 0 | 0 | 0 | 0 | 0
Commercial_Lodging_Existing_Food Preparation_Natural Gas_Double Rack Oven_E4_Baseline Forecast | Commercial | Lodging | Existing | Food Preparation | Natural Gas | Double Rack Oven | E4 |  | Baseline Forecast | 0 | 0 | 0 | 0 | 0 | 0 | 0 | 0 | 0 | 0 | 0 | 0 | 0 | 0 | 0 | 0 | 0 | 0 | 0 | 0 | 0 | 0 | 0 | 0 | 0 | 0 | 0 | 0 | 0 | 0 | 0 | 0 | 0
Commercial_Lodging_Existing_Food Preparation_Natural Gas_Double Rack Oven_E5_Baseline Forecast | Commercial | Lodging | Existing | Food Preparation | Natural Gas | Double Rack Oven | E5 |  | Baseline Forecast | 0 | 0 | 0 | 0 | 0 | 0 | 0 | 0 | 0 | 0 | 0 | 0 | 0 | 0 | 0 | 0 | 0 | 0 | 0 | 0 | 0 | 0 | 0 | 0 | 0 | 0 | 0 | 0 | 0 | 0 | 0 | 0 | 0
Commercial_Lodging_Existing_Food Preparation_Natural Gas_Double Rack Oven_E6_Baseline Forecast | Commercial | Lodging | Existing | Food Preparation | Natural Gas | Double Rack Oven | E6 |  | Baseline Forecast | 0 | 0 | 0 | 0 | 0 | 0 | 0 | 0 | 0 | 0 | 0 | 0 | 0 | 0 | 0 | 0 | 0 | 0 | 0 | 0 | 0 | 0 | 0 | 0 | 0 | 0 | 0 | 0 | 0 | 0 | 0 | 0 | 0
Commercial_Lodging_Existing_Food Preparation_Natural Gas_Double Rack Oven_E7_Baseline Forecast | Commercial | Lodging | Existing | Food Preparation | Natural Gas | Double Rack Oven | E7 |  | Baseline Forecast | 0 | 0 | 0 | 0 | 0 | 0 | 0 | 0 | 0 | 0 | 0 | 0 | 0 | 0 | 0 | 0 | 0 | 0 | 0 | 0 | 0 | 0 | 0 | 0 | 0 | 0 | 0 | 0 | 0 | 0 | 0 | 0 | 0
Commercial_Lodging_Existing_Food Preparation_Natural Gas_Double Rack Oven_E8_Baseline Forecast | Commercial | Lodging | Existing | Food Preparation | Natural Gas | Double Rack Oven | E8 |  | Baseline Forecast | 0 | 0 | 0 | 0 | 0 | 0 | 0 | 0 | 0 | 0 | 0 | 0 | 0 | 0 | 0 | 0 | 0 | 0 | 0 | 0 | 0 | 0 | 0 | 0 | 0 | 0 | 0 | 0 | 0 | 0 | 0 | 0 | 0
Commercial_Lodging_Existing_Food Preparation_Natural Gas_Double Rack Oven_E9_Baseline Forecast | Commercial | Lodging | Existing | Food Preparation | Natural Gas | Double Rack Oven | E9 |  | Baseline Forecast | 0 | 0 | 0 | 0 | 0 | 0 | 0 | 0 | 0 | 0 | 0 | 0 | 0 | 0 | 0 | 0 | 0 | 0 | 0 | 0 | 0 | 0 | 0 | 0 | 0 | 0 | 0 | 0 | 0 | 0 | 0 | 0 | 0
Commercial_Lodging_Existing_Food Preparation_Natural Gas_Double Rack Oven_E10_Baseline Forecast | Commercial | Lodging | Existing | Food Preparation | Natural Gas | Double Rack Oven | E10 |  | Baseline Forecast | 0 | 0 | 0 | 0 | 0 | 0 | 0 | 0 | 0 | 0 | 0 | 0 | 0 | 0 | 0 | 0 | 0 | 0 | 0 | 0 | 0 | 0 | 0 | 0 | 0 | 0 | 0 | 0 | 0 | 0 | 0 | 0 | 0
Commercial_Lodging_Existing_Food Preparation_Natural Gas_Double Rack Oven_Vintage_Baseline Forecast | Commercial | Lodging | Existing | Food Preparation | Natural Gas | Double Rack Oven | Vintage |  | Baseline Forecast | 33538.4758 | 32255.5783 | 30652.0845 | 28768.2719 | 26863.5836 | 24723.3595 | 22466.9874 | 20118.5683 | 17695.6678 | 15214.4829 | 12688.701 | 10129.7754 | 8087.0164 | 6456.319 | 5154.4721 | 4115.1447 | 3285.3632 | 2622.9495 | 2094.1955 | 1672.1212 | 1335.1467 | 1066.0718 | 851.2081 | 679.6347 | 542.6317 | 433.239 | 345.8945 | 276.1567 | 220.4765 | 176.0211 | 140.5273 | 112.1895 | 89.7516
Commercial_Lodging_Existing_Food Preparation_Natural Gas_Fryer_E1_Baseline Forecast | Commercial | Lodging | Existing | Food Preparation | Natural Gas | Fryer | E1 |  | Baseline Forecast | 0 | 0 | 0 | 0 | 0 | 0 | 0 | 0 | 0 | 0 | 0 | 0 | 0 | 0 | 0 | 0 | 0 | 0 | 0 | 0 | 0 | 0 | 0 | 0 | 0 | 0 | 0 | 0 | 0 | 0 | 0 | 0 | 0
Commercial_Lodging_Existing_Food Preparation_Natural Gas_Fryer_E2_Baseline Forecast | Commercial | Lodging | Existing | Food Preparation | Natural Gas | Fryer | E2 |  | Baseline Forecast | 0 | 0 | 0 | 911.3831 | 4634.4857 | 8475.9102 | 13345.0596 | 19029.0956 | 25356.0674 | 30386.2454 | 34380.5439 | 37548.1503 | 40056.4056 | 42038.7358 | 43600.9263 | 44827.7251 | 45786.3913 | 46532.1289 | 47109.4823 | 47553.2333 | 47889.5348 | 48138.7347 | 48317.8434 | 48440.6898 | 48518.3454 | 48560.0583 | 48573.0624 | 48563.2579 | 48535.1077 | 48492.308 | 48437.5265 | 48373.2945 | 49063.5409
Commercial_Lodging_Existing_Food Preparation_Natural Gas_Fryer_E3_Baseline Forecast | Commercial | Lodging | Existing | Food Preparation | Natural Gas | Fryer | E3 |  | Baseline Forecast | 0 | 0 | 0 | 0 | 0 | 0 | 0 | 0 | 0 | 0 | 0 | 0 | 0 | 0 | 0 | 0 | 0 | 0 | 0 | 0 | 0 | 0 | 0 | 0 | 0 | 0 | 0 | 0 | 0 | 0 | 0 | 0 | 0
Commercial_Lodging_Existing_Food Preparation_Natural Gas_Fryer_E4_Baseline Forecast | Commercial | Lodging | Existing | Food Preparation | Natural Gas | Fryer | E4 |  | Baseline Forecast | 0 | 0 | 0 | 0 | 0 | 0 | 0 | 0 | 0 | 0 | 0 | 0 | 0 | 0 | 0 | 0 | 0 | 0 | 0 | 0 | 0 | 0 | 0 | 0 | 0 | 0 | 0 | 0 | 0 | 0 | 0 | 0 | 0
Commercial_Lodging_Existing_Food Preparation_Natural Gas_Fryer_E5_Baseline Forecast | Commercial | Lodging | Existing | Food Preparation | Natural Gas | Fryer | E5 |  | Baseline Forecast | 0 | 0 | 0 | 0 | 0 | 0 | 0 | 0 | 0 | 0 | 0 | 0 | 0 | 0 | 0 | 0 | 0 | 0 | 0 | 0 | 0 | 0 | 0 | 0 | 0 | 0 | 0 | 0 | 0 | 0 | 0 | 0 | 0
Commercial_Lodging_Existing_Food Preparation_Natural Gas_Fryer_E6_Baseline Forecast | Commercial | Lodging | Existing | Food Preparation | Natural Gas | Fryer | E6 |  | Baseline Forecast | 0 | 0 | 0 | 0 | 0 | 0 | 0 | 0 | 0 | 0 | 0 | 0 | 0 | 0 | 0 | 0 | 0 | 0 | 0 | 0 | 0 | 0 | 0 | 0 | 0 | 0 | 0 | 0 | 0 | 0 | 0 | 0 | 0
Commercial_Lodging_Existing_Food Preparation_Natural Gas_Fryer_E7_Baseline Forecast | Commercial | Lodging | Existing | Food Preparation | Natural Gas | Fryer | E7 |  | Baseline Forecast | 0 | 0 | 0 | 0 | 0 | 0 | 0 | 0 | 0 | 0 | 0 | 0 | 0 | 0 | 0 | 0 | 0 | 0 | 0 | 0 | 0 | 0 | 0 | 0 | 0 | 0 | 0 | 0 | 0 | 0 | 0 | 0 | 0
Commercial_Lodging_Existing_Food Preparation_Natural Gas_Fryer_E8_Baseline Forecast | Commercial | Lodging | Existing | Food Preparation | Natural Gas | Fryer | E8 |  | Baseline Forecast | 0 | 0 | 0 | 0 | 0 | 0 | 0 | 0 | 0 | 0 | 0 | 0 | 0 | 0 | 0 | 0 | 0 | 0 | 0 | 0 | 0 | 0 | 0 | 0 | 0 | 0 | 0 | 0 | 0 | 0 | 0 | 0 | 0
Commercial_Lodging_Existing_Food Preparation_Natural Gas_Fryer_E9_Baseline Forecast | Commercial | Lodging | Existing | Food Preparation | Natural Gas | Fryer | E9 |  | Baseline Forecast | 0 | 0 | 0 | 0 | 0 | 0 | 0 | 0 | 0 | 0 | 0 | 0 | 0 | 0 | 0 | 0 | 0 | 0 | 0 | 0 | 0 | 0 | 0 | 0 | 0 | 0 | 0 | 0 | 0 | 0 | 0 | 0 | 0
Commercial_Lodging_Existing_Food Preparation_Natural Gas_Fryer_E10_Baseline Forecast | Commercial | Lodging | Existing | Food Preparation | Natural Gas | Fryer | E10 |  | Baseline Forecast | 0 | 0 | 0 | 0 | 0 | 0 | 0 | 0 | 0 | 0 | 0 | 0 | 0 | 0 | 0 | 0 | 0 | 0 | 0 | 0 | 0 | 0 | 0 | 0 | 0 | 0 | 0 | 0 | 0 | 0 | 0 | 0 | 0
Commercial_Lodging_Existing_Food Preparation_Natural Gas_Fryer_Vintage_Baseline Forecast | Commercial | Lodging | Existing | Food Preparation | Natural Gas | Fryer | Vintage |  | Baseline Forecast | 50957.6842 | 50698.423 | 50439.1618 | 49214.6863 | 46662.8137 | 42683.5317 | 37692.6813 | 31899.0306 | 25466.1608 | 20330.7405 | 16230.673 | 12957.4392 | 10344.4568 | 8258.5604 | 6593.3109 | 5263.8617 | 4202.452 | 3355.1296 | 2678.7772 | 2138.8835 | 1707.8446 | 1363.6591 | 1088.8175 | 869.3506 | 694.104 | 554.175 | 442.4489 | 353.2441 | 282.0212 | 225.1563 | 179.7547 | 143.5065 | 114.8052
Commercial_Lodging_Existing_Food Preparation_Natural Gas_Broiler_E1_Baseline Forecast | Commercial | Lodging | Existing | Food Preparation | Natural Gas | Broiler | E1 |  | Baseline Forecast | 0 | 1250.4837 | 2860.9797 | 4747.1912 | 7755.5582 | 10059.5474 | 12504.9316 | 15061.7336 | 17703.7558 | 20410.5386 | 23165.7955 | 25957.2123 | 28168.8108 | 29917.6863 | 31296.6456 | 32379.1942 | 33225.2798 | 33881.6437 | 34388.6419 | 34776.7508 | 35068.004 | 35284.0427 | 35438.4922 | 35543.8843 | 35610.3744 | 35646.2052 | 35657.6213 | 35649.8321 | 35627.1809 | 35592.6076 | 35548.4335 | 35496.4975 | 35997.8026
Commercial_Lodging_Existing_Food Preparation_Natural Gas_Broiler_E2_Baseline Forecast | Commercial | Lodging | Existing | Food Preparation | Natural Gas | Broiler | E2 |  | Baseline Forecast | 0 | 439.4637 | 1006.0227 | 1668.9457 | 2725.7538 | 3535.7204 | 4396.9214 | 5298.6454 | 6232.0315 | 7189.8687 | 8166.4649 | 9157.4007 | 9944.8018 | 10570.0089 | 11065.9907 | 11459.9248 | 11771.8487 | 12020.3582 | 12217.7391 | 12374.7786 | 12500.7804 | 12598.5831 | 12674.8604 | 12733.5327 | 12777.6114 | 12809.7735 | 12832.3448 | 12847.083 | 12854.9604 | 12857.4138 | 12855.3333 | 12849.845 | 13044.1767
Commercial_Lodging_Existing_Food Preparation_Natural Gas_Broiler_E3_Baseline Forecast | Commercial | Lodging | Existing | Food Preparation | Natural Gas | Broiler | E3 |  | Baseline Forecast | 0 | 0 | 0 | 0 | 0 | 0 | 0 | 0 | 0 | 0 | 0 | 0 | 0 | 0 | 0 | 0 | 0 | 0 | 0 | 0 | 0 | 0 | 0 | 0 | 0 | 0 | 0 | 0 | 0 | 0 | 0 | 0 | 0
Commercial_Lodging_Existing_Food Preparation_Natural Gas_Broiler_E4_Baseline Forecast | Commercial | Lodging | Existing | Food Preparation | Natural Gas | Broiler | E4 |  | Baseline Forecast | 0 | 0 | 0 | 0 | 0 | 0 | 0 | 0 | 0 | 0 | 0 | 0 | 0 | 0 | 0 | 0 | 0 | 0 | 0 | 0 | 0 | 0 | 0 | 0 | 0 | 0 | 0 | 0 | 0 | 0 | 0 | 0 | 0
Commercial_Lodging_Existing_Food Preparation_Natural Gas_Broiler_E5_Baseline Forecast | Commercial | Lodging | Existing | Food Preparation | Natural Gas | Broiler | E5 |  | Baseline Forecast | 0 | 0 | 0 | 0 | 0 | 0 | 0 | 0 | 0 | 0 | 0 | 0 | 0 | 0 | 0 | 0 | 0 | 0 | 0 | 0 | 0 | 0 | 0 | 0 | 0 | 0 | 0 | 0 | 0 | 0 | 0 | 0 | 0
Commercial_Lodging_Existing_Food Preparation_Natural Gas_Broiler_E6_Baseline Forecast | Commercial | Lodging | Existing | Food Preparation | Natural Gas | Broiler | E6 |  | Baseline Forecast | 0 | 0 | 0 | 0 | 0 | 0 | 0 | 0 | 0 | 0 | 0 | 0 | 0 | 0 | 0 | 0 | 0 | 0 | 0 | 0 | 0 | 0 | 0 | 0 | 0 | 0 | 0 | 0 | 0 | 0 | 0 | 0 | 0
Commercial_Lodging_Existing_Food Preparation_Natural Gas_Broiler_E7_Baseline Forecast | Commercial | Lodging | Existing | Food Preparation | Natural Gas | Broiler | E7 |  | Baseline Forecast | 0 | 0 | 0 | 0 | 0 | 0 | 0 | 0 | 0 | 0 | 0 | 0 | 0 | 0 | 0 | 0 | 0 | 0 | 0 | 0 | 0 | 0 | 0 | 0 | 0 | 0 | 0 | 0 | 0 | 0 | 0 | 0 | 0
Commercial_Lodging_Existing_Food Preparation_Natural Gas_Broiler_E8_Baseline Forecast | Commercial | Lodging | Existing | Food Preparation | Natural Gas | Broiler | E8 |  | Baseline Forecast | 0 | 0 | 0 | 0 | 0 | 0 | 0 | 0 | 0 | 0 | 0 | 0 | 0 | 0 | 0 | 0 | 0 | 0 | 0 | 0 | 0 | 0 | 0 | 0 | 0 | 0 | 0 | 0 | 0 | 0 | 0 | 0 | 0
Commercial_Lodging_Existing_Food Preparation_Natural Gas_Broiler_E9_Baseline Forecast | Commercial | Lodging | Existing | Food Preparation | Natural Gas | Broiler | E9 |  | Baseline Forecast | 0 | 0 | 0 | 0 | 0 | 0 | 0 | 0 | 0 | 0 | 0 | 0 | 0 | 0 | 0 | 0 | 0 | 0 | 0 | 0 | 0 | 0 | 0 | 0 | 0 | 0 | 0 | 0 | 0 | 0 | 0 | 0 | 0
Commercial_Lodging_Existing_Food Preparation_Natural Gas_Broiler_E10_Baseline Forecast | Commercial | Lodging | Existing | Food Preparation | Natural Gas | Broiler | E10 |  | Baseline Forecast | 0 | 0 | 0 | 0 | 0 | 0 | 0 | 0 | 0 | 0 | 0 | 0 | 0 | 0 | 0 | 0 | 0 | 0 | 0 | 0 | 0 | 0 | 0 | 0 | 0 | 0 | 0 | 0 | 0 | 0 | 0 | 0 | 0
Commercial_Lodging_Existing_Food Preparation_Natural Gas_Broiler_Vintage_Baseline Forecast | Commercial | Lodging | Existing | Food Preparation | Natural Gas | Broiler | Vintage |  | Baseline Forecast | 50957.6842 | 49008.4756 | 46572.1594 | 43709.9325 | 40815.9874 | 37564.1741 | 34135.8879 | 30567.7472 | 26886.4409 | 23116.5786 | 19278.9565 | 15390.9765 | 12287.2497 | 9809.601 | 7831.601 | 6252.4679 | 4991.7147 | 3985.2566 | 3181.8784 | 2540.5873 | 2028.595 | 1619.7679 | 1293.3084 | 1032.6233 | 824.4637 | 658.2546 | 525.5452 | 419.5869 | 334.9876 | 267.443 | 213.5144 | 170.4585 | 136.3668
Commercial_Lodging_Existing_Food Preparation_Natural Gas_Griddle_E1_Baseline Forecast | Commercial | Lodging | Existing | Food Preparation | Natural Gas | Griddle | E1 |  | Baseline Forecast | 0 | 3207.7487 | 7339.833 | 7294.2722 | 7294.2722 | 7274.6695 | 7257.3641 | 7241.7773 | 7226.719 | 7211.754 | 7196.714 | 7181.6942 | 6543.5801 | 5224.1073 | 4170.7225 | 3329.7545 | 2658.3398 | 1313.8044 | 0 | 0 | 0 | 0 | 0 | 0 | 0 | 0 | 0 | 0 | 0 | 0 | 0 | 0 | 0
Commercial_Lodging_Existing_Food Preparation_Natural Gas_Griddle_E2_Baseline Forecast | Commercial | Lodging | Existing | Food Preparation | Natural Gas | Griddle | E2 |  | Baseline Forecast | 0 | 1310.274 | 2998.4796 | 9859.0733 | 20727.1943 | 29071.8628 | 37929.2226 | 47191.0727 | 56764.8756 | 66577.0902 | 76569.1251 | 86696.1487 | 95351.9965 | 103018.5064 | 109084.4888 | 113872.7882 | 117640.106 | 121403.7924 | 124600.733 | 126058.1706 | 127173.6889 | 128012.7343 | 128629.5751 | 129068.1965 | 129363.7985 | 129545.5756 | 129636.44 | 129655.0178 | 129615.5207 | 129529.6491 | 129405.9887 | 129252.4668 | 131112.2304
Commercial_Lodging_Existing_Food Preparation_Natural Gas_Griddle_E3_Baseline Forecast | Commercial | Lodging | Existing | Food Preparation | Natural Gas | Griddle | E3 |  | Baseline Forecast | 0 | 0 | 0 | 0 | 0 | 0 | 0 | 0 | 0 | 0 | 0 | 0 | 0 | 0 | 0 | 0 | 0 | 0 | 0 | 0 | 0 | 0 | 0 | 0 | 0 | 0 | 0 | 0 | 0 | 0 | 0 | 0 | 0
Commercial_Lodging_Existing_Food Preparation_Natural Gas_Griddle_E4_Baseline Forecast | Commercial | Lodging | Existing | Food Preparation | Natural Gas | Griddle | E4 |  | Baseline Forecast | 0 | 0 | 0 | 0 | 0 | 0 | 0 | 0 | 0 | 0 | 0 | 0 | 0 | 0 | 0 | 0 | 0 | 0 | 0 | 0 | 0 | 0 | 0 | 0 | 0 | 0 | 0 | 0 | 0 | 0 | 0 | 0 | 0
Commercial_Lodging_Existing_Food Preparation_Natural Gas_Griddle_E5_Baseline Forecast | Commercial | Lodging | Existing | Food Preparation | Natural Gas | Griddle | E5 |  | Baseline Forecast | 0 | 0 | 0 | 0 | 0 | 0 | 0 | 0 | 0 | 0 | 0 | 0 | 0 | 0 | 0 | 0 | 0 | 0 | 0 | 0 | 0 | 0 | 0 | 0 | 0 | 0 | 0 | 0 | 0 | 0 | 0 | 0 | 0
Commercial_Lodging_Existing_Food Preparation_Natural Gas_Griddle_E6_Baseline Forecast | Commercial | Lodging | Existing | Food Preparation | Natural Gas | Griddle | E6 |  | Baseline Forecast | 0 | 0 | 0 | 0 | 0 | 0 | 0 | 0 | 0 | 0 | 0 | 0 | 0 | 0 | 0 | 0 | 0 | 0 | 0 | 0 | 0 | 0 | 0 | 0 | 0 | 0 | 0 | 0 | 0 | 0 | 0 | 0 | 0
Commercial_Lodging_Existing_Food Preparation_Natural Gas_Griddle_E7_Baseline Forecast | Commercial | Lodging | Existing | Food Preparation | Natural Gas | Griddle | E7 |  | Baseline Forecast | 0 | 0 | 0 | 0 | 0 | 0 | 0 | 0 | 0 | 0 | 0 | 0 | 0 | 0 | 0 | 0 | 0 | 0 | 0 | 0 | 0 | 0 | 0 | 0 | 0 | 0 | 0 | 0 | 0 | 0 | 0 | 0 | 0
Commercial_Lodging_Existing_Food Preparation_Natural Gas_Griddle_E8_Baseline Forecast | Commercial | Lodging | Existing | Food Preparation | Natural Gas | Griddle | E8 |  | Baseline Forecast | 0 | 0 | 0 | 0 | 0 | 0 | 0 | 0 | 0 | 0 | 0 | 0 | 0 | 0 | 0 | 0 | 0 | 0 | 0 | 0 | 0 | 0 | 0 | 0 | 0 | 0 | 0 | 0 | 0 | 0 | 0 | 0 | 0
Commercial_Lodging_Existing_Food Preparation_Natural Gas_Griddle_E9_Baseline Forecast | Commercial | Lodging | Existing | Food Preparation | Natural Gas | Griddle | E9 |  | Baseline Forecast | 0 | 0 | 0 | 0 | 0 | 0 | 0 | 0 | 0 | 0 | 0 | 0 | 0 | 0 | 0 | 0 | 0 | 0 | 0 | 0 | 0 | 0 | 0 | 0 | 0 | 0 | 0 | 0 | 0 | 0 | 0 | 0 | 0
Commercial_Lodging_Existing_Food Preparation_Natural Gas_Griddle_E10_Baseline Forecast | Commercial | Lodging | Existing | Food Preparation | Natural Gas | Griddle | E10 |  | Baseline Forecast | 0 | 0 | 0 | 0 | 0 | 0 | 0 | 0 | 0 | 0 | 0 | 0 | 0 | 0 | 0 | 0 | 0 | 0 | 0 | 0 | 0 | 0 | 0 | 0 | 0 | 0 | 0 | 0 | 0 | 0 | 0 | 0 | 0
Commercial_Lodging_Existing_Food Preparation_Natural Gas_Griddle_Vintage_Baseline Forecast | Commercial | Lodging | Existing | Food Preparation | Natural Gas | Griddle | Vintage |  | Baseline Forecast | 136233.8088 | 131022.6592 | 124509.2425 | 116857.1665 | 109120.2929 | 100426.6696 | 91261.2513 | 81721.9365 | 71880.0768 | 61801.4653 | 51541.7001 | 41147.3046 | 32849.586 | 26225.6681 | 20937.5454 | 16715.7815 | 13345.1964 | 10654.4616 | 8506.6546 | 6792.1824 | 5423.3865 | 4330.4 | 3457.6204 | 2760.6869 | 2204.1785 | 1759.8236 | 1405.029 | 1121.7527 | 895.5791 | 715.0006 | 570.8242 | 455.7155 | 364.5724
Commercial_Lodging_Existing_Food Preparation_Natural Gas_Range_E1_Baseline Forecast | Commercial | Lodging | Existing | Food Preparation | Natural Gas | Range | E1 |  | Baseline Forecast | 0 | 33.9371 | 77.6469 | 128.8441 | 206.5846 | 269.1396 | 335.5329 | 404.9517 | 476.6856 | 550.1798 | 608.458 | 654.594 | 691.0373 | 719.728 | 742.2314 | 759.7623 | 773.3355 | 783.76 | 791.6711 | 797.6514 | 802.0611 | 805.1956 | 807.3061 | 808.5943 | 809.233 | 809.3518 | 809.0543 | 808.4198 | 807.5289 | 806.4288 | 805.1761 | 803.8117 | 815.0091
Commercial_Lodging_Existing_Food Preparation_Natural Gas_Range_E2_Baseline Forecast | Commercial | Lodging | Existing | Food Preparation | Natural Gas | Range | E2 |  | Baseline Forecast | 0 | 48.8358 | 111.7573 | 185.4157 | 297.2247 | 387.2157 | 482.8003 | 582.799 | 686.207 | 792.224 | 876.3782 | 943.0864 | 995.8922 | 1037.6327 | 1070.5254 | 1096.3883 | 1116.6114 | 1132.3679 | 1144.624 | 1154.0434 | 1161.1946 | 1166.5022 | 1170.3214 | 1172.9446 | 1174.5951 | 1175.4758 | 1175.7427 | 1175.5288 | 1174.9129 | 1173.9804 | 1172.7689 | 1171.3295 | 1188.1612
Commercial_Lodging_Existing_Food Preparation_Natural Gas_Range_E3_Baseline Forecast | Commercial | Lodging | Existing | Food Preparation | Natural Gas | Range | E3 |  | Baseline Forecast | 0 | 0 | 0 | 0 | 0 | 0 | 0 | 0 | 0 | 0 | 0 | 0 | 0 | 0 | 0 | 0 | 0 | 0 | 0 | 0 | 0 | 0 | 0 | 0 | 0 | 0 | 0 | 0 | 0 | 0 | 0 | 0 | 0
Commercial_Lodging_Existing_Food Preparation_Natural Gas_Range_E4_Baseline Forecast | Commercial | Lodging | Existing | Food Preparation | Natural Gas | Range | E4 |  | Baseline Forecast | 0 | 0 | 0 | 0 | 0 | 0 | 0 | 0 | 0 | 0 | 0 | 0 | 0 | 0 | 0 | 0 | 0 | 0 | 0 | 0 | 0 | 0 | 0 | 0 | 0 | 0 | 0 | 0 | 0 | 0 | 0 | 0 | 0
Commercial_Lodging_Existing_Food Preparation_Natural Gas_Range_E5_Baseline Forecast | Commercial | Lodging | Existing | Food Preparation | Natural Gas | Range | E5 |  | Baseline Forecast | 0 | 0 | 0 | 0 | 0 | 0 | 0 | 0 | 0 | 0 | 0 | 0 | 0 | 0 | 0 | 0 | 0 | 0 | 0 | 0 | 0 | 0 | 0 | 0 | 0 | 0 | 0 | 0 | 0 | 0 | 0 | 0 | 0
Commercial_Lodging_Existing_Food Preparation_Natural Gas_Range_E6_Baseline Forecast | Commercial | Lodging | Existing | Food Preparation | Natural Gas | Range | E6 |  | Baseline Forecast | 0 | 0 | 0 | 0 | 0 | 0 | 0 | 0 | 0 | 0 | 0 | 0 | 0 | 0 | 0 | 0 | 0 | 0 | 0 | 0 | 0 | 0 | 0 | 0 | 0 | 0 | 0 | 0 | 0 | 0 | 0 | 0 | 0
Commercial_Lodging_Existing_Food Preparation_Natural Gas_Range_E7_Baseline Forecast | Commercial | Lodging | Existing | Food Preparation | Natural Gas | Range | E7 |  | Baseline Forecast | 0 | 0 | 0 | 0 | 0 | 0 | 0 | 0 | 0 | 0 | 0 | 0 | 0 | 0 | 0 | 0 | 0 | 0 | 0 | 0 | 0 | 0 | 0 | 0 | 0 | 0 | 0 | 0 | 0 | 0 | 0 | 0 | 0
Commercial_Lodging_Existing_Food Preparation_Natural Gas_Range_E8_Baseline Forecast | Commercial | Lodging | Existing | Food Preparation | Natural Gas | Range | E8 |  | Baseline Forecast | 0 | 0 | 0 | 0 | 0 | 0 | 0 | 0 | 0 | 0 | 0 | 0 | 0 | 0 | 0 | 0 | 0 | 0 | 0 | 0 | 0 | 0 | 0 | 0 | 0 | 0 | 0 | 0 | 0 | 0 | 0 | 0 | 0
Commercial_Lodging_Existing_Food Preparation_Natural Gas_Range_E9_Baseline Forecast | Commercial | Lodging | Existing | Food Preparation | Natural Gas | Range | E9 |  | Baseline Forecast | 0 | 0 | 0 | 0 | 0 | 0 | 0 | 0 | 0 | 0 | 0 | 0 | 0 | 0 | 0 | 0 | 0 | 0 | 0 | 0 | 0 | 0 | 0 | 0 | 0 | 0 | 0 | 0 | 0 | 0 | 0 | 0 | 0
Commercial_Lodging_Existing_Food Preparation_Natural Gas_Range_E10_Baseline Forecast | Commercial | Lodging | Existing | Food Preparation | Natural Gas | Range | E10 |  | Baseline Forecast | 0 | 0 | 0 | 0 | 0 | 0 | 0 | 0 | 0 | 0 | 0 | 0 | 0 | 0 | 0 | 0 | 0 | 0 | 0 | 0 | 0 | 0 | 0 | 0 | 0 | 0 | 0 | 0 | 0 | 0 | 0 | 0 | 0
Commercial_Lodging_Existing_Food Preparation_Natural Gas_Range_Vintage_Baseline Forecast | Commercial | Lodging | Existing | Food Preparation | Natural Gas | Range | Vintage |  | Baseline Forecast | 2079.9055 | 1986.5505 | 1869.3371 | 1731.7023 | 1589.958 | 1431.7852 | 1264.8399 | 1090.9482 | 911.4841 | 727.6773 | 580.9278 | 463.7723 | 370.2485 | 295.5902 | 235.9876 | 188.404 | 150.414 | 120.0867 | 95.8787 | 76.5549 | 61.1271 | 48.808 | 38.9709 | 31.1158 | 24.8434 | 19.835 | 15.8361 | 12.6433 | 10.0941 | 8.0588 | 6.4338 | 5.1364 | 4.1091
Commercial_Lodging_Existing_Food Preparation_Natural Gas_Steamer_E1_Baseline Forecast | Commercial | Lodging | Existing | Food Preparation | Natural Gas | Steamer | E1 |  | Baseline Forecast | 0 | 38.3035 | 81.4182 | 80.9129 | 80.9129 | 80.6954 | 80.5034 | 80.3305 | 80.1635 | 79.9975 | 75.6791 | 67.1299 | 59.5473 | 52.8221 | 46.8568 | 41.5653 | 36.8712 | 32.7078 | 29.0159 | 14.4448 | 0 | 0 | 0 | 0 | 0 | 0 | 0 | 0 | 0 | 0 | 0 | 0 | 0
Commercial_Lodging_Existing_Food Preparation_Natural Gas_Steamer_E2_Baseline Forecast | Commercial | Lodging | Existing | Food Preparation | Natural Gas | Steamer | E2 |  | Baseline Forecast | 0 | 38.3381 | 81.6713 | 176.8204 | 328.5973 | 438.7782 | 555.0714 | 676.7626 | 803.1264 | 933.5323 | 1052.8868 | 1162.9964 | 1260.2063 | 1345.9872 | 1421.6199 | 1488.2506 | 1546.8828 | 1598.4588 | 1643.8297 | 1695.0188 | 1741.5576 | 1769.5871 | 1793.9909 | 1815.1683 | 1833.4754 | 1849.2436 | 1862.7606 | 1874.2861 | 1884.0404 | 1892.2244 | 1899.005 | 1904.5466 | 1939.963
Commercial_Lodging_Existing_Food Preparation_Natural Gas_Steamer_E3_Baseline Forecast | Commercial | Lodging | Existing | Food Preparation | Natural Gas | Steamer | E3 |  | Baseline Forecast | 0 | 0 | 0 | 0 | 0 | 0 | 0 | 0 | 0 | 0 | 0 | 0 | 0 | 0 | 0 | 0 | 0 | 0 | 0 | 0 | 0 | 0 | 0 | 0 | 0 | 0 | 0 | 0 | 0 | 0 | 0 | 0 | 0
Commercial_Lodging_Existing_Food Preparation_Natural Gas_Steamer_E4_Baseline Forecast | Commercial | Lodging | Existing | Food Preparation | Natural Gas | Steamer | E4 |  | Baseline Forecast | 0 | 0 | 0 | 0 | 0 | 0 | 0 | 0 | 0 | 0 | 0 | 0 | 0 | 0 | 0 | 0 | 0 | 0 | 0 | 0 | 0 | 0 | 0 | 0 | 0 | 0 | 0 | 0 | 0 | 0 | 0 | 0 | 0
Commercial_Lodging_Existing_Food Preparation_Natural Gas_Steamer_E5_Baseline Forecast | Commercial | Lodging | Existing | Food Preparation | Natural Gas | Steamer | E5 |  | Baseline Forecast | 0 | 0 | 0 | 0 | 0 | 0 | 0 | 0 | 0 | 0 | 0 | 0 | 0 | 0 | 0 | 0 | 0 | 0 | 0 | 0 | 0 | 0 | 0 | 0 | 0 | 0 | 0 | 0 | 0 | 0 | 0 | 0 | 0
Commercial_Lodging_Existing_Food Preparation_Natural Gas_Steamer_E6_Baseline Forecast | Commercial | Lodging | Existing | Food Preparation | Natural Gas | Steamer | E6 |  | Baseline Forecast | 0 | 0 | 0 | 0 | 0 | 0 | 0 | 0 | 0 | 0 | 0 | 0 | 0 | 0 | 0 | 0 | 0 | 0 | 0 | 0 | 0 | 0 | 0 | 0 | 0 | 0 | 0 | 0 | 0 | 0 | 0 | 0 | 0
Commercial_Lodging_Existing_Food Preparation_Natural Gas_Steamer_E7_Baseline Forecast | Commercial | Lodging | Existing | Food Preparation | Natural Gas | Steamer | E7 |  | Baseline Forecast | 0 | 0 | 0 | 0 | 0 | 0 | 0 | 0 | 0 | 0 | 0 | 0 | 0 | 0 | 0 | 0 | 0 | 0 | 0 | 0 | 0 | 0 | 0 | 0 | 0 | 0 | 0 | 0 | 0 | 0 | 0 | 0 | 0
Commercial_Lodging_Existing_Food Preparation_Natural Gas_Steamer_E8_Baseline Forecast | Commercial | Lodging | Existing | Food Preparation | Natural Gas | Steamer | E8 |  | Baseline Forecast | 0 | 0 | 0 | 0 | 0 | 0 | 0 | 0 | 0 | 0 | 0 | 0 | 0 | 0 | 0 | 0 | 0 | 0 | 0 | 0 | 0 | 0 | 0 | 0 | 0 | 0 | 0 | 0 | 0 | 0 | 0 | 0 | 0
Commercial_Lodging_Existing_Food Preparation_Natural Gas_Steamer_E9_Baseline Forecast | Commercial | Lodging | Existing | Food Preparation | Natural Gas | Steamer | E9 |  | Baseline Forecast | 0 | 0 | 0 | 0 | 0 | 0 | 0 | 0 | 0 | 0 | 0 | 0 | 0 | 0 | 0 | 0 | 0 | 0 | 0 | 0 | 0 | 0 | 0 | 0 | 0 | 0 | 0 | 0 | 0 | 0 | 0 | 0 | 0
Commercial_Lodging_Existing_Food Preparation_Natural Gas_Steamer_E10_Baseline Forecast | Commercial | Lodging | Existing | Food Preparation | Natural Gas | Steamer | E10 |  | Baseline Forecast | 0 | 0 | 0 | 0 | 0 | 0 | 0 | 0 | 0 | 0 | 0 | 0 | 0 | 0 | 0 | 0 | 0 | 0 | 0 | 0 | 0 | 0 | 0 | 0 | 0 | 0 | 0 | 0 | 0 | 0 | 0 | 0 | 0
Commercial_Lodging_Existing_Food Preparation_Natural Gas_Steamer_Vintage_Baseline Forecast | Commercial | Lodging | Existing | Food Preparation | Natural Gas | Steamer | Vintage |  | Baseline Forecast | 2079.9055 | 1992.6818 | 1895.6517 | 1788.2288 | 1684.2572 | 1568.6668 | 1447.5982 | 1321.6059 | 1191.0867 | 1056.5513 | 937.1981 | 831.3264 | 737.4245 | 654.1415 | 580.2677 | 514.7387 | 456.607 | 405.0481 | 359.3283 | 318.7861 | 282.8252 | 250.9187 | 222.6075 | 197.4864 | 175.196 | 155.419 | 137.8725 | 122.3058 | 108.4954 | 96.2435 | 85.3738 | 75.731 | 67.3165
Commercial_Lodging_Existing_Food Preparation_Natural Gas_Food Prep Other_E1_Baseline Forecast | Commercial | Lodging | Existing | Food Preparation | Natural Gas | Food Prep Other | E1 |  | Baseline Forecast | 0 | 0 | 0 | 0 | 0 | 0 | 0 | 0 | 0 | 0 | 0 | 0 | 0 | 0 | 0 | 0 | 0 | 0 | 0 | 0 | 0 | 0 | 0 | 0 | 0 | 0 | 0 | 0 | 0 | 0 | 0 | 0 | 0
Commercial_Lodging_Existing_Food Preparation_Natural Gas_Food Prep Other_E2_Baseline Forecast | Commercial | Lodging | Existing | Food Preparation | Natural Gas | Food Prep Other | E2 |  | Baseline Forecast | 0 | 0 | 0 | 0 | 0 | 0 | 0 | 0 | 0 | 0 | 0 | 0 | 0 | 0 | 0 | 0 | 0 | 0 | 0 | 0 | 0 | 0 | 0 | 0 | 0 | 0 | 0 | 0 | 0 | 0 | 0 | 0 | 0
Commercial_Lodging_Existing_Food Preparation_Natural Gas_Food Prep Other_E3_Baseline Forecast | Commercial | Lodging | Existing | Food Preparation | Natural Gas | Food Prep Other | E3 |  | Baseline Forecast | 0 | 0 | 0 | 0 | 0 | 0 | 0 | 0 | 0 | 0 | 0 | 0 | 0 | 0 | 0 | 0 | 0 | 0 | 0 | 0 | 0 | 0 | 0 | 0 | 0 | 0 | 0 | 0 | 0 | 0 | 0 | 0 | 0
Commercial_Lodging_Existing_Food Preparation_Natural Gas_Food Prep Other_E4_Baseline Forecast | Commercial | Lodging | Existing | Food Preparation | Natural Gas | Food Prep Other | E4 |  | Baseline Forecast | 0 | 0 | 0 | 0 | 0 | 0 | 0 | 0 | 0 | 0 | 0 | 0 | 0 | 0 | 0 | 0 | 0 | 0 | 0 | 0 | 0 | 0 | 0 | 0 | 0 | 0 | 0 | 0 | 0 | 0 | 0 | 0 | 0
Commercial_Lodging_Existing_Food Preparation_Natural Gas_Food Prep Other_E5_Baseline Forecast | Commercial | Lodging | Existing | Food Preparation | Natural Gas | Food Prep Other | E5 |  | Baseline Forecast | 0 | 0 | 0 | 0 | 0 | 0 | 0 | 0 | 0 | 0 | 0 | 0 | 0 | 0 | 0 | 0 | 0 | 0 | 0 | 0 | 0 | 0 | 0 | 0 | 0 | 0 | 0 | 0 | 0 | 0 | 0 | 0 | 0
Commercial_Lodging_Existing_Food Preparation_Natural Gas_Food Prep Other_E6_Baseline Forecast | Commercial | Lodging | Existing | Food Preparation | Natural Gas | Food Prep Other | E6 |  | Baseline Forecast | 0 | 0 | 0 | 0 | 0 | 0 | 0 | 0 | 0 | 0 | 0 | 0 | 0 | 0 | 0 | 0 | 0 | 0 | 0 | 0 | 0 | 0 | 0 | 0 | 0 | 0 | 0 | 0 | 0 | 0 | 0 | 0 | 0
Commercial_Lodging_Existing_Food Preparation_Natural Gas_Food Prep Other_E7_Baseline Forecast | Commercial | Lodging | Existing | Food Preparation | Natural Gas | Food Prep Other | E7 |  | Baseline Forecast | 0 | 0 | 0 | 0 | 0 | 0 | 0 | 0 | 0 | 0 | 0 | 0 | 0 | 0 | 0 | 0 | 0 | 0 | 0 | 0 | 0 | 0 | 0 | 0 | 0 | 0 | 0 | 0 | 0 | 0 | 0 | 0 | 0
Commercial_Lodging_Existing_Food Preparation_Natural Gas_Food Prep Other_E8_Baseline Forecast | Commercial | Lodging | Existing | Food Preparation | Natural Gas | Food Prep Other | E8 |  | Baseline Forecast | 0 | 0 | 0 | 0 | 0 | 0 | 0 | 0 | 0 | 0 | 0 | 0 | 0 | 0 | 0 | 0 | 0 | 0 | 0 | 0 | 0 | 0 | 0 | 0 | 0 | 0 | 0 | 0 | 0 | 0 | 0 | 0 | 0
Commercial_Lodging_Existing_Food Preparation_Natural Gas_Food Prep Other_E9_Baseline Forecast | Commercial | Lodging | Existing | Food Preparation | Natural Gas | Food Prep Other | E9 |  | Baseline Forecast | 0 | 0 | 0 | 0 | 0 | 0 | 0 | 0 | 0 | 0 | 0 | 0 | 0 | 0 | 0 | 0 | 0 | 0 | 0 | 0 | 0 | 0 | 0 | 0 | 0 | 0 | 0 | 0 | 0 | 0 | 0 | 0 | 0
Commercial_Lodging_Existing_Food Preparation_Natural Gas_Food Prep Other_E10_Baseline Forecast | Commercial | Lodging | Existing | Food Preparation | Natural Gas | Food Prep Other | E10 |  | Baseline Forecast | 0 | 0 | 0 | 0 | 0 | 0 | 0 | 0 | 0 | 0 | 0 | 0 | 0 | 0 | 0 | 0 | 0 | 0 | 0 | 0 | 0 | 0 | 0 | 0 | 0 | 0 | 0 | 0 | 0 | 0 | 0 | 0 | 0
Commercial_Lodging_Existing_Food Preparation_Natural Gas_Food Prep Other_Vintage_Baseline Forecast | Commercial | Lodging | Existing | Food Preparation | Natural Gas | Food Prep Other | Vintage |  | Baseline Forecast | 0 | 0 | 0 | 0 | 0 | 0 | 0 | 0 | 0 | 0 | 0 | 0 | 0 | 0 | 0 | 0 | 0 | 0 | 0 | 0 | 0 | 0 | 0 | 0 | 0 | 0 | 0 | 0 | 0 | 0 | 0 | 0 | 0
Commercial_Lodging_Existing_Miscellaneous_Natural Gas_Pool Heater_E1_Baseline Forecast | Commercial | Lodging | Existing | Miscellaneous | Natural Gas | Pool Heater | E1 |  | Baseline Forecast | 0 | 3153.9362 | 7216.9574 | 11974.3879 | 18468.2646 | 24282.7542 | 28905.1263 | 32579.1148 | 35494.011 | 37801.6811 | 39623.8105 | 41058.7115 | 42185.1335 | 43065.706 | 43749.6843 | 44276.7259 | 44678.1075 | 44980.2734 | 45204.755 | 45367.9728 | 45481.505 | 45554.1159 | 45593.5428 | 45606.1991 | 45597.2331 | 45571.138 | 45531.3582 | 45480.7592 | 45421.3967 | 45355.0355 | 45282.82 | 45206.0391 | 45836.8036
Commercial_Lodging_Existing_Miscellaneous_Natural Gas_Pool Heater_E2_Baseline Forecast | Commercial | Lodging | Existing | Miscellaneous | Natural Gas | Pool Heater | E2 |  | Baseline Forecast | 0 | 350.4374 | 801.8842 | 1330.4875 | 2052.0294 | 2698.0838 | 3211.6807 | 3619.9016 | 3943.779 | 4200.1868 | 4402.6456 | 4562.0791 | 4687.2371 | 4785.0784 | 4861.076 | 4919.6362 | 4964.2342 | 4997.8082 | 5022.7506 | 5040.8859 | 5053.5006 | 5061.5684 | 5065.9492 | 5067.3555 | 5066.3592 | 5063.4598 | 5059.0398 | 5053.4177 | 5046.8219 | 5039.4484 | 5031.4244 | 5022.8932 | 5092.9782
Commercial_Lodging_Existing_Miscellaneous_Natural Gas_Pool Heater_E3_Baseline Forecast | Commercial | Lodging | Existing | Miscellaneous | Natural Gas | Pool Heater | E3 |  | Baseline Forecast | 0 | 0 | 0 | 0 | 0 | 0 | 0 | 0 | 0 | 0 | 0 | 0 | 0 | 0 | 0 | 0 | 0 | 0 | 0 | 0 | 0 | 0 | 0 | 0 | 0 | 0 | 0 | 0 | 0 | 0 | 0 | 0 | 0
Commercial_Lodging_Existing_Miscellaneous_Natural Gas_Pool Heater_E4_Baseline Forecast | Commercial | Lodging | Existing | Miscellaneous | Natural Gas | Pool Heater | E4 |  | Baseline Forecast | 0 | 0 | 0 | 0 | 0 | 0 | 0 | 0 | 0 | 0 | 0 | 0 | 0 | 0 | 0 | 0 | 0 | 0 | 0 | 0 | 0 | 0 | 0 | 0 | 0 | 0 | 0 | 0 | 0 | 0 | 0 | 0 | 0
Commercial_Lodging_Existing_Miscellaneous_Natural Gas_Pool Heater_E5_Baseline Forecast | Commercial | Lodging | Existing | Miscellaneous | Natural Gas | Pool Heater | E5 |  | Baseline Forecast | 0 | 0 | 0 | 0 | 0 | 0 | 0 | 0 | 0 | 0 | 0 | 0 | 0 | 0 | 0 | 0 | 0 | 0 | 0 | 0 | 0 | 0 | 0 | 0 | 0 | 0 | 0 | 0 | 0 | 0 | 0 | 0 | 0
Commercial_Lodging_Existing_Miscellaneous_Natural Gas_Pool Heater_E6_Baseline Forecast | Commercial | Lodging | Existing | Miscellaneous | Natural Gas | Pool Heater | E6 |  | Baseline Forecast | 0 | 0 | 0 | 0 | 0 | 0 | 0 | 0 | 0 | 0 | 0 | 0 | 0 | 0 | 0 | 0 | 0 | 0 | 0 | 0 | 0 | 0 | 0 | 0 | 0 | 0 | 0 | 0 | 0 | 0 | 0 | 0 | 0
Commercial_Lodging_Existing_Miscellaneous_Natural Gas_Pool Heater_E7_Baseline Forecast | Commercial | Lodging | Existing | Miscellaneous | Natural Gas | Pool Heater | E7 |  | Baseline Forecast | 0 | 0 | 0 | 0 | 0 | 0 | 0 | 0 | 0 | 0 | 0 | 0 | 0 | 0 | 0 | 0 | 0 | 0 | 0 | 0 | 0 | 0 | 0 | 0 | 0 | 0 | 0 | 0 | 0 | 0 | 0 | 0 | 0
Commercial_Lodging_Existing_Miscellaneous_Natural Gas_Pool Heater_E8_Baseline Forecast | Commercial | Lodging | Existing | Miscellaneous | Natural Gas | Pool Heater | E8 |  | Baseline Forecast | 0 | 0 | 0 | 0 | 0 | 0 | 0 | 0 | 0 | 0 | 0 | 0 | 0 | 0 | 0 | 0 | 0 | 0 | 0 | 0 | 0 | 0 | 0 | 0 | 0 | 0 | 0 | 0 | 0 | 0 | 0 | 0 | 0
Commercial_Lodging_Existing_Miscellaneous_Natural Gas_Pool Heater_E9_Baseline Forecast | Commercial | Lodging | Existing | Miscellaneous | Natural Gas | Pool Heater | E9 |  | Baseline Forecast | 0 | 0 | 0 | 0 | 0 | 0 | 0 | 0 | 0 | 0 | 0 | 0 | 0 | 0 | 0 | 0 | 0 | 0 | 0 | 0 | 0 | 0 | 0 | 0 | 0 | 0 | 0 | 0 | 0 | 0 | 0 | 0 | 0
Commercial_Lodging_Existing_Miscellaneous_Natural Gas_Pool Heater_E10_Baseline Forecast | Commercial | Lodging | Existing | Miscellaneous | Natural Gas | Pool Heater | E10 |  | Baseline Forecast | 0 | 0 | 0 | 0 | 0 | 0 | 0 | 0 | 0 | 0 | 0 | 0 | 0 | 0 | 0 | 0 | 0 | 0 | 0 | 0 | 0 | 0 | 0 | 0 | 0 | 0 | 0 | 0 | 0 | 0 | 0 | 0 | 0
Commercial_Lodging_Existing_Miscellaneous_Natural Gas_Pool Heater_Vintage_Baseline Forecast | Commercial | Lodging | Existing | Miscellaneous | Natural Gas | Pool Heater | Vintage |  | Baseline Forecast | 52834.4122 | 49061.2291 | 44277.9514 | 38667.2942 | 32666.2411 | 26062.7625 | 20800.6103 | 16604.7492 | 13256.1775 | 10582.9814 | 8448.7287 | 6744.8767 | 5384.7125 | 4298.9182 | 3432.0878 | 2740.0552 | 2187.548 | 1746.4821 | 1394.413 | 1113.3763 | 889.0029 | 709.8403 | 566.774 | 452.5325 | 361.3095 | 288.4707 | 230.3127 | 183.878 | 146.8036 | 117.2031 | 93.5696 | 74.701 | 59.7608
Commercial_Lodging_Existing_Miscellaneous_Natural Gas_Miscellaneous_E1_Baseline Forecast | Commercial | Lodging | Existing | Miscellaneous | Natural Gas | Miscellaneous | E1 |  | Baseline Forecast | 0 | 45672.9233 | 99533.8395 | 160047.3173 | 224755.4549 | 268943.5471 | 306605.6695 | 338706.8573 | 366023.9101 | 389234.511 | 408924.4072 | 425607.1226 | 439724.4161 | 451651.4204 | 461701.0865 | 470144.8679 | 477210.8889 | 483110.2885 | 488027.7481 | 492112.3421 | 495474.7707 | 498205.0688 | 500389.0886 | 502103.0999 | 503412.7322 | 504378.4098 | 505050.0765 | 505471.6849 | 505678.1365 | 505700.7123 | 505563.1779 | 505290.184 | 512904.7714
Commercial_Lodging_Existing_Miscellaneous_Natural Gas_Miscellaneous_E2_Baseline Forecast | Commercial | Lodging | Existing | Miscellaneous | Natural Gas | Miscellaneous | E2 |  | Baseline Forecast | 0 | 0 | 0 | 0 | 0 | 0 | 0 | 0 | 0 | 0 | 0 | 0 | 0 | 0 | 0 | 0 | 0 | 0 | 0 | 0 | 0 | 0 | 0 | 0 | 0 | 0 | 0 | 0 | 0 | 0 | 0 | 0 | 0
Commercial_Lodging_Existing_Miscellaneous_Natural Gas_Miscellaneous_E3_Baseline Forecast | Commercial | Lodging | Existing | Miscellaneous | Natural Gas | Miscellaneous | E3 |  | Baseline Forecast | 0 | 0 | 0 | 0 | 0 | 0 | 0 | 0 | 0 | 0 | 0 | 0 | 0 | 0 | 0 | 0 | 0 | 0 | 0 | 0 | 0 | 0 | 0 | 0 | 0 | 0 | 0 | 0 | 0 | 0 | 0 | 0 | 0
Commercial_Lodging_Existing_Miscellaneous_Natural Gas_Miscellaneous_E4_Baseline Forecast | Commercial | Lodging | Existing | Miscellaneous | Natural Gas | Miscellaneous | E4 |  | Baseline Forecast | 0 | 0 | 0 | 0 | 0 | 0 | 0 | 0 | 0 | 0 | 0 | 0 | 0 | 0 | 0 | 0 | 0 | 0 | 0 | 0 | 0 | 0 | 0 | 0 | 0 | 0 | 0 | 0 | 0 | 0 | 0 | 0 | 0
Commercial_Lodging_Existing_Miscellaneous_Natural Gas_Miscellaneous_E5_Baseline Forecast | Commercial | Lodging | Existing | Miscellaneous | Natural Gas | Miscellaneous | E5 |  | Baseline Forecast | 0 | 0 | 0 | 0 | 0 | 0 | 0 | 0 | 0 | 0 | 0 | 0 | 0 | 0 | 0 | 0 | 0 | 0 | 0 | 0 | 0 | 0 | 0 | 0 | 0 | 0 | 0 | 0 | 0 | 0 | 0 | 0 | 0
Commercial_Lodging_Existing_Miscellaneous_Natural Gas_Miscellaneous_E6_Baseline Forecast | Commercial | Lodging | Existing | Miscellaneous | Natural Gas | Miscellaneous | E6 |  | Baseline Forecast | 0 | 0 | 0 | 0 | 0 | 0 | 0 | 0 | 0 | 0 | 0 | 0 | 0 | 0 | 0 | 0 | 0 | 0 | 0 | 0 | 0 | 0 | 0 | 0 | 0 | 0 | 0 | 0 | 0 | 0 | 0 | 0 | 0
Commercial_Lodging_Existing_Miscellaneous_Natural Gas_Miscellaneous_E7_Baseline Forecast | Commercial | Lodging | Existing | Miscellaneous | Natural Gas | Miscellaneous | E7 |  | Baseline Forecast | 0 | 0 | 0 | 0 | 0 | 0 | 0 | 0 | 0 | 0 | 0 | 0 | 0 | 0 | 0 | 0 | 0 | 0 | 0 | 0 | 0 | 0 | 0 | 0 | 0 | 0 | 0 | 0 | 0 | 0 | 0 | 0 | 0
Commercial_Lodging_Existing_Miscellaneous_Natural Gas_Miscellaneous_E8_Baseline Forecast | Commercial | Lodging | Existing | Miscellaneous | Natural Gas | Miscellaneous | E8 |  | Baseline Forecast | 0 | 0 | 0 | 0 | 0 | 0 | 0 | 0 | 0 | 0 | 0 | 0 | 0 | 0 | 0 | 0 | 0 | 0 | 0 | 0 | 0 | 0 | 0 | 0 | 0 | 0 | 0 | 0 | 0 | 0 | 0 | 0 | 0
Commercial_Lodging_Existing_Miscellaneous_Natural Gas_Miscellaneous_E9_Baseline Forecast | Commercial | Lodging | Existing | Miscellaneous | Natural Gas | Miscellaneous | E9 |  | Baseline Forecast | 0 | 0 | 0 | 0 | 0 | 0 | 0 | 0 | 0 | 0 | 0 | 0 | 0 | 0 | 0 | 0 | 0 | 0 | 0 | 0 | 0 | 0 | 0 | 0 | 0 | 0 | 0 | 0 | 0 | 0 | 0 | 0 | 0
Commercial_Lodging_Existing_Miscellaneous_Natural Gas_Miscellaneous_E10_Baseline Forecast | Commercial | Lodging | Existing | Miscellaneous | Natural Gas | Miscellaneous | E10 |  | Baseline Forecast | 0 | 0 | 0 | 0 | 0 | 0 | 0 | 0 | 0 | 0 | 0 | 0 | 0 | 0 | 0 | 0 | 0 | 0 | 0 | 0 | 0 | 0 | 0 | 0 | 0 | 0 | 0 | 0 | 0 | 0 | 0 | 0 | 0
Commercial_Lodging_Existing_Miscellaneous_Natural Gas_Miscellaneous_Vintage_Baseline Forecast | Commercial | Lodging | Existing | Miscellaneous | Natural Gas | Miscellaneous | Vintage |  | Baseline Forecast | 535575.6604 | 487177.849 | 430592.0448 | 366787.9018 | 314389.6301 | 268752.6282 | 229811.4036 | 196558.1429 | 168128.0807 | 143811.362 | 123009.8117 | 105216.9307 | 89998.9332 | 76983.4278 | 65850.5905 | 56327.9331 | 48182.0554 | 41214.9791 | 35257.0199 | 30161.9464 | 25803.8083 | 22075.1919 | 18885.0005 | 16155.4874 | 13820.1546 | 11822.2053 | 10112.9504 | 8650.7337 | 7399.8513 | 6329.7805 | 5414.369 | 4631.2961 | 3969.6824
Commercial_Lodging_New_Space Heating_Natural Gas_Furnace_E1_Baseline Forecast | Commercial | Lodging | New | Space Heating | Natural Gas | Furnace | E1 |  | Baseline Forecast | 0 | 0 | 0 | 0 | 0 | 0 | 0 | 0 | 0 | 0 | 0 | 0 | 0 | 0 | 0 | 0 | 0 | 0 | 0 | 0 | 0 | 0 | 0 | 0 | 0 | 0 | 0 | 0 | 0 | 0 | 0 | 0 | 0
Commercial_Lodging_New_Space Heating_Natural Gas_Furnace_E2_Baseline Forecast | Commercial | Lodging | New | Space Heating | Natural Gas | Furnace | E2 |  | Baseline Forecast | 0 | 0 | 0 | 0 | 0 | 0 | 0 | 0 | 0 | 0 | 0 | 0 | 0 | 0 | 0 | 0 | 0 | 0 | 0 | 0 | 0 | 0 | 0 | 0 | 0 | 0 | 0 | 0 | 0 | 0 | 0 | 0 | 0
Commercial_Lodging_New_Space Heating_Natural Gas_Furnace_E3_Baseline Forecast | Commercial | Lodging | New | Space Heating | Natural Gas | Furnace | E3 |  | Baseline Forecast | 0 | 0 | 0 | 0 | 0 | 0 | 0 | 0 | 0 | 0 | 0 | 0 | 0 | 0 | 0 | 0 | 0 | 0 | 0 | 0 | 0 | 0 | 0 | 0 | 0 | 0 | 0 | 0 | 0 | 0 | 0 | 0 | 0
Commercial_Lodging_New_Space Heating_Natural Gas_Furnace_E4_Baseline Forecast | Commercial | Lodging | New | Space Heating | Natural Gas | Furnace | E4 |  | Baseline Forecast | 0 | 0 | 0 | 0 | 0 | 0 | 0 | 0 | 0 | 0 | 0 | 0 | 0 | 0 | 0 | 0 | 0 | 0 | 0 | 0 | 0 | 0 | 0 | 0 | 0 | 0 | 0 | 0 | 0 | 0 | 0 | 0 | 0
Commercial_Lodging_New_Space Heating_Natural Gas_Furnace_E5_Baseline Forecast | Commercial | Lodging | New | Space Heating | Natural Gas | Furnace | E5 |  | Baseline Forecast | 0 | 0 | 0 | 0 | 0 | 0 | 0 | 0 | 0 | 0 | 0 | 0 | 0 | 0 | 0 | 0 | 0 | 0 | 0 | 0 | 0 | 0 | 0 | 0 | 0 | 0 | 0 | 0 | 0 | 0 | 0 | 0 | 0
Commercial_Lodging_New_Space Heating_Natural Gas_Furnace_E6_Baseline Forecast | Commercial | Lodging | New | Space Heating | Natural Gas | Furnace | E6 |  | Baseline Forecast | 0 | 0 | 0 | 0 | 0 | 0 | 0 | 0 | 0 | 0 | 0 | 0 | 0 | 0 | 0 | 0 | 0 | 0 | 0 | 0 | 0 | 0 | 0 | 0 | 0 | 0 | 0 | 0 | 0 | 0 | 0 | 0 | 0
Commercial_Lodging_New_Space Heating_Natural Gas_Furnace_E7_Baseline Forecast | Commercial | Lodging | New | Space Heating | Natural Gas | Furnace | E7 |  | Baseline Forecast | 0 | 0 | 0 | 0 | 0 | 0 | 0 | 0 | 0 | 0 | 0 | 0 | 0 | 0 | 0 | 0 | 0 | 0 | 0 | 0 | 0 | 0 | 0 | 0 | 0 | 0 | 0 | 0 | 0 | 0 | 0 | 0 | 0
Commercial_Lodging_New_Space Heating_Natural Gas_Furnace_E8_Baseline Forecast | Commercial | Lodging | New | Space Heating | Natural Gas | Furnace | E8 |  | Baseline Forecast | 0 | 0 | 0 | 0 | 0 | 0 | 0 | 0 | 0 | 0 | 0 | 0 | 0 | 0 | 0 | 0 | 0 | 0 | 0 | 0 | 0 | 0 | 0 | 0 | 0 | 0 | 0 | 0 | 0 | 0 | 0 | 0 | 0
Commercial_Lodging_New_Space Heating_Natural Gas_Furnace_E9_Baseline Forecast | Commercial | Lodging | New | Space Heating | Natural Gas | Furnace | E9 |  | Baseline Forecast | 0 | 0 | 0 | 0 | 0 | 0 | 0 | 0 | 0 | 0 | 0 | 0 | 0 | 0 | 0 | 0 | 0 | 0 | 0 | 0 | 0 | 0 | 0 | 0 | 0 | 0 | 0 | 0 | 0 | 0 | 0 | 0 | 0
Commercial_Lodging_New_Space Heating_Natural Gas_Furnace_E10_Baseline Forecast | Commercial | Lodging | New | Space Heating | Natural Gas | Furnace | E10 |  | Baseline Forecast | 0 | 0 | 0 | 0 | 0 | 0 | 0 | 0 | 0 | 0 | 0 | 0 | 0 | 0 | 0 | 0 | 0 | 0 | 0 | 0 | 0 | 0 | 0 | 0 | 0 | 0 | 0 | 0 | 0 | 0 | 0 | 0 | 0
Commercial_Lodging_New_Space Heating_Natural Gas_Furnace_Vintage_Baseline Forecast | Commercial | Lodging | New | Space Heating | Natural Gas | Furnace | Vintage |  | Baseline Forecast | 0 | 0 | 0 | 0 | 0 | 0 | 0 | 0 | 0 | 0 | 0 | 0 | 0 | 0 | 0 | 0 | 0 | 0 | 0 | 0 | 0 | 0 | 0 | 0 | 0 | 0 | 0 | 0 | 0 | 0 | 0 | 0 | 0
Commercial_Lodging_New_Space Heating_Natural Gas_Boiler_E1_Baseline Forecast | Commercial | Lodging | New | Space Heating | Natural Gas | Boiler | E1 |  | Baseline Forecast | 0 | 0 | 0 | 0 | 0 | 0 | 0 | 0 | 0 | 0 | 0 | 0 | 0 | 0 | 0 | 0 | 0 | 0 | 0 | 0 | 0 | 0 | 0 | 0 | 0 | 0 | 0 | 0 | 0 | 0 | 0 | 0 | 0
Commercial_Lodging_New_Space Heating_Natural Gas_Boiler_E2_Baseline Forecast | Commercial | Lodging | New | Space Heating | Natural Gas | Boiler | E2 |  | Baseline Forecast | 0 | 0 | 0 | 0 | 0 | 0 | 0 | 0 | 0 | 0 | 0 | 0 | 0 | 0 | 0 | 0 | 0 | 0 | 0 | 0 | 0 | 0 | 0 | 0 | 0 | 0 | 0 | 0 | 0 | 0 | 0 | 0 | 0
Commercial_Lodging_New_Space Heating_Natural Gas_Boiler_E3_Baseline Forecast | Commercial | Lodging | New | Space Heating | Natural Gas | Boiler | E3 |  | Baseline Forecast | 0 | 0 | 0 | 0 | 0 | 0 | 0 | 0 | 0 | 0 | 0 | 0 | 0 | 0 | 0 | 0 | 0 | 0 | 0 | 0 | 0 | 0 | 0 | 0 | 0 | 0 | 0 | 0 | 0 | 0 | 0 | 0 | 0
Commercial_Lodging_New_Space Heating_Natural Gas_Boiler_E4_Baseline Forecast | Commercial | Lodging | New | Space Heating | Natural Gas | Boiler | E4 |  | Baseline Forecast | 0 | 0 | 0 | 0 | 0 | 0 | 0 | 0 | 0 | 0 | 0 | 0 | 0 | 0 | 0 | 0 | 0 | 0 | 0 | 0 | 0 | 0 | 0 | 0 | 0 | 0 | 0 | 0 | 0 | 0 | 0 | 0 | 0
Commercial_Lodging_New_Space Heating_Natural Gas_Boiler_E5_Baseline Forecast | Commercial | Lodging | New | Space Heating | Natural Gas | Boiler | E5 |  | Baseline Forecast | 0 | 0 | 0 | 0 | 0 | 0 | 0 | 0 | 0 | 0 | 0 | 0 | 0 | 0 | 0 | 0 | 0 | 0 | 0 | 0 | 0 | 0 | 0 | 0 | 0 | 0 | 0 | 0 | 0 | 0 | 0 | 0 | 0
Commercial_Lodging_New_Space Heating_Natural Gas_Boiler_E6_Baseline Forecast | Commercial | Lodging | New | Space Heating | Natural Gas | Boiler | E6 |  | Baseline Forecast | 0 | 0 | 0 | 0 | 0 | 0 | 0 | 0 | 0 | 0 | 0 | 0 | 0 | 0 | 0 | 0 | 0 | 0 | 0 | 0 | 0 | 0 | 0 | 0 | 0 | 0 | 0 | 0 | 0 | 0 | 0 | 0 | 0
Commercial_Lodging_New_Space Heating_Natural Gas_Boiler_E7_Baseline Forecast | Commercial | Lodging | New | Space Heating | Natural Gas | Boiler | E7 |  | Baseline Forecast | 0 | 0 | 0 | 0 | 0 | 0 | 0 | 0 | 0 | 0 | 0 | 0 | 0 | 0 | 0 | 0 | 0 | 0 | 0 | 0 | 0 | 0 | 0 | 0 | 0 | 0 | 0 | 0 | 0 | 0 | 0 | 0 | 0
Commercial_Lodging_New_Space Heating_Natural Gas_Boiler_E8_Baseline Forecast | Commercial | Lodging | New | Space Heating | Natural Gas | Boiler | E8 |  | Baseline Forecast | 0 | 0 | 0 | 0 | 0 | 0 | 0 | 0 | 0 | 0 | 0 | 0 | 0 | 0 | 0 | 0 | 0 | 0 | 0 | 0 | 0 | 0 | 0 | 0 | 0 | 0 | 0 | 0 | 0 | 0 | 0 | 0 | 0
Commercial_Lodging_New_Space Heating_Natural Gas_Boiler_E9_Baseline Forecast | Commercial | Lodging | New | Space Heating | Natural Gas | Boiler | E9 |  | Baseline Forecast | 0 | 0 | 0 | 0 | 0 | 0 | 0 | 0 | 0 | 0 | 0 | 0 | 0 | 0 | 0 | 0 | 0 | 0 | 0 | 0 | 0 | 0 | 0 | 0 | 0 | 0 | 0 | 0 | 0 | 0 | 0 | 0 | 0
Commercial_Lodging_New_Space Heating_Natural Gas_Boiler_E10_Baseline Forecast | Commercial | Lodging | New | Space Heating | Natural Gas | Boiler | E10 |  | Baseline Forecast | 0 | 0 | 0 | 0 | 0 | 0 | 0 | 0 | 0 | 0 | 0 | 0 | 0 | 0 | 0 | 0 | 0 | 0 | 0 | 0 | 0 | 0 | 0 | 0 | 0 | 0 | 0 | 0 | 0 | 0 | 0 | 0 | 0
Commercial_Lodging_New_Space Heating_Natural Gas_Boiler_Vintage_Baseline Forecast | Commercial | Lodging | New | Space Heating | Natural Gas | Boiler | Vintage |  | Baseline Forecast | 0 | 0 | 0 | 0 | 0 | 0 | 0 | 0 | 0 | 0 | 0 | 0 | 0 | 0 | 0 | 0 | 0 | 0 | 0 | 0 | 0 | 0 | 0 | 0 | 0 | 0 | 0 | 0 | 0 | 0 | 0 | 0 | 0
Commercial_Lodging_New_Space Heating_Natural Gas_Unit Heater_E1_Baseline Forecast | Commercial | Lodging | New | Space Heating | Natural Gas | Unit Heater | E1 |  | Baseline Forecast | 0 | 14.9621 | 87.13 | 133.2503 | 188.394 | 188.394 | 188.394 | 188.394 | 188.394 | 188.394 | 188.394 | 186.2565 | 174.1147 | 157.1189 | 134.6733 | 115.4343 | 98.9437 | 84.8089 | 68.334 | 37.5454 | 18.7443 | 0 | 0 | 0 | 0 | 0 | 0 | 0 | 0 | 0 | 0 | 0 | 0
Commercial_Lodging_New_Space Heating_Natural Gas_Unit Heater_E2_Baseline Forecast | Commercial | Lodging | New | Space Heating | Natural Gas | Unit Heater | E2 |  | Baseline Forecast | 0 | 0 | 0 | 0 | 0 | 56.8306 | 113.9468 | 163.3807 | 212.1218 | 262.0037 | 312.6977 | 365.1439 | 426.8076 | 492.6504 | 564.0134 | 632.0221 | 697.5649 | 759.6075 | 822.0873 | 897.3965 | 960.74 | 1024.9286 | 1070.9652 | 1117.4889 | 1164.5125 | 1211.6685 | 1259.0088 | 1306.3811 | 1353.9623 | 1401.6473 | 1449.687 | 1497.7616 | 1518.1842
Commercial_Lodging_New_Space Heating_Natural Gas_Unit Heater_E3_Baseline Forecast | Commercial | Lodging | New | Space Heating | Natural Gas | Unit Heater | E3 |  | Baseline Forecast | 0 | 0 | 0 | 0 | 0 | 0 | 0 | 0 | 0 | 0 | 0 | 0 | 0 | 0 | 0 | 0 | 0 | 0 | 0 | 0 | 0 | 0 | 0 | 0 | 0 | 0 | 0 | 0 | 0 | 0 | 0 | 0 | 0
Commercial_Lodging_New_Space Heating_Natural Gas_Unit Heater_E4_Baseline Forecast | Commercial | Lodging | New | Space Heating | Natural Gas | Unit Heater | E4 |  | Baseline Forecast | 0 | 0 | 0 | 0 | 0 | 0 | 0 | 0 | 0 | 0 | 0 | 0 | 0 | 0 | 0 | 0 | 0 | 0 | 0 | 0 | 0 | 0 | 0 | 0 | 0 | 0 | 0 | 0 | 0 | 0 | 0 | 0 | 0
Commercial_Lodging_New_Space Heating_Natural Gas_Unit Heater_E5_Baseline Forecast | Commercial | Lodging | New | Space Heating | Natural Gas | Unit Heater | E5 |  | Baseline Forecast | 0 | 0 | 0 | 0 | 0 | 0 | 0 | 0 | 0 | 0 | 0 | 0 | 0 | 0 | 0 | 0 | 0 | 0 | 0 | 0 | 0 | 0 | 0 | 0 | 0 | 0 | 0 | 0 | 0 | 0 | 0 | 0 | 0
Commercial_Lodging_New_Space Heating_Natural Gas_Unit Heater_E6_Baseline Forecast | Commercial | Lodging | New | Space Heating | Natural Gas | Unit Heater | E6 |  | Baseline Forecast | 0 | 0 | 0 | 0 | 0 | 0 | 0 | 0 | 0 | 0 | 0 | 0 | 0 | 0 | 0 | 0 | 0 | 0 | 0 | 0 | 0 | 0 | 0 | 0 | 0 | 0 | 0 | 0 | 0 | 0 | 0 | 0 | 0
Commercial_Lodging_New_Space Heating_Natural Gas_Unit Heater_E7_Baseline Forecast | Commercial | Lodging | New | Space Heating | Natural Gas | Unit Heater | E7 |  | Baseline Forecast | 0 | 0 | 0 | 0 | 0 | 0 | 0 | 0 | 0 | 0 | 0 | 0 | 0 | 0 | 0 | 0 | 0 | 0 | 0 | 0 | 0 | 0 | 0 | 0 | 0 | 0 | 0 | 0 | 0 | 0 | 0 | 0 | 0
Commercial_Lodging_New_Space Heating_Natural Gas_Unit Heater_E8_Baseline Forecast | Commercial | Lodging | New | Space Heating | Natural Gas | Unit Heater | E8 |  | Baseline Forecast | 0 | 0 | 0 | 0 | 0 | 0 | 0 | 0 | 0 | 0 | 0 | 0 | 0 | 0 | 0 | 0 | 0 | 0 | 0 | 0 | 0 | 0 | 0 | 0 | 0 | 0 | 0 | 0 | 0 | 0 | 0 | 0 | 0
Commercial_Lodging_New_Space Heating_Natural Gas_Unit Heater_E9_Baseline Forecast | Commercial | Lodging | New | Space Heating | Natural Gas | Unit Heater | E9 |  | Baseline Forecast | 0 | 0 | 0 | 0 | 0 | 0 | 0 | 0 | 0 | 0 | 0 | 0 | 0 | 0 | 0 | 0 | 0 | 0 | 0 | 0 | 0 | 0 | 0 | 0 | 0 | 0 | 0 | 0 | 0 | 0 | 0 | 0 | 0
Commercial_Lodging_New_Space Heating_Natural Gas_Unit Heater_E10_Baseline Forecast | Commercial | Lodging | New | Space Heating | Natural Gas | Unit Heater | E10 |  | Baseline Forecast | 0 | 0 | 0 | 0 | 0 | 0 | 0 | 0 | 0 | 0 | 0 | 0 | 0 | 0 | 0 | 0 | 0 | 0 | 0 | 0 | 0 | 0 | 0 | 0 | 0 | 0 | 0 | 0 | 0 | 0 | 0 | 0 | 0
Commercial_Lodging_New_Space Heating_Natural Gas_Unit Heater_Vintage_Baseline Forecast | Commercial | Lodging | New | Space Heating | Natural Gas | Unit Heater | Vintage |  | Baseline Forecast | 0 | 0 | 0 | 0 | 0 | 0 | 0 | 0 | 0 | 0 | 0 | 0 | 0 | 0 | 0 | 0 | 0 | 0 | 0 | 0 | 0 | 0 | 0 | 0 | 0 | 0 | 0 | 0 | 0 | 0 | 0 | 0 | 0
Commercial_Lodging_New_Water Heating_Natural Gas_Water Heater_E1_Baseline Forecast | Commercial | Lodging | New | Water Heating | Natural Gas | Water Heater | E1 |  | Baseline Forecast | 0 | 0 | 0 | 0 | 0 | 0 | 0 | 0 | 0 | 0 | 0 | 0 | 0 | 0 | 0 | 0 | 0 | 0 | 0 | 0 | 0 | 0 | 0 | 0 | 0 | 0 | 0 | 0 | 0 | 0 | 0 | 0 | 0
Commercial_Lodging_New_Water Heating_Natural Gas_Water Heater_E2_Baseline Forecast | Commercial | Lodging | New | Water Heating | Natural Gas | Water Heater | E2 |  | Baseline Forecast | 0 | 0 | 0 | 0 | 0 | 0 | 0 | 0 | 0 | 0 | 0 | 0 | 0 | 0 | 0 | 0 | 0 | 0 | 0 | 0 | 0 | 0 | 0 | 0 | 0 | 0 | 0 | 0 | 0 | 0 | 0 | 0 | 0
Commercial_Lodging_New_Water Heating_Natural Gas_Water Heater_E3_Baseline Forecast | Commercial | Lodging | New | Water Heating | Natural Gas | Water Heater | E3 |  | Baseline Forecast | 0 | 0 | 0 | 0 | 0 | 0 | 0 | 0 | 0 | 0 | 0 | 0 | 0 | 0 | 0 | 0 | 0 | 0 | 0 | 0 | 0 | 0 | 0 | 0 | 0 | 0 | 0 | 0 | 0 | 0 | 0 | 0 | 0
Commercial_Lodging_New_Water Heating_Natural Gas_Water Heater_E4_Baseline Forecast | Commercial | Lodging | New | Water Heating | Natural Gas | Water Heater | E4 |  | Baseline Forecast | 0 | 0 | 0 | 0 | 0 | 0 | 0 | 0 | 0 | 0 | 0 | 0 | 0 | 0 | 0 | 0 | 0 | 0 | 0 | 0 | 0 | 0 | 0 | 0 | 0 | 0 | 0 | 0 | 0 | 0 | 0 | 0 | 0
Commercial_Lodging_New_Water Heating_Natural Gas_Water Heater_E5_Baseline Forecast | Commercial | Lodging | New | Water Heating | Natural Gas | Water Heater | E5 |  | Baseline Forecast | 0 | 0 | 0 | 0 | 0 | 0 | 0 | 0 | 0 | 0 | 0 | 0 | 0 | 0 | 0 | 0 | 0 | 0 | 0 | 0 | 0 | 0 | 0 | 0 | 0 | 0 | 0 | 0 | 0 | 0 | 0 | 0 | 0
Commercial_Lodging_New_Water Heating_Natural Gas_Water Heater_E6_Baseline Forecast | Commercial | Lodging | New | Water Heating | Natural Gas | Water Heater | E6 |  | Baseline Forecast | 0 | 0 | 0 | 0 | 0 | 0 | 0 | 0 | 0 | 0 | 0 | 0 | 0 | 0 | 0 | 0 | 0 | 0 | 0 | 0 | 0 | 0 | 0 | 0 | 0 | 0 | 0 | 0 | 0 | 0 | 0 | 0 | 0
Commercial_Lodging_New_Water Heating_Natural Gas_Water Heater_E7_Baseline Forecast | Commercial | Lodging | New | Water Heating | Natural Gas | Water Heater | E7 |  | Baseline Forecast | 0 | 0 | 0 | 0 | 0 | 0 | 0 | 0 | 0 | 0 | 0 | 0 | 0 | 0 | 0 | 0 | 0 | 0 | 0 | 0 | 0 | 0 | 0 | 0 | 0 | 0 | 0 | 0 | 0 | 0 | 0 | 0 | 0
Commercial_Lodging_New_Water Heating_Natural Gas_Water Heater_E8_Baseline Forecast | Commercial | Lodging | New | Water Heating | Natural Gas | Water Heater | E8 |  | Baseline Forecast | 0 | 0 | 0 | 0 | 0 | 0 | 0 | 0 | 0 | 0 | 0 | 0 | 0 | 0 | 0 | 0 | 0 | 0 | 0 | 0 | 0 | 0 | 0 | 0 | 0 | 0 | 0 | 0 | 0 | 0 | 0 | 0 | 0
Commercial_Lodging_New_Water Heating_Natural Gas_Water Heater_E9_Baseline Forecast | Commercial | Lodging | New | Water Heating | Natural Gas | Water Heater | E9 |  | Baseline Forecast | 0 | 0 | 0 | 0 | 0 | 0 | 0 | 0 | 0 | 0 | 0 | 0 | 0 | 0 | 0 | 0 | 0 | 0 | 0 | 0 | 0 | 0 | 0 | 0 | 0 | 0 | 0 | 0 | 0 | 0 | 0 | 0 | 0
Commercial_Lodging_New_Water Heating_Natural Gas_Water Heater_E10_Baseline Forecast | Commercial | Lodging | New | Water Heating | Natural Gas | Water Heater | E10 |  | Baseline Forecast | 0 | 0 | 0 | 0 | 0 | 0 | 0 | 0 | 0 | 0 | 0 | 0 | 0 | 0 | 0 | 0 | 0 | 0 | 0 | 0 | 0 | 0 | 0 | 0 | 0 | 0 | 0 | 0 | 0 | 0 | 0 | 0 | 0
Commercial_Lodging_New_Water Heating_Natural Gas_Water Heater_Vintage_Baseline Forecast | Commercial | Lodging | New | Water Heating | Natural Gas | Water Heater | Vintage |  | Baseline Forecast | 0 | 0 | 0 | 0 | 0 | 0 | 0 | 0 | 0 | 0 | 0 | 0 | 0 | 0 | 0 | 0 | 0 | 0 | 0 | 0 | 0 | 0 | 0 | 0 | 0 | 0 | 0 | 0 | 0 | 0 | 0 | 0 | 0
Commercial_Lodging_New_Food Preparation_Natural Gas_Oven_E1_Baseline Forecast | Commercial | Lodging | New | Food Preparation | Natural Gas | Oven | E1 |  | Baseline Forecast | 0 | 108.8796 | 633.8002 | 969.4728 | 1370.9702 | 1784.6158 | 2199.9607 | 2559.1784 | 2913.0463 | 3274.8898 | 3642.2412 | 4006.1403 | 4363.7235 | 4715.6761 | 5067.4084 | 5417.3856 | 5768.5463 | 6109.824 | 6437.4256 | 6753.5658 | 7069.3017 | 7391.0133 | 7716.6826 | 8045.2901 | 8376.931 | 8708.9758 | 9041.5526 | 9374.0498 | 9707.89 | 10042.4393 | 10379.7212 | 10717.5087 | 10858.1939
Commercial_Lodging_New_Food Preparation_Natural Gas_Oven_E2_Baseline Forecast | Commercial | Lodging | New | Food Preparation | Natural Gas | Oven | E2 |  | Baseline Forecast | 0 | 156.6866 | 912.6906 | 1395.6186 | 1972.8797 | 2567.9345 | 3166.3587 | 3684.555 | 4195.8044 | 4719.3278 | 5251.7549 | 5780.7988 | 6302.1922 | 6817.2352 | 7333.7517 | 7849.3974 | 8368.8761 | 8877.9261 | 9366.8769 | 9840.9427 | 10315.8011 | 10800.6923 | 11292.1379 | 11789.291 | 12292.282 | 12797.2206 | 13304.8994 | 13813.2236 | 14323.9142 | 14835.7366 | 15351.1234 | 15866.6245 | 16088.4241
Commercial_Lodging_New_Food Preparation_Natural Gas_Oven_E3_Baseline Forecast | Commercial | Lodging | New | Food Preparation | Natural Gas | Oven | E3 |  | Baseline Forecast | 0 | 0 | 0 | 0 | 0 | 0 | 0 | 0 | 0 | 0 | 0 | 0 | 0 | 0 | 0 | 0 | 0 | 0 | 0 | 0 | 0 | 0 | 0 | 0 | 0 | 0 | 0 | 0 | 0 | 0 | 0 | 0 | 0
Commercial_Lodging_New_Food Preparation_Natural Gas_Oven_E4_Baseline Forecast | Commercial | Lodging | New | Food Preparation | Natural Gas | Oven | E4 |  | Baseline Forecast | 0 | 0 | 0 | 0 | 0 | 0 | 0 | 0 | 0 | 0 | 0 | 0 | 0 | 0 | 0 | 0 | 0 | 0 | 0 | 0 | 0 | 0 | 0 | 0 | 0 | 0 | 0 | 0 | 0 | 0 | 0 | 0 | 0
Commercial_Lodging_New_Food Preparation_Natural Gas_Oven_E5_Baseline Forecast | Commercial | Lodging | New | Food Preparation | Natural Gas | Oven | E5 |  | Baseline Forecast | 0 | 0 | 0 | 0 | 0 | 0 | 0 | 0 | 0 | 0 | 0 | 0 | 0 | 0 | 0 | 0 | 0 | 0 | 0 | 0 | 0 | 0 | 0 | 0 | 0 | 0 | 0 | 0 | 0 | 0 | 0 | 0 | 0
Commercial_Lodging_New_Food Preparation_Natural Gas_Oven_E6_Baseline Forecast | Commercial | Lodging | New | Food Preparation | Natural Gas | Oven | E6 |  | Baseline Forecast | 0 | 0 | 0 | 0 | 0 | 0 | 0 | 0 | 0 | 0 | 0 | 0 | 0 | 0 | 0 | 0 | 0 | 0 | 0 | 0 | 0 | 0 | 0 | 0 | 0 | 0 | 0 | 0 | 0 | 0 | 0 | 0 | 0
Commercial_Lodging_New_Food Preparation_Natural Gas_Oven_E7_Baseline Forecast | Commercial | Lodging | New | Food Preparation | Natural Gas | Oven | E7 |  | Baseline Forecast | 0 | 0 | 0 | 0 | 0 | 0 | 0 | 0 | 0 | 0 | 0 | 0 | 0 | 0 | 0 | 0 | 0 | 0 | 0 | 0 | 0 | 0 | 0 | 0 | 0 | 0 | 0 | 0 | 0 | 0 | 0 | 0 | 0
Commercial_Lodging_New_Food Preparation_Natural Gas_Oven_E8_Baseline Forecast | Commercial | Lodging | New | Food Preparation | Natural Gas | Oven | E8 |  | Baseline Forecast | 0 | 0 | 0 | 0 | 0 | 0 | 0 | 0 | 0 | 0 | 0 | 0 | 0 | 0 | 0 | 0 | 0 | 0 | 0 | 0 | 0 | 0 | 0 | 0 | 0 | 0 | 0 | 0 | 0 | 0 | 0 | 0 | 0
Commercial_Lodging_New_Food Preparation_Natural Gas_Oven_E9_Baseline Forecast | Commercial | Lodging | New | Food Preparation | Natural Gas | Oven | E9 |  | Baseline Forecast | 0 | 0 | 0 | 0 | 0 | 0 | 0 | 0 | 0 | 0 | 0 | 0 | 0 | 0 | 0 | 0 | 0 | 0 | 0 | 0 | 0 | 0 | 0 | 0 | 0 | 0 | 0 | 0 | 0 | 0 | 0 | 0 | 0
Commercial_Lodging_New_Food Preparation_Natural Gas_Oven_E10_Baseline Forecast | Commercial | Lodging | New | Food Preparation | Natural Gas | Oven | E10 |  | Baseline Forecast | 0 | 0 | 0 | 0 | 0 | 0 | 0 | 0 | 0 | 0 | 0 | 0 | 0 | 0 | 0 | 0 | 0 | 0 | 0 | 0 | 0 | 0 | 0 | 0 | 0 | 0 | 0 | 0 | 0 | 0 | 0 | 0 | 0
Commercial_Lodging_New_Food Preparation_Natural Gas_Oven_Vintage_Baseline Forecast | Commercial | Lodging | New | Food Preparation | Natural Gas | Oven | Vintage |  | Baseline Forecast | 0 | 0 | 0 | 0 | 0 | 0 | 0 | 0 | 0 | 0 | 0 | 0 | 0 | 0 | 0 | 0 | 0 | 0 | 0 | 0 | 0 | 0 | 0 | 0 | 0 | 0 | 0 | 0 | 0 | 0 | 0 | 0 | 0
Commercial_Lodging_New_Food Preparation_Natural Gas_Conveyor Oven_E1_Baseline Forecast | Commercial | Lodging | New | Food Preparation | Natural Gas | Conveyor Oven | E1 |  | Baseline Forecast | 0 | 54.4336 | 316.915 | 484.6731 | 685.2527 | 891.9206 | 1099.5395 | 1279.1674 | 1456.2041 | 1637.3109 | 1821.291 | 2003.8031 | 2183.389 | 2360.4552 | 2537.709 | 2714.3595 | 2891.9691 | 3065.3164 | 3231.454 | 3392.026 | 3552.4628 | 3715.9652 | 3881.3579 | 4048.0691 | 4216.7581 | 4385.8469 | 4555.6042 | 4725.5113 | 4896.2656 | 5067.4415 | 5239.9463 | 5412.6346 | 5485.5909
Commercial_Lodging_New_Food Preparation_Natural Gas_Conveyor Oven_E2_Baseline Forecast | Commercial | Lodging | New | Food Preparation | Natural Gas | Conveyor Oven | E2 |  | Baseline Forecast | 0 | 78.3495 | 456.3304 | 697.8726 | 986.6723 | 1284.3545 | 1583.6202 | 1842.6992 | 2098.2212 | 2359.7979 | 2625.707 | 2889.6665 | 3149.5689 | 3406.0005 | 3662.8711 | 3919.032 | 4176.7421 | 4428.5587 | 4670.6973 | 4905.2282 | 5140.0886 | 5379.8876 | 5623.0524 | 5869.2214 | 6117.8484 | 6367.2513 | 6617.6218 | 6868.1255 | 7119.6365 | 7371.6464 | 7625.476 | 7879.432 | 7987.7181
Commercial_Lodging_New_Food Preparation_Natural Gas_Conveyor Oven_E3_Baseline Forecast | Commercial | Lodging | New | Food Preparation | Natural Gas | Conveyor Oven | E3 |  | Baseline Forecast | 0 | 0 | 0 | 0 | 0 | 0 | 0 | 0 | 0 | 0 | 0 | 0 | 0 | 0 | 0 | 0 | 0 | 0 | 0 | 0 | 0 | 0 | 0 | 0 | 0 | 0 | 0 | 0 | 0 | 0 | 0 | 0 | 0
Commercial_Lodging_New_Food Preparation_Natural Gas_Conveyor Oven_E4_Baseline Forecast | Commercial | Lodging | New | Food Preparation | Natural Gas | Conveyor Oven | E4 |  | Baseline Forecast | 0 | 0 | 0 | 0 | 0 | 0 | 0 | 0 | 0 | 0 | 0 | 0 | 0 | 0 | 0 | 0 | 0 | 0 | 0 | 0 | 0 | 0 | 0 | 0 | 0 | 0 | 0 | 0 | 0 | 0 | 0 | 0 | 0
Commercial_Lodging_New_Food Preparation_Natural Gas_Conveyor Oven_E5_Baseline Forecast | Commercial | Lodging | New | Food Preparation | Natural Gas | Conveyor Oven | E5 |  | Baseline Forecast | 0 | 0 | 0 | 0 | 0 | 0 | 0 | 0 | 0 | 0 | 0 | 0 | 0 | 0 | 0 | 0 | 0 | 0 | 0 | 0 | 0 | 0 | 0 | 0 | 0 | 0 | 0 | 0 | 0 | 0 | 0 | 0 | 0
Commercial_Lodging_New_Food Preparation_Natural Gas_Conveyor Oven_E6_Baseline Forecast | Commercial | Lodging | New | Food Preparation | Natural Gas | Conveyor Oven | E6 |  | Baseline Forecast | 0 | 0 | 0 | 0 | 0 | 0 | 0 | 0 | 0 | 0 | 0 | 0 | 0 | 0 | 0 | 0 | 0 | 0 | 0 | 0 | 0 | 0 | 0 | 0 | 0 | 0 | 0 | 0 | 0 | 0 | 0 | 0 | 0
Commercial_Lodging_New_Food Preparation_Natural Gas_Conveyor Oven_E7_Baseline Forecast | Commercial | Lodging | New | Food Preparation | Natural Gas | Conveyor Oven | E7 |  | Baseline Forecast | 0 | 0 | 0 | 0 | 0 | 0 | 0 | 0 | 0 | 0 | 0 | 0 | 0 | 0 | 0 | 0 | 0 | 0 | 0 | 0 | 0 | 0 | 0 | 0 | 0 | 0 | 0 | 0 | 0 | 0 | 0 | 0 | 0
Commercial_Lodging_New_Food Preparation_Natural Gas_Conveyor Oven_E8_Baseline Forecast | Commercial | Lodging | New | Food Preparation | Natural Gas | Conveyor Oven | E8 |  | Baseline Forecast | 0 | 0 | 0 | 0 | 0 | 0 | 0 | 0 | 0 | 0 | 0 | 0 | 0 | 0 | 0 | 0 | 0 | 0 | 0 | 0 | 0 | 0 | 0 | 0 | 0 | 0 | 0 | 0 | 0 | 0 | 0 | 0 | 0
Commercial_Lodging_New_Food Preparation_Natural Gas_Conveyor Oven_E9_Baseline Forecast | Commercial | Lodging | New | Food Preparation | Natural Gas | Conveyor Oven | E9 |  | Baseline Forecast | 0 | 0 | 0 | 0 | 0 | 0 | 0 | 0 | 0 | 0 | 0 | 0 | 0 | 0 | 0 | 0 | 0 | 0 | 0 | 0 | 0 | 0 | 0 | 0 | 0 | 0 | 0 | 0 | 0 | 0 | 0 | 0 | 0
Commercial_Lodging_New_Food Preparation_Natural Gas_Conveyor Oven_E10_Baseline Forecast | Commercial | Lodging | New | Food Preparation | Natural Gas | Conveyor Oven | E10 |  | Baseline Forecast | 0 | 0 | 0 | 0 | 0 | 0 | 0 | 0 | 0 | 0 | 0 | 0 | 0 | 0 | 0 | 0 | 0 | 0 | 0 | 0 | 0 | 0 | 0 | 0 | 0 | 0 | 0 | 0 | 0 | 0 | 0 | 0 | 0
Commercial_Lodging_New_Food Preparation_Natural Gas_Conveyor Oven_Vintage_Baseline Forecast | Commercial | Lodging | New | Food Preparation | Natural Gas | Conveyor Oven | Vintage |  | Baseline Forecast | 0 | 0 | 0 | 0 | 0 | 0 | 0 | 0 | 0 | 0 | 0 | 0 | 0 | 0 | 0 | 0 | 0 | 0 | 0 | 0 | 0 | 0 | 0 | 0 | 0 | 0 | 0 | 0 | 0 | 0 | 0 | 0 | 0
Commercial_Lodging_New_Food Preparation_Natural Gas_Double Rack Oven_E1_Baseline Forecast | Commercial | Lodging | New | Food Preparation | Natural Gas | Double Rack Oven | E1 |  | Baseline Forecast | 0 | 54.432 | 316.7916 | 484.5686 | 685.2389 | 891.9409 | 1099.4255 | 1278.8247 | 1455.4982 | 1636.1013 | 1819.4353 | 2001.1835 | 2179.8011 | 2355.343 | 2530.6548 | 2704.8626 | 2879.5327 | 3049.3846 | 3211.2701 | 3367.9461 | 3524.2749 | 3683.5995 | 3844.9276 | 4007.981 | 4172.6018 | 4337.4607 | 4502.7577 | 4667.9974 | 4833.8177 | 4999.6983 | 5166.8908 | 5334.3321 | 5403.8475
Commercial_Lodging_New_Food Preparation_Natural Gas_Double Rack Oven_E2_Baseline Forecast | Commercial | Lodging | New | Food Preparation | Natural Gas | Double Rack Oven | E2 |  | Baseline Forecast | 0 | 78.3511 | 456.4538 | 697.9771 | 986.6861 | 1284.3342 | 1583.7342 | 1843.0419 | 2098.9272 | 2361.0075 | 2627.5627 | 2892.2861 | 3153.1568 | 3411.1126 | 3669.9252 | 3928.5289 | 4189.1785 | 4444.4905 | 4690.8811 | 4929.3082 | 5168.2765 | 5412.2533 | 5659.4826 | 5909.3096 | 6162.0047 | 6415.6375 | 6670.4683 | 6925.6393 | 7182.0844 | 7439.3897 | 7698.5315 | 7957.7345 | 8069.4615
Commercial_Lodging_New_Food Preparation_Natural Gas_Double Rack Oven_E3_Baseline Forecast | Commercial | Lodging | New | Food Preparation | Natural Gas | Double Rack Oven | E3 |  | Baseline Forecast | 0 | 0 | 0 | 0 | 0 | 0 | 0 | 0 | 0 | 0 | 0 | 0 | 0 | 0 | 0 | 0 | 0 | 0 | 0 | 0 | 0 | 0 | 0 | 0 | 0 | 0 | 0 | 0 | 0 | 0 | 0 | 0 | 0
Commercial_Lodging_New_Food Preparation_Natural Gas_Double Rack Oven_E4_Baseline Forecast | Commercial | Lodging | New | Food Preparation | Natural Gas | Double Rack Oven | E4 |  | Baseline Forecast | 0 | 0 | 0 | 0 | 0 | 0 | 0 | 0 | 0 | 0 | 0 | 0 | 0 | 0 | 0 | 0 | 0 | 0 | 0 | 0 | 0 | 0 | 0 | 0 | 0 | 0 | 0 | 0 | 0 | 0 | 0 | 0 | 0
Commercial_Lodging_New_Food Preparation_Natural Gas_Double Rack Oven_E5_Baseline Forecast | Commercial | Lodging | New | Food Preparation | Natural Gas | Double Rack Oven | E5 |  | Baseline Forecast | 0 | 0 | 0 | 0 | 0 | 0 | 0 | 0 | 0 | 0 | 0 | 0 | 0 | 0 | 0 | 0 | 0 | 0 | 0 | 0 | 0 | 0 | 0 | 0 | 0 | 0 | 0 | 0 | 0 | 0 | 0 | 0 | 0
Commercial_Lodging_New_Food Preparation_Natural Gas_Double Rack Oven_E6_Baseline Forecast | Commercial | Lodging | New | Food Preparation | Natural Gas | Double Rack Oven | E6 |  | Baseline Forecast | 0 | 0 | 0 | 0 | 0 | 0 | 0 | 0 | 0 | 0 | 0 | 0 | 0 | 0 | 0 | 0 | 0 | 0 | 0 | 0 | 0 | 0 | 0 | 0 | 0 | 0 | 0 | 0 | 0 | 0 | 0 | 0 | 0
Commercial_Lodging_New_Food Preparation_Natural Gas_Double Rack Oven_E7_Baseline Forecast | Commercial | Lodging | New | Food Preparation | Natural Gas | Double Rack Oven | E7 |  | Baseline Forecast | 0 | 0 | 0 | 0 | 0 | 0 | 0 | 0 | 0 | 0 | 0 | 0 | 0 | 0 | 0 | 0 | 0 | 0 | 0 | 0 | 0 | 0 | 0 | 0 | 0 | 0 | 0 | 0 | 0 | 0 | 0 | 0 | 0
Commercial_Lodging_New_Food Preparation_Natural Gas_Double Rack Oven_E8_Baseline Forecast | Commercial | Lodging | New | Food Preparation | Natural Gas | Double Rack Oven | E8 |  | Baseline Forecast | 0 | 0 | 0 | 0 | 0 | 0 | 0 | 0 | 0 | 0 | 0 | 0 | 0 | 0 | 0 | 0 | 0 | 0 | 0 | 0 | 0 | 0 | 0 | 0 | 0 | 0 | 0 | 0 | 0 | 0 | 0 | 0 | 0
Commercial_Lodging_New_Food Preparation_Natural Gas_Double Rack Oven_E9_Baseline Forecast | Commercial | Lodging | New | Food Preparation | Natural Gas | Double Rack Oven | E9 |  | Baseline Forecast | 0 | 0 | 0 | 0 | 0 | 0 | 0 | 0 | 0 | 0 | 0 | 0 | 0 | 0 | 0 | 0 | 0 | 0 | 0 | 0 | 0 | 0 | 0 | 0 | 0 | 0 | 0 | 0 | 0 | 0 | 0 | 0 | 0
Commercial_Lodging_New_Food Preparation_Natural Gas_Double Rack Oven_E10_Baseline Forecast | Commercial | Lodging | New | Food Preparation | Natural Gas | Double Rack Oven | E10 |  | Baseline Forecast | 0 | 0 | 0 | 0 | 0 | 0 | 0 | 0 | 0 | 0 | 0 | 0 | 0 | 0 | 0 | 0 | 0 | 0 | 0 | 0 | 0 | 0 | 0 | 0 | 0 | 0 | 0 | 0 | 0 | 0 | 0 | 0 | 0
Commercial_Lodging_New_Food Preparation_Natural Gas_Double Rack Oven_Vintage_Baseline Forecast | Commercial | Lodging | New | Food Preparation | Natural Gas | Double Rack Oven | Vintage |  | Baseline Forecast | 0 | 0 | 0 | 0 | 0 | 0 | 0 | 0 | 0 | 0 | 0 | 0 | 0 | 0 | 0 | 0 | 0 | 0 | 0 | 0 | 0 | 0 | 0 | 0 | 0 | 0 | 0 | 0 | 0 | 0 | 0 | 0 | 0
Commercial_Lodging_New_Food Preparation_Natural Gas_Fryer_E1_Baseline Forecast | Commercial | Lodging | New | Food Preparation | Natural Gas | Fryer | E1 |  | Baseline Forecast | 0 | 149.2996 | 869.3129 | 869.3129 | 869.3129 | 869.3129 | 869.3129 | 869.3129 | 869.3129 | 839.453 | 671.5624 | 537.2499 | 429.7999 | 343.8399 | 235.934 | 0 | 0 | 0 | 0 | 0 | 0 | 0 | 0 | 0 | 0 | 0 | 0 | 0 | 0 | 0 | 0 | 0 | 0
Commercial_Lodging_New_Food Preparation_Natural Gas_Fryer_E2_Baseline Forecast | Commercial | Lodging | New | Food Preparation | Natural Gas | Fryer | E2 |  | Baseline Forecast | 0 | 52.4484 | 305.5406 | 927.4232 | 1670.9762 | 2437.2756 | 3207.4258 | 3873.9884 | 4531.2094 | 5233.6735 | 6085.1168 | 6897.7891 | 7672.9887 | 8417.5965 | 9185.1024 | 10078.6414 | 10740.0574 | 11386.0428 | 12006.3693 | 12606.6809 | 13207.2874 | 13820.0554 | 14440.8094 | 15068.1313 | 15702.1928 | 16338.0407 | 16976.3744 | 17615.138 | 18256.7195 | 18899.6995 | 19547.4634 | 20195.6981 | 20471.0741
Commercial_Lodging_New_Food Preparation_Natural Gas_Fryer_E3_Baseline Forecast | Commercial | Lodging | New | Food Preparation | Natural Gas | Fryer | E3 |  | Baseline Forecast | 0 | 0 | 0 | 0 | 0 | 0 | 0 | 0 | 0 | 0 | 0 | 0 | 0 | 0 | 0 | 0 | 0 | 0 | 0 | 0 | 0 | 0 | 0 | 0 | 0 | 0 | 0 | 0 | 0 | 0 | 0 | 0 | 0
Commercial_Lodging_New_Food Preparation_Natural Gas_Fryer_E4_Baseline Forecast | Commercial | Lodging | New | Food Preparation | Natural Gas | Fryer | E4 |  | Baseline Forecast | 0 | 0 | 0 | 0 | 0 | 0 | 0 | 0 | 0 | 0 | 0 | 0 | 0 | 0 | 0 | 0 | 0 | 0 | 0 | 0 | 0 | 0 | 0 | 0 | 0 | 0 | 0 | 0 | 0 | 0 | 0 | 0 | 0
Commercial_Lodging_New_Food Preparation_Natural Gas_Fryer_E5_Baseline Forecast | Commercial | Lodging | New | Food Preparation | Natural Gas | Fryer | E5 |  | Baseline Forecast | 0 | 0 | 0 | 0 | 0 | 0 | 0 | 0 | 0 | 0 | 0 | 0 | 0 | 0 | 0 | 0 | 0 | 0 | 0 | 0 | 0 | 0 | 0 | 0 | 0 | 0 | 0 | 0 | 0 | 0 | 0 | 0 | 0
Commercial_Lodging_New_Food Preparation_Natural Gas_Fryer_E6_Baseline Forecast | Commercial | Lodging | New | Food Preparation | Natural Gas | Fryer | E6 |  | Baseline Forecast | 0 | 0 | 0 | 0 | 0 | 0 | 0 | 0 | 0 | 0 | 0 | 0 | 0 | 0 | 0 | 0 | 0 | 0 | 0 | 0 | 0 | 0 | 0 | 0 | 0 | 0 | 0 | 0 | 0 | 0 | 0 | 0 | 0
Commercial_Lodging_New_Food Preparation_Natural Gas_Fryer_E7_Baseline Forecast | Commercial | Lodging | New | Food Preparation | Natural Gas | Fryer | E7 |  | Baseline Forecast | 0 | 0 | 0 | 0 | 0 | 0 | 0 | 0 | 0 | 0 | 0 | 0 | 0 | 0 | 0 | 0 | 0 | 0 | 0 | 0 | 0 | 0 | 0 | 0 | 0 | 0 | 0 | 0 | 0 | 0 | 0 | 0 | 0
Commercial_Lodging_New_Food Preparation_Natural Gas_Fryer_E8_Baseline Forecast | Commercial | Lodging | New | Food Preparation | Natural Gas | Fryer | E8 |  | Baseline Forecast | 0 | 0 | 0 | 0 | 0 | 0 | 0 | 0 | 0 | 0 | 0 | 0 | 0 | 0 | 0 | 0 | 0 | 0 | 0 | 0 | 0 | 0 | 0 | 0 | 0 | 0 | 0 | 0 | 0 | 0 | 0 | 0 | 0
Commercial_Lodging_New_Food Preparation_Natural Gas_Fryer_E9_Baseline Forecast | Commercial | Lodging | New | Food Preparation | Natural Gas | Fryer | E9 |  | Baseline Forecast | 0 | 0 | 0 | 0 | 0 | 0 | 0 | 0 | 0 | 0 | 0 | 0 | 0 | 0 | 0 | 0 | 0 | 0 | 0 | 0 | 0 | 0 | 0 | 0 | 0 | 0 | 0 | 0 | 0 | 0 | 0 | 0 | 0
Commercial_Lodging_New_Food Preparation_Natural Gas_Fryer_E10_Baseline Forecast | Commercial | Lodging | New | Food Preparation | Natural Gas | Fryer | E10 |  | Baseline Forecast | 0 | 0 | 0 | 0 | 0 | 0 | 0 | 0 | 0 | 0 | 0 | 0 | 0 | 0 | 0 | 0 | 0 | 0 | 0 | 0 | 0 | 0 | 0 | 0 | 0 | 0 | 0 | 0 | 0 | 0 | 0 | 0 | 0
Commercial_Lodging_New_Food Preparation_Natural Gas_Fryer_Vintage_Baseline Forecast | Commercial | Lodging | New | Food Preparation | Natural Gas | Fryer | Vintage |  | Baseline Forecast | 0 | 0 | 0 | 0 | 0 | 0 | 0 | 0 | 0 | 0 | 0 | 0 | 0 | 0 | 0 | 0 | 0 | 0 | 0 | 0 | 0 | 0 | 0 | 0 | 0 | 0 | 0 | 0 | 0 | 0 | 0 | 0 | 0
Commercial_Lodging_New_Food Preparation_Natural Gas_Broiler_E1_Baseline Forecast | Commercial | Lodging | New | Food Preparation | Natural Gas | Broiler | E1 |  | Baseline Forecast | 0 | 149.2843 | 869.1486 | 1329.305 | 1879.5594 | 2446.5381 | 3016.1053 | 3508.8824 | 3994.5374 | 4491.3493 | 4996.0341 | 5496.6865 | 5989.2125 | 6474.3669 | 6959.7247 | 7443.0236 | 7928.5583 | 8401.9974 | 8855.3706 | 9294.1236 | 9732.6486 | 10179.8703 | 10632.8371 | 11090.6079 | 11553.0982 | 12016.6501 | 12481.793 | 12947.0675 | 13414.2343 | 13882.0997 | 14353.5236 | 14825.4201 | 15024.1893
Commercial_Lodging_New_Food Preparation_Natural Gas_Broiler_E2_Baseline Forecast | Commercial | Lodging | New | Food Preparation | Natural Gas | Broiler | E2 |  | Baseline Forecast | 0 | 52.4637 | 305.7049 | 467.4311 | 660.7297 | 860.0504 | 1060.6334 | 1234.4189 | 1405.9849 | 1581.7773 | 1760.6452 | 1938.3526 | 2113.5762 | 2287.0696 | 2461.3116 | 2635.6178 | 2811.4991 | 2984.0454 | 3150.9988 | 3312.5573 | 3474.6388 | 3640.1851 | 3807.9722 | 3977.5234 | 4149.0946 | 4321.3906 | 4494.5813 | 4668.0705 | 4842.4851 | 5017.5998 | 5193.9398 | 5370.278 | 5446.8848
Commercial_Lodging_New_Food Preparation_Natural Gas_Broiler_E3_Baseline Forecast | Commercial | Lodging | New | Food Preparation | Natural Gas | Broiler | E3 |  | Baseline Forecast | 0 | 0 | 0 | 0 | 0 | 0 | 0 | 0 | 0 | 0 | 0 | 0 | 0 | 0 | 0 | 0 | 0 | 0 | 0 | 0 | 0 | 0 | 0 | 0 | 0 | 0 | 0 | 0 | 0 | 0 | 0 | 0 | 0
Commercial_Lodging_New_Food Preparation_Natural Gas_Broiler_E4_Baseline Forecast | Commercial | Lodging | New | Food Preparation | Natural Gas | Broiler | E4 |  | Baseline Forecast | 0 | 0 | 0 | 0 | 0 | 0 | 0 | 0 | 0 | 0 | 0 | 0 | 0 | 0 | 0 | 0 | 0 | 0 | 0 | 0 | 0 | 0 | 0 | 0 | 0 | 0 | 0 | 0 | 0 | 0 | 0 | 0 | 0
Commercial_Lodging_New_Food Preparation_Natural Gas_Broiler_E5_Baseline Forecast | Commercial | Lodging | New | Food Preparation | Natural Gas | Broiler | E5 |  | Baseline Forecast | 0 | 0 | 0 | 0 | 0 | 0 | 0 | 0 | 0 | 0 | 0 | 0 | 0 | 0 | 0 | 0 | 0 | 0 | 0 | 0 | 0 | 0 | 0 | 0 | 0 | 0 | 0 | 0 | 0 | 0 | 0 | 0 | 0
Commercial_Lodging_New_Food Preparation_Natural Gas_Broiler_E6_Baseline Forecast | Commercial | Lodging | New | Food Preparation | Natural Gas | Broiler | E6 |  | Baseline Forecast | 0 | 0 | 0 | 0 | 0 | 0 | 0 | 0 | 0 | 0 | 0 | 0 | 0 | 0 | 0 | 0 | 0 | 0 | 0 | 0 | 0 | 0 | 0 | 0 | 0 | 0 | 0 | 0 | 0 | 0 | 0 | 0 | 0
Commercial_Lodging_New_Food Preparation_Natural Gas_Broiler_E7_Baseline Forecast | Commercial | Lodging | New | Food Preparation | Natural Gas | Broiler | E7 |  | Baseline Forecast | 0 | 0 | 0 | 0 | 0 | 0 | 0 | 0 | 0 | 0 | 0 | 0 | 0 | 0 | 0 | 0 | 0 | 0 | 0 | 0 | 0 | 0 | 0 | 0 | 0 | 0 | 0 | 0 | 0 | 0 | 0 | 0 | 0
Commercial_Lodging_New_Food Preparation_Natural Gas_Broiler_E8_Baseline Forecast | Commercial | Lodging | New | Food Preparation | Natural Gas | Broiler | E8 |  | Baseline Forecast | 0 | 0 | 0 | 0 | 0 | 0 | 0 | 0 | 0 | 0 | 0 | 0 | 0 | 0 | 0 | 0 | 0 | 0 | 0 | 0 | 0 | 0 | 0 | 0 | 0 | 0 | 0 | 0 | 0 | 0 | 0 | 0 | 0
Commercial_Lodging_New_Food Preparation_Natural Gas_Broiler_E9_Baseline Forecast | Commercial | Lodging | New | Food Preparation | Natural Gas | Broiler | E9 |  | Baseline Forecast | 0 | 0 | 0 | 0 | 0 | 0 | 0 | 0 | 0 | 0 | 0 | 0 | 0 | 0 | 0 | 0 | 0 | 0 | 0 | 0 | 0 | 0 | 0 | 0 | 0 | 0 | 0 | 0 | 0 | 0 | 0 | 0 | 0
Commercial_Lodging_New_Food Preparation_Natural Gas_Broiler_E10_Baseline Forecast | Commercial | Lodging | New | Food Preparation | Natural Gas | Broiler | E10 |  | Baseline Forecast | 0 | 0 | 0 | 0 | 0 | 0 | 0 | 0 | 0 | 0 | 0 | 0 | 0 | 0 | 0 | 0 | 0 | 0 | 0 | 0 | 0 | 0 | 0 | 0 | 0 | 0 | 0 | 0 | 0 | 0 | 0 | 0 | 0
Commercial_Lodging_New_Food Preparation_Natural Gas_Broiler_Vintage_Baseline Forecast | Commercial | Lodging | New | Food Preparation | Natural Gas | Broiler | Vintage |  | Baseline Forecast | 0 | 0 | 0 | 0 | 0 | 0 | 0 | 0 | 0 | 0 | 0 | 0 | 0 | 0 | 0 | 0 | 0 | 0 | 0 | 0 | 0 | 0 | 0 | 0 | 0 | 0 | 0 | 0 | 0 | 0 | 0 | 0 | 0
Commercial_Lodging_New_Food Preparation_Natural Gas_Griddle_E1_Baseline Forecast | Commercial | Lodging | New | Food Preparation | Natural Gas | Griddle | E1 |  | Baseline Forecast | 0 | 382.945 | 2229.9149 | 2229.9149 | 2229.9149 | 2229.9149 | 2229.9149 | 2229.9149 | 2229.9149 | 2229.9149 | 2229.9149 | 2229.9149 | 2153.3259 | 1722.6607 | 1378.1286 | 1102.5028 | 882.0023 | 605.2151 | 0 | 0 | 0 | 0 | 0 | 0 | 0 | 0 | 0 | 0 | 0 | 0 | 0 | 0 | 0
Commercial_Lodging_New_Food Preparation_Natural Gas_Griddle_E2_Baseline Forecast | Commercial | Lodging | New | Food Preparation | Natural Gas | Griddle | E2 |  | Baseline Forecast | 0 | 156.4221 | 911.02 | 2573.604 | 4561.4703 | 6610.1484 | 8669.1214 | 10451.1559 | 12208.2161 | 14006.403 | 15833.8602 | 17647.4344 | 19509.2316 | 21700.7715 | 23808.7238 | 25842.4364 | 27831.2123 | 29835.0217 | 32098.6609 | 33703.5755 | 35309.2785 | 36947.495 | 38607.0618 | 40284.1879 | 41979.3318 | 43679.2517 | 45385.8172 | 47093.5321 | 48808.7806 | 50527.768 | 52259.5449 | 53992.5807 | 54728.7901
Commercial_Lodging_New_Food Preparation_Natural Gas_Griddle_E3_Baseline Forecast | Commercial | Lodging | New | Food Preparation | Natural Gas | Griddle | E3 |  | Baseline Forecast | 0 | 0 | 0 | 0 | 0 | 0 | 0 | 0 | 0 | 0 | 0 | 0 | 0 | 0 | 0 | 0 | 0 | 0 | 0 | 0 | 0 | 0 | 0 | 0 | 0 | 0 | 0 | 0 | 0 | 0 | 0 | 0 | 0
Commercial_Lodging_New_Food Preparation_Natural Gas_Griddle_E4_Baseline Forecast | Commercial | Lodging | New | Food Preparation | Natural Gas | Griddle | E4 |  | Baseline Forecast | 0 | 0 | 0 | 0 | 0 | 0 | 0 | 0 | 0 | 0 | 0 | 0 | 0 | 0 | 0 | 0 | 0 | 0 | 0 | 0 | 0 | 0 | 0 | 0 | 0 | 0 | 0 | 0 | 0 | 0 | 0 | 0 | 0
Commercial_Lodging_New_Food Preparation_Natural Gas_Griddle_E5_Baseline Forecast | Commercial | Lodging | New | Food Preparation | Natural Gas | Griddle | E5 |  | Baseline Forecast | 0 | 0 | 0 | 0 | 0 | 0 | 0 | 0 | 0 | 0 | 0 | 0 | 0 | 0 | 0 | 0 | 0 | 0 | 0 | 0 | 0 | 0 | 0 | 0 | 0 | 0 | 0 | 0 | 0 | 0 | 0 | 0 | 0
Commercial_Lodging_New_Food Preparation_Natural Gas_Griddle_E6_Baseline Forecast | Commercial | Lodging | New | Food Preparation | Natural Gas | Griddle | E6 |  | Baseline Forecast | 0 | 0 | 0 | 0 | 0 | 0 | 0 | 0 | 0 | 0 | 0 | 0 | 0 | 0 | 0 | 0 | 0 | 0 | 0 | 0 | 0 | 0 | 0 | 0 | 0 | 0 | 0 | 0 | 0 | 0 | 0 | 0 | 0
Commercial_Lodging_New_Food Preparation_Natural Gas_Griddle_E7_Baseline Forecast | Commercial | Lodging | New | Food Preparation | Natural Gas | Griddle | E7 |  | Baseline Forecast | 0 | 0 | 0 | 0 | 0 | 0 | 0 | 0 | 0 | 0 | 0 | 0 | 0 | 0 | 0 | 0 | 0 | 0 | 0 | 0 | 0 | 0 | 0 | 0 | 0 | 0 | 0 | 0 | 0 | 0 | 0 | 0 | 0
Commercial_Lodging_New_Food Preparation_Natural Gas_Griddle_E8_Baseline Forecast | Commercial | Lodging | New | Food Preparation | Natural Gas | Griddle | E8 |  | Baseline Forecast | 0 | 0 | 0 | 0 | 0 | 0 | 0 | 0 | 0 | 0 | 0 | 0 | 0 | 0 | 0 | 0 | 0 | 0 | 0 | 0 | 0 | 0 | 0 | 0 | 0 | 0 | 0 | 0 | 0 | 0 | 0 | 0 | 0
Commercial_Lodging_New_Food Preparation_Natural Gas_Griddle_E9_Baseline Forecast | Commercial | Lodging | New | Food Preparation | Natural Gas | Griddle | E9 |  | Baseline Forecast | 0 | 0 | 0 | 0 | 0 | 0 | 0 | 0 | 0 | 0 | 0 | 0 | 0 | 0 | 0 | 0 | 0 | 0 | 0 | 0 | 0 | 0 | 0 | 0 | 0 | 0 | 0 | 0 | 0 | 0 | 0 | 0 | 0
Commercial_Lodging_New_Food Preparation_Natural Gas_Griddle_E10_Baseline Forecast | Commercial | Lodging | New | Food Preparation | Natural Gas | Griddle | E10 |  | Baseline Forecast | 0 | 0 | 0 | 0 | 0 | 0 | 0 | 0 | 0 | 0 | 0 | 0 | 0 | 0 | 0 | 0 | 0 | 0 | 0 | 0 | 0 | 0 | 0 | 0 | 0 | 0 | 0 | 0 | 0 | 0 | 0 | 0 | 0
Commercial_Lodging_New_Food Preparation_Natural Gas_Griddle_Vintage_Baseline Forecast | Commercial | Lodging | New | Food Preparation | Natural Gas | Griddle | Vintage |  | Baseline Forecast | 0 | 0 | 0 | 0 | 0 | 0 | 0 | 0 | 0 | 0 | 0 | 0 | 0 | 0 | 0 | 0 | 0 | 0 | 0 | 0 | 0 | 0 | 0 | 0 | 0 | 0 | 0 | 0 | 0 | 0 | 0 | 0 | 0
Commercial_Lodging_New_Food Preparation_Natural Gas_Range_E1_Baseline Forecast | Commercial | Lodging | New | Food Preparation | Natural Gas | Range | E1 |  | Baseline Forecast | 0 | 3.3762 | 19.6575 | 30.0658 | 42.5129 | 55.339 | 68.2239 | 79.3718 | 90.359 | 101.5989 | 113.016 | 124.3362 | 135.4697 | 146.44 | 157.4153 | 168.3443 | 179.3166 | 190.0317 | 200.3098 | 210.2484 | 220.1855 | 230.3197 | 240.5791 | 250.9387 | 261.4009 | 271.8799 | 282.3946 | 292.9131 | 303.4776 | 314.0656 | 324.7342 | 335.4204 | 339.928
Commercial_Lodging_New_Food Preparation_Natural Gas_Range_E2_Baseline Forecast | Commercial | Lodging | New | Food Preparation | Natural Gas | Range | E2 |  | Baseline Forecast | 0 | 4.8584 | 28.2957 | 43.2704 | 61.1723 | 79.6238 | 98.1736 | 114.2323 | 130.0705 | 146.2838 | 162.7668 | 179.1348 | 195.2563 | 211.1696 | 227.1168 | 243.0288 | 259.0531 | 274.7048 | 289.7461 | 304.31 | 318.8875 | 333.7642 | 348.8417 | 364.0871 | 379.505 | 394.9789 | 410.5186 | 426.0722 | 441.6946 | 457.3507 | 473.1215 | 488.8938 | 495.6261
Commercial_Lodging_New_Food Preparation_Natural Gas_Range_E3_Baseline Forecast | Commercial | Lodging | New | Food Preparation | Natural Gas | Range | E3 |  | Baseline Forecast | 0 | 0 | 0 | 0 | 0 | 0 | 0 | 0 | 0 | 0 | 0 | 0 | 0 | 0 | 0 | 0 | 0 | 0 | 0 | 0 | 0 | 0 | 0 | 0 | 0 | 0 | 0 | 0 | 0 | 0 | 0 | 0 | 0
Commercial_Lodging_New_Food Preparation_Natural Gas_Range_E4_Baseline Forecast | Commercial | Lodging | New | Food Preparation | Natural Gas | Range | E4 |  | Baseline Forecast | 0 | 0 | 0 | 0 | 0 | 0 | 0 | 0 | 0 | 0 | 0 | 0 | 0 | 0 | 0 | 0 | 0 | 0 | 0 | 0 | 0 | 0 | 0 | 0 | 0 | 0 | 0 | 0 | 0 | 0 | 0 | 0 | 0
Commercial_Lodging_New_Food Preparation_Natural Gas_Range_E5_Baseline Forecast | Commercial | Lodging | New | Food Preparation | Natural Gas | Range | E5 |  | Baseline Forecast | 0 | 0 | 0 | 0 | 0 | 0 | 0 | 0 | 0 | 0 | 0 | 0 | 0 | 0 | 0 | 0 | 0 | 0 | 0 | 0 | 0 | 0 | 0 | 0 | 0 | 0 | 0 | 0 | 0 | 0 | 0 | 0 | 0
Commercial_Lodging_New_Food Preparation_Natural Gas_Range_E6_Baseline Forecast | Commercial | Lodging | New | Food Preparation | Natural Gas | Range | E6 |  | Baseline Forecast | 0 | 0 | 0 | 0 | 0 | 0 | 0 | 0 | 0 | 0 | 0 | 0 | 0 | 0 | 0 | 0 | 0 | 0 | 0 | 0 | 0 | 0 | 0 | 0 | 0 | 0 | 0 | 0 | 0 | 0 | 0 | 0 | 0
Commercial_Lodging_New_Food Preparation_Natural Gas_Range_E7_Baseline Forecast | Commercial | Lodging | New | Food Preparation | Natural Gas | Range | E7 |  | Baseline Forecast | 0 | 0 | 0 | 0 | 0 | 0 | 0 | 0 | 0 | 0 | 0 | 0 | 0 | 0 | 0 | 0 | 0 | 0 | 0 | 0 | 0 | 0 | 0 | 0 | 0 | 0 | 0 | 0 | 0 | 0 | 0 | 0 | 0
Commercial_Lodging_New_Food Preparation_Natural Gas_Range_E8_Baseline Forecast | Commercial | Lodging | New | Food Preparation | Natural Gas | Range | E8 |  | Baseline Forecast | 0 | 0 | 0 | 0 | 0 | 0 | 0 | 0 | 0 | 0 | 0 | 0 | 0 | 0 | 0 | 0 | 0 | 0 | 0 | 0 | 0 | 0 | 0 | 0 | 0 | 0 | 0 | 0 | 0 | 0 | 0 | 0 | 0
Commercial_Lodging_New_Food Preparation_Natural Gas_Range_E9_Baseline Forecast | Commercial | Lodging | New | Food Preparation | Natural Gas | Range | E9 |  | Baseline Forecast | 0 | 0 | 0 | 0 | 0 | 0 | 0 | 0 | 0 | 0 | 0 | 0 | 0 | 0 | 0 | 0 | 0 | 0 | 0 | 0 | 0 | 0 | 0 | 0 | 0 | 0 | 0 | 0 | 0 | 0 | 0 | 0 | 0
Commercial_Lodging_New_Food Preparation_Natural Gas_Range_E10_Baseline Forecast | Commercial | Lodging | New | Food Preparation | Natural Gas | Range | E10 |  | Baseline Forecast | 0 | 0 | 0 | 0 | 0 | 0 | 0 | 0 | 0 | 0 | 0 | 0 | 0 | 0 | 0 | 0 | 0 | 0 | 0 | 0 | 0 | 0 | 0 | 0 | 0 | 0 | 0 | 0 | 0 | 0 | 0 | 0 | 0
Commercial_Lodging_New_Food Preparation_Natural Gas_Range_Vintage_Baseline Forecast | Commercial | Lodging | New | Food Preparation | Natural Gas | Range | Vintage |  | Baseline Forecast | 0 | 0 | 0 | 0 | 0 | 0 | 0 | 0 | 0 | 0 | 0 | 0 | 0 | 0 | 0 | 0 | 0 | 0 | 0 | 0 | 0 | 0 | 0 | 0 | 0 | 0 | 0 | 0 | 0 | 0 | 0 | 0 | 0
Commercial_Lodging_New_Food Preparation_Natural Gas_Steamer_E1_Baseline Forecast | Commercial | Lodging | New | Food Preparation | Natural Gas | Steamer | E1 |  | Baseline Forecast | 0 | 4.1154 | 23.9247 | 23.9247 | 23.9247 | 23.9247 | 23.9247 | 23.9247 | 23.9247 | 23.9247 | 23.4675 | 20.86 | 18.5422 | 16.482 | 14.6506 | 13.0228 | 11.5758 | 10.2896 | 9.1463 | 6.8627 | 0 | 0 | 0 | 0 | 0 | 0 | 0 | 0 | 0 | 0 | 0 | 0 | 0
Commercial_Lodging_New_Food Preparation_Natural Gas_Steamer_E2_Baseline Forecast | Commercial | Lodging | New | Food Preparation | Natural Gas | Steamer | E2 |  | Baseline Forecast | 0 | 4.1192 | 24.0285 | 49.4114 | 79.7605 | 111.0381 | 142.4728 | 169.6794 | 196.5047 | 223.958 | 252.3154 | 282.611 | 312.1839 | 341.1277 | 369.8815 | 398.3503 | 426.7939 | 454.4468 | 480.9096 | 507.6957 | 539.073 | 564.0839 | 589.4208 | 615.0258 | 640.9058 | 666.8588 | 692.9132 | 718.9852 | 745.1722 | 771.4163 | 797.8556 | 824.3142 | 835.554
Commercial_Lodging_New_Food Preparation_Natural Gas_Steamer_E3_Baseline Forecast | Commercial | Lodging | New | Food Preparation | Natural Gas | Steamer | E3 |  | Baseline Forecast | 0 | 0 | 0 | 0 | 0 | 0 | 0 | 0 | 0 | 0 | 0 | 0 | 0 | 0 | 0 | 0 | 0 | 0 | 0 | 0 | 0 | 0 | 0 | 0 | 0 | 0 | 0 | 0 | 0 | 0 | 0 | 0 | 0
Commercial_Lodging_New_Food Preparation_Natural Gas_Steamer_E4_Baseline Forecast | Commercial | Lodging | New | Food Preparation | Natural Gas | Steamer | E4 |  | Baseline Forecast | 0 | 0 | 0 | 0 | 0 | 0 | 0 | 0 | 0 | 0 | 0 | 0 | 0 | 0 | 0 | 0 | 0 | 0 | 0 | 0 | 0 | 0 | 0 | 0 | 0 | 0 | 0 | 0 | 0 | 0 | 0 | 0 | 0
Commercial_Lodging_New_Food Preparation_Natural Gas_Steamer_E5_Baseline Forecast | Commercial | Lodging | New | Food Preparation | Natural Gas | Steamer | E5 |  | Baseline Forecast | 0 | 0 | 0 | 0 | 0 | 0 | 0 | 0 | 0 | 0 | 0 | 0 | 0 | 0 | 0 | 0 | 0 | 0 | 0 | 0 | 0 | 0 | 0 | 0 | 0 | 0 | 0 | 0 | 0 | 0 | 0 | 0 | 0
Commercial_Lodging_New_Food Preparation_Natural Gas_Steamer_E6_Baseline Forecast | Commercial | Lodging | New | Food Preparation | Natural Gas | Steamer | E6 |  | Baseline Forecast | 0 | 0 | 0 | 0 | 0 | 0 | 0 | 0 | 0 | 0 | 0 | 0 | 0 | 0 | 0 | 0 | 0 | 0 | 0 | 0 | 0 | 0 | 0 | 0 | 0 | 0 | 0 | 0 | 0 | 0 | 0 | 0 | 0
Commercial_Lodging_New_Food Preparation_Natural Gas_Steamer_E7_Baseline Forecast | Commercial | Lodging | New | Food Preparation | Natural Gas | Steamer | E7 |  | Baseline Forecast | 0 | 0 | 0 | 0 | 0 | 0 | 0 | 0 | 0 | 0 | 0 | 0 | 0 | 0 | 0 | 0 | 0 | 0 | 0 | 0 | 0 | 0 | 0 | 0 | 0 | 0 | 0 | 0 | 0 | 0 | 0 | 0 | 0
Commercial_Lodging_New_Food Preparation_Natural Gas_Steamer_E8_Baseline Forecast | Commercial | Lodging | New | Food Preparation | Natural Gas | Steamer | E8 |  | Baseline Forecast | 0 | 0 | 0 | 0 | 0 | 0 | 0 | 0 | 0 | 0 | 0 | 0 | 0 | 0 | 0 | 0 | 0 | 0 | 0 | 0 | 0 | 0 | 0 | 0 | 0 | 0 | 0 | 0 | 0 | 0 | 0 | 0 | 0
Commercial_Lodging_New_Food Preparation_Natural Gas_Steamer_E9_Baseline Forecast | Commercial | Lodging | New | Food Preparation | Natural Gas | Steamer | E9 |  | Baseline Forecast | 0 | 0 | 0 | 0 | 0 | 0 | 0 | 0 | 0 | 0 | 0 | 0 | 0 | 0 | 0 | 0 | 0 | 0 | 0 | 0 | 0 | 0 | 0 | 0 | 0 | 0 | 0 | 0 | 0 | 0 | 0 | 0 | 0
Commercial_Lodging_New_Food Preparation_Natural Gas_Steamer_E10_Baseline Forecast | Commercial | Lodging | New | Food Preparation | Natural Gas | Steamer | E10 |  | Baseline Forecast | 0 | 0 | 0 | 0 | 0 | 0 | 0 | 0 | 0 | 0 | 0 | 0 | 0 | 0 | 0 | 0 | 0 | 0 | 0 | 0 | 0 | 0 | 0 | 0 | 0 | 0 | 0 | 0 | 0 | 0 | 0 | 0 | 0
Commercial_Lodging_New_Food Preparation_Natural Gas_Steamer_Vintage_Baseline Forecast | Commercial | Lodging | New | Food Preparation | Natural Gas | Steamer | Vintage |  | Baseline Forecast | 0 | 0 | 0 | 0 | 0 | 0 | 0 | 0 | 0 | 0 | 0 | 0 | 0 | 0 | 0 | 0 | 0 | 0 | 0 | 0 | 0 | 0 | 0 | 0 | 0 | 0 | 0 | 0 | 0 | 0 | 0 | 0 | 0
Commercial_Lodging_New_Food Preparation_Natural Gas_Food Prep Other_E1_Baseline Forecast | Commercial | Lodging | New | Food Preparation | Natural Gas | Food Prep Other | E1 |  | Baseline Forecast | 0 | 0 | 0 | 0 | 0 | 0 | 0 | 0 | 0 | 0 | 0 | 0 | 0 | 0 | 0 | 0 | 0 | 0 | 0 | 0 | 0 | 0 | 0 | 0 | 0 | 0 | 0 | 0 | 0 | 0 | 0 | 0 | 0
Commercial_Lodging_New_Food Preparation_Natural Gas_Food Prep Other_E2_Baseline Forecast | Commercial | Lodging | New | Food Preparation | Natural Gas | Food Prep Other | E2 |  | Baseline Forecast | 0 | 0 | 0 | 0 | 0 | 0 | 0 | 0 | 0 | 0 | 0 | 0 | 0 | 0 | 0 | 0 | 0 | 0 | 0 | 0 | 0 | 0 | 0 | 0 | 0 | 0 | 0 | 0 | 0 | 0 | 0 | 0 | 0
Commercial_Lodging_New_Food Preparation_Natural Gas_Food Prep Other_E3_Baseline Forecast | Commercial | Lodging | New | Food Preparation | Natural Gas | Food Prep Other | E3 |  | Baseline Forecast | 0 | 0 | 0 | 0 | 0 | 0 | 0 | 0 | 0 | 0 | 0 | 0 | 0 | 0 | 0 | 0 | 0 | 0 | 0 | 0 | 0 | 0 | 0 | 0 | 0 | 0 | 0 | 0 | 0 | 0 | 0 | 0 | 0
Commercial_Lodging_New_Food Preparation_Natural Gas_Food Prep Other_E4_Baseline Forecast | Commercial | Lodging | New | Food Preparation | Natural Gas | Food Prep Other | E4 |  | Baseline Forecast | 0 | 0 | 0 | 0 | 0 | 0 | 0 | 0 | 0 | 0 | 0 | 0 | 0 | 0 | 0 | 0 | 0 | 0 | 0 | 0 | 0 | 0 | 0 | 0 | 0 | 0 | 0 | 0 | 0 | 0 | 0 | 0 | 0
Commercial_Lodging_New_Food Preparation_Natural Gas_Food Prep Other_E5_Baseline Forecast | Commercial | Lodging | New | Food Preparation | Natural Gas | Food Prep Other | E5 |  | Baseline Forecast | 0 | 0 | 0 | 0 | 0 | 0 | 0 | 0 | 0 | 0 | 0 | 0 | 0 | 0 | 0 | 0 | 0 | 0 | 0 | 0 | 0 | 0 | 0 | 0 | 0 | 0 | 0 | 0 | 0 | 0 | 0 | 0 | 0
Commercial_Lodging_New_Food Preparation_Natural Gas_Food Prep Other_E6_Baseline Forecast | Commercial | Lodging | New | Food Preparation | Natural Gas | Food Prep Other | E6 |  | Baseline Forecast | 0 | 0 | 0 | 0 | 0 | 0 | 0 | 0 | 0 | 0 | 0 | 0 | 0 | 0 | 0 | 0 | 0 | 0 | 0 | 0 | 0 | 0 | 0 | 0 | 0 | 0 | 0 | 0 | 0 | 0 | 0 | 0 | 0
Commercial_Lodging_New_Food Preparation_Natural Gas_Food Prep Other_E7_Baseline Forecast | Commercial | Lodging | New | Food Preparation | Natural Gas | Food Prep Other | E7 |  | Baseline Forecast | 0 | 0 | 0 | 0 | 0 | 0 | 0 | 0 | 0 | 0 | 0 | 0 | 0 | 0 | 0 | 0 | 0 | 0 | 0 | 0 | 0 | 0 | 0 | 0 | 0 | 0 | 0 | 0 | 0 | 0 | 0 | 0 | 0
Commercial_Lodging_New_Food Preparation_Natural Gas_Food Prep Other_E8_Baseline Forecast | Commercial | Lodging | New | Food Preparation | Natural Gas | Food Prep Other | E8 |  | Baseline Forecast | 0 | 0 | 0 | 0 | 0 | 0 | 0 | 0 | 0 | 0 | 0 | 0 | 0 | 0 | 0 | 0 | 0 | 0 | 0 | 0 | 0 | 0 | 0 | 0 | 0 | 0 | 0 | 0 | 0 | 0 | 0 | 0 | 0
Commercial_Lodging_New_Food Preparation_Natural Gas_Food Prep Other_E9_Baseline Forecast | Commercial | Lodging | New | Food Preparation | Natural Gas | Food Prep Other | E9 |  | Baseline Forecast | 0 | 0 | 0 | 0 | 0 | 0 | 0 | 0 | 0 | 0 | 0 | 0 | 0 | 0 | 0 | 0 | 0 | 0 | 0 | 0 | 0 | 0 | 0 | 0 | 0 | 0 | 0 | 0 | 0 | 0 | 0 | 0 | 0
Commercial_Lodging_New_Food Preparation_Natural Gas_Food Prep Other_E10_Baseline Forecast | Commercial | Lodging | New | Food Preparation | Natural Gas | Food Prep Other | E10 |  | Baseline Forecast | 0 | 0 | 0 | 0 | 0 | 0 | 0 | 0 | 0 | 0 | 0 | 0 | 0 | 0 | 0 | 0 | 0 | 0 | 0 | 0 | 0 | 0 | 0 | 0 | 0 | 0 | 0 | 0 | 0 | 0 | 0 | 0 | 0
Commercial_Lodging_New_Food Preparation_Natural Gas_Food Prep Other_Vintage_Baseline Forecast | Commercial | Lodging | New | Food Preparation | Natural Gas | Food Prep Other | Vintage |  | Baseline Forecast | 0 | 0 | 0 | 0 | 0 | 0 | 0 | 0 | 0 | 0 | 0 | 0 | 0 | 0 | 0 | 0 | 0 | 0 | 0 | 0 | 0 | 0 | 0 | 0 | 0 | 0 | 0 | 0 | 0 | 0 | 0 | 0 | 0
Commercial_Lodging_New_Miscellaneous_Natural Gas_Pool Heater_E1_Baseline Forecast | Commercial | Lodging | New | Miscellaneous | Natural Gas | Pool Heater | E1 |  | Baseline Forecast | 0 | 0 | 0 | 0 | 0 | 0 | 0 | 0 | 0 | 0 | 0 | 0 | 0 | 0 | 0 | 0 | 0 | 0 | 0 | 0 | 0 | 0 | 0 | 0 | 0 | 0 | 0 | 0 | 0 | 0 | 0 | 0 | 0
Commercial_Lodging_New_Miscellaneous_Natural Gas_Pool Heater_E2_Baseline Forecast | Commercial | Lodging | New | Miscellaneous | Natural Gas | Pool Heater | E2 |  | Baseline Forecast | 0 | 0 | 0 | 0 | 0 | 0 | 0 | 0 | 0 | 0 | 0 | 0 | 0 | 0 | 0 | 0 | 0 | 0 | 0 | 0 | 0 | 0 | 0 | 0 | 0 | 0 | 0 | 0 | 0 | 0 | 0 | 0 | 0
Commercial_Lodging_New_Miscellaneous_Natural Gas_Pool Heater_E3_Baseline Forecast | Commercial | Lodging | New | Miscellaneous | Natural Gas | Pool Heater | E3 |  | Baseline Forecast | 0 | 0 | 0 | 0 | 0 | 0 | 0 | 0 | 0 | 0 | 0 | 0 | 0 | 0 | 0 | 0 | 0 | 0 | 0 | 0 | 0 | 0 | 0 | 0 | 0 | 0 | 0 | 0 | 0 | 0 | 0 | 0 | 0
Commercial_Lodging_New_Miscellaneous_Natural Gas_Pool Heater_E4_Baseline Forecast | Commercial | Lodging | New | Miscellaneous | Natural Gas | Pool Heater | E4 |  | Baseline Forecast | 0 | 0 | 0 | 0 | 0 | 0 | 0 | 0 | 0 | 0 | 0 | 0 | 0 | 0 | 0 | 0 | 0 | 0 | 0 | 0 | 0 | 0 | 0 | 0 | 0 | 0 | 0 | 0 | 0 | 0 | 0 | 0 | 0
Commercial_Lodging_New_Miscellaneous_Natural Gas_Pool Heater_E5_Baseline Forecast | Commercial | Lodging | New | Miscellaneous | Natural Gas | Pool Heater | E5 |  | Baseline Forecast | 0 | 0 | 0 | 0 | 0 | 0 | 0 | 0 | 0 | 0 | 0 | 0 | 0 | 0 | 0 | 0 | 0 | 0 | 0 | 0 | 0 | 0 | 0 | 0 | 0 | 0 | 0 | 0 | 0 | 0 | 0 | 0 | 0
Commercial_Lodging_New_Miscellaneous_Natural Gas_Pool Heater_E6_Baseline Forecast | Commercial | Lodging | New | Miscellaneous | Natural Gas | Pool Heater | E6 |  | Baseline Forecast | 0 | 0 | 0 | 0 | 0 | 0 | 0 | 0 | 0 | 0 | 0 | 0 | 0 | 0 | 0 | 0 | 0 | 0 | 0 | 0 | 0 | 0 | 0 | 0 | 0 | 0 | 0 | 0 | 0 | 0 | 0 | 0 | 0
Commercial_Lodging_New_Miscellaneous_Natural Gas_Pool Heater_E7_Baseline Forecast | Commercial | Lodging | New | Miscellaneous | Natural Gas | Pool Heater | E7 |  | Baseline Forecast | 0 | 0 | 0 | 0 | 0 | 0 | 0 | 0 | 0 | 0 | 0 | 0 | 0 | 0 | 0 | 0 | 0 | 0 | 0 | 0 | 0 | 0 | 0 | 0 | 0 | 0 | 0 | 0 | 0 | 0 | 0 | 0 | 0
Commercial_Lodging_New_Miscellaneous_Natural Gas_Pool Heater_E8_Baseline Forecast | Commercial | Lodging | New | Miscellaneous | Natural Gas | Pool Heater | E8 |  | Baseline Forecast | 0 | 0 | 0 | 0 | 0 | 0 | 0 | 0 | 0 | 0 | 0 | 0 | 0 | 0 | 0 | 0 | 0 | 0 | 0 | 0 | 0 | 0 | 0 | 0 | 0 | 0 | 0 | 0 | 0 | 0 | 0 | 0 | 0
Commercial_Lodging_New_Miscellaneous_Natural Gas_Pool Heater_E9_Baseline Forecast | Commercial | Lodging | New | Miscellaneous | Natural Gas | Pool Heater | E9 |  | Baseline Forecast | 0 | 0 | 0 | 0 | 0 | 0 | 0 | 0 | 0 | 0 | 0 | 0 | 0 | 0 | 0 | 0 | 0 | 0 | 0 | 0 | 0 | 0 | 0 | 0 | 0 | 0 | 0 | 0 | 0 | 0 | 0 | 0 | 0
Commercial_Lodging_New_Miscellaneous_Natural Gas_Pool Heater_E10_Baseline Forecast | Commercial | Lodging | New | Miscellaneous | Natural Gas | Pool Heater | E10 |  | Baseline Forecast | 0 | 0 | 0 | 0 | 0 | 0 | 0 | 0 | 0 | 0 | 0 | 0 | 0 | 0 | 0 | 0 | 0 | 0 | 0 | 0 | 0 | 0 | 0 | 0 | 0 | 0 | 0 | 0 | 0 | 0 | 0 | 0 | 0
Commercial_Lodging_New_Miscellaneous_Natural Gas_Pool Heater_Vintage_Baseline Forecast | Commercial | Lodging | New | Miscellaneous | Natural Gas | Pool Heater | Vintage |  | Baseline Forecast | 0 | 0 | 0 | 0 | 0 | 0 | 0 | 0 | 0 | 0 | 0 | 0 | 0 | 0 | 0 | 0 | 0 | 0 | 0 | 0 | 0 | 0 | 0 | 0 | 0 | 0 | 0 | 0 | 0 | 0 | 0 | 0 | 0
Commercial_Lodging_New_Miscellaneous_Natural Gas_Miscellaneous_E1_Baseline Forecast | Commercial | Lodging | New | Miscellaneous | Natural Gas | Miscellaneous | E1 |  | Baseline Forecast | 0 | 4240.8252 | 24695.9001 | 37768.1256 | 53397.9142 | 69505.8409 | 85694.7126 | 99706.1289 | 113521.1825 | 127659.5984 | 142028.1547 | 156287.5555 | 170323.9253 | 184168.9708 | 198034.0296 | 211857.1556 | 225760.3897 | 239339.2664 | 252378.7841 | 264997.5781 | 277622.5718 | 290503.2053 | 303551.7072 | 316738.271 | 330066.5017 | 343432.2844 | 356850.3184 | 370277.3901 | 383763.6949 | 397279.3973 | 410895.6583 | 424521.8173 | 430310.334
Commercial_Lodging_New_Miscellaneous_Natural Gas_Miscellaneous_E2_Baseline Forecast | Commercial | Lodging | New | Miscellaneous | Natural Gas | Miscellaneous | E2 |  | Baseline Forecast | 0 | 0 | 0 | 0 | 0 | 0 | 0 | 0 | 0 | 0 | 0 | 0 | 0 | 0 | 0 | 0 | 0 | 0 | 0 | 0 | 0 | 0 | 0 | 0 | 0 | 0 | 0 | 0 | 0 | 0 | 0 | 0 | 0
Commercial_Lodging_New_Miscellaneous_Natural Gas_Miscellaneous_E3_Baseline Forecast | Commercial | Lodging | New | Miscellaneous | Natural Gas | Miscellaneous | E3 |  | Baseline Forecast | 0 | 0 | 0 | 0 | 0 | 0 | 0 | 0 | 0 | 0 | 0 | 0 | 0 | 0 | 0 | 0 | 0 | 0 | 0 | 0 | 0 | 0 | 0 | 0 | 0 | 0 | 0 | 0 | 0 | 0 | 0 | 0 | 0
Commercial_Lodging_New_Miscellaneous_Natural Gas_Miscellaneous_E4_Baseline Forecast | Commercial | Lodging | New | Miscellaneous | Natural Gas | Miscellaneous | E4 |  | Baseline Forecast | 0 | 0 | 0 | 0 | 0 | 0 | 0 | 0 | 0 | 0 | 0 | 0 | 0 | 0 | 0 | 0 | 0 | 0 | 0 | 0 | 0 | 0 | 0 | 0 | 0 | 0 | 0 | 0 | 0 | 0 | 0 | 0 | 0
Commercial_Lodging_New_Miscellaneous_Natural Gas_Miscellaneous_E5_Baseline Forecast | Commercial | Lodging | New | Miscellaneous | Natural Gas | Miscellaneous | E5 |  | Baseline Forecast | 0 | 0 | 0 | 0 | 0 | 0 | 0 | 0 | 0 | 0 | 0 | 0 | 0 | 0 | 0 | 0 | 0 | 0 | 0 | 0 | 0 | 0 | 0 | 0 | 0 | 0 | 0 | 0 | 0 | 0 | 0 | 0 | 0
Commercial_Lodging_New_Miscellaneous_Natural Gas_Miscellaneous_E6_Baseline Forecast | Commercial | Lodging | New | Miscellaneous | Natural Gas | Miscellaneous | E6 |  | Baseline Forecast | 0 | 0 | 0 | 0 | 0 | 0 | 0 | 0 | 0 | 0 | 0 | 0 | 0 | 0 | 0 | 0 | 0 | 0 | 0 | 0 | 0 | 0 | 0 | 0 | 0 | 0 | 0 | 0 | 0 | 0 | 0 | 0 | 0
Commercial_Lodging_New_Miscellaneous_Natural Gas_Miscellaneous_E7_Baseline Forecast | Commercial | Lodging | New | Miscellaneous | Natural Gas | Miscellaneous | E7 |  | Baseline Forecast | 0 | 0 | 0 | 0 | 0 | 0 | 0 | 0 | 0 | 0 | 0 | 0 | 0 | 0 | 0 | 0 | 0 | 0 | 0 | 0 | 0 | 0 | 0 | 0 | 0 | 0 | 0 | 0 | 0 | 0 | 0 | 0 | 0
Commercial_Lodging_New_Miscellaneous_Natural Gas_Miscellaneous_E8_Baseline Forecast | Commercial | Lodging | New | Miscellaneous | Natural Gas | Miscellaneous | E8 |  | Baseline Forecast | 0 | 0 | 0 | 0 | 0 | 0 | 0 | 0 | 0 | 0 | 0 | 0 | 0 | 0 | 0 | 0 | 0 | 0 | 0 | 0 | 0 | 0 | 0 | 0 | 0 | 0 | 0 | 0 | 0 | 0 | 0 | 0 | 0
Commercial_Lodging_New_Miscellaneous_Natural Gas_Miscellaneous_E9_Baseline Forecast | Commercial | Lodging | New | Miscellaneous | Natural Gas | Miscellaneous | E9 |  | Baseline Forecast | 0 | 0 | 0 | 0 | 0 | 0 | 0 | 0 | 0 | 0 | 0 | 0 | 0 | 0 | 0 | 0 | 0 | 0 | 0 | 0 | 0 | 0 | 0 | 0 | 0 | 0 | 0 | 0 | 0 | 0 | 0 | 0 | 0
Commercial_Lodging_New_Miscellaneous_Natural Gas_Miscellaneous_E10_Baseline Forecast | Commercial | Lodging | New | Miscellaneous | Natural Gas | Miscellaneous | E10 |  | Baseline Forecast | 0 | 0 | 0 | 0 | 0 | 0 | 0 | 0 | 0 | 0 | 0 | 0 | 0 | 0 | 0 | 0 | 0 | 0 | 0 | 0 | 0 | 0 | 0 | 0 | 0 | 0 | 0 | 0 | 0 | 0 | 0 | 0 | 0
Commercial_Lodging_New_Miscellaneous_Natural Gas_Miscellaneous_Vintage_Baseline Forecast | Commercial | Lodging | New | Miscellaneous | Natural Gas | Miscellaneous | Vintage |  | Baseline Forecast | 0 | 0 | 0 | 0 | 0 | 0 | 0 | 0 | 0 | 0 | 0 | 0 | 0 | 0 | 0 | 0 | 0 | 0 | 0 | 0 | 0 | 0 | 0 | 0 | 0 | 0 | 0 | 0 | 0 | 0 | 0 | 0 | 0
Commercial_Warehouse_Existing_Space Heating_Natural Gas_Furnace_E1_Baseline Forecast | Commercial | Warehouse | Existing | Space Heating | Natural Gas | Furnace | E1 |  | Baseline Forecast | 0 | 8798.2421 | 18292.0474 | 28378.7102 | 49373.0355 | 49240.3494 | 49123.2136 | 49017.7108 | 48915.7852 | 48814.4908 | 48712.6894 | 48611.0243 | 48510.2256 | 48410.5445 | 48311.3514 | 48212.5517 | 48113.6622 | 48015.888 | 47920.6027 | 47179.8579 | 45787.6701 | 43743.0381 | 40300.1015 | 37127.3446 | 34203.5675 | 31509.5127 | 29027.2404 | 26740.2522 | 24633.166 | 22691.8848 | 20903.2808 | 19255.4573 | 15091.4376
Commercial_Warehouse_Existing_Space Heating_Natural Gas_Furnace_E2_Baseline Forecast | Commercial | Warehouse | Existing | Space Heating | Natural Gas | Furnace | E2 |  | Baseline Forecast | 0 | 0 | 0 | 0 | 0 | 0 | 0 | 0 | 0 | 0 | 0 | 0 | 0 | 0 | 0 | 0 | 0 | 0 | 0 | 0 | 0 | 0 | 0 | 0 | 0 | 0 | 0 | 0 | 0 | 0 | 0 | 0 | 0
Commercial_Warehouse_Existing_Space Heating_Natural Gas_Furnace_E3_Baseline Forecast | Commercial | Warehouse | Existing | Space Heating | Natural Gas | Furnace | E3 |  | Baseline Forecast | 0 | 0 | 0 | 0 | 0 | 11448.5649 | 23406.5803 | 30129.9948 | 37085.3926 | 44250.2429 | 51603.8644 | 59128.7075 | 66808.7383 | 74629.1029 | 82575.2218 | 90633.9409 | 98792.351 | 107041.6412 | 115375.4795 | 123376.2431 | 131098.4407 | 138587.6543 | 146292.3447 | 152961.0495 | 158657.0205 | 163864.5915 | 168622.2938 | 172965.9388 | 176927.9521 | 180538.3736 | 183824.1276 | 186811.288 | 194466.6877
Commercial_Warehouse_Existing_Space Heating_Natural Gas_Furnace_E4_Baseline Forecast | Commercial | Warehouse | Existing | Space Heating | Natural Gas | Furnace | E4 |  | Baseline Forecast | 0 | 0 | 0 | 0 | 0 | 0 | 0 | 0 | 0 | 0 | 0 | 0 | 0 | 0 | 0 | 0 | 0 | 0 | 0 | 0 | 0 | 0 | 0 | 0 | 0 | 0 | 0 | 0 | 0 | 0 | 0 | 0 | 0
Commercial_Warehouse_Existing_Space Heating_Natural Gas_Furnace_E5_Baseline Forecast | Commercial | Warehouse | Existing | Space Heating | Natural Gas | Furnace | E5 |  | Baseline Forecast | 0 | 0 | 0 | 0 | 0 | 0 | 0 | 5705.2467 | 11606.7888 | 17686.5334 | 23927.3369 | 30313.794 | 36832.5622 | 43471.2856 | 50217.5078 | 57060.3029 | 63988.9888 | 70996.1858 | 78075.9171 | 84875.738 | 91441.7442 | 97813.1527 | 104369.0393 | 110769.1868 | 117042.5351 | 122792.1306 | 128059.0952 | 132881.8096 | 137294.5996 | 141329.8287 | 145016.14 | 148381.5142 | 155621.2939
Commercial_Warehouse_Existing_Space Heating_Natural Gas_Furnace_E6_Baseline Forecast | Commercial | Warehouse | Existing | Space Heating | Natural Gas | Furnace | E6 |  | Baseline Forecast | 0 | 0 | 0 | 0 | 0 | 0 | 0 | 0 | 0 | 0 | 0 | 0 | 0 | 0 | 0 | 0 | 0 | 0 | 0 | 0 | 0 | 0 | 0 | 0 | 0 | 0 | 0 | 0 | 0 | 0 | 0 | 0 | 0
Commercial_Warehouse_Existing_Space Heating_Natural Gas_Furnace_E7_Baseline Forecast | Commercial | Warehouse | Existing | Space Heating | Natural Gas | Furnace | E7 |  | Baseline Forecast | 0 | 0 | 0 | 0 | 0 | 0 | 0 | 0 | 0 | 0 | 0 | 0 | 0 | 0 | 0 | 0 | 0 | 0 | 0 | 0 | 0 | 0 | 0 | 0 | 0 | 0 | 0 | 0 | 0 | 0 | 0 | 0 | 0
Commercial_Warehouse_Existing_Space Heating_Natural Gas_Furnace_E8_Baseline Forecast | Commercial | Warehouse | Existing | Space Heating | Natural Gas | Furnace | E8 |  | Baseline Forecast | 0 | 0 | 0 | 0 | 0 | 0 | 0 | 0 | 0 | 0 | 0 | 0 | 0 | 0 | 0 | 0 | 0 | 0 | 0 | 0 | 0 | 0 | 0 | 0 | 0 | 0 | 0 | 0 | 0 | 0 | 0 | 0 | 0
Commercial_Warehouse_Existing_Space Heating_Natural Gas_Furnace_E9_Baseline Forecast | Commercial | Warehouse | Existing | Space Heating | Natural Gas | Furnace | E9 |  | Baseline Forecast | 0 | 0 | 0 | 0 | 0 | 0 | 0 | 0 | 0 | 0 | 0 | 0 | 0 | 0 | 0 | 0 | 0 | 0 | 0 | 0 | 0 | 0 | 0 | 0 | 0 | 0 | 0 | 0 | 0 | 0 | 0 | 0 | 0
Commercial_Warehouse_Existing_Space Heating_Natural Gas_Furnace_E10_Baseline Forecast | Commercial | Warehouse | Existing | Space Heating | Natural Gas | Furnace | E10 |  | Baseline Forecast | 0 | 0 | 0 | 0 | 0 | 0 | 0 | 0 | 0 | 0 | 0 | 0 | 0 | 0 | 0 | 0 | 0 | 0 | 0 | 0 | 0 | 0 | 0 | 0 | 0 | 0 | 0 | 0 | 0 | 0 | 0 | 0 | 0
Commercial_Warehouse_Existing_Space Heating_Natural Gas_Furnace_Vintage_Baseline Forecast | Commercial | Warehouse | Existing | Space Heating | Natural Gas | Furnace | Vintage |  | Baseline Forecast | 440687.8495 | 429647.4872 | 417911.5615 | 405117.2399 | 394251.8445 | 381743.759 | 368850.3954 | 355579.2766 | 341908.4445 | 327854.997 | 313447.6706 | 298724.5577 | 283720.8649 | 268465.8064 | 252981.3924 | 237290.946 | 221414.2009 | 205376.9711 | 189202.5322 | 174311.2394 | 160595.9236 | 147958.487 | 136312.9381 | 125581.2573 | 115691.7376 | 106579.2415 | 98183.088 | 90447.4728 | 83320.3665 | 76754.0865 | 70704.2294 | 65130.5546 | 60120.512
Commercial_Warehouse_Existing_Space Heating_Natural Gas_Boiler_E1_Baseline Forecast | Commercial | Warehouse | Existing | Space Heating | Natural Gas | Boiler | E1 |  | Baseline Forecast | 0 | 414.5442 | 861.8611 | 1337.1115 | 2367.7944 | 2361.4312 | 2355.8137 | 2350.754 | 2345.866 | 2341.0082 | 2336.1261 | 2331.2505 | 2326.4165 | 2321.636 | 2316.879 | 2312.1408 | 2307.3984 | 2302.7094 | 2298.1398 | 2293.702 | 2289.3291 | 2254.5198 | 2189.0385 | 2092.9112 | 1928.0945 | 1776.2275 | 1636.299 | 1507.3788 | 1388.5999 | 1279.1677 | 1178.342 | 1085.4523 | 1001.956
Commercial_Warehouse_Existing_Space Heating_Natural Gas_Boiler_E2_Baseline Forecast | Commercial | Warehouse | Existing | Space Heating | Natural Gas | Boiler | E2 |  | Baseline Forecast | 0 | 0 | 0 | 0 | 0 | 0 | 0 | 0 | 0 | 0 | 0 | 0 | 0 | 0 | 0 | 0 | 0 | 0 | 0 | 0 | 0 | 0 | 0 | 0 | 0 | 0 | 0 | 0 | 0 | 0 | 0 | 0 | 0
Commercial_Warehouse_Existing_Space Heating_Natural Gas_Boiler_E3_Baseline Forecast | Commercial | Warehouse | Existing | Space Heating | Natural Gas | Boiler | E3 |  | Baseline Forecast | 0 | 0 | 0 | 0 | 0 | 539.4187 | 1102.8411 | 1688.4388 | 2294.2155 | 2918.2573 | 3558.7819 | 4214.2367 | 4883.2374 | 5564.5021 | 6256.7569 | 6958.8673 | 7669.7216 | 8388.5572 | 9114.7939 | 9847.7805 | 10586.5819 | 11294.6938 | 11976.9988 | 12637.8249 | 13319.238 | 13943.4392 | 14514.9277 | 15037.8892 | 15516.1022 | 15953.0926 | 16352.0134 | 16715.9112 | 17376.0131
Commercial_Warehouse_Existing_Space Heating_Natural Gas_Boiler_E4_Baseline Forecast | Commercial | Warehouse | Existing | Space Heating | Natural Gas | Boiler | E4 |  | Baseline Forecast | 0 | 0 | 0 | 0 | 0 | 0 | 0 | 0 | 0 | 0 | 0 | 0 | 0 | 0 | 0 | 0 | 0 | 0 | 0 | 0 | 0 | 0 | 0 | 0 | 0 | 0 | 0 | 0 | 0 | 0 | 0 | 0 | 0
Commercial_Warehouse_Existing_Space Heating_Natural Gas_Boiler_E5_Baseline Forecast | Commercial | Warehouse | Existing | Space Heating | Natural Gas | Boiler | E5 |  | Baseline Forecast | 0 | 0 | 0 | 0 | 0 | 0 | 0 | 0 | 0 | 0 | 0 | 0 | 0 | 0 | 0 | 0 | 0 | 0 | 0 | 0 | 0 | 0 | 0 | 0 | 0 | 0 | 0 | 0 | 0 | 0 | 0 | 0 | 0
Commercial_Warehouse_Existing_Space Heating_Natural Gas_Boiler_E6_Baseline Forecast | Commercial | Warehouse | Existing | Space Heating | Natural Gas | Boiler | E6 |  | Baseline Forecast | 0 | 0 | 0 | 0 | 0 | 0 | 0 | 0 | 0 | 0 | 0 | 0 | 0 | 0 | 0 | 0 | 0 | 0 | 0 | 0 | 0 | 0 | 0 | 0 | 0 | 0 | 0 | 0 | 0 | 0 | 0 | 0 | 0
Commercial_Warehouse_Existing_Space Heating_Natural Gas_Boiler_E7_Baseline Forecast | Commercial | Warehouse | Existing | Space Heating | Natural Gas | Boiler | E7 |  | Baseline Forecast | 0 | 0 | 0 | 0 | 0 | 0 | 0 | 0 | 0 | 0 | 0 | 0 | 0 | 0 | 0 | 0 | 0 | 0 | 0 | 0 | 0 | 0 | 0 | 0 | 0 | 0 | 0 | 0 | 0 | 0 | 0 | 0 | 0
Commercial_Warehouse_Existing_Space Heating_Natural Gas_Boiler_E8_Baseline Forecast | Commercial | Warehouse | Existing | Space Heating | Natural Gas | Boiler | E8 |  | Baseline Forecast | 0 | 0 | 0 | 0 | 0 | 0 | 0 | 0 | 0 | 0 | 0 | 0 | 0 | 0 | 0 | 0 | 0 | 0 | 0 | 0 | 0 | 0 | 0 | 0 | 0 | 0 | 0 | 0 | 0 | 0 | 0 | 0 | 0
Commercial_Warehouse_Existing_Space Heating_Natural Gas_Boiler_E9_Baseline Forecast | Commercial | Warehouse | Existing | Space Heating | Natural Gas | Boiler | E9 |  | Baseline Forecast | 0 | 0 | 0 | 0 | 0 | 0 | 0 | 0 | 0 | 0 | 0 | 0 | 0 | 0 | 0 | 0 | 0 | 0 | 0 | 0 | 0 | 0 | 0 | 0 | 0 | 0 | 0 | 0 | 0 | 0 | 0 | 0 | 0
Commercial_Warehouse_Existing_Space Heating_Natural Gas_Boiler_E10_Baseline Forecast | Commercial | Warehouse | Existing | Space Heating | Natural Gas | Boiler | E10 |  | Baseline Forecast | 0 | 0 | 0 | 0 | 0 | 0 | 0 | 0 | 0 | 0 | 0 | 0 | 0 | 0 | 0 | 0 | 0 | 0 | 0 | 0 | 0 | 0 | 0 | 0 | 0 | 0 | 0 | 0 | 0 | 0 | 0 | 0 | 0
Commercial_Warehouse_Existing_Space Heating_Natural Gas_Boiler_Vintage_Baseline Forecast | Commercial | Warehouse | Existing | Space Heating | Natural Gas | Boiler | Vintage |  | Baseline Forecast | 22569.3075 | 22039.9357 | 21477.7912 | 20863.8713 | 20351.9296 | 19757.8166 | 19146.11 | 18517.0233 | 17869.2321 | 17203.436 | 16520.9481 | 15823.5863 | 15113.0356 | 14390.6816 | 13657.5387 | 12914.7023 | 12163.085 | 11403.9462 | 10638.4322 | 9867.3015 | 9090.9135 | 8375.5414 | 7716.3174 | 7108.8252 | 6549.0054 | 6033.1709 | 5557.8868 | 5119.9939 | 4716.5471 | 4344.8473 | 4002.3807 | 3686.8696 | 3403.2643
Commercial_Warehouse_Existing_Space Heating_Natural Gas_Unit Heater_E1_Baseline Forecast | Commercial | Warehouse | Existing | Space Heating | Natural Gas | Unit Heater | E1 |  | Baseline Forecast | 0 | 6839.4503 | 14905.0399 | 23966.8404 | 38491.6008 | 38388.1577 | 38296.8378 | 38214.587 | 38135.125 | 38056.1551 | 37976.7899 | 36946.4067 | 34926.2935 | 31909.8232 | 27295.2344 | 23348.0691 | 19971.5824 | 17083.7119 | 12701.8559 | 8594.1691 | 4773.5962 | 0 | 0 | 0 | 0 | 0 | 0 | 0 | 0 | 0 | 0 | 0 | 0
Commercial_Warehouse_Existing_Space Heating_Natural Gas_Unit Heater_E2_Baseline Forecast | Commercial | Warehouse | Existing | Space Heating | Natural Gas | Unit Heater | E2 |  | Baseline Forecast | 0 | 0 | 0 | 0 | 0 | 10882.4459 | 22404.853 | 34471.8699 | 46996.2037 | 59901.6888 | 73122.7147 | 85336.7402 | 96867.7241 | 107965.6947 | 119438.1388 | 129196.5243 | 137487.6364 | 144527.1455 | 152413.5024 | 159474.7666 | 165774.5023 | 172616.5239 | 174331.6284 | 175743.492 | 176895.0906 | 177824.701 | 178564.4692 | 179142.3377 | 179581.26 | 179901.3781 | 180118.8586 | 180249.0691 | 183178.6329
Commercial_Warehouse_Existing_Space Heating_Natural Gas_Unit Heater_E3_Baseline Forecast | Commercial | Warehouse | Existing | Space Heating | Natural Gas | Unit Heater | E3 |  | Baseline Forecast | 0 | 0 | 0 | 0 | 0 | 0 | 0 | 0 | 0 | 0 | 0 | 0 | 0 | 0 | 0 | 0 | 0 | 0 | 0 | 0 | 0 | 0 | 0 | 0 | 0 | 0 | 0 | 0 | 0 | 0 | 0 | 0 | 0
Commercial_Warehouse_Existing_Space Heating_Natural Gas_Unit Heater_E4_Baseline Forecast | Commercial | Warehouse | Existing | Space Heating | Natural Gas | Unit Heater | E4 |  | Baseline Forecast | 0 | 0 | 0 | 0 | 0 | 0 | 0 | 0 | 0 | 0 | 0 | 0 | 0 | 0 | 0 | 0 | 0 | 0 | 0 | 0 | 0 | 0 | 0 | 0 | 0 | 0 | 0 | 0 | 0 | 0 | 0 | 0 | 0
Commercial_Warehouse_Existing_Space Heating_Natural Gas_Unit Heater_E5_Baseline Forecast | Commercial | Warehouse | Existing | Space Heating | Natural Gas | Unit Heater | E5 |  | Baseline Forecast | 0 | 0 | 0 | 0 | 0 | 0 | 0 | 0 | 0 | 0 | 0 | 0 | 0 | 0 | 0 | 0 | 0 | 0 | 0 | 0 | 0 | 0 | 0 | 0 | 0 | 0 | 0 | 0 | 0 | 0 | 0 | 0 | 0
Commercial_Warehouse_Existing_Space Heating_Natural Gas_Unit Heater_E6_Baseline Forecast | Commercial | Warehouse | Existing | Space Heating | Natural Gas | Unit Heater | E6 |  | Baseline Forecast | 0 | 0 | 0 | 0 | 0 | 0 | 0 | 0 | 0 | 0 | 0 | 0 | 0 | 0 | 0 | 0 | 0 | 0 | 0 | 0 | 0 | 0 | 0 | 0 | 0 | 0 | 0 | 0 | 0 | 0 | 0 | 0 | 0
Commercial_Warehouse_Existing_Space Heating_Natural Gas_Unit Heater_E7_Baseline Forecast | Commercial | Warehouse | Existing | Space Heating | Natural Gas | Unit Heater | E7 |  | Baseline Forecast | 0 | 0 | 0 | 0 | 0 | 0 | 0 | 0 | 0 | 0 | 0 | 0 | 0 | 0 | 0 | 0 | 0 | 0 | 0 | 0 | 0 | 0 | 0 | 0 | 0 | 0 | 0 | 0 | 0 | 0 | 0 | 0 | 0
Commercial_Warehouse_Existing_Space Heating_Natural Gas_Unit Heater_E8_Baseline Forecast | Commercial | Warehouse | Existing | Space Heating | Natural Gas | Unit Heater | E8 |  | Baseline Forecast | 0 | 0 | 0 | 0 | 0 | 0 | 0 | 0 | 0 | 0 | 0 | 0 | 0 | 0 | 0 | 0 | 0 | 0 | 0 | 0 | 0 | 0 | 0 | 0 | 0 | 0 | 0 | 0 | 0 | 0 | 0 | 0 | 0
Commercial_Warehouse_Existing_Space Heating_Natural Gas_Unit Heater_E9_Baseline Forecast | Commercial | Warehouse | Existing | Space Heating | Natural Gas | Unit Heater | E9 |  | Baseline Forecast | 0 | 0 | 0 | 0 | 0 | 0 | 0 | 0 | 0 | 0 | 0 | 0 | 0 | 0 | 0 | 0 | 0 | 0 | 0 | 0 | 0 | 0 | 0 | 0 | 0 | 0 | 0 | 0 | 0 | 0 | 0 | 0 | 0
Commercial_Warehouse_Existing_Space Heating_Natural Gas_Unit Heater_E10_Baseline Forecast | Commercial | Warehouse | Existing | Space Heating | Natural Gas | Unit Heater | E10 |  | Baseline Forecast | 0 | 0 | 0 | 0 | 0 | 0 | 0 | 0 | 0 | 0 | 0 | 0 | 0 | 0 | 0 | 0 | 0 | 0 | 0 | 0 | 0 | 0 | 0 | 0 | 0 | 0 | 0 | 0 | 0 | 0 | 0 | 0 | 0
Commercial_Warehouse_Existing_Space Heating_Natural Gas_Unit Heater_Vintage_Baseline Forecast | Commercial | Warehouse | Existing | Space Heating | Natural Gas | Unit Heater | Vintage |  | Baseline Forecast | 192483.9219 | 184665.1569 | 175620.2525 | 165375.799 | 155275.1591 | 143975.4236 | 132084.6318 | 119685.8149 | 106840.9316 | 93616.8817 | 80075.6966 | 68493.0649 | 58586.6052 | 50113.9016 | 42866.7586 | 36667.7944 | 31365.0724 | 26829.7148 | 22951.2621 | 19634.5221 | 16797.505 | 14370.2876 | 12293.5687 | 10516.7376 | 8996.506 | 7695.9009 | 6583.2273 | 5631.3681 | 4817.0812 | 4120.4972 | 3524.5918 | 3014.8348 | 2584.1441
Commercial_Warehouse_Existing_Water Heating_Natural Gas_Water Heater_E1_Baseline Forecast | Commercial | Warehouse | Existing | Water Heating | Natural Gas | Water Heater | E1 |  | Baseline Forecast | 0 | 1231.4191 | 2817.7755 | 4675.2685 | 7495.2352 | 9764.6844 | 12174.4284 | 14694.833 | 17300.3696 | 19970.8847 | 22089.7644 | 23768.4483 | 25096.093 | 26143.7494 | 26967.7093 | 27613.0693 | 28115.6289 | 28504.8749 | 28804.6161 | 29033.4514 | 29205.1818 | 29330.5186 | 29418.4842 | 29476.4308 | 29510.2558 | 29524.9035 | 29524.2327 | 29511.3953 | 29488.7734 | 29458.3349 | 29421.4963 | 29379.6245 | 29796.3943
Commercial_Warehouse_Existing_Water Heating_Natural Gas_Water Heater_E2_Baseline Forecast | Commercial | Warehouse | Existing | Water Heating | Natural Gas | Water Heater | E2 |  | Baseline Forecast | 0 | 11032.2806 | 25244.4917 | 41885.6924 | 67149.5288 | 87481.4059 | 109070.4251 | 131651.0613 | 154994.661 | 178920.6603 | 197904.6702 | 212945.0619 | 224840.6471 | 234228.1229 | 241611.6862 | 247395.5834 | 251900.3132 | 255390.0668 | 258078.3144 | 260131.1051 | 261672.2461 | 262797.6992 | 263588.2763 | 264109.8542 | 264415.1865 | 264548.6274 | 264544.7688 | 264431.9091 | 264231.2774 | 263960.5591 | 263632.3155 | 263258.7687 | 266994.8135
Commercial_Warehouse_Existing_Water Heating_Natural Gas_Water Heater_E3_Baseline Forecast | Commercial | Warehouse | Existing | Water Heating | Natural Gas | Water Heater | E3 |  | Baseline Forecast | 0 | 0 | 0 | 0 | 0 | 0 | 0 | 0 | 0 | 0 | 0 | 0 | 0 | 0 | 0 | 0 | 0 | 0 | 0 | 0 | 0 | 0 | 0 | 0 | 0 | 0 | 0 | 0 | 0 | 0 | 0 | 0 | 0
Commercial_Warehouse_Existing_Water Heating_Natural Gas_Water Heater_E4_Baseline Forecast | Commercial | Warehouse | Existing | Water Heating | Natural Gas | Water Heater | E4 |  | Baseline Forecast | 0 | 0 | 0 | 0 | 0 | 0 | 0 | 0 | 0 | 0 | 0 | 0 | 0 | 0 | 0 | 0 | 0 | 0 | 0 | 0 | 0 | 0 | 0 | 0 | 0 | 0 | 0 | 0 | 0 | 0 | 0 | 0 | 0
Commercial_Warehouse_Existing_Water Heating_Natural Gas_Water Heater_E5_Baseline Forecast | Commercial | Warehouse | Existing | Water Heating | Natural Gas | Water Heater | E5 |  | Baseline Forecast | 0 | 0 | 0 | 0 | 0 | 0 | 0 | 0 | 0 | 0 | 0 | 0 | 0 | 0 | 0 | 0 | 0 | 0 | 0 | 0 | 0 | 0 | 0 | 0 | 0 | 0 | 0 | 0 | 0 | 0 | 0 | 0 | 0
Commercial_Warehouse_Existing_Water Heating_Natural Gas_Water Heater_E6_Baseline Forecast | Commercial | Warehouse | Existing | Water Heating | Natural Gas | Water Heater | E6 |  | Baseline Forecast | 0 | 0 | 0 | 0 | 0 | 0 | 0 | 0 | 0 | 0 | 0 | 0 | 0 | 0 | 0 | 0 | 0 | 0 | 0 | 0 | 0 | 0 | 0 | 0 | 0 | 0 | 0 | 0 | 0 | 0 | 0 | 0 | 0
Commercial_Warehouse_Existing_Water Heating_Natural Gas_Water Heater_E7_Baseline Forecast | Commercial | Warehouse | Existing | Water Heating | Natural Gas | Water Heater | E7 |  | Baseline Forecast | 0 | 0 | 0 | 0 | 0 | 0 | 0 | 0 | 0 | 0 | 0 | 0 | 0 | 0 | 0 | 0 | 0 | 0 | 0 | 0 | 0 | 0 | 0 | 0 | 0 | 0 | 0 | 0 | 0 | 0 | 0 | 0 | 0
Commercial_Warehouse_Existing_Water Heating_Natural Gas_Water Heater_E8_Baseline Forecast | Commercial | Warehouse | Existing | Water Heating | Natural Gas | Water Heater | E8 |  | Baseline Forecast | 0 | 0 | 0 | 0 | 0 | 0 | 0 | 0 | 0 | 0 | 0 | 0 | 0 | 0 | 0 | 0 | 0 | 0 | 0 | 0 | 0 | 0 | 0 | 0 | 0 | 0 | 0 | 0 | 0 | 0 | 0 | 0 | 0
Commercial_Warehouse_Existing_Water Heating_Natural Gas_Water Heater_E9_Baseline Forecast | Commercial | Warehouse | Existing | Water Heating | Natural Gas | Water Heater | E9 |  | Baseline Forecast | 0 | 0 | 0 | 0 | 0 | 0 | 0 | 0 | 0 | 0 | 0 | 0 | 0 | 0 | 0 | 0 | 0 | 0 | 0 | 0 | 0 | 0 | 0 | 0 | 0 | 0 | 0 | 0 | 0 | 0 | 0 | 0 | 0
Commercial_Warehouse_Existing_Water Heating_Natural Gas_Water Heater_E10_Baseline Forecast | Commercial | Warehouse | Existing | Water Heating | Natural Gas | Water Heater | E10 |  | Baseline Forecast | 0 | 0 | 0 | 0 | 0 | 0 | 0 | 0 | 0 | 0 | 0 | 0 | 0 | 0 | 0 | 0 | 0 | 0 | 0 | 0 | 0 | 0 | 0 | 0 | 0 | 0 | 0 | 0 | 0 | 0 | 0 | 0 | 0
Commercial_Warehouse_Existing_Water Heating_Natural Gas_Water Heater_Vintage_Baseline Forecast | Commercial | Warehouse | Existing | Water Heating | Natural Gas | Water Heater | Vintage |  | Baseline Forecast | 308160.3448 | 294328.7947 | 276962.3769 | 256570.2953 | 235569.3618 | 212134.3595 | 187399.6246 | 161635.7024 | 135046.161 | 107813.2068 | 86070.692 | 68712.8475 | 54856.293 | 43794.8573 | 34964.0974 | 27914.0749 | 22285.4559 | 17792.1349 | 14205.4617 | 11342.4244 | 9056.6402 | 7231.4364 | 5773.9612 | 4610.1356 | 3680.8093 | 2938.7706 | 2346.2908 | 1873.2411 | 1495.5485 | 1193.9962 | 953.2327 | 761.0101 | 608.808
Commercial_Warehouse_Existing_Food Preparation_Natural Gas_Oven_E1_Baseline Forecast | Commercial | Warehouse | Existing | Food Preparation | Natural Gas | Oven | E1 |  | Baseline Forecast | 0 | 143.0312 | 296.3856 | 457.5939 | 688.4008 | 864.1355 | 1044.7311 | 1229.3087 | 1416.9203 | 1606.8406 | 1763.6385 | 1892.9093 | 1999.2707 | 2086.4904 | 2157.824 | 2215.9431 | 2262.7019 | 2300.3585 | 2330.4719 | 2354.1659 | 2372.9233 | 2387.343 | 2398.1308 | 2405.8947 | 2411.1554 | 2414.3595 | 2415.8599 | 2415.9731 | 2414.9141 | 2412.9695 | 2410.3277 | 2407.0416 | 2441.3498
Commercial_Warehouse_Existing_Food Preparation_Natural Gas_Oven_E2_Baseline Forecast | Commercial | Warehouse | Existing | Food Preparation | Natural Gas | Oven | E2 |  | Baseline Forecast | 0 | 205.8335 | 426.6992 | 658.6257 | 990.4731 | 1243.278 | 1503.4822 | 1769.7558 | 2040.8202 | 2315.6203 | 2543.056 | 2731.1259 | 2886.5531 | 3014.9766 | 3120.8736 | 3208.0424 | 3279.961 | 3338.9898 | 3387.4643 | 3427.4 | 3459.7276 | 3485.7946 | 3506.6132 | 3523.0353 | 3535.7596 | 3545.4034 | 3552.4791 | 3557.4053 | 3560.5465 | 3562.1149 | 3562.302 | 3561.4209 | 3615.8664
Commercial_Warehouse_Existing_Food Preparation_Natural Gas_Oven_E3_Baseline Forecast | Commercial | Warehouse | Existing | Food Preparation | Natural Gas | Oven | E3 |  | Baseline Forecast | 0 | 0 | 0 | 0 | 0 | 0 | 0 | 0 | 0 | 0 | 0 | 0 | 0 | 0 | 0 | 0 | 0 | 0 | 0 | 0 | 0 | 0 | 0 | 0 | 0 | 0 | 0 | 0 | 0 | 0 | 0 | 0 | 0
Commercial_Warehouse_Existing_Food Preparation_Natural Gas_Oven_E4_Baseline Forecast | Commercial | Warehouse | Existing | Food Preparation | Natural Gas | Oven | E4 |  | Baseline Forecast | 0 | 0 | 0 | 0 | 0 | 0 | 0 | 0 | 0 | 0 | 0 | 0 | 0 | 0 | 0 | 0 | 0 | 0 | 0 | 0 | 0 | 0 | 0 | 0 | 0 | 0 | 0 | 0 | 0 | 0 | 0 | 0 | 0
Commercial_Warehouse_Existing_Food Preparation_Natural Gas_Oven_E5_Baseline Forecast | Commercial | Warehouse | Existing | Food Preparation | Natural Gas | Oven | E5 |  | Baseline Forecast | 0 | 0 | 0 | 0 | 0 | 0 | 0 | 0 | 0 | 0 | 0 | 0 | 0 | 0 | 0 | 0 | 0 | 0 | 0 | 0 | 0 | 0 | 0 | 0 | 0 | 0 | 0 | 0 | 0 | 0 | 0 | 0 | 0
Commercial_Warehouse_Existing_Food Preparation_Natural Gas_Oven_E6_Baseline Forecast | Commercial | Warehouse | Existing | Food Preparation | Natural Gas | Oven | E6 |  | Baseline Forecast | 0 | 0 | 0 | 0 | 0 | 0 | 0 | 0 | 0 | 0 | 0 | 0 | 0 | 0 | 0 | 0 | 0 | 0 | 0 | 0 | 0 | 0 | 0 | 0 | 0 | 0 | 0 | 0 | 0 | 0 | 0 | 0 | 0
Commercial_Warehouse_Existing_Food Preparation_Natural Gas_Oven_E7_Baseline Forecast | Commercial | Warehouse | Existing | Food Preparation | Natural Gas | Oven | E7 |  | Baseline Forecast | 0 | 0 | 0 | 0 | 0 | 0 | 0 | 0 | 0 | 0 | 0 | 0 | 0 | 0 | 0 | 0 | 0 | 0 | 0 | 0 | 0 | 0 | 0 | 0 | 0 | 0 | 0 | 0 | 0 | 0 | 0 | 0 | 0
Commercial_Warehouse_Existing_Food Preparation_Natural Gas_Oven_E8_Baseline Forecast | Commercial | Warehouse | Existing | Food Preparation | Natural Gas | Oven | E8 |  | Baseline Forecast | 0 | 0 | 0 | 0 | 0 | 0 | 0 | 0 | 0 | 0 | 0 | 0 | 0 | 0 | 0 | 0 | 0 | 0 | 0 | 0 | 0 | 0 | 0 | 0 | 0 | 0 | 0 | 0 | 0 | 0 | 0 | 0 | 0
Commercial_Warehouse_Existing_Food Preparation_Natural Gas_Oven_E9_Baseline Forecast | Commercial | Warehouse | Existing | Food Preparation | Natural Gas | Oven | E9 |  | Baseline Forecast | 0 | 0 | 0 | 0 | 0 | 0 | 0 | 0 | 0 | 0 | 0 | 0 | 0 | 0 | 0 | 0 | 0 | 0 | 0 | 0 | 0 | 0 | 0 | 0 | 0 | 0 | 0 | 0 | 0 | 0 | 0 | 0 | 0
Commercial_Warehouse_Existing_Food Preparation_Natural Gas_Oven_E10_Baseline Forecast | Commercial | Warehouse | Existing | Food Preparation | Natural Gas | Oven | E10 |  | Baseline Forecast | 0 | 0 | 0 | 0 | 0 | 0 | 0 | 0 | 0 | 0 | 0 | 0 | 0 | 0 | 0 | 0 | 0 | 0 | 0 | 0 | 0 | 0 | 0 | 0 | 0 | 0 | 0 | 0 | 0 | 0 | 0 | 0 | 0
Commercial_Warehouse_Existing_Food Preparation_Natural Gas_Oven_Vintage_Baseline Forecast | Commercial | Warehouse | Existing | Food Preparation | Natural Gas | Oven | Vintage |  | Baseline Forecast | 6311.6771 | 5930.7 | 5524.3675 | 5092.4527 | 4674.8683 | 4229.2535 | 3773.3796 | 3308.9515 | 2837.1588 | 2359.403 | 1962.0688 | 1631.6449 | 1356.8846 | 1128.4137 | 938.418 | 780.4157 | 649.0125 | 539.7447 | 448.8946 | 373.3565 | 310.5373 | 258.2854 | 214.8216 | 178.6679 | 148.5953 | 123.5823 | 102.7782 | 85.4755 | 71.0849 | 59.1165 | 49.1624 | 40.884 | 34.07
Commercial_Warehouse_Existing_Food Preparation_Natural Gas_Conveyor Oven_E1_Baseline Forecast | Commercial | Warehouse | Existing | Food Preparation | Natural Gas | Conveyor Oven | E1 |  | Baseline Forecast | 0 | 30.2855 | 69.2897 | 114.964 | 196.5459 | 252.3039 | 311.49 | 373.3761 | 437.3279 | 502.849 | 569.5449 | 637.1171 | 705.3316 | 774.0008 | 842.9643 | 912.0989 | 981.2987 | 1035.9951 | 1079.1451 | 1113.0906 | 1139.6305 | 1160.2545 | 1176.0912 | 1188.1319 | 1197.1362 | 1203.6719 | 1208.3505 | 1211.5044 | 1213.4434 | 1214.4195 | 1214.6271 | 1214.2305 | 1232.5451
Commercial_Warehouse_Existing_Food Preparation_Natural Gas_Conveyor Oven_E2_Baseline Forecast | Commercial | Warehouse | Existing | Food Preparation | Natural Gas | Conveyor Oven | E2 |  | Baseline Forecast | 0 | 43.5917 | 99.759 | 165.5219 | 282.9857 | 363.2992 | 448.6121 | 537.8723 | 630.178 | 724.8146 | 821.2152 | 918.9472 | 1017.6759 | 1117.132 | 1217.081 | 1317.344 | 1417.7649 | 1497.2648 | 1560.1242 | 1609.7399 | 1648.7999 | 1679.3599 | 1703.1637 | 1721.5273 | 1735.5353 | 1746.1175 | 1753.8493 | 1759.354 | 1763.0697 | 1765.3496 | 1766.4652 | 1766.6491 | 1794.0631
Commercial_Warehouse_Existing_Food Preparation_Natural Gas_Conveyor Oven_E3_Baseline Forecast | Commercial | Warehouse | Existing | Food Preparation | Natural Gas | Conveyor Oven | E3 |  | Baseline Forecast | 0 | 0 | 0 | 0 | 0 | 0 | 0 | 0 | 0 | 0 | 0 | 0 | 0 | 0 | 0 | 0 | 0 | 0 | 0 | 0 | 0 | 0 | 0 | 0 | 0 | 0 | 0 | 0 | 0 | 0 | 0 | 0 | 0
Commercial_Warehouse_Existing_Food Preparation_Natural Gas_Conveyor Oven_E4_Baseline Forecast | Commercial | Warehouse | Existing | Food Preparation | Natural Gas | Conveyor Oven | E4 |  | Baseline Forecast | 0 | 0 | 0 | 0 | 0 | 0 | 0 | 0 | 0 | 0 | 0 | 0 | 0 | 0 | 0 | 0 | 0 | 0 | 0 | 0 | 0 | 0 | 0 | 0 | 0 | 0 | 0 | 0 | 0 | 0 | 0 | 0 | 0
Commercial_Warehouse_Existing_Food Preparation_Natural Gas_Conveyor Oven_E5_Baseline Forecast | Commercial | Warehouse | Existing | Food Preparation | Natural Gas | Conveyor Oven | E5 |  | Baseline Forecast | 0 | 0 | 0 | 0 | 0 | 0 | 0 | 0 | 0 | 0 | 0 | 0 | 0 | 0 | 0 | 0 | 0 | 0 | 0 | 0 | 0 | 0 | 0 | 0 | 0 | 0 | 0 | 0 | 0 | 0 | 0 | 0 | 0
Commercial_Warehouse_Existing_Food Preparation_Natural Gas_Conveyor Oven_E6_Baseline Forecast | Commercial | Warehouse | Existing | Food Preparation | Natural Gas | Conveyor Oven | E6 |  | Baseline Forecast | 0 | 0 | 0 | 0 | 0 | 0 | 0 | 0 | 0 | 0 | 0 | 0 | 0 | 0 | 0 | 0 | 0 | 0 | 0 | 0 | 0 | 0 | 0 | 0 | 0 | 0 | 0 | 0 | 0 | 0 | 0 | 0 | 0
Commercial_Warehouse_Existing_Food Preparation_Natural Gas_Conveyor Oven_E7_Baseline Forecast | Commercial | Warehouse | Existing | Food Preparation | Natural Gas | Conveyor Oven | E7 |  | Baseline Forecast | 0 | 0 | 0 | 0 | 0 | 0 | 0 | 0 | 0 | 0 | 0 | 0 | 0 | 0 | 0 | 0 | 0 | 0 | 0 | 0 | 0 | 0 | 0 | 0 | 0 | 0 | 0 | 0 | 0 | 0 | 0 | 0 | 0
Commercial_Warehouse_Existing_Food Preparation_Natural Gas_Conveyor Oven_E8_Baseline Forecast | Commercial | Warehouse | Existing | Food Preparation | Natural Gas | Conveyor Oven | E8 |  | Baseline Forecast | 0 | 0 | 0 | 0 | 0 | 0 | 0 | 0 | 0 | 0 | 0 | 0 | 0 | 0 | 0 | 0 | 0 | 0 | 0 | 0 | 0 | 0 | 0 | 0 | 0 | 0 | 0 | 0 | 0 | 0 | 0 | 0 | 0
Commercial_Warehouse_Existing_Food Preparation_Natural Gas_Conveyor Oven_E9_Baseline Forecast | Commercial | Warehouse | Existing | Food Preparation | Natural Gas | Conveyor Oven | E9 |  | Baseline Forecast | 0 | 0 | 0 | 0 | 0 | 0 | 0 | 0 | 0 | 0 | 0 | 0 | 0 | 0 | 0 | 0 | 0 | 0 | 0 | 0 | 0 | 0 | 0 | 0 | 0 | 0 | 0 | 0 | 0 | 0 | 0 | 0 | 0
Commercial_Warehouse_Existing_Food Preparation_Natural Gas_Conveyor Oven_E10_Baseline Forecast | Commercial | Warehouse | Existing | Food Preparation | Natural Gas | Conveyor Oven | E10 |  | Baseline Forecast | 0 | 0 | 0 | 0 | 0 | 0 | 0 | 0 | 0 | 0 | 0 | 0 | 0 | 0 | 0 | 0 | 0 | 0 | 0 | 0 | 0 | 0 | 0 | 0 | 0 | 0 | 0 | 0 | 0 | 0 | 0 | 0 | 0
Commercial_Warehouse_Existing_Food Preparation_Natural Gas_Conveyor Oven_Vintage_Baseline Forecast | Commercial | Warehouse | Existing | Food Preparation | Natural Gas | Conveyor Oven | Vintage |  | Baseline Forecast | 3155.8385 | 3065.9051 | 2954.6774 | 2823.8502 | 2697.3394 | 2552.7304 | 2400.6943 | 2242.7595 | 2079.9438 | 1913.2684 | 1743.6215 | 1571.7757 | 1398.3467 | 1223.8076 | 1048.5125 | 872.7578 | 696.7741 | 556.2865 | 444.1461 | 354.6307 | 283.1637 | 226.0971 | 180.5279 | 144.1399 | 115.0837 | 91.8832 | 73.3588 | 58.5685 | 46.7596 | 37.3313 | 29.8036 | 23.7936 | 19.0349
Commercial_Warehouse_Existing_Food Preparation_Natural Gas_Double Rack Oven_E1_Baseline Forecast | Commercial | Warehouse | Existing | Food Preparation | Natural Gas | Double Rack Oven | E1 |  | Baseline Forecast | 0 | 42.9032 | 98.1334 | 162.8461 | 266.0799 | 345.1167 | 428.9383 | 516.5239 | 606.96 | 699.5458 | 793.7214 | 889.0684 | 964.5129 | 1024.0644 | 1070.892 | 1107.4605 | 1135.8707 | 1157.6348 | 1174.2183 | 1186.6638 | 1195.6617 | 1202.1559 | 1206.5347 | 1209.248 | 1210.6672 | 1211.0841 | 1210.7071 | 1209.7178 | 1208.2879 | 1206.5011 | 1204.4338 | 1202.1291 | 1218.5801
Commercial_Warehouse_Existing_Food Preparation_Natural Gas_Double Rack Oven_E2_Baseline Forecast | Commercial | Warehouse | Existing | Food Preparation | Natural Gas | Double Rack Oven | E2 |  | Baseline Forecast | 0 | 61.7562 | 141.3523 | 234.5089 | 383.0337 | 496.846 | 617.8032 | 744.4061 | 875.397 | 1009.7632 | 1146.7034 | 1285.5996 | 1395.8849 | 1483.3617 | 1552.6503 | 1607.5212 | 1650.8272 | 1685.1024 | 1712.1415 | 1733.4574 | 1750.3004 | 1763.2425 | 1773.1527 | 1780.6001 | 1786.0284 | 1789.8224 | 1792.3042 | 1793.7239 | 1794.2389 | 1794.0364 | 1793.2391 | 1791.9875 | 1818.6178
Commercial_Warehouse_Existing_Food Preparation_Natural Gas_Double Rack Oven_E3_Baseline Forecast | Commercial | Warehouse | Existing | Food Preparation | Natural Gas | Double Rack Oven | E3 |  | Baseline Forecast | 0 | 0 | 0 | 0 | 0 | 0 | 0 | 0 | 0 | 0 | 0 | 0 | 0 | 0 | 0 | 0 | 0 | 0 | 0 | 0 | 0 | 0 | 0 | 0 | 0 | 0 | 0 | 0 | 0 | 0 | 0 | 0 | 0
Commercial_Warehouse_Existing_Food Preparation_Natural Gas_Double Rack Oven_E4_Baseline Forecast | Commercial | Warehouse | Existing | Food Preparation | Natural Gas | Double Rack Oven | E4 |  | Baseline Forecast | 0 | 0 | 0 | 0 | 0 | 0 | 0 | 0 | 0 | 0 | 0 | 0 | 0 | 0 | 0 | 0 | 0 | 0 | 0 | 0 | 0 | 0 | 0 | 0 | 0 | 0 | 0 | 0 | 0 | 0 | 0 | 0 | 0
Commercial_Warehouse_Existing_Food Preparation_Natural Gas_Double Rack Oven_E5_Baseline Forecast | Commercial | Warehouse | Existing | Food Preparation | Natural Gas | Double Rack Oven | E5 |  | Baseline Forecast | 0 | 0 | 0 | 0 | 0 | 0 | 0 | 0 | 0 | 0 | 0 | 0 | 0 | 0 | 0 | 0 | 0 | 0 | 0 | 0 | 0 | 0 | 0 | 0 | 0 | 0 | 0 | 0 | 0 | 0 | 0 | 0 | 0
Commercial_Warehouse_Existing_Food Preparation_Natural Gas_Double Rack Oven_E6_Baseline Forecast | Commercial | Warehouse | Existing | Food Preparation | Natural Gas | Double Rack Oven | E6 |  | Baseline Forecast | 0 | 0 | 0 | 0 | 0 | 0 | 0 | 0 | 0 | 0 | 0 | 0 | 0 | 0 | 0 | 0 | 0 | 0 | 0 | 0 | 0 | 0 | 0 | 0 | 0 | 0 | 0 | 0 | 0 | 0 | 0 | 0 | 0
Commercial_Warehouse_Existing_Food Preparation_Natural Gas_Double Rack Oven_E7_Baseline Forecast | Commercial | Warehouse | Existing | Food Preparation | Natural Gas | Double Rack Oven | E7 |  | Baseline Forecast | 0 | 0 | 0 | 0 | 0 | 0 | 0 | 0 | 0 | 0 | 0 | 0 | 0 | 0 | 0 | 0 | 0 | 0 | 0 | 0 | 0 | 0 | 0 | 0 | 0 | 0 | 0 | 0 | 0 | 0 | 0 | 0 | 0
Commercial_Warehouse_Existing_Food Preparation_Natural Gas_Double Rack Oven_E8_Baseline Forecast | Commercial | Warehouse | Existing | Food Preparation | Natural Gas | Double Rack Oven | E8 |  | Baseline Forecast | 0 | 0 | 0 | 0 | 0 | 0 | 0 | 0 | 0 | 0 | 0 | 0 | 0 | 0 | 0 | 0 | 0 | 0 | 0 | 0 | 0 | 0 | 0 | 0 | 0 | 0 | 0 | 0 | 0 | 0 | 0 | 0 | 0
Commercial_Warehouse_Existing_Food Preparation_Natural Gas_Double Rack Oven_E9_Baseline Forecast | Commercial | Warehouse | Existing | Food Preparation | Natural Gas | Double Rack Oven | E9 |  | Baseline Forecast | 0 | 0 | 0 | 0 | 0 | 0 | 0 | 0 | 0 | 0 | 0 | 0 | 0 | 0 | 0 | 0 | 0 | 0 | 0 | 0 | 0 | 0 | 0 | 0 | 0 | 0 | 0 | 0 | 0 | 0 | 0 | 0 | 0
Commercial_Warehouse_Existing_Food Preparation_Natural Gas_Double Rack Oven_E10_Baseline Forecast | Commercial | Warehouse | Existing | Food Preparation | Natural Gas | Double Rack Oven | E10 |  | Baseline Forecast | 0 | 0 | 0 | 0 | 0 | 0 | 0 | 0 | 0 | 0 | 0 | 0 | 0 | 0 | 0 | 0 | 0 | 0 | 0 | 0 | 0 | 0 | 0 | 0 | 0 | 0 | 0 | 0 | 0 | 0 | 0 | 0 | 0
Commercial_Warehouse_Existing_Food Preparation_Natural Gas_Double Rack Oven_Vintage_Baseline Forecast | Commercial | Warehouse | Existing | Food Preparation | Natural Gas | Double Rack Oven | Vintage |  | Baseline Forecast | 3155.8385 | 3035.1229 | 2884.2405 | 2706.9811 | 2527.7574 | 2326.3708 | 2114.0551 | 1893.0781 | 1665.0927 | 1431.6229 | 1193.9568 | 953.172 | 760.9564 | 607.5142 | 485.0155 | 387.2189 | 309.1397 | 246.8092 | 197.0556 | 157.34 | 125.632 | 100.3132 | 80.0953 | 63.951 | 51.0595 | 40.7661 | 32.5473 | 25.9853 | 20.746 | 16.5629 | 13.2231 | 10.5566 | 8.4453
Commercial_Warehouse_Existing_Food Preparation_Natural Gas_Fryer_E1_Baseline Forecast | Commercial | Warehouse | Existing | Food Preparation | Natural Gas | Fryer | E1 |  | Baseline Forecast | 0 | 0 | 0 | 0 | 0 | 0 | 0 | 0 | 0 | 0 | 0 | 0 | 0 | 0 | 0 | 0 | 0 | 0 | 0 | 0 | 0 | 0 | 0 | 0 | 0 | 0 | 0 | 0 | 0 | 0 | 0 | 0 | 0
Commercial_Warehouse_Existing_Food Preparation_Natural Gas_Fryer_E2_Baseline Forecast | Commercial | Warehouse | Existing | Food Preparation | Natural Gas | Fryer | E2 |  | Baseline Forecast | 0 | 0 | 0 | 225.7699 | 1148.0654 | 2099.6719 | 3305.8687 | 4713.9311 | 6281.263 | 7527.3502 | 8516.827 | 9301.5137 | 9922.8644 | 10413.9318 | 10800.9212 | 11104.8266 | 11342.3096 | 11527.0454 | 11670.0687 | 11779.9957 | 11863.3051 | 11925.0375 | 11969.4067 | 11999.8385 | 12019.0755 | 12029.4087 | 12032.6301 | 12030.2013 | 12023.2279 | 12012.6255 | 11999.0549 | 11983.1432 | 12154.1326
Commercial_Warehouse_Existing_Food Preparation_Natural Gas_Fryer_E3_Baseline Forecast | Commercial | Warehouse | Existing | Food Preparation | Natural Gas | Fryer | E3 |  | Baseline Forecast | 0 | 0 | 0 | 0 | 0 | 0 | 0 | 0 | 0 | 0 | 0 | 0 | 0 | 0 | 0 | 0 | 0 | 0 | 0 | 0 | 0 | 0 | 0 | 0 | 0 | 0 | 0 | 0 | 0 | 0 | 0 | 0 | 0
Commercial_Warehouse_Existing_Food Preparation_Natural Gas_Fryer_E4_Baseline Forecast | Commercial | Warehouse | Existing | Food Preparation | Natural Gas | Fryer | E4 |  | Baseline Forecast | 0 | 0 | 0 | 0 | 0 | 0 | 0 | 0 | 0 | 0 | 0 | 0 | 0 | 0 | 0 | 0 | 0 | 0 | 0 | 0 | 0 | 0 | 0 | 0 | 0 | 0 | 0 | 0 | 0 | 0 | 0 | 0 | 0
Commercial_Warehouse_Existing_Food Preparation_Natural Gas_Fryer_E5_Baseline Forecast | Commercial | Warehouse | Existing | Food Preparation | Natural Gas | Fryer | E5 |  | Baseline Forecast | 0 | 0 | 0 | 0 | 0 | 0 | 0 | 0 | 0 | 0 | 0 | 0 | 0 | 0 | 0 | 0 | 0 | 0 | 0 | 0 | 0 | 0 | 0 | 0 | 0 | 0 | 0 | 0 | 0 | 0 | 0 | 0 | 0
Commercial_Warehouse_Existing_Food Preparation_Natural Gas_Fryer_E6_Baseline Forecast | Commercial | Warehouse | Existing | Food Preparation | Natural Gas | Fryer | E6 |  | Baseline Forecast | 0 | 0 | 0 | 0 | 0 | 0 | 0 | 0 | 0 | 0 | 0 | 0 | 0 | 0 | 0 | 0 | 0 | 0 | 0 | 0 | 0 | 0 | 0 | 0 | 0 | 0 | 0 | 0 | 0 | 0 | 0 | 0 | 0
Commercial_Warehouse_Existing_Food Preparation_Natural Gas_Fryer_E7_Baseline Forecast | Commercial | Warehouse | Existing | Food Preparation | Natural Gas | Fryer | E7 |  | Baseline Forecast | 0 | 0 | 0 | 0 | 0 | 0 | 0 | 0 | 0 | 0 | 0 | 0 | 0 | 0 | 0 | 0 | 0 | 0 | 0 | 0 | 0 | 0 | 0 | 0 | 0 | 0 | 0 | 0 | 0 | 0 | 0 | 0 | 0
Commercial_Warehouse_Existing_Food Preparation_Natural Gas_Fryer_E8_Baseline Forecast | Commercial | Warehouse | Existing | Food Preparation | Natural Gas | Fryer | E8 |  | Baseline Forecast | 0 | 0 | 0 | 0 | 0 | 0 | 0 | 0 | 0 | 0 | 0 | 0 | 0 | 0 | 0 | 0 | 0 | 0 | 0 | 0 | 0 | 0 | 0 | 0 | 0 | 0 | 0 | 0 | 0 | 0 | 0 | 0 | 0
Commercial_Warehouse_Existing_Food Preparation_Natural Gas_Fryer_E9_Baseline Forecast | Commercial | Warehouse | Existing | Food Preparation | Natural Gas | Fryer | E9 |  | Baseline Forecast | 0 | 0 | 0 | 0 | 0 | 0 | 0 | 0 | 0 | 0 | 0 | 0 | 0 | 0 | 0 | 0 | 0 | 0 | 0 | 0 | 0 | 0 | 0 | 0 | 0 | 0 | 0 | 0 | 0 | 0 | 0 | 0 | 0
Commercial_Warehouse_Existing_Food Preparation_Natural Gas_Fryer_E10_Baseline Forecast | Commercial | Warehouse | Existing | Food Preparation | Natural Gas | Fryer | E10 |  | Baseline Forecast | 0 | 0 | 0 | 0 | 0 | 0 | 0 | 0 | 0 | 0 | 0 | 0 | 0 | 0 | 0 | 0 | 0 | 0 | 0 | 0 | 0 | 0 | 0 | 0 | 0 | 0 | 0 | 0 | 0 | 0 | 0 | 0 | 0
Commercial_Warehouse_Existing_Food Preparation_Natural Gas_Fryer_Vintage_Baseline Forecast | Commercial | Warehouse | Existing | Food Preparation | Natural Gas | Fryer | Vintage |  | Baseline Forecast | 12623.3541 | 12559.1293 | 12494.9046 | 12191.5747 | 11559.419 | 10573.6621 | 9337.3172 | 7902.1008 | 6308.5356 | 5036.3776 | 4020.6995 | 3209.8465 | 2562.5525 | 2045.8295 | 1633.3101 | 1303.9759 | 1041.041 | 831.1404 | 663.5928 | 529.8491 | 423.0712 | 337.8087 | 269.7244 | 215.3575 | 171.945 | 137.2815 | 109.6044 | 87.5064 | 69.8629 | 55.7762 | 44.5292 | 35.5498 | 28.4398
Commercial_Warehouse_Existing_Food Preparation_Natural Gas_Broiler_E1_Baseline Forecast | Commercial | Warehouse | Existing | Food Preparation | Natural Gas | Broiler | E1 |  | Baseline Forecast | 0 | 0 | 0 | 0 | 0 | 0 | 0 | 0 | 0 | 0 | 0 | 0 | 0 | 0 | 0 | 0 | 0 | 0 | 0 | 0 | 0 | 0 | 0 | 0 | 0 | 0 | 0 | 0 | 0 | 0 | 0 | 0 | 0
Commercial_Warehouse_Existing_Food Preparation_Natural Gas_Broiler_E2_Baseline Forecast | Commercial | Warehouse | Existing | Food Preparation | Natural Gas | Broiler | E2 |  | Baseline Forecast | 0 | 0 | 0 | 0 | 0 | 0 | 0 | 0 | 0 | 0 | 0 | 0 | 0 | 0 | 0 | 0 | 0 | 0 | 0 | 0 | 0 | 0 | 0 | 0 | 0 | 0 | 0 | 0 | 0 | 0 | 0 | 0 | 0
Commercial_Warehouse_Existing_Food Preparation_Natural Gas_Broiler_E3_Baseline Forecast | Commercial | Warehouse | Existing | Food Preparation | Natural Gas | Broiler | E3 |  | Baseline Forecast | 0 | 0 | 0 | 0 | 0 | 0 | 0 | 0 | 0 | 0 | 0 | 0 | 0 | 0 | 0 | 0 | 0 | 0 | 0 | 0 | 0 | 0 | 0 | 0 | 0 | 0 | 0 | 0 | 0 | 0 | 0 | 0 | 0
Commercial_Warehouse_Existing_Food Preparation_Natural Gas_Broiler_E4_Baseline Forecast | Commercial | Warehouse | Existing | Food Preparation | Natural Gas | Broiler | E4 |  | Baseline Forecast | 0 | 0 | 0 | 0 | 0 | 0 | 0 | 0 | 0 | 0 | 0 | 0 | 0 | 0 | 0 | 0 | 0 | 0 | 0 | 0 | 0 | 0 | 0 | 0 | 0 | 0 | 0 | 0 | 0 | 0 | 0 | 0 | 0
Commercial_Warehouse_Existing_Food Preparation_Natural Gas_Broiler_E5_Baseline Forecast | Commercial | Warehouse | Existing | Food Preparation | Natural Gas | Broiler | E5 |  | Baseline Forecast | 0 | 0 | 0 | 0 | 0 | 0 | 0 | 0 | 0 | 0 | 0 | 0 | 0 | 0 | 0 | 0 | 0 | 0 | 0 | 0 | 0 | 0 | 0 | 0 | 0 | 0 | 0 | 0 | 0 | 0 | 0 | 0 | 0
Commercial_Warehouse_Existing_Food Preparation_Natural Gas_Broiler_E6_Baseline Forecast | Commercial | Warehouse | Existing | Food Preparation | Natural Gas | Broiler | E6 |  | Baseline Forecast | 0 | 0 | 0 | 0 | 0 | 0 | 0 | 0 | 0 | 0 | 0 | 0 | 0 | 0 | 0 | 0 | 0 | 0 | 0 | 0 | 0 | 0 | 0 | 0 | 0 | 0 | 0 | 0 | 0 | 0 | 0 | 0 | 0
Commercial_Warehouse_Existing_Food Preparation_Natural Gas_Broiler_E7_Baseline Forecast | Commercial | Warehouse | Existing | Food Preparation | Natural Gas | Broiler | E7 |  | Baseline Forecast | 0 | 0 | 0 | 0 | 0 | 0 | 0 | 0 | 0 | 0 | 0 | 0 | 0 | 0 | 0 | 0 | 0 | 0 | 0 | 0 | 0 | 0 | 0 | 0 | 0 | 0 | 0 | 0 | 0 | 0 | 0 | 0 | 0
Commercial_Warehouse_Existing_Food Preparation_Natural Gas_Broiler_E8_Baseline Forecast | Commercial | Warehouse | Existing | Food Preparation | Natural Gas | Broiler | E8 |  | Baseline Forecast | 0 | 0 | 0 | 0 | 0 | 0 | 0 | 0 | 0 | 0 | 0 | 0 | 0 | 0 | 0 | 0 | 0 | 0 | 0 | 0 | 0 | 0 | 0 | 0 | 0 | 0 | 0 | 0 | 0 | 0 | 0 | 0 | 0
Commercial_Warehouse_Existing_Food Preparation_Natural Gas_Broiler_E9_Baseline Forecast | Commercial | Warehouse | Existing | Food Preparation | Natural Gas | Broiler | E9 |  | Baseline Forecast | 0 | 0 | 0 | 0 | 0 | 0 | 0 | 0 | 0 | 0 | 0 | 0 | 0 | 0 | 0 | 0 | 0 | 0 | 0 | 0 | 0 | 0 | 0 | 0 | 0 | 0 | 0 | 0 | 0 | 0 | 0 | 0 | 0
Commercial_Warehouse_Existing_Food Preparation_Natural Gas_Broiler_E10_Baseline Forecast | Commercial | Warehouse | Existing | Food Preparation | Natural Gas | Broiler | E10 |  | Baseline Forecast | 0 | 0 | 0 | 0 | 0 | 0 | 0 | 0 | 0 | 0 | 0 | 0 | 0 | 0 | 0 | 0 | 0 | 0 | 0 | 0 | 0 | 0 | 0 | 0 | 0 | 0 | 0 | 0 | 0 | 0 | 0 | 0 | 0
Commercial_Warehouse_Existing_Food Preparation_Natural Gas_Broiler_Vintage_Baseline Forecast | Commercial | Warehouse | Existing | Food Preparation | Natural Gas | Broiler | Vintage |  | Baseline Forecast | 0 | 0 | 0 | 0 | 0 | 0 | 0 | 0 | 0 | 0 | 0 | 0 | 0 | 0 | 0 | 0 | 0 | 0 | 0 | 0 | 0 | 0 | 0 | 0 | 0 | 0 | 0 | 0 | 0 | 0 | 0 | 0 | 0
Commercial_Warehouse_Existing_Food Preparation_Natural Gas_Griddle_E1_Baseline Forecast | Commercial | Warehouse | Existing | Food Preparation | Natural Gas | Griddle | E1 |  | Baseline Forecast | 0 | 297.2283 | 680.1051 | 675.8835 | 675.8835 | 674.0671 | 672.4636 | 671.0193 | 669.624 | 668.2374 | 666.8438 | 665.4521 | 606.3247 | 484.0631 | 386.457 | 308.5333 | 246.3204 | 121.7364 | 0 | 0 | 0 | 0 | 0 | 0 | 0 | 0 | 0 | 0 | 0 | 0 | 0 | 0 | 0
Commercial_Warehouse_Existing_Food Preparation_Natural Gas_Griddle_E2_Baseline Forecast | Commercial | Warehouse | Existing | Food Preparation | Natural Gas | Griddle | E2 |  | Baseline Forecast | 0 | 121.4093 | 277.8376 | 913.5366 | 1920.5711 | 2693.7837 | 3514.5021 | 4372.7003 | 5259.804 | 6168.9987 | 7094.8554 | 8033.2202 | 8835.2666 | 9545.6414 | 10107.7122 | 10551.3935 | 10900.4712 | 11249.2125 | 11545.4393 | 11680.4847 | 11783.8481 | 11861.5936 | 11918.7498 | 11959.3922 | 11986.7825 | 12003.6259 | 12012.0453 | 12013.7667 | 12010.107 | 12002.1501 | 11990.6918 | 11976.4666 | 12148.7913
Commercial_Warehouse_Existing_Food Preparation_Natural Gas_Griddle_E3_Baseline Forecast | Commercial | Warehouse | Existing | Food Preparation | Natural Gas | Griddle | E3 |  | Baseline Forecast | 0 | 0 | 0 | 0 | 0 | 0 | 0 | 0 | 0 | 0 | 0 | 0 | 0 | 0 | 0 | 0 | 0 | 0 | 0 | 0 | 0 | 0 | 0 | 0 | 0 | 0 | 0 | 0 | 0 | 0 | 0 | 0 | 0
Commercial_Warehouse_Existing_Food Preparation_Natural Gas_Griddle_E4_Baseline Forecast | Commercial | Warehouse | Existing | Food Preparation | Natural Gas | Griddle | E4 |  | Baseline Forecast | 0 | 0 | 0 | 0 | 0 | 0 | 0 | 0 | 0 | 0 | 0 | 0 | 0 | 0 | 0 | 0 | 0 | 0 | 0 | 0 | 0 | 0 | 0 | 0 | 0 | 0 | 0 | 0 | 0 | 0 | 0 | 0 | 0
Commercial_Warehouse_Existing_Food Preparation_Natural Gas_Griddle_E5_Baseline Forecast | Commercial | Warehouse | Existing | Food Preparation | Natural Gas | Griddle | E5 |  | Baseline Forecast | 0 | 0 | 0 | 0 | 0 | 0 | 0 | 0 | 0 | 0 | 0 | 0 | 0 | 0 | 0 | 0 | 0 | 0 | 0 | 0 | 0 | 0 | 0 | 0 | 0 | 0 | 0 | 0 | 0 | 0 | 0 | 0 | 0
Commercial_Warehouse_Existing_Food Preparation_Natural Gas_Griddle_E6_Baseline Forecast | Commercial | Warehouse | Existing | Food Preparation | Natural Gas | Griddle | E6 |  | Baseline Forecast | 0 | 0 | 0 | 0 | 0 | 0 | 0 | 0 | 0 | 0 | 0 | 0 | 0 | 0 | 0 | 0 | 0 | 0 | 0 | 0 | 0 | 0 | 0 | 0 | 0 | 0 | 0 | 0 | 0 | 0 | 0 | 0 | 0
Commercial_Warehouse_Existing_Food Preparation_Natural Gas_Griddle_E7_Baseline Forecast | Commercial | Warehouse | Existing | Food Preparation | Natural Gas | Griddle | E7 |  | Baseline Forecast | 0 | 0 | 0 | 0 | 0 | 0 | 0 | 0 | 0 | 0 | 0 | 0 | 0 | 0 | 0 | 0 | 0 | 0 | 0 | 0 | 0 | 0 | 0 | 0 | 0 | 0 | 0 | 0 | 0 | 0 | 0 | 0 | 0
Commercial_Warehouse_Existing_Food Preparation_Natural Gas_Griddle_E8_Baseline Forecast | Commercial | Warehouse | Existing | Food Preparation | Natural Gas | Griddle | E8 |  | Baseline Forecast | 0 | 0 | 0 | 0 | 0 | 0 | 0 | 0 | 0 | 0 | 0 | 0 | 0 | 0 | 0 | 0 | 0 | 0 | 0 | 0 | 0 | 0 | 0 | 0 | 0 | 0 | 0 | 0 | 0 | 0 | 0 | 0 | 0
Commercial_Warehouse_Existing_Food Preparation_Natural Gas_Griddle_E9_Baseline Forecast | Commercial | Warehouse | Existing | Food Preparation | Natural Gas | Griddle | E9 |  | Baseline Forecast | 0 | 0 | 0 | 0 | 0 | 0 | 0 | 0 | 0 | 0 | 0 | 0 | 0 | 0 | 0 | 0 | 0 | 0 | 0 | 0 | 0 | 0 | 0 | 0 | 0 | 0 | 0 | 0 | 0 | 0 | 0 | 0 | 0
Commercial_Warehouse_Existing_Food Preparation_Natural Gas_Griddle_E10_Baseline Forecast | Commercial | Warehouse | Existing | Food Preparation | Natural Gas | Griddle | E10 |  | Baseline Forecast | 0 | 0 | 0 | 0 | 0 | 0 | 0 | 0 | 0 | 0 | 0 | 0 | 0 | 0 | 0 | 0 | 0 | 0 | 0 | 0 | 0 | 0 | 0 | 0 | 0 | 0 | 0 | 0 | 0 | 0 | 0 | 0 | 0
Commercial_Warehouse_Existing_Food Preparation_Natural Gas_Griddle_Vintage_Baseline Forecast | Commercial | Warehouse | Existing | Food Preparation | Natural Gas | Griddle | Vintage |  | Baseline Forecast | 12623.3541 | 12140.4917 | 11536.9619 | 10827.9245 | 10111.0298 | 9305.4831 | 8456.2202 | 7572.3123 | 6660.3707 | 5726.4917 | 4775.8272 | 3812.6879 | 3043.8256 | 2430.0568 | 1940.0621 | 1548.8756 | 1236.559 | 987.2369 | 788.2222 | 629.3601 | 502.5282 | 401.2526 | 320.3813 | 255.8038 | 204.238 | 163.0643 | 130.1893 | 103.941 | 82.9839 | 66.2516 | 52.8923 | 42.2264 | 33.7811
Commercial_Warehouse_Existing_Food Preparation_Natural Gas_Range_E1_Baseline Forecast | Commercial | Warehouse | Existing | Food Preparation | Natural Gas | Range | E1 |  | Baseline Forecast | 0 | 205.9712 | 471.2541 | 781.9798 | 1253.8024 | 1633.4609 | 2036.415 | 2457.7316 | 2893.0981 | 3339.1489 | 3692.851 | 3972.8593 | 4194.0411 | 4368.1705 | 4504.7477 | 4611.1462 | 4693.5249 | 4756.793 | 4804.8073 | 4841.1029 | 4867.8663 | 4886.8901 | 4899.6991 | 4907.5175 | 4911.3937 | 4912.1148 | 4910.3091 | 4906.4582 | 4901.0511 | 4894.3743 | 4886.7719 | 4878.4908 | 4946.4501
Commercial_Warehouse_Existing_Food Preparation_Natural Gas_Range_E2_Baseline Forecast | Commercial | Warehouse | Existing | Food Preparation | Natural Gas | Range | E2 |  | Baseline Forecast | 0 | 296.394 | 678.2771 | 1125.3243 | 1803.9151 | 2350.0881 | 2930.2095 | 3537.1217 | 4164.7249 | 4808.1628 | 5318.9109 | 5723.776 | 6044.2651 | 6297.5961 | 6497.2286 | 6654.1955 | 6776.9334 | 6872.5631 | 6946.9476 | 7004.1155 | 7047.5175 | 7079.7305 | 7102.9098 | 7118.8308 | 7128.8477 | 7134.1929 | 7135.813 | 7134.5149 | 7130.7767 | 7125.1171 | 7117.7644 | 7109.0285 | 7211.1833
Commercial_Warehouse_Existing_Food Preparation_Natural Gas_Range_E3_Baseline Forecast | Commercial | Warehouse | Existing | Food Preparation | Natural Gas | Range | E3 |  | Baseline Forecast | 0 | 0 | 0 | 0 | 0 | 0 | 0 | 0 | 0 | 0 | 0 | 0 | 0 | 0 | 0 | 0 | 0 | 0 | 0 | 0 | 0 | 0 | 0 | 0 | 0 | 0 | 0 | 0 | 0 | 0 | 0 | 0 | 0
Commercial_Warehouse_Existing_Food Preparation_Natural Gas_Range_E4_Baseline Forecast | Commercial | Warehouse | Existing | Food Preparation | Natural Gas | Range | E4 |  | Baseline Forecast | 0 | 0 | 0 | 0 | 0 | 0 | 0 | 0 | 0 | 0 | 0 | 0 | 0 | 0 | 0 | 0 | 0 | 0 | 0 | 0 | 0 | 0 | 0 | 0 | 0 | 0 | 0 | 0 | 0 | 0 | 0 | 0 | 0
Commercial_Warehouse_Existing_Food Preparation_Natural Gas_Range_E5_Baseline Forecast | Commercial | Warehouse | Existing | Food Preparation | Natural Gas | Range | E5 |  | Baseline Forecast | 0 | 0 | 0 | 0 | 0 | 0 | 0 | 0 | 0 | 0 | 0 | 0 | 0 | 0 | 0 | 0 | 0 | 0 | 0 | 0 | 0 | 0 | 0 | 0 | 0 | 0 | 0 | 0 | 0 | 0 | 0 | 0 | 0
Commercial_Warehouse_Existing_Food Preparation_Natural Gas_Range_E6_Baseline Forecast | Commercial | Warehouse | Existing | Food Preparation | Natural Gas | Range | E6 |  | Baseline Forecast | 0 | 0 | 0 | 0 | 0 | 0 | 0 | 0 | 0 | 0 | 0 | 0 | 0 | 0 | 0 | 0 | 0 | 0 | 0 | 0 | 0 | 0 | 0 | 0 | 0 | 0 | 0 | 0 | 0 | 0 | 0 | 0 | 0
Commercial_Warehouse_Existing_Food Preparation_Natural Gas_Range_E7_Baseline Forecast | Commercial | Warehouse | Existing | Food Preparation | Natural Gas | Range | E7 |  | Baseline Forecast | 0 | 0 | 0 | 0 | 0 | 0 | 0 | 0 | 0 | 0 | 0 | 0 | 0 | 0 | 0 | 0 | 0 | 0 | 0 | 0 | 0 | 0 | 0 | 0 | 0 | 0 | 0 | 0 | 0 | 0 | 0 | 0 | 0
Commercial_Warehouse_Existing_Food Preparation_Natural Gas_Range_E8_Baseline Forecast | Commercial | Warehouse | Existing | Food Preparation | Natural Gas | Range | E8 |  | Baseline Forecast | 0 | 0 | 0 | 0 | 0 | 0 | 0 | 0 | 0 | 0 | 0 | 0 | 0 | 0 | 0 | 0 | 0 | 0 | 0 | 0 | 0 | 0 | 0 | 0 | 0 | 0 | 0 | 0 | 0 | 0 | 0 | 0 | 0
Commercial_Warehouse_Existing_Food Preparation_Natural Gas_Range_E9_Baseline Forecast | Commercial | Warehouse | Existing | Food Preparation | Natural Gas | Range | E9 |  | Baseline Forecast | 0 | 0 | 0 | 0 | 0 | 0 | 0 | 0 | 0 | 0 | 0 | 0 | 0 | 0 | 0 | 0 | 0 | 0 | 0 | 0 | 0 | 0 | 0 | 0 | 0 | 0 | 0 | 0 | 0 | 0 | 0 | 0 | 0
Commercial_Warehouse_Existing_Food Preparation_Natural Gas_Range_E10_Baseline Forecast | Commercial | Warehouse | Existing | Food Preparation | Natural Gas | Range | E10 |  | Baseline Forecast | 0 | 0 | 0 | 0 | 0 | 0 | 0 | 0 | 0 | 0 | 0 | 0 | 0 | 0 | 0 | 0 | 0 | 0 | 0 | 0 | 0 | 0 | 0 | 0 | 0 | 0 | 0 | 0 | 0 | 0 | 0 | 0 | 0
Commercial_Warehouse_Existing_Food Preparation_Natural Gas_Range_Vintage_Baseline Forecast | Commercial | Warehouse | Existing | Food Preparation | Natural Gas | Range | Vintage |  | Baseline Forecast | 12623.3541 | 12056.7642 | 11345.3733 | 10510.0405 | 9649.7668 | 8689.785 | 7676.5614 | 6621.1787 | 5531.9756 | 4416.416 | 3525.7646 | 2814.7249 | 2247.1107 | 1793.9946 | 1432.255 | 1143.4607 | 912.8923 | 728.8297 | 581.9067 | 464.6264 | 370.9925 | 296.2256 | 236.5222 | 188.8477 | 150.7792 | 120.3826 | 96.1125 | 76.7347 | 61.263 | 48.9104 | 39.0478 | 31.1737 | 24.939
Commercial_Warehouse_Existing_Food Preparation_Natural Gas_Steamer_E1_Baseline Forecast | Commercial | Warehouse | Existing | Food Preparation | Natural Gas | Steamer | E1 |  | Baseline Forecast | 0 | 0 | 0 | 0 | 0 | 0 | 0 | 0 | 0 | 0 | 0 | 0 | 0 | 0 | 0 | 0 | 0 | 0 | 0 | 0 | 0 | 0 | 0 | 0 | 0 | 0 | 0 | 0 | 0 | 0 | 0 | 0 | 0
Commercial_Warehouse_Existing_Food Preparation_Natural Gas_Steamer_E2_Baseline Forecast | Commercial | Warehouse | Existing | Food Preparation | Natural Gas | Steamer | E2 |  | Baseline Forecast | 0 | 0 | 0 | 0 | 0 | 0 | 0 | 0 | 0 | 0 | 0 | 0 | 0 | 0 | 0 | 0 | 0 | 0 | 0 | 0 | 0 | 0 | 0 | 0 | 0 | 0 | 0 | 0 | 0 | 0 | 0 | 0 | 0
Commercial_Warehouse_Existing_Food Preparation_Natural Gas_Steamer_E3_Baseline Forecast | Commercial | Warehouse | Existing | Food Preparation | Natural Gas | Steamer | E3 |  | Baseline Forecast | 0 | 0 | 0 | 0 | 0 | 0 | 0 | 0 | 0 | 0 | 0 | 0 | 0 | 0 | 0 | 0 | 0 | 0 | 0 | 0 | 0 | 0 | 0 | 0 | 0 | 0 | 0 | 0 | 0 | 0 | 0 | 0 | 0
Commercial_Warehouse_Existing_Food Preparation_Natural Gas_Steamer_E4_Baseline Forecast | Commercial | Warehouse | Existing | Food Preparation | Natural Gas | Steamer | E4 |  | Baseline Forecast | 0 | 0 | 0 | 0 | 0 | 0 | 0 | 0 | 0 | 0 | 0 | 0 | 0 | 0 | 0 | 0 | 0 | 0 | 0 | 0 | 0 | 0 | 0 | 0 | 0 | 0 | 0 | 0 | 0 | 0 | 0 | 0 | 0
Commercial_Warehouse_Existing_Food Preparation_Natural Gas_Steamer_E5_Baseline Forecast | Commercial | Warehouse | Existing | Food Preparation | Natural Gas | Steamer | E5 |  | Baseline Forecast | 0 | 0 | 0 | 0 | 0 | 0 | 0 | 0 | 0 | 0 | 0 | 0 | 0 | 0 | 0 | 0 | 0 | 0 | 0 | 0 | 0 | 0 | 0 | 0 | 0 | 0 | 0 | 0 | 0 | 0 | 0 | 0 | 0
Commercial_Warehouse_Existing_Food Preparation_Natural Gas_Steamer_E6_Baseline Forecast | Commercial | Warehouse | Existing | Food Preparation | Natural Gas | Steamer | E6 |  | Baseline Forecast | 0 | 0 | 0 | 0 | 0 | 0 | 0 | 0 | 0 | 0 | 0 | 0 | 0 | 0 | 0 | 0 | 0 | 0 | 0 | 0 | 0 | 0 | 0 | 0 | 0 | 0 | 0 | 0 | 0 | 0 | 0 | 0 | 0
Commercial_Warehouse_Existing_Food Preparation_Natural Gas_Steamer_E7_Baseline Forecast | Commercial | Warehouse | Existing | Food Preparation | Natural Gas | Steamer | E7 |  | Baseline Forecast | 0 | 0 | 0 | 0 | 0 | 0 | 0 | 0 | 0 | 0 | 0 | 0 | 0 | 0 | 0 | 0 | 0 | 0 | 0 | 0 | 0 | 0 | 0 | 0 | 0 | 0 | 0 | 0 | 0 | 0 | 0 | 0 | 0
Commercial_Warehouse_Existing_Food Preparation_Natural Gas_Steamer_E8_Baseline Forecast | Commercial | Warehouse | Existing | Food Preparation | Natural Gas | Steamer | E8 |  | Baseline Forecast | 0 | 0 | 0 | 0 | 0 | 0 | 0 | 0 | 0 | 0 | 0 | 0 | 0 | 0 | 0 | 0 | 0 | 0 | 0 | 0 | 0 | 0 | 0 | 0 | 0 | 0 | 0 | 0 | 0 | 0 | 0 | 0 | 0
Commercial_Warehouse_Existing_Food Preparation_Natural Gas_Steamer_E9_Baseline Forecast | Commercial | Warehouse | Existing | Food Preparation | Natural Gas | Steamer | E9 |  | Baseline Forecast | 0 | 0 | 0 | 0 | 0 | 0 | 0 | 0 | 0 | 0 | 0 | 0 | 0 | 0 | 0 | 0 | 0 | 0 | 0 | 0 | 0 | 0 | 0 | 0 | 0 | 0 | 0 | 0 | 0 | 0 | 0 | 0 | 0
Commercial_Warehouse_Existing_Food Preparation_Natural Gas_Steamer_E10_Baseline Forecast | Commercial | Warehouse | Existing | Food Preparation | Natural Gas | Steamer | E10 |  | Baseline Forecast | 0 | 0 | 0 | 0 | 0 | 0 | 0 | 0 | 0 | 0 | 0 | 0 | 0 | 0 | 0 | 0 | 0 | 0 | 0 | 0 | 0 | 0 | 0 | 0 | 0 | 0 | 0 | 0 | 0 | 0 | 0 | 0 | 0
Commercial_Warehouse_Existing_Food Preparation_Natural Gas_Steamer_Vintage_Baseline Forecast | Commercial | Warehouse | Existing | Food Preparation | Natural Gas | Steamer | Vintage |  | Baseline Forecast | 0 | 0 | 0 | 0 | 0 | 0 | 0 | 0 | 0 | 0 | 0 | 0 | 0 | 0 | 0 | 0 | 0 | 0 | 0 | 0 | 0 | 0 | 0 | 0 | 0 | 0 | 0 | 0 | 0 | 0 | 0 | 0 | 0
Commercial_Warehouse_Existing_Food Preparation_Natural Gas_Food Prep Other_E1_Baseline Forecast | Commercial | Warehouse | Existing | Food Preparation | Natural Gas | Food Prep Other | E1 |  | Baseline Forecast | 0 | 0 | 0 | 0 | 0 | 0 | 0 | 0 | 0 | 0 | 0 | 0 | 0 | 0 | 0 | 0 | 0 | 0 | 0 | 0 | 0 | 0 | 0 | 0 | 0 | 0 | 0 | 0 | 0 | 0 | 0 | 0 | 0
Commercial_Warehouse_Existing_Food Preparation_Natural Gas_Food Prep Other_E2_Baseline Forecast | Commercial | Warehouse | Existing | Food Preparation | Natural Gas | Food Prep Other | E2 |  | Baseline Forecast | 0 | 0 | 0 | 0 | 0 | 0 | 0 | 0 | 0 | 0 | 0 | 0 | 0 | 0 | 0 | 0 | 0 | 0 | 0 | 0 | 0 | 0 | 0 | 0 | 0 | 0 | 0 | 0 | 0 | 0 | 0 | 0 | 0
Commercial_Warehouse_Existing_Food Preparation_Natural Gas_Food Prep Other_E3_Baseline Forecast | Commercial | Warehouse | Existing | Food Preparation | Natural Gas | Food Prep Other | E3 |  | Baseline Forecast | 0 | 0 | 0 | 0 | 0 | 0 | 0 | 0 | 0 | 0 | 0 | 0 | 0 | 0 | 0 | 0 | 0 | 0 | 0 | 0 | 0 | 0 | 0 | 0 | 0 | 0 | 0 | 0 | 0 | 0 | 0 | 0 | 0
Commercial_Warehouse_Existing_Food Preparation_Natural Gas_Food Prep Other_E4_Baseline Forecast | Commercial | Warehouse | Existing | Food Preparation | Natural Gas | Food Prep Other | E4 |  | Baseline Forecast | 0 | 0 | 0 | 0 | 0 | 0 | 0 | 0 | 0 | 0 | 0 | 0 | 0 | 0 | 0 | 0 | 0 | 0 | 0 | 0 | 0 | 0 | 0 | 0 | 0 | 0 | 0 | 0 | 0 | 0 | 0 | 0 | 0
Commercial_Warehouse_Existing_Food Preparation_Natural Gas_Food Prep Other_E5_Baseline Forecast | Commercial | Warehouse | Existing | Food Preparation | Natural Gas | Food Prep Other | E5 |  | Baseline Forecast | 0 | 0 | 0 | 0 | 0 | 0 | 0 | 0 | 0 | 0 | 0 | 0 | 0 | 0 | 0 | 0 | 0 | 0 | 0 | 0 | 0 | 0 | 0 | 0 | 0 | 0 | 0 | 0 | 0 | 0 | 0 | 0 | 0
Commercial_Warehouse_Existing_Food Preparation_Natural Gas_Food Prep Other_E6_Baseline Forecast | Commercial | Warehouse | Existing | Food Preparation | Natural Gas | Food Prep Other | E6 |  | Baseline Forecast | 0 | 0 | 0 | 0 | 0 | 0 | 0 | 0 | 0 | 0 | 0 | 0 | 0 | 0 | 0 | 0 | 0 | 0 | 0 | 0 | 0 | 0 | 0 | 0 | 0 | 0 | 0 | 0 | 0 | 0 | 0 | 0 | 0
Commercial_Warehouse_Existing_Food Preparation_Natural Gas_Food Prep Other_E7_Baseline Forecast | Commercial | Warehouse | Existing | Food Preparation | Natural Gas | Food Prep Other | E7 |  | Baseline Forecast | 0 | 0 | 0 | 0 | 0 | 0 | 0 | 0 | 0 | 0 | 0 | 0 | 0 | 0 | 0 | 0 | 0 | 0 | 0 | 0 | 0 | 0 | 0 | 0 | 0 | 0 | 0 | 0 | 0 | 0 | 0 | 0 | 0
Commercial_Warehouse_Existing_Food Preparation_Natural Gas_Food Prep Other_E8_Baseline Forecast | Commercial | Warehouse | Existing | Food Preparation | Natural Gas | Food Prep Other | E8 |  | Baseline Forecast | 0 | 0 | 0 | 0 | 0 | 0 | 0 | 0 | 0 | 0 | 0 | 0 | 0 | 0 | 0 | 0 | 0 | 0 | 0 | 0 | 0 | 0 | 0 | 0 | 0 | 0 | 0 | 0 | 0 | 0 | 0 | 0 | 0
Commercial_Warehouse_Existing_Food Preparation_Natural Gas_Food Prep Other_E9_Baseline Forecast | Commercial | Warehouse | Existing | Food Preparation | Natural Gas | Food Prep Other | E9 |  | Baseline Forecast | 0 | 0 | 0 | 0 | 0 | 0 | 0 | 0 | 0 | 0 | 0 | 0 | 0 | 0 | 0 | 0 | 0 | 0 | 0 | 0 | 0 | 0 | 0 | 0 | 0 | 0 | 0 | 0 | 0 | 0 | 0 | 0 | 0
Commercial_Warehouse_Existing_Food Preparation_Natural Gas_Food Prep Other_E10_Baseline Forecast | Commercial | Warehouse | Existing | Food Preparation | Natural Gas | Food Prep Other | E10 |  | Baseline Forecast | 0 | 0 | 0 | 0 | 0 | 0 | 0 | 0 | 0 | 0 | 0 | 0 | 0 | 0 | 0 | 0 | 0 | 0 | 0 | 0 | 0 | 0 | 0 | 0 | 0 | 0 | 0 | 0 | 0 | 0 | 0 | 0 | 0
Commercial_Warehouse_Existing_Food Preparation_Natural Gas_Food Prep Other_Vintage_Baseline Forecast | Commercial | Warehouse | Existing | Food Preparation | Natural Gas | Food Prep Other | Vintage |  | Baseline Forecast | 0 | 0 | 0 | 0 | 0 | 0 | 0 | 0 | 0 | 0 | 0 | 0 | 0 | 0 | 0 | 0 | 0 | 0 | 0 | 0 | 0 | 0 | 0 | 0 | 0 | 0 | 0 | 0 | 0 | 0 | 0 | 0 | 0
Commercial_Warehouse_Existing_Miscellaneous_Natural Gas_Pool Heater_E1_Baseline Forecast | Commercial | Warehouse | Existing | Miscellaneous | Natural Gas | Pool Heater | E1 |  | Baseline Forecast | 0 | 0 | 0 | 0 | 0 | 0 | 0 | 0 | 0 | 0 | 0 | 0 | 0 | 0 | 0 | 0 | 0 | 0 | 0 | 0 | 0 | 0 | 0 | 0 | 0 | 0 | 0 | 0 | 0 | 0 | 0 | 0 | 0
Commercial_Warehouse_Existing_Miscellaneous_Natural Gas_Pool Heater_E2_Baseline Forecast | Commercial | Warehouse | Existing | Miscellaneous | Natural Gas | Pool Heater | E2 |  | Baseline Forecast | 0 | 0 | 0 | 0 | 0 | 0 | 0 | 0 | 0 | 0 | 0 | 0 | 0 | 0 | 0 | 0 | 0 | 0 | 0 | 0 | 0 | 0 | 0 | 0 | 0 | 0 | 0 | 0 | 0 | 0 | 0 | 0 | 0
Commercial_Warehouse_Existing_Miscellaneous_Natural Gas_Pool Heater_E3_Baseline Forecast | Commercial | Warehouse | Existing | Miscellaneous | Natural Gas | Pool Heater | E3 |  | Baseline Forecast | 0 | 0 | 0 | 0 | 0 | 0 | 0 | 0 | 0 | 0 | 0 | 0 | 0 | 0 | 0 | 0 | 0 | 0 | 0 | 0 | 0 | 0 | 0 | 0 | 0 | 0 | 0 | 0 | 0 | 0 | 0 | 0 | 0
Commercial_Warehouse_Existing_Miscellaneous_Natural Gas_Pool Heater_E4_Baseline Forecast | Commercial | Warehouse | Existing | Miscellaneous | Natural Gas | Pool Heater | E4 |  | Baseline Forecast | 0 | 0 | 0 | 0 | 0 | 0 | 0 | 0 | 0 | 0 | 0 | 0 | 0 | 0 | 0 | 0 | 0 | 0 | 0 | 0 | 0 | 0 | 0 | 0 | 0 | 0 | 0 | 0 | 0 | 0 | 0 | 0 | 0
Commercial_Warehouse_Existing_Miscellaneous_Natural Gas_Pool Heater_E5_Baseline Forecast | Commercial | Warehouse | Existing | Miscellaneous | Natural Gas | Pool Heater | E5 |  | Baseline Forecast | 0 | 0 | 0 | 0 | 0 | 0 | 0 | 0 | 0 | 0 | 0 | 0 | 0 | 0 | 0 | 0 | 0 | 0 | 0 | 0 | 0 | 0 | 0 | 0 | 0 | 0 | 0 | 0 | 0 | 0 | 0 | 0 | 0
Commercial_Warehouse_Existing_Miscellaneous_Natural Gas_Pool Heater_E6_Baseline Forecast | Commercial | Warehouse | Existing | Miscellaneous | Natural Gas | Pool Heater | E6 |  | Baseline Forecast | 0 | 0 | 0 | 0 | 0 | 0 | 0 | 0 | 0 | 0 | 0 | 0 | 0 | 0 | 0 | 0 | 0 | 0 | 0 | 0 | 0 | 0 | 0 | 0 | 0 | 0 | 0 | 0 | 0 | 0 | 0 | 0 | 0
Commercial_Warehouse_Existing_Miscellaneous_Natural Gas_Pool Heater_E7_Baseline Forecast | Commercial | Warehouse | Existing | Miscellaneous | Natural Gas | Pool Heater | E7 |  | Baseline Forecast | 0 | 0 | 0 | 0 | 0 | 0 | 0 | 0 | 0 | 0 | 0 | 0 | 0 | 0 | 0 | 0 | 0 | 0 | 0 | 0 | 0 | 0 | 0 | 0 | 0 | 0 | 0 | 0 | 0 | 0 | 0 | 0 | 0
Commercial_Warehouse_Existing_Miscellaneous_Natural Gas_Pool Heater_E8_Baseline Forecast | Commercial | Warehouse | Existing | Miscellaneous | Natural Gas | Pool Heater | E8 |  | Baseline Forecast | 0 | 0 | 0 | 0 | 0 | 0 | 0 | 0 | 0 | 0 | 0 | 0 | 0 | 0 | 0 | 0 | 0 | 0 | 0 | 0 | 0 | 0 | 0 | 0 | 0 | 0 | 0 | 0 | 0 | 0 | 0 | 0 | 0
Commercial_Warehouse_Existing_Miscellaneous_Natural Gas_Pool Heater_E9_Baseline Forecast | Commercial | Warehouse | Existing | Miscellaneous | Natural Gas | Pool Heater | E9 |  | Baseline Forecast | 0 | 0 | 0 | 0 | 0 | 0 | 0 | 0 | 0 | 0 | 0 | 0 | 0 | 0 | 0 | 0 | 0 | 0 | 0 | 0 | 0 | 0 | 0 | 0 | 0 | 0 | 0 | 0 | 0 | 0 | 0 | 0 | 0
Commercial_Warehouse_Existing_Miscellaneous_Natural Gas_Pool Heater_E10_Baseline Forecast | Commercial | Warehouse | Existing | Miscellaneous | Natural Gas | Pool Heater | E10 |  | Baseline Forecast | 0 | 0 | 0 | 0 | 0 | 0 | 0 | 0 | 0 | 0 | 0 | 0 | 0 | 0 | 0 | 0 | 0 | 0 | 0 | 0 | 0 | 0 | 0 | 0 | 0 | 0 | 0 | 0 | 0 | 0 | 0 | 0 | 0
Commercial_Warehouse_Existing_Miscellaneous_Natural Gas_Pool Heater_Vintage_Baseline Forecast | Commercial | Warehouse | Existing | Miscellaneous | Natural Gas | Pool Heater | Vintage |  | Baseline Forecast | 0 | 0 | 0 | 0 | 0 | 0 | 0 | 0 | 0 | 0 | 0 | 0 | 0 | 0 | 0 | 0 | 0 | 0 | 0 | 0 | 0 | 0 | 0 | 0 | 0 | 0 | 0 | 0 | 0 | 0 | 0 | 0 | 0
Commercial_Warehouse_Existing_Miscellaneous_Natural Gas_Miscellaneous_E1_Baseline Forecast | Commercial | Warehouse | Existing | Miscellaneous | Natural Gas | Miscellaneous | E1 |  | Baseline Forecast | 0 | 67944.8897 | 148070.5689 | 238092.8681 | 334355.3131 | 400091.3079 | 456119.0058 | 503874.0322 | 544511.9858 | 579041.0154 | 608332.502 | 633150.3847 | 654151.8421 | 671894.9365 | 686845.2266 | 699406.5376 | 709918.2365 | 718694.4222 | 726009.8341 | 732086.2415 | 737088.3263 | 741150.0284 | 744399.0646 | 746948.8972 | 748897.1593 | 750333.7404 | 751332.9389 | 751960.1407 | 752267.2664 | 752300.8512 | 752096.2493 | 751690.1326 | 763017.901
Commercial_Warehouse_Existing_Miscellaneous_Natural Gas_Miscellaneous_E2_Baseline Forecast | Commercial | Warehouse | Existing | Miscellaneous | Natural Gas | Miscellaneous | E2 |  | Baseline Forecast | 0 | 0 | 0 | 0 | 0 | 0 | 0 | 0 | 0 | 0 | 0 | 0 | 0 | 0 | 0 | 0 | 0 | 0 | 0 | 0 | 0 | 0 | 0 | 0 | 0 | 0 | 0 | 0 | 0 | 0 | 0 | 0 | 0
Commercial_Warehouse_Existing_Miscellaneous_Natural Gas_Miscellaneous_E3_Baseline Forecast | Commercial | Warehouse | Existing | Miscellaneous | Natural Gas | Miscellaneous | E3 |  | Baseline Forecast | 0 | 0 | 0 | 0 | 0 | 0 | 0 | 0 | 0 | 0 | 0 | 0 | 0 | 0 | 0 | 0 | 0 | 0 | 0 | 0 | 0 | 0 | 0 | 0 | 0 | 0 | 0 | 0 | 0 | 0 | 0 | 0 | 0
Commercial_Warehouse_Existing_Miscellaneous_Natural Gas_Miscellaneous_E4_Baseline Forecast | Commercial | Warehouse | Existing | Miscellaneous | Natural Gas | Miscellaneous | E4 |  | Baseline Forecast | 0 | 0 | 0 | 0 | 0 | 0 | 0 | 0 | 0 | 0 | 0 | 0 | 0 | 0 | 0 | 0 | 0 | 0 | 0 | 0 | 0 | 0 | 0 | 0 | 0 | 0 | 0 | 0 | 0 | 0 | 0 | 0 | 0
Commercial_Warehouse_Existing_Miscellaneous_Natural Gas_Miscellaneous_E5_Baseline Forecast | Commercial | Warehouse | Existing | Miscellaneous | Natural Gas | Miscellaneous | E5 |  | Baseline Forecast | 0 | 0 | 0 | 0 | 0 | 0 | 0 | 0 | 0 | 0 | 0 | 0 | 0 | 0 | 0 | 0 | 0 | 0 | 0 | 0 | 0 | 0 | 0 | 0 | 0 | 0 | 0 | 0 | 0 | 0 | 0 | 0 | 0
Commercial_Warehouse_Existing_Miscellaneous_Natural Gas_Miscellaneous_E6_Baseline Forecast | Commercial | Warehouse | Existing | Miscellaneous | Natural Gas | Miscellaneous | E6 |  | Baseline Forecast | 0 | 0 | 0 | 0 | 0 | 0 | 0 | 0 | 0 | 0 | 0 | 0 | 0 | 0 | 0 | 0 | 0 | 0 | 0 | 0 | 0 | 0 | 0 | 0 | 0 | 0 | 0 | 0 | 0 | 0 | 0 | 0 | 0
Commercial_Warehouse_Existing_Miscellaneous_Natural Gas_Miscellaneous_E7_Baseline Forecast | Commercial | Warehouse | Existing | Miscellaneous | Natural Gas | Miscellaneous | E7 |  | Baseline Forecast | 0 | 0 | 0 | 0 | 0 | 0 | 0 | 0 | 0 | 0 | 0 | 0 | 0 | 0 | 0 | 0 | 0 | 0 | 0 | 0 | 0 | 0 | 0 | 0 | 0 | 0 | 0 | 0 | 0 | 0 | 0 | 0 | 0
Commercial_Warehouse_Existing_Miscellaneous_Natural Gas_Miscellaneous_E8_Baseline Forecast | Commercial | Warehouse | Existing | Miscellaneous | Natural Gas | Miscellaneous | E8 |  | Baseline Forecast | 0 | 0 | 0 | 0 | 0 | 0 | 0 | 0 | 0 | 0 | 0 | 0 | 0 | 0 | 0 | 0 | 0 | 0 | 0 | 0 | 0 | 0 | 0 | 0 | 0 | 0 | 0 | 0 | 0 | 0 | 0 | 0 | 0
Commercial_Warehouse_Existing_Miscellaneous_Natural Gas_Miscellaneous_E9_Baseline Forecast | Commercial | Warehouse | Existing | Miscellaneous | Natural Gas | Miscellaneous | E9 |  | Baseline Forecast | 0 | 0 | 0 | 0 | 0 | 0 | 0 | 0 | 0 | 0 | 0 | 0 | 0 | 0 | 0 | 0 | 0 | 0 | 0 | 0 | 0 | 0 | 0 | 0 | 0 | 0 | 0 | 0 | 0 | 0 | 0 | 0 | 0
Commercial_Warehouse_Existing_Miscellaneous_Natural Gas_Miscellaneous_E10_Baseline Forecast | Commercial | Warehouse | Existing | Miscellaneous | Natural Gas | Miscellaneous | E10 |  | Baseline Forecast | 0 | 0 | 0 | 0 | 0 | 0 | 0 | 0 | 0 | 0 | 0 | 0 | 0 | 0 | 0 | 0 | 0 | 0 | 0 | 0 | 0 | 0 | 0 | 0 | 0 | 0 | 0 | 0 | 0 | 0 | 0 | 0 | 0
Commercial_Warehouse_Existing_Miscellaneous_Natural Gas_Miscellaneous_Vintage_Baseline Forecast | Commercial | Warehouse | Existing | Miscellaneous | Natural Gas | Miscellaneous | Vintage |  | Baseline Forecast | 796744.0333 | 724745.4898 | 640566.1568 | 545648.5308 | 467698.7407 | 399807.2892 | 341876.747 | 292407.8503 | 250114.1389 | 213939.6039 | 182994.3754 | 156524.9654 | 133886.0563 | 114523.6635 | 97962.0042 | 83795.7136 | 71677.5761 | 61313.0714 | 52449.7701 | 44870.1325 | 38386.7898 | 32839.9491 | 28094.0913 | 24033.5571 | 20559.4214 | 17587.1912 | 15044.4344 | 12869.1816 | 11008.3184 | 9416.4376 | 8054.6345 | 6889.7036 | 5905.4602
Commercial_Warehouse_New_Space Heating_Natural Gas_Furnace_E1_Baseline Forecast | Commercial | Warehouse | New | Space Heating | Natural Gas | Furnace | E1 |  | Baseline Forecast | 0 | 0 | 0 | 0 | 0 | 0 | 0 | 0 | 0 | 0 | 0 | 0 | 0 | 0 | 0 | 0 | 0 | 0 | 0 | 0 | 0 | 0 | 0 | 0 | 0 | 0 | 0 | 0 | 0 | 0 | 0 | 0 | 0
Commercial_Warehouse_New_Space Heating_Natural Gas_Furnace_E2_Baseline Forecast | Commercial | Warehouse | New | Space Heating | Natural Gas | Furnace | E2 |  | Baseline Forecast | 0 | 0 | 0 | 0 | 0 | 0 | 0 | 0 | 0 | 0 | 0 | 0 | 0 | 0 | 0 | 0 | 0 | 0 | 0 | 0 | 0 | 0 | 0 | 0 | 0 | 0 | 0 | 0 | 0 | 0 | 0 | 0 | 0
Commercial_Warehouse_New_Space Heating_Natural Gas_Furnace_E3_Baseline Forecast | Commercial | Warehouse | New | Space Heating | Natural Gas | Furnace | E3 |  | Baseline Forecast | 0 | 0 | 0 | 0 | 0 | 0 | 0 | 0 | 0 | 0 | 0 | 0 | 0 | 0 | 0 | 0 | 0 | 0 | 0 | 0 | 0 | 0 | 0 | 0 | 0 | 0 | 0 | 0 | 0 | 0 | 0 | 0 | 0
Commercial_Warehouse_New_Space Heating_Natural Gas_Furnace_E4_Baseline Forecast | Commercial | Warehouse | New | Space Heating | Natural Gas | Furnace | E4 |  | Baseline Forecast | 0 | 0 | 0 | 0 | 0 | 0 | 0 | 0 | 0 | 0 | 0 | 0 | 0 | 0 | 0 | 0 | 0 | 0 | 0 | 0 | 0 | 0 | 0 | 0 | 0 | 0 | 0 | 0 | 0 | 0 | 0 | 0 | 0
Commercial_Warehouse_New_Space Heating_Natural Gas_Furnace_E5_Baseline Forecast | Commercial | Warehouse | New | Space Heating | Natural Gas | Furnace | E5 |  | Baseline Forecast | 0 | 0 | 0 | 0 | 0 | 0 | 0 | 0 | 0 | 0 | 0 | 0 | 0 | 0 | 0 | 0 | 0 | 0 | 0 | 0 | 0 | 0 | 0 | 0 | 0 | 0 | 0 | 0 | 0 | 0 | 0 | 0 | 0
Commercial_Warehouse_New_Space Heating_Natural Gas_Furnace_E6_Baseline Forecast | Commercial | Warehouse | New | Space Heating | Natural Gas | Furnace | E6 |  | Baseline Forecast | 0 | 0 | 0 | 0 | 0 | 0 | 0 | 0 | 0 | 0 | 0 | 0 | 0 | 0 | 0 | 0 | 0 | 0 | 0 | 0 | 0 | 0 | 0 | 0 | 0 | 0 | 0 | 0 | 0 | 0 | 0 | 0 | 0
Commercial_Warehouse_New_Space Heating_Natural Gas_Furnace_E7_Baseline Forecast | Commercial | Warehouse | New | Space Heating | Natural Gas | Furnace | E7 |  | Baseline Forecast | 0 | 0 | 0 | 0 | 0 | 0 | 0 | 0 | 0 | 0 | 0 | 0 | 0 | 0 | 0 | 0 | 0 | 0 | 0 | 0 | 0 | 0 | 0 | 0 | 0 | 0 | 0 | 0 | 0 | 0 | 0 | 0 | 0
Commercial_Warehouse_New_Space Heating_Natural Gas_Furnace_E8_Baseline Forecast | Commercial | Warehouse | New | Space Heating | Natural Gas | Furnace | E8 |  | Baseline Forecast | 0 | 0 | 0 | 0 | 0 | 0 | 0 | 0 | 0 | 0 | 0 | 0 | 0 | 0 | 0 | 0 | 0 | 0 | 0 | 0 | 0 | 0 | 0 | 0 | 0 | 0 | 0 | 0 | 0 | 0 | 0 | 0 | 0
Commercial_Warehouse_New_Space Heating_Natural Gas_Furnace_E9_Baseline Forecast | Commercial | Warehouse | New | Space Heating | Natural Gas | Furnace | E9 |  | Baseline Forecast | 0 | 0 | 0 | 0 | 0 | 0 | 0 | 0 | 0 | 0 | 0 | 0 | 0 | 0 | 0 | 0 | 0 | 0 | 0 | 0 | 0 | 0 | 0 | 0 | 0 | 0 | 0 | 0 | 0 | 0 | 0 | 0 | 0
Commercial_Warehouse_New_Space Heating_Natural Gas_Furnace_E10_Baseline Forecast | Commercial | Warehouse | New | Space Heating | Natural Gas | Furnace | E10 |  | Baseline Forecast | 0 | 0 | 0 | 0 | 0 | 0 | 0 | 0 | 0 | 0 | 0 | 0 | 0 | 0 | 0 | 0 | 0 | 0 | 0 | 0 | 0 | 0 | 0 | 0 | 0 | 0 | 0 | 0 | 0 | 0 | 0 | 0 | 0
Commercial_Warehouse_New_Space Heating_Natural Gas_Furnace_Vintage_Baseline Forecast | Commercial | Warehouse | New | Space Heating | Natural Gas | Furnace | Vintage |  | Baseline Forecast | 0 | 0 | 0 | 0 | 0 | 0 | 0 | 0 | 0 | 0 | 0 | 0 | 0 | 0 | 0 | 0 | 0 | 0 | 0 | 0 | 0 | 0 | 0 | 0 | 0 | 0 | 0 | 0 | 0 | 0 | 0 | 0 | 0
Commercial_Warehouse_New_Space Heating_Natural Gas_Boiler_E1_Baseline Forecast | Commercial | Warehouse | New | Space Heating | Natural Gas | Boiler | E1 |  | Baseline Forecast | 0 | 0 | 0 | 0 | 0 | 0 | 0 | 0 | 0 | 0 | 0 | 0 | 0 | 0 | 0 | 0 | 0 | 0 | 0 | 0 | 0 | 0 | 0 | 0 | 0 | 0 | 0 | 0 | 0 | 0 | 0 | 0 | 0
Commercial_Warehouse_New_Space Heating_Natural Gas_Boiler_E2_Baseline Forecast | Commercial | Warehouse | New | Space Heating | Natural Gas | Boiler | E2 |  | Baseline Forecast | 0 | 0 | 0 | 0 | 0 | 0 | 0 | 0 | 0 | 0 | 0 | 0 | 0 | 0 | 0 | 0 | 0 | 0 | 0 | 0 | 0 | 0 | 0 | 0 | 0 | 0 | 0 | 0 | 0 | 0 | 0 | 0 | 0
Commercial_Warehouse_New_Space Heating_Natural Gas_Boiler_E3_Baseline Forecast | Commercial | Warehouse | New | Space Heating | Natural Gas | Boiler | E3 |  | Baseline Forecast | 0 | 0 | 0 | 0 | 0 | 0 | 0 | 0 | 0 | 0 | 0 | 0 | 0 | 0 | 0 | 0 | 0 | 0 | 0 | 0 | 0 | 0 | 0 | 0 | 0 | 0 | 0 | 0 | 0 | 0 | 0 | 0 | 0
Commercial_Warehouse_New_Space Heating_Natural Gas_Boiler_E4_Baseline Forecast | Commercial | Warehouse | New | Space Heating | Natural Gas | Boiler | E4 |  | Baseline Forecast | 0 | 0 | 0 | 0 | 0 | 0 | 0 | 0 | 0 | 0 | 0 | 0 | 0 | 0 | 0 | 0 | 0 | 0 | 0 | 0 | 0 | 0 | 0 | 0 | 0 | 0 | 0 | 0 | 0 | 0 | 0 | 0 | 0
Commercial_Warehouse_New_Space Heating_Natural Gas_Boiler_E5_Baseline Forecast | Commercial | Warehouse | New | Space Heating | Natural Gas | Boiler | E5 |  | Baseline Forecast | 0 | 0 | 0 | 0 | 0 | 0 | 0 | 0 | 0 | 0 | 0 | 0 | 0 | 0 | 0 | 0 | 0 | 0 | 0 | 0 | 0 | 0 | 0 | 0 | 0 | 0 | 0 | 0 | 0 | 0 | 0 | 0 | 0
Commercial_Warehouse_New_Space Heating_Natural Gas_Boiler_E6_Baseline Forecast | Commercial | Warehouse | New | Space Heating | Natural Gas | Boiler | E6 |  | Baseline Forecast | 0 | 0 | 0 | 0 | 0 | 0 | 0 | 0 | 0 | 0 | 0 | 0 | 0 | 0 | 0 | 0 | 0 | 0 | 0 | 0 | 0 | 0 | 0 | 0 | 0 | 0 | 0 | 0 | 0 | 0 | 0 | 0 | 0
Commercial_Warehouse_New_Space Heating_Natural Gas_Boiler_E7_Baseline Forecast | Commercial | Warehouse | New | Space Heating | Natural Gas | Boiler | E7 |  | Baseline Forecast | 0 | 0 | 0 | 0 | 0 | 0 | 0 | 0 | 0 | 0 | 0 | 0 | 0 | 0 | 0 | 0 | 0 | 0 | 0 | 0 | 0 | 0 | 0 | 0 | 0 | 0 | 0 | 0 | 0 | 0 | 0 | 0 | 0
Commercial_Warehouse_New_Space Heating_Natural Gas_Boiler_E8_Baseline Forecast | Commercial | Warehouse | New | Space Heating | Natural Gas | Boiler | E8 |  | Baseline Forecast | 0 | 0 | 0 | 0 | 0 | 0 | 0 | 0 | 0 | 0 | 0 | 0 | 0 | 0 | 0 | 0 | 0 | 0 | 0 | 0 | 0 | 0 | 0 | 0 | 0 | 0 | 0 | 0 | 0 | 0 | 0 | 0 | 0
Commercial_Warehouse_New_Space Heating_Natural Gas_Boiler_E9_Baseline Forecast | Commercial | Warehouse | New | Space Heating | Natural Gas | Boiler | E9 |  | Baseline Forecast | 0 | 0 | 0 | 0 | 0 | 0 | 0 | 0 | 0 | 0 | 0 | 0 | 0 | 0 | 0 | 0 | 0 | 0 | 0 | 0 | 0 | 0 | 0 | 0 | 0 | 0 | 0 | 0 | 0 | 0 | 0 | 0 | 0
Commercial_Warehouse_New_Space Heating_Natural Gas_Boiler_E10_Baseline Forecast | Commercial | Warehouse | New | Space Heating | Natural Gas | Boiler | E10 |  | Baseline Forecast | 0 | 0 | 0 | 0 | 0 | 0 | 0 | 0 | 0 | 0 | 0 | 0 | 0 | 0 | 0 | 0 | 0 | 0 | 0 | 0 | 0 | 0 | 0 | 0 | 0 | 0 | 0 | 0 | 0 | 0 | 0 | 0 | 0
Commercial_Warehouse_New_Space Heating_Natural Gas_Boiler_Vintage_Baseline Forecast | Commercial | Warehouse | New | Space Heating | Natural Gas | Boiler | Vintage |  | Baseline Forecast | 0 | 0 | 0 | 0 | 0 | 0 | 0 | 0 | 0 | 0 | 0 | 0 | 0 | 0 | 0 | 0 | 0 | 0 | 0 | 0 | 0 | 0 | 0 | 0 | 0 | 0 | 0 | 0 | 0 | 0 | 0 | 0 | 0
Commercial_Warehouse_New_Space Heating_Natural Gas_Unit Heater_E1_Baseline Forecast | Commercial | Warehouse | New | Space Heating | Natural Gas | Unit Heater | E1 |  | Baseline Forecast | 0 | 304.8274 | 1775.1231 | 2714.7451 | 3838.2028 | 3838.2028 | 3838.2028 | 3838.2028 | 3838.2028 | 3838.2028 | 3838.2028 | 3794.656 | 3547.288 | 3201.0265 | 2743.737 | 2351.7746 | 2015.8068 | 1727.8344 | 1392.1873 | 764.9222 | 381.882 | 0 | 0 | 0 | 0 | 0 | 0 | 0 | 0 | 0 | 0 | 0 | 0
Commercial_Warehouse_New_Space Heating_Natural Gas_Unit Heater_E2_Baseline Forecast | Commercial | Warehouse | New | Space Heating | Natural Gas | Unit Heater | E2 |  | Baseline Forecast | 0 | 0 | 0 | 0 | 0 | 1157.8259 | 2321.4701 | 3328.6004 | 4321.6163 | 5337.8752 | 6370.6765 | 7439.1785 | 8695.4705 | 10036.9036 | 11490.8033 | 12876.3619 | 14211.6839 | 15475.696 | 16748.614 | 18282.9087 | 19573.4242 | 20881.1566 | 21819.0734 | 22766.9139 | 23724.9373 | 24685.6599 | 25650.1383 | 26615.2663 | 27584.652 | 28556.1507 | 29534.8776 | 30514.3159 | 30930.3902
Commercial_Warehouse_New_Space Heating_Natural Gas_Unit Heater_E3_Baseline Forecast | Commercial | Warehouse | New | Space Heating | Natural Gas | Unit Heater | E3 |  | Baseline Forecast | 0 | 0 | 0 | 0 | 0 | 0 | 0 | 0 | 0 | 0 | 0 | 0 | 0 | 0 | 0 | 0 | 0 | 0 | 0 | 0 | 0 | 0 | 0 | 0 | 0 | 0 | 0 | 0 | 0 | 0 | 0 | 0 | 0
Commercial_Warehouse_New_Space Heating_Natural Gas_Unit Heater_E4_Baseline Forecast | Commercial | Warehouse | New | Space Heating | Natural Gas | Unit Heater | E4 |  | Baseline Forecast | 0 | 0 | 0 | 0 | 0 | 0 | 0 | 0 | 0 | 0 | 0 | 0 | 0 | 0 | 0 | 0 | 0 | 0 | 0 | 0 | 0 | 0 | 0 | 0 | 0 | 0 | 0 | 0 | 0 | 0 | 0 | 0 | 0
Commercial_Warehouse_New_Space Heating_Natural Gas_Unit Heater_E5_Baseline Forecast | Commercial | Warehouse | New | Space Heating | Natural Gas | Unit Heater | E5 |  | Baseline Forecast | 0 | 0 | 0 | 0 | 0 | 0 | 0 | 0 | 0 | 0 | 0 | 0 | 0 | 0 | 0 | 0 | 0 | 0 | 0 | 0 | 0 | 0 | 0 | 0 | 0 | 0 | 0 | 0 | 0 | 0 | 0 | 0 | 0
Commercial_Warehouse_New_Space Heating_Natural Gas_Unit Heater_E6_Baseline Forecast | Commercial | Warehouse | New | Space Heating | Natural Gas | Unit Heater | E6 |  | Baseline Forecast | 0 | 0 | 0 | 0 | 0 | 0 | 0 | 0 | 0 | 0 | 0 | 0 | 0 | 0 | 0 | 0 | 0 | 0 | 0 | 0 | 0 | 0 | 0 | 0 | 0 | 0 | 0 | 0 | 0 | 0 | 0 | 0 | 0
Commercial_Warehouse_New_Space Heating_Natural Gas_Unit Heater_E7_Baseline Forecast | Commercial | Warehouse | New | Space Heating | Natural Gas | Unit Heater | E7 |  | Baseline Forecast | 0 | 0 | 0 | 0 | 0 | 0 | 0 | 0 | 0 | 0 | 0 | 0 | 0 | 0 | 0 | 0 | 0 | 0 | 0 | 0 | 0 | 0 | 0 | 0 | 0 | 0 | 0 | 0 | 0 | 0 | 0 | 0 | 0
Commercial_Warehouse_New_Space Heating_Natural Gas_Unit Heater_E8_Baseline Forecast | Commercial | Warehouse | New | Space Heating | Natural Gas | Unit Heater | E8 |  | Baseline Forecast | 0 | 0 | 0 | 0 | 0 | 0 | 0 | 0 | 0 | 0 | 0 | 0 | 0 | 0 | 0 | 0 | 0 | 0 | 0 | 0 | 0 | 0 | 0 | 0 | 0 | 0 | 0 | 0 | 0 | 0 | 0 | 0 | 0
Commercial_Warehouse_New_Space Heating_Natural Gas_Unit Heater_E9_Baseline Forecast | Commercial | Warehouse | New | Space Heating | Natural Gas | Unit Heater | E9 |  | Baseline Forecast | 0 | 0 | 0 | 0 | 0 | 0 | 0 | 0 | 0 | 0 | 0 | 0 | 0 | 0 | 0 | 0 | 0 | 0 | 0 | 0 | 0 | 0 | 0 | 0 | 0 | 0 | 0 | 0 | 0 | 0 | 0 | 0 | 0
Commercial_Warehouse_New_Space Heating_Natural Gas_Unit Heater_E10_Baseline Forecast | Commercial | Warehouse | New | Space Heating | Natural Gas | Unit Heater | E10 |  | Baseline Forecast | 0 | 0 | 0 | 0 | 0 | 0 | 0 | 0 | 0 | 0 | 0 | 0 | 0 | 0 | 0 | 0 | 0 | 0 | 0 | 0 | 0 | 0 | 0 | 0 | 0 | 0 | 0 | 0 | 0 | 0 | 0 | 0 | 0
Commercial_Warehouse_New_Space Heating_Natural Gas_Unit Heater_Vintage_Baseline Forecast | Commercial | Warehouse | New | Space Heating | Natural Gas | Unit Heater | Vintage |  | Baseline Forecast | 0 | 0 | 0 | 0 | 0 | 0 | 0 | 0 | 0 | 0 | 0 | 0 | 0 | 0 | 0 | 0 | 0 | 0 | 0 | 0 | 0 | 0 | 0 | 0 | 0 | 0 | 0 | 0 | 0 | 0 | 0 | 0 | 0
Commercial_Warehouse_New_Water Heating_Natural Gas_Water Heater_E1_Baseline Forecast | Commercial | Warehouse | New | Water Heating | Natural Gas | Water Heater | E1 |  | Baseline Forecast | 0 | 0 | 0 | 0 | 0 | 0 | 0 | 0 | 0 | 0 | 0 | 0 | 0 | 0 | 0 | 0 | 0 | 0 | 0 | 0 | 0 | 0 | 0 | 0 | 0 | 0 | 0 | 0 | 0 | 0 | 0 | 0 | 0
Commercial_Warehouse_New_Water Heating_Natural Gas_Water Heater_E2_Baseline Forecast | Commercial | Warehouse | New | Water Heating | Natural Gas | Water Heater | E2 |  | Baseline Forecast | 0 | 0 | 0 | 0 | 0 | 0 | 0 | 0 | 0 | 0 | 0 | 0 | 0 | 0 | 0 | 0 | 0 | 0 | 0 | 0 | 0 | 0 | 0 | 0 | 0 | 0 | 0 | 0 | 0 | 0 | 0 | 0 | 0
Commercial_Warehouse_New_Water Heating_Natural Gas_Water Heater_E3_Baseline Forecast | Commercial | Warehouse | New | Water Heating | Natural Gas | Water Heater | E3 |  | Baseline Forecast | 0 | 0 | 0 | 0 | 0 | 0 | 0 | 0 | 0 | 0 | 0 | 0 | 0 | 0 | 0 | 0 | 0 | 0 | 0 | 0 | 0 | 0 | 0 | 0 | 0 | 0 | 0 | 0 | 0 | 0 | 0 | 0 | 0
Commercial_Warehouse_New_Water Heating_Natural Gas_Water Heater_E4_Baseline Forecast | Commercial | Warehouse | New | Water Heating | Natural Gas | Water Heater | E4 |  | Baseline Forecast | 0 | 0 | 0 | 0 | 0 | 0 | 0 | 0 | 0 | 0 | 0 | 0 | 0 | 0 | 0 | 0 | 0 | 0 | 0 | 0 | 0 | 0 | 0 | 0 | 0 | 0 | 0 | 0 | 0 | 0 | 0 | 0 | 0
Commercial_Warehouse_New_Water Heating_Natural Gas_Water Heater_E5_Baseline Forecast | Commercial | Warehouse | New | Water Heating | Natural Gas | Water Heater | E5 |  | Baseline Forecast | 0 | 0 | 0 | 0 | 0 | 0 | 0 | 0 | 0 | 0 | 0 | 0 | 0 | 0 | 0 | 0 | 0 | 0 | 0 | 0 | 0 | 0 | 0 | 0 | 0 | 0 | 0 | 0 | 0 | 0 | 0 | 0 | 0
Commercial_Warehouse_New_Water Heating_Natural Gas_Water Heater_E6_Baseline Forecast | Commercial | Warehouse | New | Water Heating | Natural Gas | Water Heater | E6 |  | Baseline Forecast | 0 | 0 | 0 | 0 | 0 | 0 | 0 | 0 | 0 | 0 | 0 | 0 | 0 | 0 | 0 | 0 | 0 | 0 | 0 | 0 | 0 | 0 | 0 | 0 | 0 | 0 | 0 | 0 | 0 | 0 | 0 | 0 | 0
Commercial_Warehouse_New_Water Heating_Natural Gas_Water Heater_E7_Baseline Forecast | Commercial | Warehouse | New | Water Heating | Natural Gas | Water Heater | E7 |  | Baseline Forecast | 0 | 0 | 0 | 0 | 0 | 0 | 0 | 0 | 0 | 0 | 0 | 0 | 0 | 0 | 0 | 0 | 0 | 0 | 0 | 0 | 0 | 0 | 0 | 0 | 0 | 0 | 0 | 0 | 0 | 0 | 0 | 0 | 0
Commercial_Warehouse_New_Water Heating_Natural Gas_Water Heater_E8_Baseline Forecast | Commercial | Warehouse | New | Water Heating | Natural Gas | Water Heater | E8 |  | Baseline Forecast | 0 | 0 | 0 | 0 | 0 | 0 | 0 | 0 | 0 | 0 | 0 | 0 | 0 | 0 | 0 | 0 | 0 | 0 | 0 | 0 | 0 | 0 | 0 | 0 | 0 | 0 | 0 | 0 | 0 | 0 | 0 | 0 | 0
Commercial_Warehouse_New_Water Heating_Natural Gas_Water Heater_E9_Baseline Forecast | Commercial | Warehouse | New | Water Heating | Natural Gas | Water Heater | E9 |  | Baseline Forecast | 0 | 0 | 0 | 0 | 0 | 0 | 0 | 0 | 0 | 0 | 0 | 0 | 0 | 0 | 0 | 0 | 0 | 0 | 0 | 0 | 0 | 0 | 0 | 0 | 0 | 0 | 0 | 0 | 0 | 0 | 0 | 0 | 0
Commercial_Warehouse_New_Water Heating_Natural Gas_Water Heater_E10_Baseline Forecast | Commercial | Warehouse | New | Water Heating | Natural Gas | Water Heater | E10 |  | Baseline Forecast | 0 | 0 | 0 | 0 | 0 | 0 | 0 | 0 | 0 | 0 | 0 | 0 | 0 | 0 | 0 | 0 | 0 | 0 | 0 | 0 | 0 | 0 | 0 | 0 | 0 | 0 | 0 | 0 | 0 | 0 | 0 | 0 | 0
Commercial_Warehouse_New_Water Heating_Natural Gas_Water Heater_Vintage_Baseline Forecast | Commercial | Warehouse | New | Water Heating | Natural Gas | Water Heater | Vintage |  | Baseline Forecast | 0 | 0 | 0 | 0 | 0 | 0 | 0 | 0 | 0 | 0 | 0 | 0 | 0 | 0 | 0 | 0 | 0 | 0 | 0 | 0 | 0 | 0 | 0 | 0 | 0 | 0 | 0 | 0 | 0 | 0 | 0 | 0 | 0
Commercial_Warehouse_New_Food Preparation_Natural Gas_Oven_E1_Baseline Forecast | Commercial | Warehouse | New | Food Preparation | Natural Gas | Oven | E1 |  | Baseline Forecast | 0 | 10.2451 | 59.6381 | 91.2236 | 129.0029 | 167.9253 | 207.0076 | 240.8086 | 274.1062 | 308.1542 | 342.7206 | 376.962 | 410.6092 | 443.7266 | 476.8232 | 509.7547 | 542.7975 | 574.9104 | 605.7364 | 635.484 | 665.1935 | 695.4653 | 726.1095 | 757.0301 | 788.2362 | 819.4803 | 850.7745 | 882.0612 | 913.4742 | 944.954 | 976.6909 | 1008.4754 | 1021.7133
Commercial_Warehouse_New_Food Preparation_Natural Gas_Oven_E2_Baseline Forecast | Commercial | Warehouse | New | Food Preparation | Natural Gas | Oven | E2 |  | Baseline Forecast | 0 | 14.7436 | 85.8806 | 131.3222 | 185.6402 | 241.6325 | 297.9419 | 346.7021 | 394.8087 | 444.0702 | 494.1695 | 543.9504 | 593.0115 | 641.475 | 690.0772 | 738.5974 | 787.4783 | 835.3779 | 881.3862 | 925.994 | 970.6763 | 1016.3026 | 1062.5457 | 1109.3259 | 1156.6553 | 1204.1681 | 1251.9386 | 1299.77 | 1347.8239 | 1395.9844 | 1444.4803 | 1492.9869 | 1513.8574
Commercial_Warehouse_New_Food Preparation_Natural Gas_Oven_E3_Baseline Forecast | Commercial | Warehouse | New | Food Preparation | Natural Gas | Oven | E3 |  | Baseline Forecast | 0 | 0 | 0 | 0 | 0 | 0 | 0 | 0 | 0 | 0 | 0 | 0 | 0 | 0 | 0 | 0 | 0 | 0 | 0 | 0 | 0 | 0 | 0 | 0 | 0 | 0 | 0 | 0 | 0 | 0 | 0 | 0 | 0
Commercial_Warehouse_New_Food Preparation_Natural Gas_Oven_E4_Baseline Forecast | Commercial | Warehouse | New | Food Preparation | Natural Gas | Oven | E4 |  | Baseline Forecast | 0 | 0 | 0 | 0 | 0 | 0 | 0 | 0 | 0 | 0 | 0 | 0 | 0 | 0 | 0 | 0 | 0 | 0 | 0 | 0 | 0 | 0 | 0 | 0 | 0 | 0 | 0 | 0 | 0 | 0 | 0 | 0 | 0
Commercial_Warehouse_New_Food Preparation_Natural Gas_Oven_E5_Baseline Forecast | Commercial | Warehouse | New | Food Preparation | Natural Gas | Oven | E5 |  | Baseline Forecast | 0 | 0 | 0 | 0 | 0 | 0 | 0 | 0 | 0 | 0 | 0 | 0 | 0 | 0 | 0 | 0 | 0 | 0 | 0 | 0 | 0 | 0 | 0 | 0 | 0 | 0 | 0 | 0 | 0 | 0 | 0 | 0 | 0
Commercial_Warehouse_New_Food Preparation_Natural Gas_Oven_E6_Baseline Forecast | Commercial | Warehouse | New | Food Preparation | Natural Gas | Oven | E6 |  | Baseline Forecast | 0 | 0 | 0 | 0 | 0 | 0 | 0 | 0 | 0 | 0 | 0 | 0 | 0 | 0 | 0 | 0 | 0 | 0 | 0 | 0 | 0 | 0 | 0 | 0 | 0 | 0 | 0 | 0 | 0 | 0 | 0 | 0 | 0
Commercial_Warehouse_New_Food Preparation_Natural Gas_Oven_E7_Baseline Forecast | Commercial | Warehouse | New | Food Preparation | Natural Gas | Oven | E7 |  | Baseline Forecast | 0 | 0 | 0 | 0 | 0 | 0 | 0 | 0 | 0 | 0 | 0 | 0 | 0 | 0 | 0 | 0 | 0 | 0 | 0 | 0 | 0 | 0 | 0 | 0 | 0 | 0 | 0 | 0 | 0 | 0 | 0 | 0 | 0
Commercial_Warehouse_New_Food Preparation_Natural Gas_Oven_E8_Baseline Forecast | Commercial | Warehouse | New | Food Preparation | Natural Gas | Oven | E8 |  | Baseline Forecast | 0 | 0 | 0 | 0 | 0 | 0 | 0 | 0 | 0 | 0 | 0 | 0 | 0 | 0 | 0 | 0 | 0 | 0 | 0 | 0 | 0 | 0 | 0 | 0 | 0 | 0 | 0 | 0 | 0 | 0 | 0 | 0 | 0
Commercial_Warehouse_New_Food Preparation_Natural Gas_Oven_E9_Baseline Forecast | Commercial | Warehouse | New | Food Preparation | Natural Gas | Oven | E9 |  | Baseline Forecast | 0 | 0 | 0 | 0 | 0 | 0 | 0 | 0 | 0 | 0 | 0 | 0 | 0 | 0 | 0 | 0 | 0 | 0 | 0 | 0 | 0 | 0 | 0 | 0 | 0 | 0 | 0 | 0 | 0 | 0 | 0 | 0 | 0
Commercial_Warehouse_New_Food Preparation_Natural Gas_Oven_E10_Baseline Forecast | Commercial | Warehouse | New | Food Preparation | Natural Gas | Oven | E10 |  | Baseline Forecast | 0 | 0 | 0 | 0 | 0 | 0 | 0 | 0 | 0 | 0 | 0 | 0 | 0 | 0 | 0 | 0 | 0 | 0 | 0 | 0 | 0 | 0 | 0 | 0 | 0 | 0 | 0 | 0 | 0 | 0 | 0 | 0 | 0
Commercial_Warehouse_New_Food Preparation_Natural Gas_Oven_Vintage_Baseline Forecast | Commercial | Warehouse | New | Food Preparation | Natural Gas | Oven | Vintage |  | Baseline Forecast | 0 | 0 | 0 | 0 | 0 | 0 | 0 | 0 | 0 | 0 | 0 | 0 | 0 | 0 | 0 | 0 | 0 | 0 | 0 | 0 | 0 | 0 | 0 | 0 | 0 | 0 | 0 | 0 | 0 | 0 | 0 | 0 | 0
Commercial_Warehouse_New_Food Preparation_Natural Gas_Conveyor Oven_E1_Baseline Forecast | Commercial | Warehouse | New | Food Preparation | Natural Gas | Conveyor Oven | E1 |  | Baseline Forecast | 0 | 5.122 | 29.8205 | 45.6058 | 64.4796 | 83.9262 | 103.4623 | 120.3646 | 137.0231 | 154.0645 | 171.3763 | 188.55 | 205.4483 | 222.1095 | 238.7884 | 255.4105 | 272.1229 | 288.4342 | 304.0671 | 319.1763 | 334.2728 | 349.6577 | 365.2205 | 380.9074 | 396.7803 | 412.6909 | 428.6644 | 444.652 | 460.7193 | 476.8263 | 493.0583 | 509.3076 | 516.1725
Commercial_Warehouse_New_Food Preparation_Natural Gas_Conveyor Oven_E2_Baseline Forecast | Commercial | Warehouse | New | Food Preparation | Natural Gas | Conveyor Oven | E2 |  | Baseline Forecast | 0 | 7.3724 | 42.9389 | 65.6671 | 92.842 | 120.8527 | 149.0124 | 173.3907 | 197.4344 | 222.0477 | 247.0687 | 271.9062 | 296.362 | 320.4912 | 344.6617 | 368.7655 | 393.015 | 416.7099 | 439.4942 | 461.5627 | 483.6621 | 506.2262 | 529.1071 | 552.2706 | 575.6654 | 599.1333 | 622.6922 | 646.2636 | 669.9298 | 693.6429 | 717.5273 | 741.4235 | 751.6128
Commercial_Warehouse_New_Food Preparation_Natural Gas_Conveyor Oven_E3_Baseline Forecast | Commercial | Warehouse | New | Food Preparation | Natural Gas | Conveyor Oven | E3 |  | Baseline Forecast | 0 | 0 | 0 | 0 | 0 | 0 | 0 | 0 | 0 | 0 | 0 | 0 | 0 | 0 | 0 | 0 | 0 | 0 | 0 | 0 | 0 | 0 | 0 | 0 | 0 | 0 | 0 | 0 | 0 | 0 | 0 | 0 | 0
Commercial_Warehouse_New_Food Preparation_Natural Gas_Conveyor Oven_E4_Baseline Forecast | Commercial | Warehouse | New | Food Preparation | Natural Gas | Conveyor Oven | E4 |  | Baseline Forecast | 0 | 0 | 0 | 0 | 0 | 0 | 0 | 0 | 0 | 0 | 0 | 0 | 0 | 0 | 0 | 0 | 0 | 0 | 0 | 0 | 0 | 0 | 0 | 0 | 0 | 0 | 0 | 0 | 0 | 0 | 0 | 0 | 0
Commercial_Warehouse_New_Food Preparation_Natural Gas_Conveyor Oven_E5_Baseline Forecast | Commercial | Warehouse | New | Food Preparation | Natural Gas | Conveyor Oven | E5 |  | Baseline Forecast | 0 | 0 | 0 | 0 | 0 | 0 | 0 | 0 | 0 | 0 | 0 | 0 | 0 | 0 | 0 | 0 | 0 | 0 | 0 | 0 | 0 | 0 | 0 | 0 | 0 | 0 | 0 | 0 | 0 | 0 | 0 | 0 | 0
Commercial_Warehouse_New_Food Preparation_Natural Gas_Conveyor Oven_E6_Baseline Forecast | Commercial | Warehouse | New | Food Preparation | Natural Gas | Conveyor Oven | E6 |  | Baseline Forecast | 0 | 0 | 0 | 0 | 0 | 0 | 0 | 0 | 0 | 0 | 0 | 0 | 0 | 0 | 0 | 0 | 0 | 0 | 0 | 0 | 0 | 0 | 0 | 0 | 0 | 0 | 0 | 0 | 0 | 0 | 0 | 0 | 0
Commercial_Warehouse_New_Food Preparation_Natural Gas_Conveyor Oven_E7_Baseline Forecast | Commercial | Warehouse | New | Food Preparation | Natural Gas | Conveyor Oven | E7 |  | Baseline Forecast | 0 | 0 | 0 | 0 | 0 | 0 | 0 | 0 | 0 | 0 | 0 | 0 | 0 | 0 | 0 | 0 | 0 | 0 | 0 | 0 | 0 | 0 | 0 | 0 | 0 | 0 | 0 | 0 | 0 | 0 | 0 | 0 | 0
Commercial_Warehouse_New_Food Preparation_Natural Gas_Conveyor Oven_E8_Baseline Forecast | Commercial | Warehouse | New | Food Preparation | Natural Gas | Conveyor Oven | E8 |  | Baseline Forecast | 0 | 0 | 0 | 0 | 0 | 0 | 0 | 0 | 0 | 0 | 0 | 0 | 0 | 0 | 0 | 0 | 0 | 0 | 0 | 0 | 0 | 0 | 0 | 0 | 0 | 0 | 0 | 0 | 0 | 0 | 0 | 0 | 0
Commercial_Warehouse_New_Food Preparation_Natural Gas_Conveyor Oven_E9_Baseline Forecast | Commercial | Warehouse | New | Food Preparation | Natural Gas | Conveyor Oven | E9 |  | Baseline Forecast | 0 | 0 | 0 | 0 | 0 | 0 | 0 | 0 | 0 | 0 | 0 | 0 | 0 | 0 | 0 | 0 | 0 | 0 | 0 | 0 | 0 | 0 | 0 | 0 | 0 | 0 | 0 | 0 | 0 | 0 | 0 | 0 | 0
Commercial_Warehouse_New_Food Preparation_Natural Gas_Conveyor Oven_E10_Baseline Forecast | Commercial | Warehouse | New | Food Preparation | Natural Gas | Conveyor Oven | E10 |  | Baseline Forecast | 0 | 0 | 0 | 0 | 0 | 0 | 0 | 0 | 0 | 0 | 0 | 0 | 0 | 0 | 0 | 0 | 0 | 0 | 0 | 0 | 0 | 0 | 0 | 0 | 0 | 0 | 0 | 0 | 0 | 0 | 0 | 0 | 0
Commercial_Warehouse_New_Food Preparation_Natural Gas_Conveyor Oven_Vintage_Baseline Forecast | Commercial | Warehouse | New | Food Preparation | Natural Gas | Conveyor Oven | Vintage |  | Baseline Forecast | 0 | 0 | 0 | 0 | 0 | 0 | 0 | 0 | 0 | 0 | 0 | 0 | 0 | 0 | 0 | 0 | 0 | 0 | 0 | 0 | 0 | 0 | 0 | 0 | 0 | 0 | 0 | 0 | 0 | 0 | 0 | 0 | 0
Commercial_Warehouse_New_Food Preparation_Natural Gas_Double Rack Oven_E1_Baseline Forecast | Commercial | Warehouse | New | Food Preparation | Natural Gas | Double Rack Oven | E1 |  | Baseline Forecast | 0 | 5.1218 | 29.8088 | 45.596 | 64.4783 | 83.9281 | 103.4516 | 120.3324 | 136.9567 | 153.9507 | 171.2017 | 188.3035 | 205.1107 | 221.6285 | 238.1247 | 254.5169 | 270.9527 | 286.9351 | 302.1679 | 316.9105 | 331.6204 | 346.6122 | 361.7925 | 377.1352 | 392.6254 | 408.138 | 423.6918 | 439.2402 | 454.8432 | 470.4519 | 486.1841 | 501.9396 | 508.4808
Commercial_Warehouse_New_Food Preparation_Natural Gas_Double Rack Oven_E2_Baseline Forecast | Commercial | Warehouse | New | Food Preparation | Natural Gas | Double Rack Oven | E2 |  | Baseline Forecast | 0 | 7.3725 | 42.9505 | 65.6769 | 92.8433 | 120.8508 | 149.0232 | 173.423 | 197.5008 | 222.1615 | 247.2433 | 272.1527 | 296.6996 | 320.9723 | 345.3255 | 369.6591 | 394.1852 | 418.2091 | 441.3934 | 463.8285 | 486.3145 | 509.2717 | 532.535 | 556.0428 | 579.8204 | 603.6862 | 627.6648 | 651.6754 | 675.8059 | 700.0173 | 724.4015 | 748.7915 | 759.3046
Commercial_Warehouse_New_Food Preparation_Natural Gas_Double Rack Oven_E3_Baseline Forecast | Commercial | Warehouse | New | Food Preparation | Natural Gas | Double Rack Oven | E3 |  | Baseline Forecast | 0 | 0 | 0 | 0 | 0 | 0 | 0 | 0 | 0 | 0 | 0 | 0 | 0 | 0 | 0 | 0 | 0 | 0 | 0 | 0 | 0 | 0 | 0 | 0 | 0 | 0 | 0 | 0 | 0 | 0 | 0 | 0 | 0
Commercial_Warehouse_New_Food Preparation_Natural Gas_Double Rack Oven_E4_Baseline Forecast | Commercial | Warehouse | New | Food Preparation | Natural Gas | Double Rack Oven | E4 |  | Baseline Forecast | 0 | 0 | 0 | 0 | 0 | 0 | 0 | 0 | 0 | 0 | 0 | 0 | 0 | 0 | 0 | 0 | 0 | 0 | 0 | 0 | 0 | 0 | 0 | 0 | 0 | 0 | 0 | 0 | 0 | 0 | 0 | 0 | 0
Commercial_Warehouse_New_Food Preparation_Natural Gas_Double Rack Oven_E5_Baseline Forecast | Commercial | Warehouse | New | Food Preparation | Natural Gas | Double Rack Oven | E5 |  | Baseline Forecast | 0 | 0 | 0 | 0 | 0 | 0 | 0 | 0 | 0 | 0 | 0 | 0 | 0 | 0 | 0 | 0 | 0 | 0 | 0 | 0 | 0 | 0 | 0 | 0 | 0 | 0 | 0 | 0 | 0 | 0 | 0 | 0 | 0
Commercial_Warehouse_New_Food Preparation_Natural Gas_Double Rack Oven_E6_Baseline Forecast | Commercial | Warehouse | New | Food Preparation | Natural Gas | Double Rack Oven | E6 |  | Baseline Forecast | 0 | 0 | 0 | 0 | 0 | 0 | 0 | 0 | 0 | 0 | 0 | 0 | 0 | 0 | 0 | 0 | 0 | 0 | 0 | 0 | 0 | 0 | 0 | 0 | 0 | 0 | 0 | 0 | 0 | 0 | 0 | 0 | 0
Commercial_Warehouse_New_Food Preparation_Natural Gas_Double Rack Oven_E7_Baseline Forecast | Commercial | Warehouse | New | Food Preparation | Natural Gas | Double Rack Oven | E7 |  | Baseline Forecast | 0 | 0 | 0 | 0 | 0 | 0 | 0 | 0 | 0 | 0 | 0 | 0 | 0 | 0 | 0 | 0 | 0 | 0 | 0 | 0 | 0 | 0 | 0 | 0 | 0 | 0 | 0 | 0 | 0 | 0 | 0 | 0 | 0
Commercial_Warehouse_New_Food Preparation_Natural Gas_Double Rack Oven_E8_Baseline Forecast | Commercial | Warehouse | New | Food Preparation | Natural Gas | Double Rack Oven | E8 |  | Baseline Forecast | 0 | 0 | 0 | 0 | 0 | 0 | 0 | 0 | 0 | 0 | 0 | 0 | 0 | 0 | 0 | 0 | 0 | 0 | 0 | 0 | 0 | 0 | 0 | 0 | 0 | 0 | 0 | 0 | 0 | 0 | 0 | 0 | 0
Commercial_Warehouse_New_Food Preparation_Natural Gas_Double Rack Oven_E9_Baseline Forecast | Commercial | Warehouse | New | Food Preparation | Natural Gas | Double Rack Oven | E9 |  | Baseline Forecast | 0 | 0 | 0 | 0 | 0 | 0 | 0 | 0 | 0 | 0 | 0 | 0 | 0 | 0 | 0 | 0 | 0 | 0 | 0 | 0 | 0 | 0 | 0 | 0 | 0 | 0 | 0 | 0 | 0 | 0 | 0 | 0 | 0
Commercial_Warehouse_New_Food Preparation_Natural Gas_Double Rack Oven_E10_Baseline Forecast | Commercial | Warehouse | New | Food Preparation | Natural Gas | Double Rack Oven | E10 |  | Baseline Forecast | 0 | 0 | 0 | 0 | 0 | 0 | 0 | 0 | 0 | 0 | 0 | 0 | 0 | 0 | 0 | 0 | 0 | 0 | 0 | 0 | 0 | 0 | 0 | 0 | 0 | 0 | 0 | 0 | 0 | 0 | 0 | 0 | 0
Commercial_Warehouse_New_Food Preparation_Natural Gas_Double Rack Oven_Vintage_Baseline Forecast | Commercial | Warehouse | New | Food Preparation | Natural Gas | Double Rack Oven | Vintage |  | Baseline Forecast | 0 | 0 | 0 | 0 | 0 | 0 | 0 | 0 | 0 | 0 | 0 | 0 | 0 | 0 | 0 | 0 | 0 | 0 | 0 | 0 | 0 | 0 | 0 | 0 | 0 | 0 | 0 | 0 | 0 | 0 | 0 | 0 | 0
Commercial_Warehouse_New_Food Preparation_Natural Gas_Fryer_E1_Baseline Forecast | Commercial | Warehouse | New | Food Preparation | Natural Gas | Fryer | E1 |  | Baseline Forecast | 0 | 36.9848 | 215.3482 | 215.3482 | 215.3482 | 215.3482 | 215.3482 | 215.3482 | 215.3482 | 207.9512 | 166.361 | 133.0888 | 106.471 | 85.1768 | 58.4461 | 0 | 0 | 0 | 0 | 0 | 0 | 0 | 0 | 0 | 0 | 0 | 0 | 0 | 0 | 0 | 0 | 0 | 0
Commercial_Warehouse_New_Food Preparation_Natural Gas_Fryer_E2_Baseline Forecast | Commercial | Warehouse | New | Food Preparation | Natural Gas | Fryer | E2 |  | Baseline Forecast | 0 | 12.9926 | 75.6892 | 229.7434 | 413.938 | 603.7675 | 794.5509 | 959.6733 | 1122.4815 | 1296.4976 | 1507.4191 | 1708.7361 | 1900.7703 | 2085.2263 | 2275.3546 | 2496.7041 | 2660.5516 | 2820.5766 | 2974.2453 | 3122.9558 | 3271.7394 | 3423.5357 | 3577.3103 | 3732.712 | 3889.7831 | 4047.2968 | 4205.4263 | 4363.6623 | 4522.5963 | 4681.8768 | 4842.3423 | 5002.9245 | 5071.1413
Commercial_Warehouse_New_Food Preparation_Natural Gas_Fryer_E3_Baseline Forecast | Commercial | Warehouse | New | Food Preparation | Natural Gas | Fryer | E3 |  | Baseline Forecast | 0 | 0 | 0 | 0 | 0 | 0 | 0 | 0 | 0 | 0 | 0 | 0 | 0 | 0 | 0 | 0 | 0 | 0 | 0 | 0 | 0 | 0 | 0 | 0 | 0 | 0 | 0 | 0 | 0 | 0 | 0 | 0 | 0
Commercial_Warehouse_New_Food Preparation_Natural Gas_Fryer_E4_Baseline Forecast | Commercial | Warehouse | New | Food Preparation | Natural Gas | Fryer | E4 |  | Baseline Forecast | 0 | 0 | 0 | 0 | 0 | 0 | 0 | 0 | 0 | 0 | 0 | 0 | 0 | 0 | 0 | 0 | 0 | 0 | 0 | 0 | 0 | 0 | 0 | 0 | 0 | 0 | 0 | 0 | 0 | 0 | 0 | 0 | 0
Commercial_Warehouse_New_Food Preparation_Natural Gas_Fryer_E5_Baseline Forecast | Commercial | Warehouse | New | Food Preparation | Natural Gas | Fryer | E5 |  | Baseline Forecast | 0 | 0 | 0 | 0 | 0 | 0 | 0 | 0 | 0 | 0 | 0 | 0 | 0 | 0 | 0 | 0 | 0 | 0 | 0 | 0 | 0 | 0 | 0 | 0 | 0 | 0 | 0 | 0 | 0 | 0 | 0 | 0 | 0
Commercial_Warehouse_New_Food Preparation_Natural Gas_Fryer_E6_Baseline Forecast | Commercial | Warehouse | New | Food Preparation | Natural Gas | Fryer | E6 |  | Baseline Forecast | 0 | 0 | 0 | 0 | 0 | 0 | 0 | 0 | 0 | 0 | 0 | 0 | 0 | 0 | 0 | 0 | 0 | 0 | 0 | 0 | 0 | 0 | 0 | 0 | 0 | 0 | 0 | 0 | 0 | 0 | 0 | 0 | 0
Commercial_Warehouse_New_Food Preparation_Natural Gas_Fryer_E7_Baseline Forecast | Commercial | Warehouse | New | Food Preparation | Natural Gas | Fryer | E7 |  | Baseline Forecast | 0 | 0 | 0 | 0 | 0 | 0 | 0 | 0 | 0 | 0 | 0 | 0 | 0 | 0 | 0 | 0 | 0 | 0 | 0 | 0 | 0 | 0 | 0 | 0 | 0 | 0 | 0 | 0 | 0 | 0 | 0 | 0 | 0
Commercial_Warehouse_New_Food Preparation_Natural Gas_Fryer_E8_Baseline Forecast | Commercial | Warehouse | New | Food Preparation | Natural Gas | Fryer | E8 |  | Baseline Forecast | 0 | 0 | 0 | 0 | 0 | 0 | 0 | 0 | 0 | 0 | 0 | 0 | 0 | 0 | 0 | 0 | 0 | 0 | 0 | 0 | 0 | 0 | 0 | 0 | 0 | 0 | 0 | 0 | 0 | 0 | 0 | 0 | 0
Commercial_Warehouse_New_Food Preparation_Natural Gas_Fryer_E9_Baseline Forecast | Commercial | Warehouse | New | Food Preparation | Natural Gas | Fryer | E9 |  | Baseline Forecast | 0 | 0 | 0 | 0 | 0 | 0 | 0 | 0 | 0 | 0 | 0 | 0 | 0 | 0 | 0 | 0 | 0 | 0 | 0 | 0 | 0 | 0 | 0 | 0 | 0 | 0 | 0 | 0 | 0 | 0 | 0 | 0 | 0
Commercial_Warehouse_New_Food Preparation_Natural Gas_Fryer_E10_Baseline Forecast | Commercial | Warehouse | New | Food Preparation | Natural Gas | Fryer | E10 |  | Baseline Forecast | 0 | 0 | 0 | 0 | 0 | 0 | 0 | 0 | 0 | 0 | 0 | 0 | 0 | 0 | 0 | 0 | 0 | 0 | 0 | 0 | 0 | 0 | 0 | 0 | 0 | 0 | 0 | 0 | 0 | 0 | 0 | 0 | 0
Commercial_Warehouse_New_Food Preparation_Natural Gas_Fryer_Vintage_Baseline Forecast | Commercial | Warehouse | New | Food Preparation | Natural Gas | Fryer | Vintage |  | Baseline Forecast | 0 | 0 | 0 | 0 | 0 | 0 | 0 | 0 | 0 | 0 | 0 | 0 | 0 | 0 | 0 | 0 | 0 | 0 | 0 | 0 | 0 | 0 | 0 | 0 | 0 | 0 | 0 | 0 | 0 | 0 | 0 | 0 | 0
Commercial_Warehouse_New_Food Preparation_Natural Gas_Broiler_E1_Baseline Forecast | Commercial | Warehouse | New | Food Preparation | Natural Gas | Broiler | E1 |  | Baseline Forecast | 0 | 0 | 0 | 0 | 0 | 0 | 0 | 0 | 0 | 0 | 0 | 0 | 0 | 0 | 0 | 0 | 0 | 0 | 0 | 0 | 0 | 0 | 0 | 0 | 0 | 0 | 0 | 0 | 0 | 0 | 0 | 0 | 0
Commercial_Warehouse_New_Food Preparation_Natural Gas_Broiler_E2_Baseline Forecast | Commercial | Warehouse | New | Food Preparation | Natural Gas | Broiler | E2 |  | Baseline Forecast | 0 | 0 | 0 | 0 | 0 | 0 | 0 | 0 | 0 | 0 | 0 | 0 | 0 | 0 | 0 | 0 | 0 | 0 | 0 | 0 | 0 | 0 | 0 | 0 | 0 | 0 | 0 | 0 | 0 | 0 | 0 | 0 | 0
Commercial_Warehouse_New_Food Preparation_Natural Gas_Broiler_E3_Baseline Forecast | Commercial | Warehouse | New | Food Preparation | Natural Gas | Broiler | E3 |  | Baseline Forecast | 0 | 0 | 0 | 0 | 0 | 0 | 0 | 0 | 0 | 0 | 0 | 0 | 0 | 0 | 0 | 0 | 0 | 0 | 0 | 0 | 0 | 0 | 0 | 0 | 0 | 0 | 0 | 0 | 0 | 0 | 0 | 0 | 0
Commercial_Warehouse_New_Food Preparation_Natural Gas_Broiler_E4_Baseline Forecast | Commercial | Warehouse | New | Food Preparation | Natural Gas | Broiler | E4 |  | Baseline Forecast | 0 | 0 | 0 | 0 | 0 | 0 | 0 | 0 | 0 | 0 | 0 | 0 | 0 | 0 | 0 | 0 | 0 | 0 | 0 | 0 | 0 | 0 | 0 | 0 | 0 | 0 | 0 | 0 | 0 | 0 | 0 | 0 | 0
Commercial_Warehouse_New_Food Preparation_Natural Gas_Broiler_E5_Baseline Forecast | Commercial | Warehouse | New | Food Preparation | Natural Gas | Broiler | E5 |  | Baseline Forecast | 0 | 0 | 0 | 0 | 0 | 0 | 0 | 0 | 0 | 0 | 0 | 0 | 0 | 0 | 0 | 0 | 0 | 0 | 0 | 0 | 0 | 0 | 0 | 0 | 0 | 0 | 0 | 0 | 0 | 0 | 0 | 0 | 0
Commercial_Warehouse_New_Food Preparation_Natural Gas_Broiler_E6_Baseline Forecast | Commercial | Warehouse | New | Food Preparation | Natural Gas | Broiler | E6 |  | Baseline Forecast | 0 | 0 | 0 | 0 | 0 | 0 | 0 | 0 | 0 | 0 | 0 | 0 | 0 | 0 | 0 | 0 | 0 | 0 | 0 | 0 | 0 | 0 | 0 | 0 | 0 | 0 | 0 | 0 | 0 | 0 | 0 | 0 | 0
Commercial_Warehouse_New_Food Preparation_Natural Gas_Broiler_E7_Baseline Forecast | Commercial | Warehouse | New | Food Preparation | Natural Gas | Broiler | E7 |  | Baseline Forecast | 0 | 0 | 0 | 0 | 0 | 0 | 0 | 0 | 0 | 0 | 0 | 0 | 0 | 0 | 0 | 0 | 0 | 0 | 0 | 0 | 0 | 0 | 0 | 0 | 0 | 0 | 0 | 0 | 0 | 0 | 0 | 0 | 0
Commercial_Warehouse_New_Food Preparation_Natural Gas_Broiler_E8_Baseline Forecast | Commercial | Warehouse | New | Food Preparation | Natural Gas | Broiler | E8 |  | Baseline Forecast | 0 | 0 | 0 | 0 | 0 | 0 | 0 | 0 | 0 | 0 | 0 | 0 | 0 | 0 | 0 | 0 | 0 | 0 | 0 | 0 | 0 | 0 | 0 | 0 | 0 | 0 | 0 | 0 | 0 | 0 | 0 | 0 | 0
Commercial_Warehouse_New_Food Preparation_Natural Gas_Broiler_E9_Baseline Forecast | Commercial | Warehouse | New | Food Preparation | Natural Gas | Broiler | E9 |  | Baseline Forecast | 0 | 0 | 0 | 0 | 0 | 0 | 0 | 0 | 0 | 0 | 0 | 0 | 0 | 0 | 0 | 0 | 0 | 0 | 0 | 0 | 0 | 0 | 0 | 0 | 0 | 0 | 0 | 0 | 0 | 0 | 0 | 0 | 0
Commercial_Warehouse_New_Food Preparation_Natural Gas_Broiler_E10_Baseline Forecast | Commercial | Warehouse | New | Food Preparation | Natural Gas | Broiler | E10 |  | Baseline Forecast | 0 | 0 | 0 | 0 | 0 | 0 | 0 | 0 | 0 | 0 | 0 | 0 | 0 | 0 | 0 | 0 | 0 | 0 | 0 | 0 | 0 | 0 | 0 | 0 | 0 | 0 | 0 | 0 | 0 | 0 | 0 | 0 | 0
Commercial_Warehouse_New_Food Preparation_Natural Gas_Broiler_Vintage_Baseline Forecast | Commercial | Warehouse | New | Food Preparation | Natural Gas | Broiler | Vintage |  | Baseline Forecast | 0 | 0 | 0 | 0 | 0 | 0 | 0 | 0 | 0 | 0 | 0 | 0 | 0 | 0 | 0 | 0 | 0 | 0 | 0 | 0 | 0 | 0 | 0 | 0 | 0 | 0 | 0 | 0 | 0 | 0 | 0 | 0 | 0
Commercial_Warehouse_New_Food Preparation_Natural Gas_Griddle_E1_Baseline Forecast | Commercial | Warehouse | New | Food Preparation | Natural Gas | Griddle | E1 |  | Baseline Forecast | 0 | 35.4835 | 206.6228 | 206.6228 | 206.6228 | 206.6228 | 206.6228 | 206.6228 | 206.6228 | 206.6228 | 206.6228 | 206.6228 | 199.5261 | 159.6208 | 127.6967 | 102.1573 | 81.7259 | 56.0789 | 0 | 0 | 0 | 0 | 0 | 0 | 0 | 0 | 0 | 0 | 0 | 0 | 0 | 0 | 0
Commercial_Warehouse_New_Food Preparation_Natural Gas_Griddle_E2_Baseline Forecast | Commercial | Warehouse | New | Food Preparation | Natural Gas | Griddle | E2 |  | Baseline Forecast | 0 | 14.494 | 84.4146 | 238.4688 | 422.6635 | 612.4929 | 803.2763 | 968.3987 | 1131.207 | 1297.826 | 1467.1573 | 1635.2021 | 1807.7153 | 2010.7822 | 2206.104 | 2394.5468 | 2578.8257 | 2764.4976 | 2974.2453 | 3122.9558 | 3271.7394 | 3423.5357 | 3577.3103 | 3732.712 | 3889.7831 | 4047.2968 | 4205.4263 | 4363.6623 | 4522.5963 | 4681.8768 | 4842.3423 | 5002.9245 | 5071.1413
Commercial_Warehouse_New_Food Preparation_Natural Gas_Griddle_E3_Baseline Forecast | Commercial | Warehouse | New | Food Preparation | Natural Gas | Griddle | E3 |  | Baseline Forecast | 0 | 0 | 0 | 0 | 0 | 0 | 0 | 0 | 0 | 0 | 0 | 0 | 0 | 0 | 0 | 0 | 0 | 0 | 0 | 0 | 0 | 0 | 0 | 0 | 0 | 0 | 0 | 0 | 0 | 0 | 0 | 0 | 0
Commercial_Warehouse_New_Food Preparation_Natural Gas_Griddle_E4_Baseline Forecast | Commercial | Warehouse | New | Food Preparation | Natural Gas | Griddle | E4 |  | Baseline Forecast | 0 | 0 | 0 | 0 | 0 | 0 | 0 | 0 | 0 | 0 | 0 | 0 | 0 | 0 | 0 | 0 | 0 | 0 | 0 | 0 | 0 | 0 | 0 | 0 | 0 | 0 | 0 | 0 | 0 | 0 | 0 | 0 | 0
Commercial_Warehouse_New_Food Preparation_Natural Gas_Griddle_E5_Baseline Forecast | Commercial | Warehouse | New | Food Preparation | Natural Gas | Griddle | E5 |  | Baseline Forecast | 0 | 0 | 0 | 0 | 0 | 0 | 0 | 0 | 0 | 0 | 0 | 0 | 0 | 0 | 0 | 0 | 0 | 0 | 0 | 0 | 0 | 0 | 0 | 0 | 0 | 0 | 0 | 0 | 0 | 0 | 0 | 0 | 0
Commercial_Warehouse_New_Food Preparation_Natural Gas_Griddle_E6_Baseline Forecast | Commercial | Warehouse | New | Food Preparation | Natural Gas | Griddle | E6 |  | Baseline Forecast | 0 | 0 | 0 | 0 | 0 | 0 | 0 | 0 | 0 | 0 | 0 | 0 | 0 | 0 | 0 | 0 | 0 | 0 | 0 | 0 | 0 | 0 | 0 | 0 | 0 | 0 | 0 | 0 | 0 | 0 | 0 | 0 | 0
Commercial_Warehouse_New_Food Preparation_Natural Gas_Griddle_E7_Baseline Forecast | Commercial | Warehouse | New | Food Preparation | Natural Gas | Griddle | E7 |  | Baseline Forecast | 0 | 0 | 0 | 0 | 0 | 0 | 0 | 0 | 0 | 0 | 0 | 0 | 0 | 0 | 0 | 0 | 0 | 0 | 0 | 0 | 0 | 0 | 0 | 0 | 0 | 0 | 0 | 0 | 0 | 0 | 0 | 0 | 0
Commercial_Warehouse_New_Food Preparation_Natural Gas_Griddle_E8_Baseline Forecast | Commercial | Warehouse | New | Food Preparation | Natural Gas | Griddle | E8 |  | Baseline Forecast | 0 | 0 | 0 | 0 | 0 | 0 | 0 | 0 | 0 | 0 | 0 | 0 | 0 | 0 | 0 | 0 | 0 | 0 | 0 | 0 | 0 | 0 | 0 | 0 | 0 | 0 | 0 | 0 | 0 | 0 | 0 | 0 | 0
Commercial_Warehouse_New_Food Preparation_Natural Gas_Griddle_E9_Baseline Forecast | Commercial | Warehouse | New | Food Preparation | Natural Gas | Griddle | E9 |  | Baseline Forecast | 0 | 0 | 0 | 0 | 0 | 0 | 0 | 0 | 0 | 0 | 0 | 0 | 0 | 0 | 0 | 0 | 0 | 0 | 0 | 0 | 0 | 0 | 0 | 0 | 0 | 0 | 0 | 0 | 0 | 0 | 0 | 0 | 0
Commercial_Warehouse_New_Food Preparation_Natural Gas_Griddle_E10_Baseline Forecast | Commercial | Warehouse | New | Food Preparation | Natural Gas | Griddle | E10 |  | Baseline Forecast | 0 | 0 | 0 | 0 | 0 | 0 | 0 | 0 | 0 | 0 | 0 | 0 | 0 | 0 | 0 | 0 | 0 | 0 | 0 | 0 | 0 | 0 | 0 | 0 | 0 | 0 | 0 | 0 | 0 | 0 | 0 | 0 | 0
Commercial_Warehouse_New_Food Preparation_Natural Gas_Griddle_Vintage_Baseline Forecast | Commercial | Warehouse | New | Food Preparation | Natural Gas | Griddle | Vintage |  | Baseline Forecast | 0 | 0 | 0 | 0 | 0 | 0 | 0 | 0 | 0 | 0 | 0 | 0 | 0 | 0 | 0 | 0 | 0 | 0 | 0 | 0 | 0 | 0 | 0 | 0 | 0 | 0 | 0 | 0 | 0 | 0 | 0 | 0 | 0
Commercial_Warehouse_New_Food Preparation_Natural Gas_Range_E1_Baseline Forecast | Commercial | Warehouse | New | Food Preparation | Natural Gas | Range | E1 |  | Baseline Forecast | 0 | 20.4909 | 119.305 | 182.475 | 258.0193 | 335.8632 | 414.0639 | 481.7233 | 548.4063 | 616.6234 | 685.9165 | 754.6205 | 822.1925 | 888.7732 | 955.3843 | 1021.7145 | 1088.3077 | 1153.3395 | 1215.7194 | 1276.0388 | 1336.3488 | 1397.8551 | 1460.1217 | 1522.9961 | 1586.4931 | 1650.0922 | 1713.9083 | 1777.7468 | 1841.8652 | 1906.1257 | 1970.8753 | 2035.732 | 2063.0895
Commercial_Warehouse_New_Food Preparation_Natural Gas_Range_E2_Baseline Forecast | Commercial | Warehouse | New | Food Preparation | Natural Gas | Range | E2 |  | Baseline Forecast | 0 | 29.4866 | 171.7324 | 262.6166 | 371.2669 | 483.2525 | 595.8351 | 693.2982 | 789.4234 | 887.8254 | 987.8635 | 1087.2044 | 1185.0489 | 1281.6299 | 1378.4164 | 1474.9896 | 1572.2439 | 1667.237 | 1758.5258 | 1846.9171 | 1935.3907 | 2025.6806 | 2117.1886 | 2209.7158 | 2303.29 | 2397.2046 | 2491.518 | 2585.9155 | 2680.7311 | 2775.7511 | 2871.4671 | 2967.1925 | 3008.0518
Commercial_Warehouse_New_Food Preparation_Natural Gas_Range_E3_Baseline Forecast | Commercial | Warehouse | New | Food Preparation | Natural Gas | Range | E3 |  | Baseline Forecast | 0 | 0 | 0 | 0 | 0 | 0 | 0 | 0 | 0 | 0 | 0 | 0 | 0 | 0 | 0 | 0 | 0 | 0 | 0 | 0 | 0 | 0 | 0 | 0 | 0 | 0 | 0 | 0 | 0 | 0 | 0 | 0 | 0
Commercial_Warehouse_New_Food Preparation_Natural Gas_Range_E4_Baseline Forecast | Commercial | Warehouse | New | Food Preparation | Natural Gas | Range | E4 |  | Baseline Forecast | 0 | 0 | 0 | 0 | 0 | 0 | 0 | 0 | 0 | 0 | 0 | 0 | 0 | 0 | 0 | 0 | 0 | 0 | 0 | 0 | 0 | 0 | 0 | 0 | 0 | 0 | 0 | 0 | 0 | 0 | 0 | 0 | 0
Commercial_Warehouse_New_Food Preparation_Natural Gas_Range_E5_Baseline Forecast | Commercial | Warehouse | New | Food Preparation | Natural Gas | Range | E5 |  | Baseline Forecast | 0 | 0 | 0 | 0 | 0 | 0 | 0 | 0 | 0 | 0 | 0 | 0 | 0 | 0 | 0 | 0 | 0 | 0 | 0 | 0 | 0 | 0 | 0 | 0 | 0 | 0 | 0 | 0 | 0 | 0 | 0 | 0 | 0
Commercial_Warehouse_New_Food Preparation_Natural Gas_Range_E6_Baseline Forecast | Commercial | Warehouse | New | Food Preparation | Natural Gas | Range | E6 |  | Baseline Forecast | 0 | 0 | 0 | 0 | 0 | 0 | 0 | 0 | 0 | 0 | 0 | 0 | 0 | 0 | 0 | 0 | 0 | 0 | 0 | 0 | 0 | 0 | 0 | 0 | 0 | 0 | 0 | 0 | 0 | 0 | 0 | 0 | 0
Commercial_Warehouse_New_Food Preparation_Natural Gas_Range_E7_Baseline Forecast | Commercial | Warehouse | New | Food Preparation | Natural Gas | Range | E7 |  | Baseline Forecast | 0 | 0 | 0 | 0 | 0 | 0 | 0 | 0 | 0 | 0 | 0 | 0 | 0 | 0 | 0 | 0 | 0 | 0 | 0 | 0 | 0 | 0 | 0 | 0 | 0 | 0 | 0 | 0 | 0 | 0 | 0 | 0 | 0
Commercial_Warehouse_New_Food Preparation_Natural Gas_Range_E8_Baseline Forecast | Commercial | Warehouse | New | Food Preparation | Natural Gas | Range | E8 |  | Baseline Forecast | 0 | 0 | 0 | 0 | 0 | 0 | 0 | 0 | 0 | 0 | 0 | 0 | 0 | 0 | 0 | 0 | 0 | 0 | 0 | 0 | 0 | 0 | 0 | 0 | 0 | 0 | 0 | 0 | 0 | 0 | 0 | 0 | 0
Commercial_Warehouse_New_Food Preparation_Natural Gas_Range_E9_Baseline Forecast | Commercial | Warehouse | New | Food Preparation | Natural Gas | Range | E9 |  | Baseline Forecast | 0 | 0 | 0 | 0 | 0 | 0 | 0 | 0 | 0 | 0 | 0 | 0 | 0 | 0 | 0 | 0 | 0 | 0 | 0 | 0 | 0 | 0 | 0 | 0 | 0 | 0 | 0 | 0 | 0 | 0 | 0 | 0 | 0
Commercial_Warehouse_New_Food Preparation_Natural Gas_Range_E10_Baseline Forecast | Commercial | Warehouse | New | Food Preparation | Natural Gas | Range | E10 |  | Baseline Forecast | 0 | 0 | 0 | 0 | 0 | 0 | 0 | 0 | 0 | 0 | 0 | 0 | 0 | 0 | 0 | 0 | 0 | 0 | 0 | 0 | 0 | 0 | 0 | 0 | 0 | 0 | 0 | 0 | 0 | 0 | 0 | 0 | 0
Commercial_Warehouse_New_Food Preparation_Natural Gas_Range_Vintage_Baseline Forecast | Commercial | Warehouse | New | Food Preparation | Natural Gas | Range | Vintage |  | Baseline Forecast | 0 | 0 | 0 | 0 | 0 | 0 | 0 | 0 | 0 | 0 | 0 | 0 | 0 | 0 | 0 | 0 | 0 | 0 | 0 | 0 | 0 | 0 | 0 | 0 | 0 | 0 | 0 | 0 | 0 | 0 | 0 | 0 | 0
Commercial_Warehouse_New_Food Preparation_Natural Gas_Steamer_E1_Baseline Forecast | Commercial | Warehouse | New | Food Preparation | Natural Gas | Steamer | E1 |  | Baseline Forecast | 0 | 0 | 0 | 0 | 0 | 0 | 0 | 0 | 0 | 0 | 0 | 0 | 0 | 0 | 0 | 0 | 0 | 0 | 0 | 0 | 0 | 0 | 0 | 0 | 0 | 0 | 0 | 0 | 0 | 0 | 0 | 0 | 0
Commercial_Warehouse_New_Food Preparation_Natural Gas_Steamer_E2_Baseline Forecast | Commercial | Warehouse | New | Food Preparation | Natural Gas | Steamer | E2 |  | Baseline Forecast | 0 | 0 | 0 | 0 | 0 | 0 | 0 | 0 | 0 | 0 | 0 | 0 | 0 | 0 | 0 | 0 | 0 | 0 | 0 | 0 | 0 | 0 | 0 | 0 | 0 | 0 | 0 | 0 | 0 | 0 | 0 | 0 | 0
Commercial_Warehouse_New_Food Preparation_Natural Gas_Steamer_E3_Baseline Forecast | Commercial | Warehouse | New | Food Preparation | Natural Gas | Steamer | E3 |  | Baseline Forecast | 0 | 0 | 0 | 0 | 0 | 0 | 0 | 0 | 0 | 0 | 0 | 0 | 0 | 0 | 0 | 0 | 0 | 0 | 0 | 0 | 0 | 0 | 0 | 0 | 0 | 0 | 0 | 0 | 0 | 0 | 0 | 0 | 0
Commercial_Warehouse_New_Food Preparation_Natural Gas_Steamer_E4_Baseline Forecast | Commercial | Warehouse | New | Food Preparation | Natural Gas | Steamer | E4 |  | Baseline Forecast | 0 | 0 | 0 | 0 | 0 | 0 | 0 | 0 | 0 | 0 | 0 | 0 | 0 | 0 | 0 | 0 | 0 | 0 | 0 | 0 | 0 | 0 | 0 | 0 | 0 | 0 | 0 | 0 | 0 | 0 | 0 | 0 | 0
Commercial_Warehouse_New_Food Preparation_Natural Gas_Steamer_E5_Baseline Forecast | Commercial | Warehouse | New | Food Preparation | Natural Gas | Steamer | E5 |  | Baseline Forecast | 0 | 0 | 0 | 0 | 0 | 0 | 0 | 0 | 0 | 0 | 0 | 0 | 0 | 0 | 0 | 0 | 0 | 0 | 0 | 0 | 0 | 0 | 0 | 0 | 0 | 0 | 0 | 0 | 0 | 0 | 0 | 0 | 0
Commercial_Warehouse_New_Food Preparation_Natural Gas_Steamer_E6_Baseline Forecast | Commercial | Warehouse | New | Food Preparation | Natural Gas | Steamer | E6 |  | Baseline Forecast | 0 | 0 | 0 | 0 | 0 | 0 | 0 | 0 | 0 | 0 | 0 | 0 | 0 | 0 | 0 | 0 | 0 | 0 | 0 | 0 | 0 | 0 | 0 | 0 | 0 | 0 | 0 | 0 | 0 | 0 | 0 | 0 | 0
Commercial_Warehouse_New_Food Preparation_Natural Gas_Steamer_E7_Baseline Forecast | Commercial | Warehouse | New | Food Preparation | Natural Gas | Steamer | E7 |  | Baseline Forecast | 0 | 0 | 0 | 0 | 0 | 0 | 0 | 0 | 0 | 0 | 0 | 0 | 0 | 0 | 0 | 0 | 0 | 0 | 0 | 0 | 0 | 0 | 0 | 0 | 0 | 0 | 0 | 0 | 0 | 0 | 0 | 0 | 0
Commercial_Warehouse_New_Food Preparation_Natural Gas_Steamer_E8_Baseline Forecast | Commercial | Warehouse | New | Food Preparation | Natural Gas | Steamer | E8 |  | Baseline Forecast | 0 | 0 | 0 | 0 | 0 | 0 | 0 | 0 | 0 | 0 | 0 | 0 | 0 | 0 | 0 | 0 | 0 | 0 | 0 | 0 | 0 | 0 | 0 | 0 | 0 | 0 | 0 | 0 | 0 | 0 | 0 | 0 | 0
Commercial_Warehouse_New_Food Preparation_Natural Gas_Steamer_E9_Baseline Forecast | Commercial | Warehouse | New | Food Preparation | Natural Gas | Steamer | E9 |  | Baseline Forecast | 0 | 0 | 0 | 0 | 0 | 0 | 0 | 0 | 0 | 0 | 0 | 0 | 0 | 0 | 0 | 0 | 0 | 0 | 0 | 0 | 0 | 0 | 0 | 0 | 0 | 0 | 0 | 0 | 0 | 0 | 0 | 0 | 0
Commercial_Warehouse_New_Food Preparation_Natural Gas_Steamer_E10_Baseline Forecast | Commercial | Warehouse | New | Food Preparation | Natural Gas | Steamer | E10 |  | Baseline Forecast | 0 | 0 | 0 | 0 | 0 | 0 | 0 | 0 | 0 | 0 | 0 | 0 | 0 | 0 | 0 | 0 | 0 | 0 | 0 | 0 | 0 | 0 | 0 | 0 | 0 | 0 | 0 | 0 | 0 | 0 | 0 | 0 | 0
Commercial_Warehouse_New_Food Preparation_Natural Gas_Steamer_Vintage_Baseline Forecast | Commercial | Warehouse | New | Food Preparation | Natural Gas | Steamer | Vintage |  | Baseline Forecast | 0 | 0 | 0 | 0 | 0 | 0 | 0 | 0 | 0 | 0 | 0 | 0 | 0 | 0 | 0 | 0 | 0 | 0 | 0 | 0 | 0 | 0 | 0 | 0 | 0 | 0 | 0 | 0 | 0 | 0 | 0 | 0 | 0
Commercial_Warehouse_New_Food Preparation_Natural Gas_Food Prep Other_E1_Baseline Forecast | Commercial | Warehouse | New | Food Preparation | Natural Gas | Food Prep Other | E1 |  | Baseline Forecast | 0 | 0 | 0 | 0 | 0 | 0 | 0 | 0 | 0 | 0 | 0 | 0 | 0 | 0 | 0 | 0 | 0 | 0 | 0 | 0 | 0 | 0 | 0 | 0 | 0 | 0 | 0 | 0 | 0 | 0 | 0 | 0 | 0
Commercial_Warehouse_New_Food Preparation_Natural Gas_Food Prep Other_E2_Baseline Forecast | Commercial | Warehouse | New | Food Preparation | Natural Gas | Food Prep Other | E2 |  | Baseline Forecast | 0 | 0 | 0 | 0 | 0 | 0 | 0 | 0 | 0 | 0 | 0 | 0 | 0 | 0 | 0 | 0 | 0 | 0 | 0 | 0 | 0 | 0 | 0 | 0 | 0 | 0 | 0 | 0 | 0 | 0 | 0 | 0 | 0
Commercial_Warehouse_New_Food Preparation_Natural Gas_Food Prep Other_E3_Baseline Forecast | Commercial | Warehouse | New | Food Preparation | Natural Gas | Food Prep Other | E3 |  | Baseline Forecast | 0 | 0 | 0 | 0 | 0 | 0 | 0 | 0 | 0 | 0 | 0 | 0 | 0 | 0 | 0 | 0 | 0 | 0 | 0 | 0 | 0 | 0 | 0 | 0 | 0 | 0 | 0 | 0 | 0 | 0 | 0 | 0 | 0
Commercial_Warehouse_New_Food Preparation_Natural Gas_Food Prep Other_E4_Baseline Forecast | Commercial | Warehouse | New | Food Preparation | Natural Gas | Food Prep Other | E4 |  | Baseline Forecast | 0 | 0 | 0 | 0 | 0 | 0 | 0 | 0 | 0 | 0 | 0 | 0 | 0 | 0 | 0 | 0 | 0 | 0 | 0 | 0 | 0 | 0 | 0 | 0 | 0 | 0 | 0 | 0 | 0 | 0 | 0 | 0 | 0
Commercial_Warehouse_New_Food Preparation_Natural Gas_Food Prep Other_E5_Baseline Forecast | Commercial | Warehouse | New | Food Preparation | Natural Gas | Food Prep Other | E5 |  | Baseline Forecast | 0 | 0 | 0 | 0 | 0 | 0 | 0 | 0 | 0 | 0 | 0 | 0 | 0 | 0 | 0 | 0 | 0 | 0 | 0 | 0 | 0 | 0 | 0 | 0 | 0 | 0 | 0 | 0 | 0 | 0 | 0 | 0 | 0
Commercial_Warehouse_New_Food Preparation_Natural Gas_Food Prep Other_E6_Baseline Forecast | Commercial | Warehouse | New | Food Preparation | Natural Gas | Food Prep Other | E6 |  | Baseline Forecast | 0 | 0 | 0 | 0 | 0 | 0 | 0 | 0 | 0 | 0 | 0 | 0 | 0 | 0 | 0 | 0 | 0 | 0 | 0 | 0 | 0 | 0 | 0 | 0 | 0 | 0 | 0 | 0 | 0 | 0 | 0 | 0 | 0
Commercial_Warehouse_New_Food Preparation_Natural Gas_Food Prep Other_E7_Baseline Forecast | Commercial | Warehouse | New | Food Preparation | Natural Gas | Food Prep Other | E7 |  | Baseline Forecast | 0 | 0 | 0 | 0 | 0 | 0 | 0 | 0 | 0 | 0 | 0 | 0 | 0 | 0 | 0 | 0 | 0 | 0 | 0 | 0 | 0 | 0 | 0 | 0 | 0 | 0 | 0 | 0 | 0 | 0 | 0 | 0 | 0
Commercial_Warehouse_New_Food Preparation_Natural Gas_Food Prep Other_E8_Baseline Forecast | Commercial | Warehouse | New | Food Preparation | Natural Gas | Food Prep Other | E8 |  | Baseline Forecast | 0 | 0 | 0 | 0 | 0 | 0 | 0 | 0 | 0 | 0 | 0 | 0 | 0 | 0 | 0 | 0 | 0 | 0 | 0 | 0 | 0 | 0 | 0 | 0 | 0 | 0 | 0 | 0 | 0 | 0 | 0 | 0 | 0
Commercial_Warehouse_New_Food Preparation_Natural Gas_Food Prep Other_E9_Baseline Forecast | Commercial | Warehouse | New | Food Preparation | Natural Gas | Food Prep Other | E9 |  | Baseline Forecast | 0 | 0 | 0 | 0 | 0 | 0 | 0 | 0 | 0 | 0 | 0 | 0 | 0 | 0 | 0 | 0 | 0 | 0 | 0 | 0 | 0 | 0 | 0 | 0 | 0 | 0 | 0 | 0 | 0 | 0 | 0 | 0 | 0
Commercial_Warehouse_New_Food Preparation_Natural Gas_Food Prep Other_E10_Baseline Forecast | Commercial | Warehouse | New | Food Preparation | Natural Gas | Food Prep Other | E10 |  | Baseline Forecast | 0 | 0 | 0 | 0 | 0 | 0 | 0 | 0 | 0 | 0 | 0 | 0 | 0 | 0 | 0 | 0 | 0 | 0 | 0 | 0 | 0 | 0 | 0 | 0 | 0 | 0 | 0 | 0 | 0 | 0 | 0 | 0 | 0
Commercial_Warehouse_New_Food Preparation_Natural Gas_Food Prep Other_Vintage_Baseline Forecast | Commercial | Warehouse | New | Food Preparation | Natural Gas | Food Prep Other | Vintage |  | Baseline Forecast | 0 | 0 | 0 | 0 | 0 | 0 | 0 | 0 | 0 | 0 | 0 | 0 | 0 | 0 | 0 | 0 | 0 | 0 | 0 | 0 | 0 | 0 | 0 | 0 | 0 | 0 | 0 | 0 | 0 | 0 | 0 | 0 | 0
Commercial_Warehouse_New_Miscellaneous_Natural Gas_Pool Heater_E1_Baseline Forecast | Commercial | Warehouse | New | Miscellaneous | Natural Gas | Pool Heater | E1 |  | Baseline Forecast | 0 | 0 | 0 | 0 | 0 | 0 | 0 | 0 | 0 | 0 | 0 | 0 | 0 | 0 | 0 | 0 | 0 | 0 | 0 | 0 | 0 | 0 | 0 | 0 | 0 | 0 | 0 | 0 | 0 | 0 | 0 | 0 | 0
Commercial_Warehouse_New_Miscellaneous_Natural Gas_Pool Heater_E2_Baseline Forecast | Commercial | Warehouse | New | Miscellaneous | Natural Gas | Pool Heater | E2 |  | Baseline Forecast | 0 | 0 | 0 | 0 | 0 | 0 | 0 | 0 | 0 | 0 | 0 | 0 | 0 | 0 | 0 | 0 | 0 | 0 | 0 | 0 | 0 | 0 | 0 | 0 | 0 | 0 | 0 | 0 | 0 | 0 | 0 | 0 | 0
Commercial_Warehouse_New_Miscellaneous_Natural Gas_Pool Heater_E3_Baseline Forecast | Commercial | Warehouse | New | Miscellaneous | Natural Gas | Pool Heater | E3 |  | Baseline Forecast | 0 | 0 | 0 | 0 | 0 | 0 | 0 | 0 | 0 | 0 | 0 | 0 | 0 | 0 | 0 | 0 | 0 | 0 | 0 | 0 | 0 | 0 | 0 | 0 | 0 | 0 | 0 | 0 | 0 | 0 | 0 | 0 | 0
Commercial_Warehouse_New_Miscellaneous_Natural Gas_Pool Heater_E4_Baseline Forecast | Commercial | Warehouse | New | Miscellaneous | Natural Gas | Pool Heater | E4 |  | Baseline Forecast | 0 | 0 | 0 | 0 | 0 | 0 | 0 | 0 | 0 | 0 | 0 | 0 | 0 | 0 | 0 | 0 | 0 | 0 | 0 | 0 | 0 | 0 | 0 | 0 | 0 | 0 | 0 | 0 | 0 | 0 | 0 | 0 | 0
Commercial_Warehouse_New_Miscellaneous_Natural Gas_Pool Heater_E5_Baseline Forecast | Commercial | Warehouse | New | Miscellaneous | Natural Gas | Pool Heater | E5 |  | Baseline Forecast | 0 | 0 | 0 | 0 | 0 | 0 | 0 | 0 | 0 | 0 | 0 | 0 | 0 | 0 | 0 | 0 | 0 | 0 | 0 | 0 | 0 | 0 | 0 | 0 | 0 | 0 | 0 | 0 | 0 | 0 | 0 | 0 | 0
Commercial_Warehouse_New_Miscellaneous_Natural Gas_Pool Heater_E6_Baseline Forecast | Commercial | Warehouse | New | Miscellaneous | Natural Gas | Pool Heater | E6 |  | Baseline Forecast | 0 | 0 | 0 | 0 | 0 | 0 | 0 | 0 | 0 | 0 | 0 | 0 | 0 | 0 | 0 | 0 | 0 | 0 | 0 | 0 | 0 | 0 | 0 | 0 | 0 | 0 | 0 | 0 | 0 | 0 | 0 | 0 | 0
Commercial_Warehouse_New_Miscellaneous_Natural Gas_Pool Heater_E7_Baseline Forecast | Commercial | Warehouse | New | Miscellaneous | Natural Gas | Pool Heater | E7 |  | Baseline Forecast | 0 | 0 | 0 | 0 | 0 | 0 | 0 | 0 | 0 | 0 | 0 | 0 | 0 | 0 | 0 | 0 | 0 | 0 | 0 | 0 | 0 | 0 | 0 | 0 | 0 | 0 | 0 | 0 | 0 | 0 | 0 | 0 | 0
Commercial_Warehouse_New_Miscellaneous_Natural Gas_Pool Heater_E8_Baseline Forecast | Commercial | Warehouse | New | Miscellaneous | Natural Gas | Pool Heater | E8 |  | Baseline Forecast | 0 | 0 | 0 | 0 | 0 | 0 | 0 | 0 | 0 | 0 | 0 | 0 | 0 | 0 | 0 | 0 | 0 | 0 | 0 | 0 | 0 | 0 | 0 | 0 | 0 | 0 | 0 | 0 | 0 | 0 | 0 | 0 | 0
Commercial_Warehouse_New_Miscellaneous_Natural Gas_Pool Heater_E9_Baseline Forecast | Commercial | Warehouse | New | Miscellaneous | Natural Gas | Pool Heater | E9 |  | Baseline Forecast | 0 | 0 | 0 | 0 | 0 | 0 | 0 | 0 | 0 | 0 | 0 | 0 | 0 | 0 | 0 | 0 | 0 | 0 | 0 | 0 | 0 | 0 | 0 | 0 | 0 | 0 | 0 | 0 | 0 | 0 | 0 | 0 | 0
Commercial_Warehouse_New_Miscellaneous_Natural Gas_Pool Heater_E10_Baseline Forecast | Commercial | Warehouse | New | Miscellaneous | Natural Gas | Pool Heater | E10 |  | Baseline Forecast | 0 | 0 | 0 | 0 | 0 | 0 | 0 | 0 | 0 | 0 | 0 | 0 | 0 | 0 | 0 | 0 | 0 | 0 | 0 | 0 | 0 | 0 | 0 | 0 | 0 | 0 | 0 | 0 | 0 | 0 | 0 | 0 | 0
Commercial_Warehouse_New_Miscellaneous_Natural Gas_Pool Heater_Vintage_Baseline Forecast | Commercial | Warehouse | New | Miscellaneous | Natural Gas | Pool Heater | Vintage |  | Baseline Forecast | 0 | 0 | 0 | 0 | 0 | 0 | 0 | 0 | 0 | 0 | 0 | 0 | 0 | 0 | 0 | 0 | 0 | 0 | 0 | 0 | 0 | 0 | 0 | 0 | 0 | 0 | 0 | 0 | 0 | 0 | 0 | 0 | 0
Commercial_Warehouse_New_Miscellaneous_Natural Gas_Miscellaneous_E1_Baseline Forecast | Commercial | Warehouse | New | Miscellaneous | Natural Gas | Miscellaneous | E1 |  | Baseline Forecast | 0 | 6308.8232 | 36738.6207 | 56185.3926 | 79436.8987 | 103399.7026 | 127482.9235 | 148326.8737 | 168878.7066 | 189911.5865 | 211286.8325 | 232499.6943 | 253380.7662 | 273977.2164 | 294603.4392 | 315167.281 | 335850.2948 | 356050.7814 | 375448.8959 | 394221.1247 | 413002.5764 | 432164.3281 | 451575.8078 | 471192.674 | 491020.2894 | 510903.769 | 530864.9794 | 550839.6349 | 570902.4078 | 591008.9138 | 611265.015 | 631535.8407 | 640147.0724
Commercial_Warehouse_New_Miscellaneous_Natural Gas_Miscellaneous_E2_Baseline Forecast | Commercial | Warehouse | New | Miscellaneous | Natural Gas | Miscellaneous | E2 |  | Baseline Forecast | 0 | 0 | 0 | 0 | 0 | 0 | 0 | 0 | 0 | 0 | 0 | 0 | 0 | 0 | 0 | 0 | 0 | 0 | 0 | 0 | 0 | 0 | 0 | 0 | 0 | 0 | 0 | 0 | 0 | 0 | 0 | 0 | 0
Commercial_Warehouse_New_Miscellaneous_Natural Gas_Miscellaneous_E3_Baseline Forecast | Commercial | Warehouse | New | Miscellaneous | Natural Gas | Miscellaneous | E3 |  | Baseline Forecast | 0 | 0 | 0 | 0 | 0 | 0 | 0 | 0 | 0 | 0 | 0 | 0 | 0 | 0 | 0 | 0 | 0 | 0 | 0 | 0 | 0 | 0 | 0 | 0 | 0 | 0 | 0 | 0 | 0 | 0 | 0 | 0 | 0
Commercial_Warehouse_New_Miscellaneous_Natural Gas_Miscellaneous_E4_Baseline Forecast | Commercial | Warehouse | New | Miscellaneous | Natural Gas | Miscellaneous | E4 |  | Baseline Forecast | 0 | 0 | 0 | 0 | 0 | 0 | 0 | 0 | 0 | 0 | 0 | 0 | 0 | 0 | 0 | 0 | 0 | 0 | 0 | 0 | 0 | 0 | 0 | 0 | 0 | 0 | 0 | 0 | 0 | 0 | 0 | 0 | 0
Commercial_Warehouse_New_Miscellaneous_Natural Gas_Miscellaneous_E5_Baseline Forecast | Commercial | Warehouse | New | Miscellaneous | Natural Gas | Miscellaneous | E5 |  | Baseline Forecast | 0 | 0 | 0 | 0 | 0 | 0 | 0 | 0 | 0 | 0 | 0 | 0 | 0 | 0 | 0 | 0 | 0 | 0 | 0 | 0 | 0 | 0 | 0 | 0 | 0 | 0 | 0 | 0 | 0 | 0 | 0 | 0 | 0
Commercial_Warehouse_New_Miscellaneous_Natural Gas_Miscellaneous_E6_Baseline Forecast | Commercial | Warehouse | New | Miscellaneous | Natural Gas | Miscellaneous | E6 |  | Baseline Forecast | 0 | 0 | 0 | 0 | 0 | 0 | 0 | 0 | 0 | 0 | 0 | 0 | 0 | 0 | 0 | 0 | 0 | 0 | 0 | 0 | 0 | 0 | 0 | 0 | 0 | 0 | 0 | 0 | 0 | 0 | 0 | 0 | 0
Commercial_Warehouse_New_Miscellaneous_Natural Gas_Miscellaneous_E7_Baseline Forecast | Commercial | Warehouse | New | Miscellaneous | Natural Gas | Miscellaneous | E7 |  | Baseline Forecast | 0 | 0 | 0 | 0 | 0 | 0 | 0 | 0 | 0 | 0 | 0 | 0 | 0 | 0 | 0 | 0 | 0 | 0 | 0 | 0 | 0 | 0 | 0 | 0 | 0 | 0 | 0 | 0 | 0 | 0 | 0 | 0 | 0
Commercial_Warehouse_New_Miscellaneous_Natural Gas_Miscellaneous_E8_Baseline Forecast | Commercial | Warehouse | New | Miscellaneous | Natural Gas | Miscellaneous | E8 |  | Baseline Forecast | 0 | 0 | 0 | 0 | 0 | 0 | 0 | 0 | 0 | 0 | 0 | 0 | 0 | 0 | 0 | 0 | 0 | 0 | 0 | 0 | 0 | 0 | 0 | 0 | 0 | 0 | 0 | 0 | 0 | 0 | 0 | 0 | 0
Commercial_Warehouse_New_Miscellaneous_Natural Gas_Miscellaneous_E9_Baseline Forecast | Commercial | Warehouse | New | Miscellaneous | Natural Gas | Miscellaneous | E9 |  | Baseline Forecast | 0 | 0 | 0 | 0 | 0 | 0 | 0 | 0 | 0 | 0 | 0 | 0 | 0 | 0 | 0 | 0 | 0 | 0 | 0 | 0 | 0 | 0 | 0 | 0 | 0 | 0 | 0 | 0 | 0 | 0 | 0 | 0 | 0
Commercial_Warehouse_New_Miscellaneous_Natural Gas_Miscellaneous_E10_Baseline Forecast | Commercial | Warehouse | New | Miscellaneous | Natural Gas | Miscellaneous | E10 |  | Baseline Forecast | 0 | 0 | 0 | 0 | 0 | 0 | 0 | 0 | 0 | 0 | 0 | 0 | 0 | 0 | 0 | 0 | 0 | 0 | 0 | 0 | 0 | 0 | 0 | 0 | 0 | 0 | 0 | 0 | 0 | 0 | 0 | 0 | 0
Commercial_Warehouse_New_Miscellaneous_Natural Gas_Miscellaneous_Vintage_Baseline Forecast | Commercial | Warehouse | New | Miscellaneous | Natural Gas | Miscellaneous | Vintage |  | Baseline Forecast | 0 | 0 | 0 | 0 | 0 | 0 | 0 | 0 | 0 | 0 | 0 | 0 | 0 | 0 | 0 | 0 | 0 | 0 | 0 | 0 | 0 | 0 | 0 | 0 | 0 | 0 | 0 | 0 | 0 | 0 | 0 | 0 | 0
Commercial_Miscellaneous_Existing_Space Heating_Natural Gas_Furnace_E1_Baseline Forecast | Commercial | Miscellaneous | Existing | Space Heating | Natural Gas | Furnace | E1 |  | Baseline Forecast | 0 | 21184.2762 | 44043.3194 | 68329.8358 | 118879.6597 | 118560.1801 | 118278.1424 | 118024.1142 | 117778.6994 | 117534.8042 | 117289.6883 | 117044.9005 | 116802.199 | 116562.1882 | 116323.3527 | 116085.4642 | 115847.3594 | 115611.9404 | 115382.5137 | 113598.9595 | 110246.8704 | 105323.836 | 97033.9845 | 89394.6675 | 82354.8405 | 75868.1356 | 69891.3572 | 64384.7811 | 59311.3703 | 54637.1823 | 50330.6083 | 46363.0035 | 36336.9387
Commercial_Miscellaneous_Existing_Space Heating_Natural Gas_Furnace_E2_Baseline Forecast | Commercial | Miscellaneous | Existing | Space Heating | Natural Gas | Furnace | E2 |  | Baseline Forecast | 0 | 0 | 0 | 0 | 0 | 0 | 0 | 0 | 0 | 0 | 0 | 0 | 0 | 0 | 0 | 0 | 0 | 0 | 0 | 0 | 0 | 0 | 0 | 0 | 0 | 0 | 0 | 0 | 0 | 0 | 0 | 0 | 0
Commercial_Miscellaneous_Existing_Space Heating_Natural Gas_Furnace_E3_Baseline Forecast | Commercial | Miscellaneous | Existing | Space Heating | Natural Gas | Furnace | E3 |  | Baseline Forecast | 0 | 0 | 0 | 0 | 0 | 27565.6842 | 56358.0156 | 76811.6329 | 97971.7935 | 119770.5647 | 142145.2386 | 165041.8496 | 188412.0564 | 212210.9911 | 236394.0111 | 260921.3368 | 285753.8974 | 310865.2369 | 336235.5916 | 360595.6256 | 384110.8472 | 406920.4224 | 430388.1436 | 451245.8205 | 469667.1414 | 486521.4987 | 501932.3086 | 516014.5268 | 528871.5845 | 540600.0581 | 551285.9189 | 561012.9398 | 584889.458
Commercial_Miscellaneous_Existing_Space Heating_Natural Gas_Furnace_E4_Baseline Forecast | Commercial | Miscellaneous | Existing | Space Heating | Natural Gas | Furnace | E4 |  | Baseline Forecast | 0 | 0 | 0 | 0 | 0 | 0 | 0 | 0 | 0 | 0 | 0 | 0 | 0 | 0 | 0 | 0 | 0 | 0 | 0 | 0 | 0 | 0 | 0 | 0 | 0 | 0 | 0 | 0 | 0 | 0 | 0 | 0 | 0
Commercial_Miscellaneous_Existing_Space Heating_Natural Gas_Furnace_E5_Baseline Forecast | Commercial | Miscellaneous | Existing | Space Heating | Natural Gas | Furnace | E5 |  | Baseline Forecast | 0 | 0 | 0 | 0 | 0 | 0 | 0 | 9471.9282 | 19268.5158 | 29359.8829 | 39717.6635 | 50316.4739 | 61133.9239 | 72149.366 | 83342.346 | 94694.6646 | 106188.5888 | 117811.5923 | 129553.8012 | 140830.394 | 151718.0967 | 162281.9212 | 173150.605 | 183759.9159 | 194158.1438 | 203686.2891 | 212412.7227 | 220401.1284 | 227708.7974 | 234389.4074 | 240490.7818 | 246059.299 | 258047.1719
Commercial_Miscellaneous_Existing_Space Heating_Natural Gas_Furnace_E6_Baseline Forecast | Commercial | Miscellaneous | Existing | Space Heating | Natural Gas | Furnace | E6 |  | Baseline Forecast | 0 | 0 | 0 | 0 | 0 | 0 | 0 | 0 | 0 | 0 | 0 | 0 | 0 | 0 | 0 | 0 | 0 | 0 | 0 | 0 | 0 | 0 | 0 | 0 | 0 | 0 | 0 | 0 | 0 | 0 | 0 | 0 | 0
Commercial_Miscellaneous_Existing_Space Heating_Natural Gas_Furnace_E7_Baseline Forecast | Commercial | Miscellaneous | Existing | Space Heating | Natural Gas | Furnace | E7 |  | Baseline Forecast | 0 | 0 | 0 | 0 | 0 | 0 | 0 | 0 | 0 | 0 | 0 | 0 | 0 | 0 | 0 | 0 | 0 | 0 | 0 | 0 | 0 | 0 | 0 | 0 | 0 | 0 | 0 | 0 | 0 | 0 | 0 | 0 | 0
Commercial_Miscellaneous_Existing_Space Heating_Natural Gas_Furnace_E8_Baseline Forecast | Commercial | Miscellaneous | Existing | Space Heating | Natural Gas | Furnace | E8 |  | Baseline Forecast | 0 | 0 | 0 | 0 | 0 | 0 | 0 | 0 | 0 | 0 | 0 | 0 | 0 | 0 | 0 | 0 | 0 | 0 | 0 | 0 | 0 | 0 | 0 | 0 | 0 | 0 | 0 | 0 | 0 | 0 | 0 | 0 | 0
Commercial_Miscellaneous_Existing_Space Heating_Natural Gas_Furnace_E9_Baseline Forecast | Commercial | Miscellaneous | Existing | Space Heating | Natural Gas | Furnace | E9 |  | Baseline Forecast | 0 | 0 | 0 | 0 | 0 | 0 | 0 | 0 | 0 | 0 | 0 | 0 | 0 | 0 | 0 | 0 | 0 | 0 | 0 | 0 | 0 | 0 | 0 | 0 | 0 | 0 | 0 | 0 | 0 | 0 | 0 | 0 | 0
Commercial_Miscellaneous_Existing_Space Heating_Natural Gas_Furnace_E10_Baseline Forecast | Commercial | Miscellaneous | Existing | Space Heating | Natural Gas | Furnace | E10 |  | Baseline Forecast | 0 | 0 | 0 | 0 | 0 | 0 | 0 | 0 | 0 | 0 | 0 | 0 | 0 | 0 | 0 | 0 | 0 | 0 | 0 | 0 | 0 | 0 | 0 | 0 | 0 | 0 | 0 | 0 | 0 | 0 | 0 | 0 | 0
Commercial_Miscellaneous_Existing_Space Heating_Natural Gas_Furnace_Vintage_Baseline Forecast | Commercial | Miscellaneous | Existing | Space Heating | Natural Gas | Furnace | Vintage |  | Baseline Forecast | 1061081.6431 | 1034498.8229 | 1006241.2359 | 975435.2588 | 949273.7216 | 919156.9394 | 888112.4905 | 856158.4882 | 823242.0624 | 789404.3806 | 754714.6346 | 719264.5426 | 683138.8743 | 646407.9716 | 609124.8303 | 571345.607 | 533117.8165 | 494503.6134 | 455559.0401 | 419704.0072 | 386680.4738 | 356252.2421 | 328212.2629 | 302372.6816 | 278560.8435 | 256619.9109 | 236403.7776 | 217778.0784 | 200617.5379 | 184807.3468 | 170240.5908 | 156820.3798 | 144757.2736
Commercial_Miscellaneous_Existing_Space Heating_Natural Gas_Boiler_E1_Baseline Forecast | Commercial | Miscellaneous | Existing | Space Heating | Natural Gas | Boiler | E1 |  | Baseline Forecast | 0 | 6963.8074 | 14477.7552 | 22461.9697 | 39778.9698 | 39672.067 | 39577.6928 | 39492.6911 | 39410.5715 | 39328.9604 | 39246.9408 | 39165.0311 | 39083.8194 | 39003.5081 | 38923.59 | 38843.9888 | 38764.3153 | 38685.5405 | 38608.7708 | 38534.216 | 38460.751 | 37875.9954 | 36776.0168 | 35161.1771 | 32392.2357 | 29840.851 | 27490.0334 | 25324.1581 | 23328.6577 | 21490.1817 | 19796.2975 | 18235.7385 | 16832.9894
Commercial_Miscellaneous_Existing_Space Heating_Natural Gas_Boiler_E2_Baseline Forecast | Commercial | Miscellaneous | Existing | Space Heating | Natural Gas | Boiler | E2 |  | Baseline Forecast | 0 | 0 | 0 | 0 | 0 | 0 | 0 | 0 | 0 | 0 | 0 | 0 | 0 | 0 | 0 | 0 | 0 | 0 | 0 | 0 | 0 | 0 | 0 | 0 | 0 | 0 | 0 | 0 | 0 | 0 | 0 | 0 | 0
Commercial_Miscellaneous_Existing_Space Heating_Natural Gas_Boiler_E3_Baseline Forecast | Commercial | Miscellaneous | Existing | Space Heating | Natural Gas | Boiler | E3 |  | Baseline Forecast | 0 | 2238.059 | 4653.4502 | 7218.6299 | 12780.2643 | 24719.6927 | 37195.9682 | 50167.4917 | 63587.8674 | 77413.8454 | 91605.5711 | 106128.7439 | 120952.8291 | 136049.4333 | 151390.1177 | 166949.673 | 182703.3003 | 198634.3786 | 214730.3899 | 230976.9427 | 247352.9215 | 262883.3469 | 277675.2976 | 291825.0655 | 306061.1817 | 319097.2295 | 331027.6203 | 341940.2477 | 351914.3059 | 361023.7697 | 369334.6344 | 376910.9101 | 391112.8906
Commercial_Miscellaneous_Existing_Space Heating_Natural Gas_Boiler_E4_Baseline Forecast | Commercial | Miscellaneous | Existing | Space Heating | Natural Gas | Boiler | E4 |  | Baseline Forecast | 0 | 0 | 0 | 0 | 0 | 0 | 0 | 0 | 0 | 0 | 0 | 0 | 0 | 0 | 0 | 0 | 0 | 0 | 0 | 0 | 0 | 0 | 0 | 0 | 0 | 0 | 0 | 0 | 0 | 0 | 0 | 0 | 0
Commercial_Miscellaneous_Existing_Space Heating_Natural Gas_Boiler_E5_Baseline Forecast | Commercial | Miscellaneous | Existing | Space Heating | Natural Gas | Boiler | E5 |  | Baseline Forecast | 0 | 0 | 0 | 0 | 0 | 0 | 0 | 0 | 0 | 0 | 0 | 0 | 0 | 0 | 0 | 0 | 0 | 0 | 0 | 0 | 0 | 0 | 0 | 0 | 0 | 0 | 0 | 0 | 0 | 0 | 0 | 0 | 0
Commercial_Miscellaneous_Existing_Space Heating_Natural Gas_Boiler_E6_Baseline Forecast | Commercial | Miscellaneous | Existing | Space Heating | Natural Gas | Boiler | E6 |  | Baseline Forecast | 0 | 0 | 0 | 0 | 0 | 0 | 0 | 0 | 0 | 0 | 0 | 0 | 0 | 0 | 0 | 0 | 0 | 0 | 0 | 0 | 0 | 0 | 0 | 0 | 0 | 0 | 0 | 0 | 0 | 0 | 0 | 0 | 0
Commercial_Miscellaneous_Existing_Space Heating_Natural Gas_Boiler_E7_Baseline Forecast | Commercial | Miscellaneous | Existing | Space Heating | Natural Gas | Boiler | E7 |  | Baseline Forecast | 0 | 0 | 0 | 0 | 0 | 0 | 0 | 0 | 0 | 0 | 0 | 0 | 0 | 0 | 0 | 0 | 0 | 0 | 0 | 0 | 0 | 0 | 0 | 0 | 0 | 0 | 0 | 0 | 0 | 0 | 0 | 0 | 0
Commercial_Miscellaneous_Existing_Space Heating_Natural Gas_Boiler_E8_Baseline Forecast | Commercial | Miscellaneous | Existing | Space Heating | Natural Gas | Boiler | E8 |  | Baseline Forecast | 0 | 0 | 0 | 0 | 0 | 0 | 0 | 0 | 0 | 0 | 0 | 0 | 0 | 0 | 0 | 0 | 0 | 0 | 0 | 0 | 0 | 0 | 0 | 0 | 0 | 0 | 0 | 0 | 0 | 0 | 0 | 0 | 0
Commercial_Miscellaneous_Existing_Space Heating_Natural Gas_Boiler_E9_Baseline Forecast | Commercial | Miscellaneous | Existing | Space Heating | Natural Gas | Boiler | E9 |  | Baseline Forecast | 0 | 0 | 0 | 0 | 0 | 0 | 0 | 0 | 0 | 0 | 0 | 0 | 0 | 0 | 0 | 0 | 0 | 0 | 0 | 0 | 0 | 0 | 0 | 0 | 0 | 0 | 0 | 0 | 0 | 0 | 0 | 0 | 0
Commercial_Miscellaneous_Existing_Space Heating_Natural Gas_Boiler_E10_Baseline Forecast | Commercial | Miscellaneous | Existing | Space Heating | Natural Gas | Boiler | E10 |  | Baseline Forecast | 0 | 0 | 0 | 0 | 0 | 0 | 0 | 0 | 0 | 0 | 0 | 0 | 0 | 0 | 0 | 0 | 0 | 0 | 0 | 0 | 0 | 0 | 0 | 0 | 0 | 0 | 0 | 0 | 0 | 0 | 0 | 0 | 0
Commercial_Miscellaneous_Existing_Space Heating_Natural Gas_Boiler_Vintage_Baseline Forecast | Commercial | Miscellaneous | Existing | Space Heating | Natural Gas | Boiler | Vintage |  | Baseline Forecast | 500983.3205 | 489232.564 | 476754.3349 | 463126.8166 | 451762.9651 | 438575.1135 | 424996.7261 | 411032.5427 | 396653.1655 | 381874.124 | 366724.5644 | 351244.8403 | 335472.3563 | 319437.8675 | 303163.8912 | 286674.7446 | 269990.6811 | 253139.6612 | 236147.1249 | 219029.9132 | 201796.0019 | 185916.4943 | 171283.3383 | 157798.4986 | 145371.8724 | 133921.6111 | 123371.4666 | 113651.3181 | 104695.7884 | 96444.9623 | 88843.0446 | 81839.4716 | 75544.1276
Commercial_Miscellaneous_Existing_Space Heating_Natural Gas_Unit Heater_E1_Baseline Forecast | Commercial | Miscellaneous | Existing | Space Heating | Natural Gas | Unit Heater | E1 |  | Baseline Forecast | 0 | 334.0206 | 727.9227 | 1170.477 | 1879.8278 | 1874.7759 | 1870.3161 | 1866.2992 | 1862.4185 | 1858.5618 | 1854.6858 | 1804.3646 | 1705.7076 | 1558.3912 | 1333.0269 | 1140.2578 | 975.3592 | 834.3232 | 620.325 | 419.7164 | 233.1298 | 0 | 0 | 0 | 0 | 0 | 0 | 0 | 0 | 0 | 0 | 0 | 0
Commercial_Miscellaneous_Existing_Space Heating_Natural Gas_Unit Heater_E2_Baseline Forecast | Commercial | Miscellaneous | Existing | Space Heating | Natural Gas | Unit Heater | E2 |  | Baseline Forecast | 0 | 0 | 0 | 0 | 0 | 531.4698 | 1094.1937 | 1683.5148 | 2295.1701 | 2925.4398 | 3571.1197 | 4167.6203 | 4730.763 | 5272.7585 | 5833.0423 | 6309.616 | 6714.5319 | 7058.3229 | 7443.4717 | 7788.3251 | 8095.9875 | 8430.1337 | 8513.8949 | 8582.8466 | 8639.0876 | 8684.4873 | 8720.6156 | 8748.8372 | 8770.273 | 8785.9067 | 8796.5279 | 8802.887 | 8945.9591
Commercial_Miscellaneous_Existing_Space Heating_Natural Gas_Unit Heater_E3_Baseline Forecast | Commercial | Miscellaneous | Existing | Space Heating | Natural Gas | Unit Heater | E3 |  | Baseline Forecast | 0 | 0 | 0 | 0 | 0 | 0 | 0 | 0 | 0 | 0 | 0 | 0 | 0 | 0 | 0 | 0 | 0 | 0 | 0 | 0 | 0 | 0 | 0 | 0 | 0 | 0 | 0 | 0 | 0 | 0 | 0 | 0 | 0
Commercial_Miscellaneous_Existing_Space Heating_Natural Gas_Unit Heater_E4_Baseline Forecast | Commercial | Miscellaneous | Existing | Space Heating | Natural Gas | Unit Heater | E4 |  | Baseline Forecast | 0 | 0 | 0 | 0 | 0 | 0 | 0 | 0 | 0 | 0 | 0 | 0 | 0 | 0 | 0 | 0 | 0 | 0 | 0 | 0 | 0 | 0 | 0 | 0 | 0 | 0 | 0 | 0 | 0 | 0 | 0 | 0 | 0
Commercial_Miscellaneous_Existing_Space Heating_Natural Gas_Unit Heater_E5_Baseline Forecast | Commercial | Miscellaneous | Existing | Space Heating | Natural Gas | Unit Heater | E5 |  | Baseline Forecast | 0 | 0 | 0 | 0 | 0 | 0 | 0 | 0 | 0 | 0 | 0 | 0 | 0 | 0 | 0 | 0 | 0 | 0 | 0 | 0 | 0 | 0 | 0 | 0 | 0 | 0 | 0 | 0 | 0 | 0 | 0 | 0 | 0
Commercial_Miscellaneous_Existing_Space Heating_Natural Gas_Unit Heater_E6_Baseline Forecast | Commercial | Miscellaneous | Existing | Space Heating | Natural Gas | Unit Heater | E6 |  | Baseline Forecast | 0 | 0 | 0 | 0 | 0 | 0 | 0 | 0 | 0 | 0 | 0 | 0 | 0 | 0 | 0 | 0 | 0 | 0 | 0 | 0 | 0 | 0 | 0 | 0 | 0 | 0 | 0 | 0 | 0 | 0 | 0 | 0 | 0
Commercial_Miscellaneous_Existing_Space Heating_Natural Gas_Unit Heater_E7_Baseline Forecast | Commercial | Miscellaneous | Existing | Space Heating | Natural Gas | Unit Heater | E7 |  | Baseline Forecast | 0 | 0 | 0 | 0 | 0 | 0 | 0 | 0 | 0 | 0 | 0 | 0 | 0 | 0 | 0 | 0 | 0 | 0 | 0 | 0 | 0 | 0 | 0 | 0 | 0 | 0 | 0 | 0 | 0 | 0 | 0 | 0 | 0
Commercial_Miscellaneous_Existing_Space Heating_Natural Gas_Unit Heater_E8_Baseline Forecast | Commercial | Miscellaneous | Existing | Space Heating | Natural Gas | Unit Heater | E8 |  | Baseline Forecast | 0 | 0 | 0 | 0 | 0 | 0 | 0 | 0 | 0 | 0 | 0 | 0 | 0 | 0 | 0 | 0 | 0 | 0 | 0 | 0 | 0 | 0 | 0 | 0 | 0 | 0 | 0 | 0 | 0 | 0 | 0 | 0 | 0
Commercial_Miscellaneous_Existing_Space Heating_Natural Gas_Unit Heater_E9_Baseline Forecast | Commercial | Miscellaneous | Existing | Space Heating | Natural Gas | Unit Heater | E9 |  | Baseline Forecast | 0 | 0 | 0 | 0 | 0 | 0 | 0 | 0 | 0 | 0 | 0 | 0 | 0 | 0 | 0 | 0 | 0 | 0 | 0 | 0 | 0 | 0 | 0 | 0 | 0 | 0 | 0 | 0 | 0 | 0 | 0 | 0 | 0
Commercial_Miscellaneous_Existing_Space Heating_Natural Gas_Unit Heater_E10_Baseline Forecast | Commercial | Miscellaneous | Existing | Space Heating | Natural Gas | Unit Heater | E10 |  | Baseline Forecast | 0 | 0 | 0 | 0 | 0 | 0 | 0 | 0 | 0 | 0 | 0 | 0 | 0 | 0 | 0 | 0 | 0 | 0 | 0 | 0 | 0 | 0 | 0 | 0 | 0 | 0 | 0 | 0 | 0 | 0 | 0 | 0 | 0
Commercial_Miscellaneous_Existing_Space Heating_Natural Gas_Unit Heater_Vintage_Baseline Forecast | Commercial | Miscellaneous | Existing | Space Heating | Natural Gas | Unit Heater | Vintage |  | Baseline Forecast | 9400.4048 | 9018.557 | 8576.8279 | 8076.5159 | 7583.2274 | 7031.3783 | 6450.6635 | 5845.1381 | 5217.8281 | 4572.0005 | 3910.6849 | 3345.0198 | 2861.2146 | 2447.4302 | 2093.4989 | 1790.7579 | 1531.787 | 1310.2922 | 1120.8788 | 958.898 | 820.3456 | 701.8068 | 600.3853 | 513.6096 | 439.3655 | 375.8474 | 321.5074 | 275.0211 | 235.2535 | 201.2342 | 172.1317 | 147.2365 | 126.2028
Commercial_Miscellaneous_Existing_Water Heating_Natural Gas_Water Heater_E1_Baseline Forecast | Commercial | Miscellaneous | Existing | Water Heating | Natural Gas | Water Heater | E1 |  | Baseline Forecast | 0 | 4659.0956 | 10661.1009 | 17688.9601 | 28358.3602 | 36944.8645 | 46062.1681 | 55598.1516 | 65456.225 | 75560.1376 | 83576.9241 | 89928.2195 | 94951.3465 | 98915.1235 | 102032.5349 | 104474.1969 | 106375.5653 | 107848.2034 | 108982.1863 | 109847.9023 | 110497.5621 | 110971.6924 | 111304.4301 | 111523.5925 | 111651.4943 | 111706.8416 | 111704.2328 | 111655.5912 | 111569.9335 | 111454.7031 | 111315.2644 | 111156.789 | 112733.5719
Commercial_Miscellaneous_Existing_Water Heating_Natural Gas_Water Heater_E2_Baseline Forecast | Commercial | Miscellaneous | Existing | Water Heating | Natural Gas | Water Heater | E2 |  | Baseline Forecast | 0 | 41647.178 | 95298.6868 | 158119.6975 | 253491.4014 | 330244.8211 | 411743.9962 | 496986.5607 | 585109.3436 | 675430.7105 | 747095.9279 | 803873.8763 | 848780.0943 | 884218.137 | 912091.3584 | 933925.8075 | 950931.369 | 964105.3728 | 974253.6807 | 982003.1137 | 987821.0528 | 992069.7565 | 995054.2915 | 997023.3451 | 998176.0606 | 998679.8783 | 998665.3849 | 998239.4093 | 997482.0879 | 996460.1855 | 995221.1174 | 993811.0213 | 1007914.7731
Commercial_Miscellaneous_Existing_Water Heating_Natural Gas_Water Heater_E3_Baseline Forecast | Commercial | Miscellaneous | Existing | Water Heating | Natural Gas | Water Heater | E3 |  | Baseline Forecast | 0 | 0 | 0 | 0 | 0 | 0 | 0 | 0 | 0 | 0 | 0 | 0 | 0 | 0 | 0 | 0 | 0 | 0 | 0 | 0 | 0 | 0 | 0 | 0 | 0 | 0 | 0 | 0 | 0 | 0 | 0 | 0 | 0
Commercial_Miscellaneous_Existing_Water Heating_Natural Gas_Water Heater_E4_Baseline Forecast | Commercial | Miscellaneous | Existing | Water Heating | Natural Gas | Water Heater | E4 |  | Baseline Forecast | 0 | 0 | 0 | 0 | 0 | 0 | 0 | 0 | 0 | 0 | 0 | 0 | 0 | 0 | 0 | 0 | 0 | 0 | 0 | 0 | 0 | 0 | 0 | 0 | 0 | 0 | 0 | 0 | 0 | 0 | 0 | 0 | 0
Commercial_Miscellaneous_Existing_Water Heating_Natural Gas_Water Heater_E5_Baseline Forecast | Commercial | Miscellaneous | Existing | Water Heating | Natural Gas | Water Heater | E5 |  | Baseline Forecast | 0 | 0 | 0 | 0 | 0 | 0 | 0 | 0 | 0 | 0 | 0 | 0 | 0 | 0 | 0 | 0 | 0 | 0 | 0 | 0 | 0 | 0 | 0 | 0 | 0 | 0 | 0 | 0 | 0 | 0 | 0 | 0 | 0
Commercial_Miscellaneous_Existing_Water Heating_Natural Gas_Water Heater_E6_Baseline Forecast | Commercial | Miscellaneous | Existing | Water Heating | Natural Gas | Water Heater | E6 |  | Baseline Forecast | 0 | 0 | 0 | 0 | 0 | 0 | 0 | 0 | 0 | 0 | 0 | 0 | 0 | 0 | 0 | 0 | 0 | 0 | 0 | 0 | 0 | 0 | 0 | 0 | 0 | 0 | 0 | 0 | 0 | 0 | 0 | 0 | 0
Commercial_Miscellaneous_Existing_Water Heating_Natural Gas_Water Heater_E7_Baseline Forecast | Commercial | Miscellaneous | Existing | Water Heating | Natural Gas | Water Heater | E7 |  | Baseline Forecast | 0 | 0 | 0 | 0 | 0 | 0 | 0 | 0 | 0 | 0 | 0 | 0 | 0 | 0 | 0 | 0 | 0 | 0 | 0 | 0 | 0 | 0 | 0 | 0 | 0 | 0 | 0 | 0 | 0 | 0 | 0 | 0 | 0
Commercial_Miscellaneous_Existing_Water Heating_Natural Gas_Water Heater_E8_Baseline Forecast | Commercial | Miscellaneous | Existing | Water Heating | Natural Gas | Water Heater | E8 |  | Baseline Forecast | 0 | 0 | 0 | 0 | 0 | 0 | 0 | 0 | 0 | 0 | 0 | 0 | 0 | 0 | 0 | 0 | 0 | 0 | 0 | 0 | 0 | 0 | 0 | 0 | 0 | 0 | 0 | 0 | 0 | 0 | 0 | 0 | 0
Commercial_Miscellaneous_Existing_Water Heating_Natural Gas_Water Heater_E9_Baseline Forecast | Commercial | Miscellaneous | Existing | Water Heating | Natural Gas | Water Heater | E9 |  | Baseline Forecast | 0 | 0 | 0 | 0 | 0 | 0 | 0 | 0 | 0 | 0 | 0 | 0 | 0 | 0 | 0 | 0 | 0 | 0 | 0 | 0 | 0 | 0 | 0 | 0 | 0 | 0 | 0 | 0 | 0 | 0 | 0 | 0 | 0
Commercial_Miscellaneous_Existing_Water Heating_Natural Gas_Water Heater_E10_Baseline Forecast | Commercial | Miscellaneous | Existing | Water Heating | Natural Gas | Water Heater | E10 |  | Baseline Forecast | 0 | 0 | 0 | 0 | 0 | 0 | 0 | 0 | 0 | 0 | 0 | 0 | 0 | 0 | 0 | 0 | 0 | 0 | 0 | 0 | 0 | 0 | 0 | 0 | 0 | 0 | 0 | 0 | 0 | 0 | 0 | 0 | 0
Commercial_Miscellaneous_Existing_Water Heating_Natural Gas_Water Heater_Vintage_Baseline Forecast | Commercial | Miscellaneous | Existing | Water Heating | Natural Gas | Water Heater | Vintage |  | Baseline Forecast | 1163576.8558 | 1111350.5658 | 1045777.0353 | 968778.9572 | 889481.9272 | 800994.1421 | 707598.7214 | 610317.2116 | 509918.262 | 407089.8618 | 324992.7087 | 259451.5499 | 207130.8459 | 165364.1788 | 132020.2785 | 105400.231 | 84147.2343 | 67180.9877 | 53638.1361 | 42827.6473 | 34196.7975 | 27305.0449 | 21801.7917 | 17407.3245 | 13898.2986 | 11096.4487 | 8859.3155 | 7073.136 | 5647.0136 | 4508.3878 | 3599.2934 | 2873.4836 | 2298.7869
Commercial_Miscellaneous_Existing_Food Preparation_Natural Gas_Oven_E1_Baseline Forecast | Commercial | Miscellaneous | Existing | Food Preparation | Natural Gas | Oven | E1 |  | Baseline Forecast | 0 | 14761.5798 | 30588.5634 | 47226.119 | 71046.6142 | 89183.3778 | 107821.8014 | 126871.1827 | 146233.7049 | 165834.4874 | 182016.8558 | 195358.2956 | 206335.3544 | 215336.8898 | 222698.9 | 228697.0974 | 233522.8496 | 237409.2098 | 240517.0735 | 242962.4216 | 244898.2874 | 246386.481 | 247499.8311 | 248301.1162 | 248844.0435 | 249174.7228 | 249329.5777 | 249341.2562 | 249231.9566 | 249031.2726 | 248758.6189 | 248419.4777 | 251960.2676
Commercial_Miscellaneous_Existing_Food Preparation_Natural Gas_Oven_E2_Baseline Forecast | Commercial | Miscellaneous | Existing | Food Preparation | Natural Gas | Oven | E2 |  | Baseline Forecast | 0 | 21243.1105 | 44037.6236 | 67973.6754 | 102222.0815 | 128312.8928 | 155167.3526 | 182648.2009 | 210623.4847 | 238984.3095 | 262456.885 | 281866.6964 | 297907.6153 | 311161.5943 | 322090.7343 | 331087.0175 | 338509.3905 | 344601.4789 | 349604.3036 | 353725.8874 | 357062.2616 | 359752.5189 | 361901.1013 | 363595.9566 | 364909.1703 | 365904.4572 | 366634.7148 | 367143.1187 | 367467.3085 | 367629.1719 | 367648.4817 | 367557.5481 | 373176.6144
Commercial_Miscellaneous_Existing_Food Preparation_Natural Gas_Oven_E3_Baseline Forecast | Commercial | Miscellaneous | Existing | Food Preparation | Natural Gas | Oven | E3 |  | Baseline Forecast | 0 | 0 | 0 | 0 | 0 | 0 | 0 | 0 | 0 | 0 | 0 | 0 | 0 | 0 | 0 | 0 | 0 | 0 | 0 | 0 | 0 | 0 | 0 | 0 | 0 | 0 | 0 | 0 | 0 | 0 | 0 | 0 | 0
Commercial_Miscellaneous_Existing_Food Preparation_Natural Gas_Oven_E4_Baseline Forecast | Commercial | Miscellaneous | Existing | Food Preparation | Natural Gas | Oven | E4 |  | Baseline Forecast | 0 | 0 | 0 | 0 | 0 | 0 | 0 | 0 | 0 | 0 | 0 | 0 | 0 | 0 | 0 | 0 | 0 | 0 | 0 | 0 | 0 | 0 | 0 | 0 | 0 | 0 | 0 | 0 | 0 | 0 | 0 | 0 | 0
Commercial_Miscellaneous_Existing_Food Preparation_Natural Gas_Oven_E5_Baseline Forecast | Commercial | Miscellaneous | Existing | Food Preparation | Natural Gas | Oven | E5 |  | Baseline Forecast | 0 | 0 | 0 | 0 | 0 | 0 | 0 | 0 | 0 | 0 | 0 | 0 | 0 | 0 | 0 | 0 | 0 | 0 | 0 | 0 | 0 | 0 | 0 | 0 | 0 | 0 | 0 | 0 | 0 | 0 | 0 | 0 | 0
Commercial_Miscellaneous_Existing_Food Preparation_Natural Gas_Oven_E6_Baseline Forecast | Commercial | Miscellaneous | Existing | Food Preparation | Natural Gas | Oven | E6 |  | Baseline Forecast | 0 | 0 | 0 | 0 | 0 | 0 | 0 | 0 | 0 | 0 | 0 | 0 | 0 | 0 | 0 | 0 | 0 | 0 | 0 | 0 | 0 | 0 | 0 | 0 | 0 | 0 | 0 | 0 | 0 | 0 | 0 | 0 | 0
Commercial_Miscellaneous_Existing_Food Preparation_Natural Gas_Oven_E7_Baseline Forecast | Commercial | Miscellaneous | Existing | Food Preparation | Natural Gas | Oven | E7 |  | Baseline Forecast | 0 | 0 | 0 | 0 | 0 | 0 | 0 | 0 | 0 | 0 | 0 | 0 | 0 | 0 | 0 | 0 | 0 | 0 | 0 | 0 | 0 | 0 | 0 | 0 | 0 | 0 | 0 | 0 | 0 | 0 | 0 | 0 | 0
Commercial_Miscellaneous_Existing_Food Preparation_Natural Gas_Oven_E8_Baseline Forecast | Commercial | Miscellaneous | Existing | Food Preparation | Natural Gas | Oven | E8 |  | Baseline Forecast | 0 | 0 | 0 | 0 | 0 | 0 | 0 | 0 | 0 | 0 | 0 | 0 | 0 | 0 | 0 | 0 | 0 | 0 | 0 | 0 | 0 | 0 | 0 | 0 | 0 | 0 | 0 | 0 | 0 | 0 | 0 | 0 | 0
Commercial_Miscellaneous_Existing_Food Preparation_Natural Gas_Oven_E9_Baseline Forecast | Commercial | Miscellaneous | Existing | Food Preparation | Natural Gas | Oven | E9 |  | Baseline Forecast | 0 | 0 | 0 | 0 | 0 | 0 | 0 | 0 | 0 | 0 | 0 | 0 | 0 | 0 | 0 | 0 | 0 | 0 | 0 | 0 | 0 | 0 | 0 | 0 | 0 | 0 | 0 | 0 | 0 | 0 | 0 | 0 | 0
Commercial_Miscellaneous_Existing_Food Preparation_Natural Gas_Oven_E10_Baseline Forecast | Commercial | Miscellaneous | Existing | Food Preparation | Natural Gas | Oven | E10 |  | Baseline Forecast | 0 | 0 | 0 | 0 | 0 | 0 | 0 | 0 | 0 | 0 | 0 | 0 | 0 | 0 | 0 | 0 | 0 | 0 | 0 | 0 | 0 | 0 | 0 | 0 | 0 | 0 | 0 | 0 | 0 | 0 | 0 | 0 | 0
Commercial_Miscellaneous_Existing_Food Preparation_Natural Gas_Oven_Vintage_Baseline Forecast | Commercial | Miscellaneous | Existing | Food Preparation | Natural Gas | Oven | Vintage |  | Baseline Forecast | 651398.5941 | 612079.7348 | 570144.069 | 525568.1611 | 482471.2423 | 436481.4182 | 389432.8155 | 341501.3672 | 292809.8537 | 243502.9212 | 202495.9181 | 168394.4183 | 140037.6997 | 116458.2863 | 96849.7197 | 80543.0466 | 66981.5363 | 55704.5165 | 46328.3112 | 38532.3748 | 32049.0944 | 26656.4301 | 22170.7326 | 18439.4793 | 15335.821 | 12754.3453 | 10607.2571 | 8821.5257 | 7336.3374 | 6101.133 | 5073.8222 | 4219.4465 | 3516.2054
Commercial_Miscellaneous_Existing_Food Preparation_Natural Gas_Conveyor Oven_E1_Baseline Forecast | Commercial | Miscellaneous | Existing | Food Preparation | Natural Gas | Conveyor Oven | E1 |  | Baseline Forecast | 0 | 3125.6275 | 7151.0669 | 11864.8926 | 20284.5842 | 26039.1003 | 32147.4267 | 38534.3965 | 45134.5638 | 51896.6853 | 58780.0586 | 65753.8704 | 72793.9711 | 79880.9883 | 86998.389 | 94133.4475 | 101275.2354 | 106920.1951 | 111373.503 | 114876.8609 | 117615.9205 | 119744.4302 | 121378.8551 | 122621.5179 | 123550.809 | 124225.3284 | 124708.1915 | 125033.6928 | 125233.8072 | 125334.5413 | 125355.972 | 125315.04 | 127205.2027
Commercial_Miscellaneous_Existing_Food Preparation_Natural Gas_Conveyor Oven_E2_Baseline Forecast | Commercial | Miscellaneous | Existing | Food Preparation | Natural Gas | Conveyor Oven | E2 |  | Baseline Forecast | 0 | 4498.8951 | 10295.6577 | 17082.7421 | 29205.6311 | 37494.4085 | 46299.1532 | 55511.2831 | 65037.7123 | 74804.7113 | 84753.7706 | 94840.2358 | 105029.5581 | 115293.9567 | 125609.2271 | 135956.895 | 146320.8627 | 154525.6822 | 161013.1057 | 166133.7047 | 170164.9018 | 173318.8595 | 175775.5385 | 177670.7557 | 179116.4597 | 180208.5986 | 181006.5635 | 181574.6762 | 181958.1526 | 182193.4561 | 182308.5947 | 182327.5662 | 185156.837
Commercial_Miscellaneous_Existing_Food Preparation_Natural Gas_Conveyor Oven_E3_Baseline Forecast | Commercial | Miscellaneous | Existing | Food Preparation | Natural Gas | Conveyor Oven | E3 |  | Baseline Forecast | 0 | 0 | 0 | 0 | 0 | 0 | 0 | 0 | 0 | 0 | 0 | 0 | 0 | 0 | 0 | 0 | 0 | 0 | 0 | 0 | 0 | 0 | 0 | 0 | 0 | 0 | 0 | 0 | 0 | 0 | 0 | 0 | 0
Commercial_Miscellaneous_Existing_Food Preparation_Natural Gas_Conveyor Oven_E4_Baseline Forecast | Commercial | Miscellaneous | Existing | Food Preparation | Natural Gas | Conveyor Oven | E4 |  | Baseline Forecast | 0 | 0 | 0 | 0 | 0 | 0 | 0 | 0 | 0 | 0 | 0 | 0 | 0 | 0 | 0 | 0 | 0 | 0 | 0 | 0 | 0 | 0 | 0 | 0 | 0 | 0 | 0 | 0 | 0 | 0 | 0 | 0 | 0
Commercial_Miscellaneous_Existing_Food Preparation_Natural Gas_Conveyor Oven_E5_Baseline Forecast | Commercial | Miscellaneous | Existing | Food Preparation | Natural Gas | Conveyor Oven | E5 |  | Baseline Forecast | 0 | 0 | 0 | 0 | 0 | 0 | 0 | 0 | 0 | 0 | 0 | 0 | 0 | 0 | 0 | 0 | 0 | 0 | 0 | 0 | 0 | 0 | 0 | 0 | 0 | 0 | 0 | 0 | 0 | 0 | 0 | 0 | 0
Commercial_Miscellaneous_Existing_Food Preparation_Natural Gas_Conveyor Oven_E6_Baseline Forecast | Commercial | Miscellaneous | Existing | Food Preparation | Natural Gas | Conveyor Oven | E6 |  | Baseline Forecast | 0 | 0 | 0 | 0 | 0 | 0 | 0 | 0 | 0 | 0 | 0 | 0 | 0 | 0 | 0 | 0 | 0 | 0 | 0 | 0 | 0 | 0 | 0 | 0 | 0 | 0 | 0 | 0 | 0 | 0 | 0 | 0 | 0
Commercial_Miscellaneous_Existing_Food Preparation_Natural Gas_Conveyor Oven_E7_Baseline Forecast | Commercial | Miscellaneous | Existing | Food Preparation | Natural Gas | Conveyor Oven | E7 |  | Baseline Forecast | 0 | 0 | 0 | 0 | 0 | 0 | 0 | 0 | 0 | 0 | 0 | 0 | 0 | 0 | 0 | 0 | 0 | 0 | 0 | 0 | 0 | 0 | 0 | 0 | 0 | 0 | 0 | 0 | 0 | 0 | 0 | 0 | 0
Commercial_Miscellaneous_Existing_Food Preparation_Natural Gas_Conveyor Oven_E8_Baseline Forecast | Commercial | Miscellaneous | Existing | Food Preparation | Natural Gas | Conveyor Oven | E8 |  | Baseline Forecast | 0 | 0 | 0 | 0 | 0 | 0 | 0 | 0 | 0 | 0 | 0 | 0 | 0 | 0 | 0 | 0 | 0 | 0 | 0 | 0 | 0 | 0 | 0 | 0 | 0 | 0 | 0 | 0 | 0 | 0 | 0 | 0 | 0
Commercial_Miscellaneous_Existing_Food Preparation_Natural Gas_Conveyor Oven_E9_Baseline Forecast | Commercial | Miscellaneous | Existing | Food Preparation | Natural Gas | Conveyor Oven | E9 |  | Baseline Forecast | 0 | 0 | 0 | 0 | 0 | 0 | 0 | 0 | 0 | 0 | 0 | 0 | 0 | 0 | 0 | 0 | 0 | 0 | 0 | 0 | 0 | 0 | 0 | 0 | 0 | 0 | 0 | 0 | 0 | 0 | 0 | 0 | 0
Commercial_Miscellaneous_Existing_Food Preparation_Natural Gas_Conveyor Oven_E10_Baseline Forecast | Commercial | Miscellaneous | Existing | Food Preparation | Natural Gas | Conveyor Oven | E10 |  | Baseline Forecast | 0 | 0 | 0 | 0 | 0 | 0 | 0 | 0 | 0 | 0 | 0 | 0 | 0 | 0 | 0 | 0 | 0 | 0 | 0 | 0 | 0 | 0 | 0 | 0 | 0 | 0 | 0 | 0 | 0 | 0 | 0 | 0 | 0
Commercial_Miscellaneous_Existing_Food Preparation_Natural Gas_Conveyor Oven_Vintage_Baseline Forecast | Commercial | Miscellaneous | Existing | Food Preparation | Natural Gas | Conveyor Oven | Vintage |  | Baseline Forecast | 325699.297 | 316417.6899 | 304938.4034 | 291436.3431 | 278379.7537 | 263455.3357 | 247764.4049 | 231464.6958 | 214661.2456 | 197459.4624 | 179951.0002 | 162215.5989 | 144316.8055 | 126303.4402 | 108212.0608 | 90073.2382 | 71910.7901 | 57411.7253 | 45838.2355 | 36599.7763 | 29223.9994 | 23334.4253 | 18631.439 | 14876.0024 | 11877.2487 | 9482.8357 | 7571.0198 | 6044.5813 | 4825.8415 | 3852.7913 | 3075.8947 | 2455.63 | 1964.504
Commercial_Miscellaneous_Existing_Food Preparation_Natural Gas_Double Rack Oven_E1_Baseline Forecast | Commercial | Miscellaneous | Existing | Food Preparation | Natural Gas | Double Rack Oven | E1 |  | Baseline Forecast | 0 | 4427.8374 | 10127.8883 | 16806.5853 | 27460.8581 | 35617.8773 | 44268.7079 | 53308.0053 | 62641.4936 | 72196.8425 | 81916.2652 | 91756.5828 | 99542.8566 | 105688.8882 | 110521.7435 | 114295.8047 | 117227.8881 | 119474.0583 | 121185.5654 | 122470.0045 | 123398.6346 | 124068.8783 | 124520.7903 | 124800.8142 | 124947.2894 | 124990.3106 | 124951.4056 | 124849.3015 | 124701.7238 | 124517.3254 | 124303.969 | 124066.11 | 125763.9354
Commercial_Miscellaneous_Existing_Food Preparation_Natural Gas_Double Rack Oven_E2_Baseline Forecast | Commercial | Miscellaneous | Existing | Food Preparation | Natural Gas | Double Rack Oven | E2 |  | Baseline Forecast | 0 | 6373.5697 | 14588.3049 | 24202.5638 | 39531.1173 | 51277.1463 | 63760.5665 | 76826.6589 | 90345.6215 | 104212.9259 | 118345.8808 | 132680.7117 | 144062.7357 | 153090.8047 | 160241.7551 | 165904.7278 | 170374.1365 | 173911.5219 | 176702.0992 | 178902.0111 | 180640.2927 | 181975.9863 | 182998.779 | 183767.3838 | 184327.6154 | 184719.1755 | 184975.3134 | 185121.8323 | 185174.9827 | 185154.0845 | 185071.8015 | 184942.6299 | 187691.0113
Commercial_Miscellaneous_Existing_Food Preparation_Natural Gas_Double Rack Oven_E3_Baseline Forecast | Commercial | Miscellaneous | Existing | Food Preparation | Natural Gas | Double Rack Oven | E3 |  | Baseline Forecast | 0 | 0 | 0 | 0 | 0 | 0 | 0 | 0 | 0 | 0 | 0 | 0 | 0 | 0 | 0 | 0 | 0 | 0 | 0 | 0 | 0 | 0 | 0 | 0 | 0 | 0 | 0 | 0 | 0 | 0 | 0 | 0 | 0
Commercial_Miscellaneous_Existing_Food Preparation_Natural Gas_Double Rack Oven_E4_Baseline Forecast | Commercial | Miscellaneous | Existing | Food Preparation | Natural Gas | Double Rack Oven | E4 |  | Baseline Forecast | 0 | 0 | 0 | 0 | 0 | 0 | 0 | 0 | 0 | 0 | 0 | 0 | 0 | 0 | 0 | 0 | 0 | 0 | 0 | 0 | 0 | 0 | 0 | 0 | 0 | 0 | 0 | 0 | 0 | 0 | 0 | 0 | 0
Commercial_Miscellaneous_Existing_Food Preparation_Natural Gas_Double Rack Oven_E5_Baseline Forecast | Commercial | Miscellaneous | Existing | Food Preparation | Natural Gas | Double Rack Oven | E5 |  | Baseline Forecast | 0 | 0 | 0 | 0 | 0 | 0 | 0 | 0 | 0 | 0 | 0 | 0 | 0 | 0 | 0 | 0 | 0 | 0 | 0 | 0 | 0 | 0 | 0 | 0 | 0 | 0 | 0 | 0 | 0 | 0 | 0 | 0 | 0
Commercial_Miscellaneous_Existing_Food Preparation_Natural Gas_Double Rack Oven_E6_Baseline Forecast | Commercial | Miscellaneous | Existing | Food Preparation | Natural Gas | Double Rack Oven | E6 |  | Baseline Forecast | 0 | 0 | 0 | 0 | 0 | 0 | 0 | 0 | 0 | 0 | 0 | 0 | 0 | 0 | 0 | 0 | 0 | 0 | 0 | 0 | 0 | 0 | 0 | 0 | 0 | 0 | 0 | 0 | 0 | 0 | 0 | 0 | 0
Commercial_Miscellaneous_Existing_Food Preparation_Natural Gas_Double Rack Oven_E7_Baseline Forecast | Commercial | Miscellaneous | Existing | Food Preparation | Natural Gas | Double Rack Oven | E7 |  | Baseline Forecast | 0 | 0 | 0 | 0 | 0 | 0 | 0 | 0 | 0 | 0 | 0 | 0 | 0 | 0 | 0 | 0 | 0 | 0 | 0 | 0 | 0 | 0 | 0 | 0 | 0 | 0 | 0 | 0 | 0 | 0 | 0 | 0 | 0
Commercial_Miscellaneous_Existing_Food Preparation_Natural Gas_Double Rack Oven_E8_Baseline Forecast | Commercial | Miscellaneous | Existing | Food Preparation | Natural Gas | Double Rack Oven | E8 |  | Baseline Forecast | 0 | 0 | 0 | 0 | 0 | 0 | 0 | 0 | 0 | 0 | 0 | 0 | 0 | 0 | 0 | 0 | 0 | 0 | 0 | 0 | 0 | 0 | 0 | 0 | 0 | 0 | 0 | 0 | 0 | 0 | 0 | 0 | 0
Commercial_Miscellaneous_Existing_Food Preparation_Natural Gas_Double Rack Oven_E9_Baseline Forecast | Commercial | Miscellaneous | Existing | Food Preparation | Natural Gas | Double Rack Oven | E9 |  | Baseline Forecast | 0 | 0 | 0 | 0 | 0 | 0 | 0 | 0 | 0 | 0 | 0 | 0 | 0 | 0 | 0 | 0 | 0 | 0 | 0 | 0 | 0 | 0 | 0 | 0 | 0 | 0 | 0 | 0 | 0 | 0 | 0 | 0 | 0
Commercial_Miscellaneous_Existing_Food Preparation_Natural Gas_Double Rack Oven_E10_Baseline Forecast | Commercial | Miscellaneous | Existing | Food Preparation | Natural Gas | Double Rack Oven | E10 |  | Baseline Forecast | 0 | 0 | 0 | 0 | 0 | 0 | 0 | 0 | 0 | 0 | 0 | 0 | 0 | 0 | 0 | 0 | 0 | 0 | 0 | 0 | 0 | 0 | 0 | 0 | 0 | 0 | 0 | 0 | 0 | 0 | 0 | 0 | 0
Commercial_Miscellaneous_Existing_Food Preparation_Natural Gas_Double Rack Oven_Vintage_Baseline Forecast | Commercial | Miscellaneous | Existing | Food Preparation | Natural Gas | Double Rack Oven | Vintage |  | Baseline Forecast | 325699.297 | 313240.8054 | 297668.9349 | 279374.8286 | 260877.9937 | 240093.8209 | 218181.7103 | 195375.7112 | 171846.4065 | 147751.0905 | 123222.6834 | 98372.4106 | 78534.7424 | 62698.6923 | 50056.1783 | 39963.0482 | 31904.8635 | 25472.0225 | 20337.1795 | 16238.3262 | 12965.8944 | 10352.8504 | 8266.2632 | 6600.078 | 5269.6125 | 4207.2765 | 3359.0557 | 2681.8165 | 2141.0947 | 1709.3788 | 1364.6909 | 1089.4963 | 871.5971
Commercial_Miscellaneous_Existing_Food Preparation_Natural Gas_Fryer_E1_Baseline Forecast | Commercial | Miscellaneous | Existing | Food Preparation | Natural Gas | Fryer | E1 |  | Baseline Forecast | 0 | 0 | 0 | 0 | 0 | 0 | 0 | 0 | 0 | 0 | 0 | 0 | 0 | 0 | 0 | 0 | 0 | 0 | 0 | 0 | 0 | 0 | 0 | 0 | 0 | 0 | 0 | 0 | 0 | 0 | 0 | 0 | 0
Commercial_Miscellaneous_Existing_Food Preparation_Natural Gas_Fryer_E2_Baseline Forecast | Commercial | Miscellaneous | Existing | Food Preparation | Natural Gas | Fryer | E2 |  | Baseline Forecast | 0 | 0 | 0 | 1000.4097 | 5087.1959 | 9303.8622 | 14648.6445 | 20887.914 | 27832.9232 | 33354.4638 | 37738.9372 | 41215.9648 | 43969.2338 | 46145.204 | 47859.9939 | 49206.63 | 50258.9415 | 51077.525 | 51711.276 | 52198.3738 | 52567.5263 | 52841.0687 | 53037.6734 | 53172.5197 | 53257.761 | 53303.5485 | 53317.8229 | 53307.0606 | 53276.1607 | 53229.1802 | 53169.0475 | 53098.5411 | 53856.2128
Commercial_Miscellaneous_Existing_Food Preparation_Natural Gas_Fryer_E3_Baseline Forecast | Commercial | Miscellaneous | Existing | Food Preparation | Natural Gas | Fryer | E3 |  | Baseline Forecast | 0 | 0 | 0 | 0 | 0 | 0 | 0 | 0 | 0 | 0 | 0 | 0 | 0 | 0 | 0 | 0 | 0 | 0 | 0 | 0 | 0 | 0 | 0 | 0 | 0 | 0 | 0 | 0 | 0 | 0 | 0 | 0 | 0
Commercial_Miscellaneous_Existing_Food Preparation_Natural Gas_Fryer_E4_Baseline Forecast | Commercial | Miscellaneous | Existing | Food Preparation | Natural Gas | Fryer | E4 |  | Baseline Forecast | 0 | 0 | 0 | 0 | 0 | 0 | 0 | 0 | 0 | 0 | 0 | 0 | 0 | 0 | 0 | 0 | 0 | 0 | 0 | 0 | 0 | 0 | 0 | 0 | 0 | 0 | 0 | 0 | 0 | 0 | 0 | 0 | 0
Commercial_Miscellaneous_Existing_Food Preparation_Natural Gas_Fryer_E5_Baseline Forecast | Commercial | Miscellaneous | Existing | Food Preparation | Natural Gas | Fryer | E5 |  | Baseline Forecast | 0 | 0 | 0 | 0 | 0 | 0 | 0 | 0 | 0 | 0 | 0 | 0 | 0 | 0 | 0 | 0 | 0 | 0 | 0 | 0 | 0 | 0 | 0 | 0 | 0 | 0 | 0 | 0 | 0 | 0 | 0 | 0 | 0
Commercial_Miscellaneous_Existing_Food Preparation_Natural Gas_Fryer_E6_Baseline Forecast | Commercial | Miscellaneous | Existing | Food Preparation | Natural Gas | Fryer | E6 |  | Baseline Forecast | 0 | 0 | 0 | 0 | 0 | 0 | 0 | 0 | 0 | 0 | 0 | 0 | 0 | 0 | 0 | 0 | 0 | 0 | 0 | 0 | 0 | 0 | 0 | 0 | 0 | 0 | 0 | 0 | 0 | 0 | 0 | 0 | 0
Commercial_Miscellaneous_Existing_Food Preparation_Natural Gas_Fryer_E7_Baseline Forecast | Commercial | Miscellaneous | Existing | Food Preparation | Natural Gas | Fryer | E7 |  | Baseline Forecast | 0 | 0 | 0 | 0 | 0 | 0 | 0 | 0 | 0 | 0 | 0 | 0 | 0 | 0 | 0 | 0 | 0 | 0 | 0 | 0 | 0 | 0 | 0 | 0 | 0 | 0 | 0 | 0 | 0 | 0 | 0 | 0 | 0
Commercial_Miscellaneous_Existing_Food Preparation_Natural Gas_Fryer_E8_Baseline Forecast | Commercial | Miscellaneous | Existing | Food Preparation | Natural Gas | Fryer | E8 |  | Baseline Forecast | 0 | 0 | 0 | 0 | 0 | 0 | 0 | 0 | 0 | 0 | 0 | 0 | 0 | 0 | 0 | 0 | 0 | 0 | 0 | 0 | 0 | 0 | 0 | 0 | 0 | 0 | 0 | 0 | 0 | 0 | 0 | 0 | 0
Commercial_Miscellaneous_Existing_Food Preparation_Natural Gas_Fryer_E9_Baseline Forecast | Commercial | Miscellaneous | Existing | Food Preparation | Natural Gas | Fryer | E9 |  | Baseline Forecast | 0 | 0 | 0 | 0 | 0 | 0 | 0 | 0 | 0 | 0 | 0 | 0 | 0 | 0 | 0 | 0 | 0 | 0 | 0 | 0 | 0 | 0 | 0 | 0 | 0 | 0 | 0 | 0 | 0 | 0 | 0 | 0 | 0
Commercial_Miscellaneous_Existing_Food Preparation_Natural Gas_Fryer_E10_Baseline Forecast | Commercial | Miscellaneous | Existing | Food Preparation | Natural Gas | Fryer | E10 |  | Baseline Forecast | 0 | 0 | 0 | 0 | 0 | 0 | 0 | 0 | 0 | 0 | 0 | 0 | 0 | 0 | 0 | 0 | 0 | 0 | 0 | 0 | 0 | 0 | 0 | 0 | 0 | 0 | 0 | 0 | 0 | 0 | 0 | 0 | 0
Commercial_Miscellaneous_Existing_Food Preparation_Natural Gas_Fryer_Vintage_Baseline Forecast | Commercial | Miscellaneous | Existing | Food Preparation | Natural Gas | Fryer | Vintage |  | Baseline Forecast | 55935.3816 | 55650.795 | 55366.2084 | 54022.1225 | 51220.9754 | 46852.9854 | 41374.614 | 35015.0223 | 27953.7708 | 22316.7075 | 17816.1332 | 14223.1602 | 11354.934 | 9065.281 | 7237.365 | 5778.0513 | 4612.9599 | 3682.8686 | 2940.4481 | 2347.816 | 1874.6719 | 1496.8653 | 1195.1764 | 954.2713 | 761.9061 | 608.3084 | 485.6686 | 387.75 | 309.5699 | 247.1503 | 197.3136 | 157.5247 | 126.0197
Commercial_Miscellaneous_Existing_Food Preparation_Natural Gas_Broiler_E1_Baseline Forecast | Commercial | Miscellaneous | Existing | Food Preparation | Natural Gas | Broiler | E1 |  | Baseline Forecast | 0 | 15644.985 | 35794.1363 | 59392.8041 | 97030.924 | 125856.4711 | 156451.0305 | 188439.5551 | 221494.2814 | 255359.2378 | 289830.6598 | 324754.4847 | 352424.1172 | 374304.5542 | 391556.9159 | 405100.8402 | 415686.3418 | 423898.2061 | 430241.3349 | 435097.0224 | 438740.9333 | 441443.8251 | 443376.1654 | 444694.7416 | 445526.6085 | 445974.8934 | 446117.722 | 446020.2696 | 445736.8777 | 445304.3262 | 444751.6569 | 444101.879 | 450373.7795
Commercial_Miscellaneous_Existing_Food Preparation_Natural Gas_Broiler_E2_Baseline Forecast | Commercial | Miscellaneous | Existing | Food Preparation | Natural Gas | Broiler | E2 |  | Baseline Forecast | 0 | 5498.1949 | 12586.4971 | 20880.4241 | 34102.3044 | 44235.9154 | 55010.5281 | 66292.128 | 77969.8589 | 89953.5005 | 102171.8389 | 114569.5811 | 124420.8721 | 132242.9297 | 138448.2304 | 143376.7979 | 147279.3235 | 150388.4614 | 152857.9236 | 154822.6679 | 156399.0945 | 157622.7184 | 158577.0341 | 159311.0928 | 159862.567 | 160264.9518 | 160547.3451 | 160731.737 | 160830.2925 | 160860.9868 | 160834.9577 | 160766.2926 | 163197.6055
Commercial_Miscellaneous_Existing_Food Preparation_Natural Gas_Broiler_E3_Baseline Forecast | Commercial | Miscellaneous | Existing | Food Preparation | Natural Gas | Broiler | E3 |  | Baseline Forecast | 0 | 0 | 0 | 0 | 0 | 0 | 0 | 0 | 0 | 0 | 0 | 0 | 0 | 0 | 0 | 0 | 0 | 0 | 0 | 0 | 0 | 0 | 0 | 0 | 0 | 0 | 0 | 0 | 0 | 0 | 0 | 0 | 0
Commercial_Miscellaneous_Existing_Food Preparation_Natural Gas_Broiler_E4_Baseline Forecast | Commercial | Miscellaneous | Existing | Food Preparation | Natural Gas | Broiler | E4 |  | Baseline Forecast | 0 | 0 | 0 | 0 | 0 | 0 | 0 | 0 | 0 | 0 | 0 | 0 | 0 | 0 | 0 | 0 | 0 | 0 | 0 | 0 | 0 | 0 | 0 | 0 | 0 | 0 | 0 | 0 | 0 | 0 | 0 | 0 | 0
Commercial_Miscellaneous_Existing_Food Preparation_Natural Gas_Broiler_E5_Baseline Forecast | Commercial | Miscellaneous | Existing | Food Preparation | Natural Gas | Broiler | E5 |  | Baseline Forecast | 0 | 0 | 0 | 0 | 0 | 0 | 0 | 0 | 0 | 0 | 0 | 0 | 0 | 0 | 0 | 0 | 0 | 0 | 0 | 0 | 0 | 0 | 0 | 0 | 0 | 0 | 0 | 0 | 0 | 0 | 0 | 0 | 0
Commercial_Miscellaneous_Existing_Food Preparation_Natural Gas_Broiler_E6_Baseline Forecast | Commercial | Miscellaneous | Existing | Food Preparation | Natural Gas | Broiler | E6 |  | Baseline Forecast | 0 | 0 | 0 | 0 | 0 | 0 | 0 | 0 | 0 | 0 | 0 | 0 | 0 | 0 | 0 | 0 | 0 | 0 | 0 | 0 | 0 | 0 | 0 | 0 | 0 | 0 | 0 | 0 | 0 | 0 | 0 | 0 | 0
Commercial_Miscellaneous_Existing_Food Preparation_Natural Gas_Broiler_E7_Baseline Forecast | Commercial | Miscellaneous | Existing | Food Preparation | Natural Gas | Broiler | E7 |  | Baseline Forecast | 0 | 0 | 0 | 0 | 0 | 0 | 0 | 0 | 0 | 0 | 0 | 0 | 0 | 0 | 0 | 0 | 0 | 0 | 0 | 0 | 0 | 0 | 0 | 0 | 0 | 0 | 0 | 0 | 0 | 0 | 0 | 0 | 0
Commercial_Miscellaneous_Existing_Food Preparation_Natural Gas_Broiler_E8_Baseline Forecast | Commercial | Miscellaneous | Existing | Food Preparation | Natural Gas | Broiler | E8 |  | Baseline Forecast | 0 | 0 | 0 | 0 | 0 | 0 | 0 | 0 | 0 | 0 | 0 | 0 | 0 | 0 | 0 | 0 | 0 | 0 | 0 | 0 | 0 | 0 | 0 | 0 | 0 | 0 | 0 | 0 | 0 | 0 | 0 | 0 | 0
Commercial_Miscellaneous_Existing_Food Preparation_Natural Gas_Broiler_E9_Baseline Forecast | Commercial | Miscellaneous | Existing | Food Preparation | Natural Gas | Broiler | E9 |  | Baseline Forecast | 0 | 0 | 0 | 0 | 0 | 0 | 0 | 0 | 0 | 0 | 0 | 0 | 0 | 0 | 0 | 0 | 0 | 0 | 0 | 0 | 0 | 0 | 0 | 0 | 0 | 0 | 0 | 0 | 0 | 0 | 0 | 0 | 0
Commercial_Miscellaneous_Existing_Food Preparation_Natural Gas_Broiler_E10_Baseline Forecast | Commercial | Miscellaneous | Existing | Food Preparation | Natural Gas | Broiler | E10 |  | Baseline Forecast | 0 | 0 | 0 | 0 | 0 | 0 | 0 | 0 | 0 | 0 | 0 | 0 | 0 | 0 | 0 | 0 | 0 | 0 | 0 | 0 | 0 | 0 | 0 | 0 | 0 | 0 | 0 | 0 | 0 | 0 | 0 | 0 | 0
Commercial_Miscellaneous_Existing_Food Preparation_Natural Gas_Broiler_Vintage_Baseline Forecast | Commercial | Miscellaneous | Existing | Food Preparation | Natural Gas | Broiler | Vintage |  | Baseline Forecast | 637539.0495 | 613152.2149 | 582671.1066 | 546861.3667 | 510654.7961 | 469970.8835 | 427079.0925 | 382437.5623 | 336380.2 | 289214.9006 | 241201.8483 | 192558.7612 | 153727.5808 | 122729.3551 | 97982.3065 | 78225.5412 | 62452.0733 | 49860.1291 | 39808.9471 | 31785.6598 | 25380.0487 | 20265.154 | 16180.7705 | 12919.3017 | 10314.9862 | 8235.52 | 6575.1729 | 5249.5131 | 4191.079 | 3346.0181 | 2671.3098 | 2132.6311 | 1706.1049
Commercial_Miscellaneous_Existing_Food Preparation_Natural Gas_Griddle_E1_Baseline Forecast | Commercial | Miscellaneous | Existing | Food Preparation | Natural Gas | Griddle | E1 |  | Baseline Forecast | 0 | 16650.4304 | 38098.8007 | 37862.3089 | 37862.3089 | 37760.557 | 37670.73 | 37589.8239 | 37511.661 | 37433.9822 | 37355.9145 | 37277.9514 | 33965.6986 | 27116.7234 | 21648.9291 | 17283.7245 | 13798.6189 | 6819.5518 | 0 | 0 | 0 | 0 | 0 | 0 | 0 | 0 | 0 | 0 | 0 | 0 | 0 | 0 | 0
Commercial_Miscellaneous_Existing_Food Preparation_Natural Gas_Griddle_E2_Baseline Forecast | Commercial | Miscellaneous | Existing | Food Preparation | Natural Gas | Griddle | E2 |  | Baseline Forecast | 0 | 6801.2269 | 15564.1791 | 51175.3972 | 107588.4487 | 150903.0396 | 196878.8521 | 244954.2482 | 294648.8954 | 345581.0633 | 397446.623 | 450012.8675 | 494942.6936 | 534737.1732 | 566223.8098 | 591078.3896 | 610633.3697 | 630169.501 | 646763.8295 | 654328.937 | 660119.2471 | 664474.4718 | 667676.3018 | 669953.0497 | 671487.4282 | 672430.9767 | 672902.6255 | 672999.0575 | 672794.04 | 672348.3069 | 671706.4243 | 670909.5396 | 680562.9965
Commercial_Miscellaneous_Existing_Food Preparation_Natural Gas_Griddle_E3_Baseline Forecast | Commercial | Miscellaneous | Existing | Food Preparation | Natural Gas | Griddle | E3 |  | Baseline Forecast | 0 | 0 | 0 | 0 | 0 | 0 | 0 | 0 | 0 | 0 | 0 | 0 | 0 | 0 | 0 | 0 | 0 | 0 | 0 | 0 | 0 | 0 | 0 | 0 | 0 | 0 | 0 | 0 | 0 | 0 | 0 | 0 | 0
Commercial_Miscellaneous_Existing_Food Preparation_Natural Gas_Griddle_E4_Baseline Forecast | Commercial | Miscellaneous | Existing | Food Preparation | Natural Gas | Griddle | E4 |  | Baseline Forecast | 0 | 0 | 0 | 0 | 0 | 0 | 0 | 0 | 0 | 0 | 0 | 0 | 0 | 0 | 0 | 0 | 0 | 0 | 0 | 0 | 0 | 0 | 0 | 0 | 0 | 0 | 0 | 0 | 0 | 0 | 0 | 0 | 0
Commercial_Miscellaneous_Existing_Food Preparation_Natural Gas_Griddle_E5_Baseline Forecast | Commercial | Miscellaneous | Existing | Food Preparation | Natural Gas | Griddle | E5 |  | Baseline Forecast | 0 | 0 | 0 | 0 | 0 | 0 | 0 | 0 | 0 | 0 | 0 | 0 | 0 | 0 | 0 | 0 | 0 | 0 | 0 | 0 | 0 | 0 | 0 | 0 | 0 | 0 | 0 | 0 | 0 | 0 | 0 | 0 | 0
Commercial_Miscellaneous_Existing_Food Preparation_Natural Gas_Griddle_E6_Baseline Forecast | Commercial | Miscellaneous | Existing | Food Preparation | Natural Gas | Griddle | E6 |  | Baseline Forecast | 0 | 0 | 0 | 0 | 0 | 0 | 0 | 0 | 0 | 0 | 0 | 0 | 0 | 0 | 0 | 0 | 0 | 0 | 0 | 0 | 0 | 0 | 0 | 0 | 0 | 0 | 0 | 0 | 0 | 0 | 0 | 0 | 0
Commercial_Miscellaneous_Existing_Food Preparation_Natural Gas_Griddle_E7_Baseline Forecast | Commercial | Miscellaneous | Existing | Food Preparation | Natural Gas | Griddle | E7 |  | Baseline Forecast | 0 | 0 | 0 | 0 | 0 | 0 | 0 | 0 | 0 | 0 | 0 | 0 | 0 | 0 | 0 | 0 | 0 | 0 | 0 | 0 | 0 | 0 | 0 | 0 | 0 | 0 | 0 | 0 | 0 | 0 | 0 | 0 | 0
Commercial_Miscellaneous_Existing_Food Preparation_Natural Gas_Griddle_E8_Baseline Forecast | Commercial | Miscellaneous | Existing | Food Preparation | Natural Gas | Griddle | E8 |  | Baseline Forecast | 0 | 0 | 0 | 0 | 0 | 0 | 0 | 0 | 0 | 0 | 0 | 0 | 0 | 0 | 0 | 0 | 0 | 0 | 0 | 0 | 0 | 0 | 0 | 0 | 0 | 0 | 0 | 0 | 0 | 0 | 0 | 0 | 0
Commercial_Miscellaneous_Existing_Food Preparation_Natural Gas_Griddle_E9_Baseline Forecast | Commercial | Miscellaneous | Existing | Food Preparation | Natural Gas | Griddle | E9 |  | Baseline Forecast | 0 | 0 | 0 | 0 | 0 | 0 | 0 | 0 | 0 | 0 | 0 | 0 | 0 | 0 | 0 | 0 | 0 | 0 | 0 | 0 | 0 | 0 | 0 | 0 | 0 | 0 | 0 | 0 | 0 | 0 | 0 | 0 | 0
Commercial_Miscellaneous_Existing_Food Preparation_Natural Gas_Griddle_E10_Baseline Forecast | Commercial | Miscellaneous | Existing | Food Preparation | Natural Gas | Griddle | E10 |  | Baseline Forecast | 0 | 0 | 0 | 0 | 0 | 0 | 0 | 0 | 0 | 0 | 0 | 0 | 0 | 0 | 0 | 0 | 0 | 0 | 0 | 0 | 0 | 0 | 0 | 0 | 0 | 0 | 0 | 0 | 0 | 0 | 0 | 0 | 0
Commercial_Miscellaneous_Existing_Food Preparation_Natural Gas_Griddle_Vintage_Baseline Forecast | Commercial | Miscellaneous | Existing | Food Preparation | Natural Gas | Griddle | Vintage |  | Baseline Forecast | 707147.5244 | 680098.0602 | 646288.9306 | 606569.3732 | 566409.6578 | 521283.7504 | 473708.9018 | 424193.272 | 373107.2252 | 320792.2733 | 267537.0082 | 213582.9192 | 170512.031 | 136129.3237 | 108680.3162 | 86766.4465 | 69270.7828 | 55304.0114 | 44155.4105 | 35256.116 | 28151.1205 | 22477.7659 | 17947.4368 | 14329.8708 | 11441.2081 | 9134.6994 | 7293.0706 | 5822.6711 | 4648.6739 | 3711.3466 | 2962.9716 | 2365.4783 | 1892.3827
Commercial_Miscellaneous_Existing_Food Preparation_Natural Gas_Range_E1_Baseline Forecast | Commercial | Miscellaneous | Existing | Food Preparation | Natural Gas | Range | E1 |  | Baseline Forecast | 0 | 12826.9991 | 29347.6801 | 48698.3393 | 78081.4207 | 101724.9199 | 126819.1721 | 153056.9529 | 180169.7089 | 207947.837 | 229974.8808 | 247412.5923 | 261186.8444 | 272030.8779 | 280536.3152 | 287162.359 | 292292.5502 | 296232.613 | 299222.7351 | 301483.0714 | 303149.7781 | 304334.5039 | 305132.1926 | 305619.0874 | 305860.4819 | 305905.3837 | 305792.9368 | 305553.1162 | 305216.3877 | 304800.5846 | 304327.1401 | 303811.4259 | 308043.6428
Commercial_Miscellaneous_Existing_Food Preparation_Natural Gas_Range_E2_Baseline Forecast | Commercial | Miscellaneous | Existing | Food Preparation | Natural Gas | Range | E2 |  | Baseline Forecast | 0 | 18458.1436 | 42240.1811 | 70080.36 | 112340.0781 | 146353.3821 | 182480.8446 | 220276.7286 | 259361.1601 | 299431.7047 | 331238.8971 | 356452.1537 | 376410.8403 | 392187.2074 | 404619.4594 | 414394.6836 | 422038.2691 | 427993.675 | 432626.0207 | 436186.1953 | 438889.0855 | 440895.1701 | 442338.6755 | 443330.169 | 443953.9768 | 444286.8544 | 444387.7468 | 444306.9096 | 444074.1101 | 443721.6509 | 443263.7577 | 442719.7238 | 449081.4875
Commercial_Miscellaneous_Existing_Food Preparation_Natural Gas_Range_E3_Baseline Forecast | Commercial | Miscellaneous | Existing | Food Preparation | Natural Gas | Range | E3 |  | Baseline Forecast | 0 | 0 | 0 | 0 | 0 | 0 | 0 | 0 | 0 | 0 | 0 | 0 | 0 | 0 | 0 | 0 | 0 | 0 | 0 | 0 | 0 | 0 | 0 | 0 | 0 | 0 | 0 | 0 | 0 | 0 | 0 | 0 | 0
Commercial_Miscellaneous_Existing_Food Preparation_Natural Gas_Range_E4_Baseline Forecast | Commercial | Miscellaneous | Existing | Food Preparation | Natural Gas | Range | E4 |  | Baseline Forecast | 0 | 0 | 0 | 0 | 0 | 0 | 0 | 0 | 0 | 0 | 0 | 0 | 0 | 0 | 0 | 0 | 0 | 0 | 0 | 0 | 0 | 0 | 0 | 0 | 0 | 0 | 0 | 0 | 0 | 0 | 0 | 0 | 0
Commercial_Miscellaneous_Existing_Food Preparation_Natural Gas_Range_E5_Baseline Forecast | Commercial | Miscellaneous | Existing | Food Preparation | Natural Gas | Range | E5 |  | Baseline Forecast | 0 | 0 | 0 | 0 | 0 | 0 | 0 | 0 | 0 | 0 | 0 | 0 | 0 | 0 | 0 | 0 | 0 | 0 | 0 | 0 | 0 | 0 | 0 | 0 | 0 | 0 | 0 | 0 | 0 | 0 | 0 | 0 | 0
Commercial_Miscellaneous_Existing_Food Preparation_Natural Gas_Range_E6_Baseline Forecast | Commercial | Miscellaneous | Existing | Food Preparation | Natural Gas | Range | E6 |  | Baseline Forecast | 0 | 0 | 0 | 0 | 0 | 0 | 0 | 0 | 0 | 0 | 0 | 0 | 0 | 0 | 0 | 0 | 0 | 0 | 0 | 0 | 0 | 0 | 0 | 0 | 0 | 0 | 0 | 0 | 0 | 0 | 0 | 0 | 0
Commercial_Miscellaneous_Existing_Food Preparation_Natural Gas_Range_E7_Baseline Forecast | Commercial | Miscellaneous | Existing | Food Preparation | Natural Gas | Range | E7 |  | Baseline Forecast | 0 | 0 | 0 | 0 | 0 | 0 | 0 | 0 | 0 | 0 | 0 | 0 | 0 | 0 | 0 | 0 | 0 | 0 | 0 | 0 | 0 | 0 | 0 | 0 | 0 | 0 | 0 | 0 | 0 | 0 | 0 | 0 | 0
Commercial_Miscellaneous_Existing_Food Preparation_Natural Gas_Range_E8_Baseline Forecast | Commercial | Miscellaneous | Existing | Food Preparation | Natural Gas | Range | E8 |  | Baseline Forecast | 0 | 0 | 0 | 0 | 0 | 0 | 0 | 0 | 0 | 0 | 0 | 0 | 0 | 0 | 0 | 0 | 0 | 0 | 0 | 0 | 0 | 0 | 0 | 0 | 0 | 0 | 0 | 0 | 0 | 0 | 0 | 0 | 0
Commercial_Miscellaneous_Existing_Food Preparation_Natural Gas_Range_E9_Baseline Forecast | Commercial | Miscellaneous | Existing | Food Preparation | Natural Gas | Range | E9 |  | Baseline Forecast | 0 | 0 | 0 | 0 | 0 | 0 | 0 | 0 | 0 | 0 | 0 | 0 | 0 | 0 | 0 | 0 | 0 | 0 | 0 | 0 | 0 | 0 | 0 | 0 | 0 | 0 | 0 | 0 | 0 | 0 | 0 | 0 | 0
Commercial_Miscellaneous_Existing_Food Preparation_Natural Gas_Range_E10_Baseline Forecast | Commercial | Miscellaneous | Existing | Food Preparation | Natural Gas | Range | E10 |  | Baseline Forecast | 0 | 0 | 0 | 0 | 0 | 0 | 0 | 0 | 0 | 0 | 0 | 0 | 0 | 0 | 0 | 0 | 0 | 0 | 0 | 0 | 0 | 0 | 0 | 0 | 0 | 0 | 0 | 0 | 0 | 0 | 0 | 0 | 0
Commercial_Miscellaneous_Existing_Food Preparation_Natural Gas_Range_Vintage_Baseline Forecast | Commercial | Miscellaneous | Existing | Food Preparation | Natural Gas | Range | Vintage |  | Baseline Forecast | 786128.211 | 750843.4254 | 706541.0641 | 654520.1245 | 600945.982 | 541162.4413 | 478063.236 | 412338.5364 | 344507.6525 | 275035.399 | 219569.4555 | 175288.965 | 139940.392 | 111722.2686 | 89194.68 | 71209.8171 | 56851.006 | 45388.381 | 36238.6479 | 28934.9359 | 23103.8175 | 18447.6564 | 14729.5844 | 11760.6231 | 9389.8779 | 7496.9104 | 5985.473 | 4778.706 | 3815.1986 | 3045.9276 | 2431.7311 | 1941.3643 | 1553.0914
Commercial_Miscellaneous_Existing_Food Preparation_Natural Gas_Steamer_E1_Baseline Forecast | Commercial | Miscellaneous | Existing | Food Preparation | Natural Gas | Steamer | E1 |  | Baseline Forecast | 0 | 510.1642 | 1084.4096 | 1077.6783 | 1077.6783 | 1074.7821 | 1072.2254 | 1069.9225 | 1067.6978 | 1065.4868 | 1007.9694 | 894.1028 | 793.1101 | 703.5381 | 624.0858 | 553.6085 | 491.0871 | 435.6348 | 386.4625 | 192.3899 | 0 | 0 | 0 | 0 | 0 | 0 | 0 | 0 | 0 | 0 | 0 | 0 | 0
Commercial_Miscellaneous_Existing_Food Preparation_Natural Gas_Steamer_E2_Baseline Forecast | Commercial | Miscellaneous | Existing | Food Preparation | Natural Gas | Steamer | E2 |  | Baseline Forecast | 0 | 510.6254 | 1087.7806 | 2355.0702 | 4376.5871 | 5844.0872 | 7392.9961 | 9013.8005 | 10696.8408 | 12433.7157 | 14023.3985 | 15489.9485 | 16784.6872 | 17927.2033 | 18934.5544 | 19822.0086 | 20602.9309 | 21289.8714 | 21894.1671 | 22575.9541 | 23195.8051 | 23569.1303 | 23894.1636 | 24176.2259 | 24420.0576 | 24630.0743 | 24810.1072 | 24963.6157 | 25093.5338 | 25202.5365 | 25292.8465 | 25366.655 | 25838.366
Commercial_Miscellaneous_Existing_Food Preparation_Natural Gas_Steamer_E3_Baseline Forecast | Commercial | Miscellaneous | Existing | Food Preparation | Natural Gas | Steamer | E3 |  | Baseline Forecast | 0 | 0 | 0 | 0 | 0 | 0 | 0 | 0 | 0 | 0 | 0 | 0 | 0 | 0 | 0 | 0 | 0 | 0 | 0 | 0 | 0 | 0 | 0 | 0 | 0 | 0 | 0 | 0 | 0 | 0 | 0 | 0 | 0
Commercial_Miscellaneous_Existing_Food Preparation_Natural Gas_Steamer_E4_Baseline Forecast | Commercial | Miscellaneous | Existing | Food Preparation | Natural Gas | Steamer | E4 |  | Baseline Forecast | 0 | 0 | 0 | 0 | 0 | 0 | 0 | 0 | 0 | 0 | 0 | 0 | 0 | 0 | 0 | 0 | 0 | 0 | 0 | 0 | 0 | 0 | 0 | 0 | 0 | 0 | 0 | 0 | 0 | 0 | 0 | 0 | 0
Commercial_Miscellaneous_Existing_Food Preparation_Natural Gas_Steamer_E5_Baseline Forecast | Commercial | Miscellaneous | Existing | Food Preparation | Natural Gas | Steamer | E5 |  | Baseline Forecast | 0 | 0 | 0 | 0 | 0 | 0 | 0 | 0 | 0 | 0 | 0 | 0 | 0 | 0 | 0 | 0 | 0 | 0 | 0 | 0 | 0 | 0 | 0 | 0 | 0 | 0 | 0 | 0 | 0 | 0 | 0 | 0 | 0
Commercial_Miscellaneous_Existing_Food Preparation_Natural Gas_Steamer_E6_Baseline Forecast | Commercial | Miscellaneous | Existing | Food Preparation | Natural Gas | Steamer | E6 |  | Baseline Forecast | 0 | 0 | 0 | 0 | 0 | 0 | 0 | 0 | 0 | 0 | 0 | 0 | 0 | 0 | 0 | 0 | 0 | 0 | 0 | 0 | 0 | 0 | 0 | 0 | 0 | 0 | 0 | 0 | 0 | 0 | 0 | 0 | 0
Commercial_Miscellaneous_Existing_Food Preparation_Natural Gas_Steamer_E7_Baseline Forecast | Commercial | Miscellaneous | Existing | Food Preparation | Natural Gas | Steamer | E7 |  | Baseline Forecast | 0 | 0 | 0 | 0 | 0 | 0 | 0 | 0 | 0 | 0 | 0 | 0 | 0 | 0 | 0 | 0 | 0 | 0 | 0 | 0 | 0 | 0 | 0 | 0 | 0 | 0 | 0 | 0 | 0 | 0 | 0 | 0 | 0
Commercial_Miscellaneous_Existing_Food Preparation_Natural Gas_Steamer_E8_Baseline Forecast | Commercial | Miscellaneous | Existing | Food Preparation | Natural Gas | Steamer | E8 |  | Baseline Forecast | 0 | 0 | 0 | 0 | 0 | 0 | 0 | 0 | 0 | 0 | 0 | 0 | 0 | 0 | 0 | 0 | 0 | 0 | 0 | 0 | 0 | 0 | 0 | 0 | 0 | 0 | 0 | 0 | 0 | 0 | 0 | 0 | 0
Commercial_Miscellaneous_Existing_Food Preparation_Natural Gas_Steamer_E9_Baseline Forecast | Commercial | Miscellaneous | Existing | Food Preparation | Natural Gas | Steamer | E9 |  | Baseline Forecast | 0 | 0 | 0 | 0 | 0 | 0 | 0 | 0 | 0 | 0 | 0 | 0 | 0 | 0 | 0 | 0 | 0 | 0 | 0 | 0 | 0 | 0 | 0 | 0 | 0 | 0 | 0 | 0 | 0 | 0 | 0 | 0 | 0
Commercial_Miscellaneous_Existing_Food Preparation_Natural Gas_Steamer_E10_Baseline Forecast | Commercial | Miscellaneous | Existing | Food Preparation | Natural Gas | Steamer | E10 |  | Baseline Forecast | 0 | 0 | 0 | 0 | 0 | 0 | 0 | 0 | 0 | 0 | 0 | 0 | 0 | 0 | 0 | 0 | 0 | 0 | 0 | 0 | 0 | 0 | 0 | 0 | 0 | 0 | 0 | 0 | 0 | 0 | 0 | 0 | 0
Commercial_Miscellaneous_Existing_Food Preparation_Natural Gas_Steamer_Vintage_Baseline Forecast | Commercial | Miscellaneous | Existing | Food Preparation | Natural Gas | Steamer | Vintage |  | Baseline Forecast | 27702.2602 | 26540.5278 | 25248.1843 | 23817.4187 | 22432.6206 | 20893.0729 | 19280.5602 | 17602.4685 | 15864.0833 | 14072.2063 | 12482.5414 | 11072.4354 | 9821.7564 | 8712.5103 | 7728.5853 | 6855.8043 | 6081.5487 | 5394.8356 | 4785.8932 | 4245.9124 | 3766.949 | 3341.9865 | 2964.9097 | 2630.3213 | 2333.436 | 2070.0258 | 1836.3244 | 1628.9912 | 1445.0506 | 1281.867 | 1137.0942 | 1008.6614 | 896.588
Commercial_Miscellaneous_Existing_Food Preparation_Natural Gas_Food Prep Other_E1_Baseline Forecast | Commercial | Miscellaneous | Existing | Food Preparation | Natural Gas | Food Prep Other | E1 |  | Baseline Forecast | 0 | 0 | 0 | 0 | 0 | 0 | 0 | 0 | 0 | 0 | 0 | 0 | 0 | 0 | 0 | 0 | 0 | 0 | 0 | 0 | 0 | 0 | 0 | 0 | 0 | 0 | 0 | 0 | 0 | 0 | 0 | 0 | 0
Commercial_Miscellaneous_Existing_Food Preparation_Natural Gas_Food Prep Other_E2_Baseline Forecast | Commercial | Miscellaneous | Existing | Food Preparation | Natural Gas | Food Prep Other | E2 |  | Baseline Forecast | 0 | 0 | 0 | 0 | 0 | 0 | 0 | 0 | 0 | 0 | 0 | 0 | 0 | 0 | 0 | 0 | 0 | 0 | 0 | 0 | 0 | 0 | 0 | 0 | 0 | 0 | 0 | 0 | 0 | 0 | 0 | 0 | 0
Commercial_Miscellaneous_Existing_Food Preparation_Natural Gas_Food Prep Other_E3_Baseline Forecast | Commercial | Miscellaneous | Existing | Food Preparation | Natural Gas | Food Prep Other | E3 |  | Baseline Forecast | 0 | 0 | 0 | 0 | 0 | 0 | 0 | 0 | 0 | 0 | 0 | 0 | 0 | 0 | 0 | 0 | 0 | 0 | 0 | 0 | 0 | 0 | 0 | 0 | 0 | 0 | 0 | 0 | 0 | 0 | 0 | 0 | 0
Commercial_Miscellaneous_Existing_Food Preparation_Natural Gas_Food Prep Other_E4_Baseline Forecast | Commercial | Miscellaneous | Existing | Food Preparation | Natural Gas | Food Prep Other | E4 |  | Baseline Forecast | 0 | 0 | 0 | 0 | 0 | 0 | 0 | 0 | 0 | 0 | 0 | 0 | 0 | 0 | 0 | 0 | 0 | 0 | 0 | 0 | 0 | 0 | 0 | 0 | 0 | 0 | 0 | 0 | 0 | 0 | 0 | 0 | 0
Commercial_Miscellaneous_Existing_Food Preparation_Natural Gas_Food Prep Other_E5_Baseline Forecast | Commercial | Miscellaneous | Existing | Food Preparation | Natural Gas | Food Prep Other | E5 |  | Baseline Forecast | 0 | 0 | 0 | 0 | 0 | 0 | 0 | 0 | 0 | 0 | 0 | 0 | 0 | 0 | 0 | 0 | 0 | 0 | 0 | 0 | 0 | 0 | 0 | 0 | 0 | 0 | 0 | 0 | 0 | 0 | 0 | 0 | 0
Commercial_Miscellaneous_Existing_Food Preparation_Natural Gas_Food Prep Other_E6_Baseline Forecast | Commercial | Miscellaneous | Existing | Food Preparation | Natural Gas | Food Prep Other | E6 |  | Baseline Forecast | 0 | 0 | 0 | 0 | 0 | 0 | 0 | 0 | 0 | 0 | 0 | 0 | 0 | 0 | 0 | 0 | 0 | 0 | 0 | 0 | 0 | 0 | 0 | 0 | 0 | 0 | 0 | 0 | 0 | 0 | 0 | 0 | 0
Commercial_Miscellaneous_Existing_Food Preparation_Natural Gas_Food Prep Other_E7_Baseline Forecast | Commercial | Miscellaneous | Existing | Food Preparation | Natural Gas | Food Prep Other | E7 |  | Baseline Forecast | 0 | 0 | 0 | 0 | 0 | 0 | 0 | 0 | 0 | 0 | 0 | 0 | 0 | 0 | 0 | 0 | 0 | 0 | 0 | 0 | 0 | 0 | 0 | 0 | 0 | 0 | 0 | 0 | 0 | 0 | 0 | 0 | 0
Commercial_Miscellaneous_Existing_Food Preparation_Natural Gas_Food Prep Other_E8_Baseline Forecast | Commercial | Miscellaneous | Existing | Food Preparation | Natural Gas | Food Prep Other | E8 |  | Baseline Forecast | 0 | 0 | 0 | 0 | 0 | 0 | 0 | 0 | 0 | 0 | 0 | 0 | 0 | 0 | 0 | 0 | 0 | 0 | 0 | 0 | 0 | 0 | 0 | 0 | 0 | 0 | 0 | 0 | 0 | 0 | 0 | 0 | 0
Commercial_Miscellaneous_Existing_Food Preparation_Natural Gas_Food Prep Other_E9_Baseline Forecast | Commercial | Miscellaneous | Existing | Food Preparation | Natural Gas | Food Prep Other | E9 |  | Baseline Forecast | 0 | 0 | 0 | 0 | 0 | 0 | 0 | 0 | 0 | 0 | 0 | 0 | 0 | 0 | 0 | 0 | 0 | 0 | 0 | 0 | 0 | 0 | 0 | 0 | 0 | 0 | 0 | 0 | 0 | 0 | 0 | 0 | 0
Commercial_Miscellaneous_Existing_Food Preparation_Natural Gas_Food Prep Other_E10_Baseline Forecast | Commercial | Miscellaneous | Existing | Food Preparation | Natural Gas | Food Prep Other | E10 |  | Baseline Forecast | 0 | 0 | 0 | 0 | 0 | 0 | 0 | 0 | 0 | 0 | 0 | 0 | 0 | 0 | 0 | 0 | 0 | 0 | 0 | 0 | 0 | 0 | 0 | 0 | 0 | 0 | 0 | 0 | 0 | 0 | 0 | 0 | 0
Commercial_Miscellaneous_Existing_Food Preparation_Natural Gas_Food Prep Other_Vintage_Baseline Forecast | Commercial | Miscellaneous | Existing | Food Preparation | Natural Gas | Food Prep Other | Vintage |  | Baseline Forecast | 0 | 0 | 0 | 0 | 0 | 0 | 0 | 0 | 0 | 0 | 0 | 0 | 0 | 0 | 0 | 0 | 0 | 0 | 0 | 0 | 0 | 0 | 0 | 0 | 0 | 0 | 0 | 0 | 0 | 0 | 0 | 0 | 0
Commercial_Miscellaneous_Existing_Miscellaneous_Natural Gas_Pool Heater_E1_Baseline Forecast | Commercial | Miscellaneous | Existing | Miscellaneous | Natural Gas | Pool Heater | E1 |  | Baseline Forecast | 0 | 1427.3688 | 3266.16 | 5419.2181 | 8358.1353 | 10989.584 | 13081.5191 | 14744.2467 | 16063.4338 | 17107.8102 | 17932.4467 | 18581.8361 | 19091.6181 | 19490.1365 | 19799.6828 | 20038.2047 | 20219.8569 | 20356.6074 | 20458.2004 | 20532.0675 | 20583.4485 | 20616.3098 | 20634.1532 | 20639.881 | 20635.8233 | 20624.0135 | 20606.0104 | 20583.111 | 20556.2454 | 20526.2125 | 20493.5301 | 20458.7816 | 20744.2451
Commercial_Miscellaneous_Existing_Miscellaneous_Natural Gas_Pool Heater_E2_Baseline Forecast | Commercial | Miscellaneous | Existing | Miscellaneous | Natural Gas | Pool Heater | E2 |  | Baseline Forecast | 0 | 158.5965 | 362.9067 | 602.1353 | 928.6817 | 1221.0649 | 1453.5021 | 1638.2496 | 1784.826 | 1900.8678 | 1992.4941 | 2064.6485 | 2121.2909 | 2165.5707 | 2199.9648 | 2226.4672 | 2246.6508 | 2261.8453 | 2273.1334 | 2281.3408 | 2287.0498 | 2290.7011 | 2292.6837 | 2293.3201 | 2292.8693 | 2291.5571 | 2289.5567 | 2287.0123 | 2284.0273 | 2280.6903 | 2277.0589 | 2273.198 | 2304.9161
Commercial_Miscellaneous_Existing_Miscellaneous_Natural Gas_Pool Heater_E3_Baseline Forecast | Commercial | Miscellaneous | Existing | Miscellaneous | Natural Gas | Pool Heater | E3 |  | Baseline Forecast | 0 | 0 | 0 | 0 | 0 | 0 | 0 | 0 | 0 | 0 | 0 | 0 | 0 | 0 | 0 | 0 | 0 | 0 | 0 | 0 | 0 | 0 | 0 | 0 | 0 | 0 | 0 | 0 | 0 | 0 | 0 | 0 | 0
Commercial_Miscellaneous_Existing_Miscellaneous_Natural Gas_Pool Heater_E4_Baseline Forecast | Commercial | Miscellaneous | Existing | Miscellaneous | Natural Gas | Pool Heater | E4 |  | Baseline Forecast | 0 | 0 | 0 | 0 | 0 | 0 | 0 | 0 | 0 | 0 | 0 | 0 | 0 | 0 | 0 | 0 | 0 | 0 | 0 | 0 | 0 | 0 | 0 | 0 | 0 | 0 | 0 | 0 | 0 | 0 | 0 | 0 | 0
Commercial_Miscellaneous_Existing_Miscellaneous_Natural Gas_Pool Heater_E5_Baseline Forecast | Commercial | Miscellaneous | Existing | Miscellaneous | Natural Gas | Pool Heater | E5 |  | Baseline Forecast | 0 | 0 | 0 | 0 | 0 | 0 | 0 | 0 | 0 | 0 | 0 | 0 | 0 | 0 | 0 | 0 | 0 | 0 | 0 | 0 | 0 | 0 | 0 | 0 | 0 | 0 | 0 | 0 | 0 | 0 | 0 | 0 | 0
Commercial_Miscellaneous_Existing_Miscellaneous_Natural Gas_Pool Heater_E6_Baseline Forecast | Commercial | Miscellaneous | Existing | Miscellaneous | Natural Gas | Pool Heater | E6 |  | Baseline Forecast | 0 | 0 | 0 | 0 | 0 | 0 | 0 | 0 | 0 | 0 | 0 | 0 | 0 | 0 | 0 | 0 | 0 | 0 | 0 | 0 | 0 | 0 | 0 | 0 | 0 | 0 | 0 | 0 | 0 | 0 | 0 | 0 | 0
Commercial_Miscellaneous_Existing_Miscellaneous_Natural Gas_Pool Heater_E7_Baseline Forecast | Commercial | Miscellaneous | Existing | Miscellaneous | Natural Gas | Pool Heater | E7 |  | Baseline Forecast | 0 | 0 | 0 | 0 | 0 | 0 | 0 | 0 | 0 | 0 | 0 | 0 | 0 | 0 | 0 | 0 | 0 | 0 | 0 | 0 | 0 | 0 | 0 | 0 | 0 | 0 | 0 | 0 | 0 | 0 | 0 | 0 | 0
Commercial_Miscellaneous_Existing_Miscellaneous_Natural Gas_Pool Heater_E8_Baseline Forecast | Commercial | Miscellaneous | Existing | Miscellaneous | Natural Gas | Pool Heater | E8 |  | Baseline Forecast | 0 | 0 | 0 | 0 | 0 | 0 | 0 | 0 | 0 | 0 | 0 | 0 | 0 | 0 | 0 | 0 | 0 | 0 | 0 | 0 | 0 | 0 | 0 | 0 | 0 | 0 | 0 | 0 | 0 | 0 | 0 | 0 | 0
Commercial_Miscellaneous_Existing_Miscellaneous_Natural Gas_Pool Heater_E9_Baseline Forecast | Commercial | Miscellaneous | Existing | Miscellaneous | Natural Gas | Pool Heater | E9 |  | Baseline Forecast | 0 | 0 | 0 | 0 | 0 | 0 | 0 | 0 | 0 | 0 | 0 | 0 | 0 | 0 | 0 | 0 | 0 | 0 | 0 | 0 | 0 | 0 | 0 | 0 | 0 | 0 | 0 | 0 | 0 | 0 | 0 | 0 | 0
Commercial_Miscellaneous_Existing_Miscellaneous_Natural Gas_Pool Heater_E10_Baseline Forecast | Commercial | Miscellaneous | Existing | Miscellaneous | Natural Gas | Pool Heater | E10 |  | Baseline Forecast | 0 | 0 | 0 | 0 | 0 | 0 | 0 | 0 | 0 | 0 | 0 | 0 | 0 | 0 | 0 | 0 | 0 | 0 | 0 | 0 | 0 | 0 | 0 | 0 | 0 | 0 | 0 | 0 | 0 | 0 | 0 | 0 | 0
Commercial_Miscellaneous_Existing_Miscellaneous_Natural Gas_Pool Heater_Vintage_Baseline Forecast | Commercial | Miscellaneous | Existing | Miscellaneous | Natural Gas | Pool Heater | Vintage |  | Baseline Forecast | 23911.1349 | 22203.5151 | 20038.7593 | 17499.5586 | 14783.6772 | 11795.1578 | 9413.6791 | 7514.7689 | 5999.3144 | 4789.5128 | 3823.6195 | 3052.5116 | 2436.9456 | 1945.5504 | 1553.2512 | 1240.0598 | 990.013 | 790.4009 | 631.0659 | 503.8779 | 402.3338 | 321.2506 | 256.5035 | 204.8015 | 163.5169 | 130.5525 | 104.232 | 83.2172 | 66.4385 | 53.0423 | 42.3466 | 33.8072 | 27.0458
Commercial_Miscellaneous_Existing_Miscellaneous_Natural Gas_Miscellaneous_E1_Baseline Forecast | Commercial | Miscellaneous | Existing | Miscellaneous | Natural Gas | Miscellaneous | E1 |  | Baseline Forecast | 0 | 167842.7978 | 365775.5377 | 588155.6848 | 825950.7296 | 988336.9419 | 1126740.9575 | 1244709.171 | 1345096.2326 | 1430392.5507 | 1502750.6794 | 1564057.7605 | 1615937.2084 | 1659767.5924 | 1696698.9723 | 1727728.9083 | 1753695.7316 | 1775375.3542 | 1793446.4586 | 1808456.8769 | 1820813.4195 | 1830846.9545 | 1838872.9788 | 1845171.7753 | 1849984.5251 | 1853533.2804 | 1856001.5792 | 1857550.9421 | 1858309.6283 | 1858392.5919 | 1857887.1684 | 1856883.9471 | 1884866.6893
Commercial_Miscellaneous_Existing_Miscellaneous_Natural Gas_Miscellaneous_E2_Baseline Forecast | Commercial | Miscellaneous | Existing | Miscellaneous | Natural Gas | Miscellaneous | E2 |  | Baseline Forecast | 0 | 0 | 0 | 0 | 0 | 0 | 0 | 0 | 0 | 0 | 0 | 0 | 0 | 0 | 0 | 0 | 0 | 0 | 0 | 0 | 0 | 0 | 0 | 0 | 0 | 0 | 0 | 0 | 0 | 0 | 0 | 0 | 0
Commercial_Miscellaneous_Existing_Miscellaneous_Natural Gas_Miscellaneous_E3_Baseline Forecast | Commercial | Miscellaneous | Existing | Miscellaneous | Natural Gas | Miscellaneous | E3 |  | Baseline Forecast | 0 | 0 | 0 | 0 | 0 | 0 | 0 | 0 | 0 | 0 | 0 | 0 | 0 | 0 | 0 | 0 | 0 | 0 | 0 | 0 | 0 | 0 | 0 | 0 | 0 | 0 | 0 | 0 | 0 | 0 | 0 | 0 | 0
Commercial_Miscellaneous_Existing_Miscellaneous_Natural Gas_Miscellaneous_E4_Baseline Forecast | Commercial | Miscellaneous | Existing | Miscellaneous | Natural Gas | Miscellaneous | E4 |  | Baseline Forecast | 0 | 0 | 0 | 0 | 0 | 0 | 0 | 0 | 0 | 0 | 0 | 0 | 0 | 0 | 0 | 0 | 0 | 0 | 0 | 0 | 0 | 0 | 0 | 0 | 0 | 0 | 0 | 0 | 0 | 0 | 0 | 0 | 0
Commercial_Miscellaneous_Existing_Miscellaneous_Natural Gas_Miscellaneous_E5_Baseline Forecast | Commercial | Miscellaneous | Existing | Miscellaneous | Natural Gas | Miscellaneous | E5 |  | Baseline Forecast | 0 | 0 | 0 | 0 | 0 | 0 | 0 | 0 | 0 | 0 | 0 | 0 | 0 | 0 | 0 | 0 | 0 | 0 | 0 | 0 | 0 | 0 | 0 | 0 | 0 | 0 | 0 | 0 | 0 | 0 | 0 | 0 | 0
Commercial_Miscellaneous_Existing_Miscellaneous_Natural Gas_Miscellaneous_E6_Baseline Forecast | Commercial | Miscellaneous | Existing | Miscellaneous | Natural Gas | Miscellaneous | E6 |  | Baseline Forecast | 0 | 0 | 0 | 0 | 0 | 0 | 0 | 0 | 0 | 0 | 0 | 0 | 0 | 0 | 0 | 0 | 0 | 0 | 0 | 0 | 0 | 0 | 0 | 0 | 0 | 0 | 0 | 0 | 0 | 0 | 0 | 0 | 0
Commercial_Miscellaneous_Existing_Miscellaneous_Natural Gas_Miscellaneous_E7_Baseline Forecast | Commercial | Miscellaneous | Existing | Miscellaneous | Natural Gas | Miscellaneous | E7 |  | Baseline Forecast | 0 | 0 | 0 | 0 | 0 | 0 | 0 | 0 | 0 | 0 | 0 | 0 | 0 | 0 | 0 | 0 | 0 | 0 | 0 | 0 | 0 | 0 | 0 | 0 | 0 | 0 | 0 | 0 | 0 | 0 | 0 | 0 | 0
Commercial_Miscellaneous_Existing_Miscellaneous_Natural Gas_Miscellaneous_E8_Baseline Forecast | Commercial | Miscellaneous | Existing | Miscellaneous | Natural Gas | Miscellaneous | E8 |  | Baseline Forecast | 0 | 0 | 0 | 0 | 0 | 0 | 0 | 0 | 0 | 0 | 0 | 0 | 0 | 0 | 0 | 0 | 0 | 0 | 0 | 0 | 0 | 0 | 0 | 0 | 0 | 0 | 0 | 0 | 0 | 0 | 0 | 0 | 0
Commercial_Miscellaneous_Existing_Miscellaneous_Natural Gas_Miscellaneous_E9_Baseline Forecast | Commercial | Miscellaneous | Existing | Miscellaneous | Natural Gas | Miscellaneous | E9 |  | Baseline Forecast | 0 | 0 | 0 | 0 | 0 | 0 | 0 | 0 | 0 | 0 | 0 | 0 | 0 | 0 | 0 | 0 | 0 | 0 | 0 | 0 | 0 | 0 | 0 | 0 | 0 | 0 | 0 | 0 | 0 | 0 | 0 | 0 | 0
Commercial_Miscellaneous_Existing_Miscellaneous_Natural Gas_Miscellaneous_E10_Baseline Forecast | Commercial | Miscellaneous | Existing | Miscellaneous | Natural Gas | Miscellaneous | E10 |  | Baseline Forecast | 0 | 0 | 0 | 0 | 0 | 0 | 0 | 0 | 0 | 0 | 0 | 0 | 0 | 0 | 0 | 0 | 0 | 0 | 0 | 0 | 0 | 0 | 0 | 0 | 0 | 0 | 0 | 0 | 0 | 0 | 0 | 0 | 0
Commercial_Miscellaneous_Existing_Miscellaneous_Natural Gas_Miscellaneous_Vintage_Baseline Forecast | Commercial | Miscellaneous | Existing | Miscellaneous | Natural Gas | Miscellaneous | Vintage |  | Baseline Forecast | 1968179.6276 | 1790323.1761 | 1582376.7825 | 1347903.8151 | 1155346.1272 | 987635.3366 | 844530.7659 | 722328.8156 | 617851.5711 | 528490.3962 | 452047.0649 | 386660.2514 | 330735.8417 | 282905.3398 | 241993.4294 | 206998.7467 | 177063.5728 | 151460.3599 | 129565.5375 | 110841.722 | 94826.0602 | 81123.8191 | 69400.2287 | 59369.5786 | 50787.4959 | 43445.2597 | 37163.9423 | 31790.4623 | 27193.6118 | 23261.2231 | 19897.1901 | 17019.4864 | 14588.1312
Commercial_Miscellaneous_New_Space Heating_Natural Gas_Furnace_E1_Baseline Forecast | Commercial | Miscellaneous | New | Space Heating | Natural Gas | Furnace | E1 |  | Baseline Forecast | 0 | 0 | 0 | 0 | 0 | 0 | 0 | 0 | 0 | 0 | 0 | 0 | 0 | 0 | 0 | 0 | 0 | 0 | 0 | 0 | 0 | 0 | 0 | 0 | 0 | 0 | 0 | 0 | 0 | 0 | 0 | 0 | 0
Commercial_Miscellaneous_New_Space Heating_Natural Gas_Furnace_E2_Baseline Forecast | Commercial | Miscellaneous | New | Space Heating | Natural Gas | Furnace | E2 |  | Baseline Forecast | 0 | 0 | 0 | 0 | 0 | 0 | 0 | 0 | 0 | 0 | 0 | 0 | 0 | 0 | 0 | 0 | 0 | 0 | 0 | 0 | 0 | 0 | 0 | 0 | 0 | 0 | 0 | 0 | 0 | 0 | 0 | 0 | 0
Commercial_Miscellaneous_New_Space Heating_Natural Gas_Furnace_E3_Baseline Forecast | Commercial | Miscellaneous | New | Space Heating | Natural Gas | Furnace | E3 |  | Baseline Forecast | 0 | 0 | 0 | 0 | 0 | 0 | 0 | 0 | 0 | 0 | 0 | 0 | 0 | 0 | 0 | 0 | 0 | 0 | 0 | 0 | 0 | 0 | 0 | 0 | 0 | 0 | 0 | 0 | 0 | 0 | 0 | 0 | 0
Commercial_Miscellaneous_New_Space Heating_Natural Gas_Furnace_E4_Baseline Forecast | Commercial | Miscellaneous | New | Space Heating | Natural Gas | Furnace | E4 |  | Baseline Forecast | 0 | 0 | 0 | 0 | 0 | 0 | 0 | 0 | 0 | 0 | 0 | 0 | 0 | 0 | 0 | 0 | 0 | 0 | 0 | 0 | 0 | 0 | 0 | 0 | 0 | 0 | 0 | 0 | 0 | 0 | 0 | 0 | 0
Commercial_Miscellaneous_New_Space Heating_Natural Gas_Furnace_E5_Baseline Forecast | Commercial | Miscellaneous | New | Space Heating | Natural Gas | Furnace | E5 |  | Baseline Forecast | 0 | 0 | 0 | 0 | 0 | 0 | 0 | 0 | 0 | 0 | 0 | 0 | 0 | 0 | 0 | 0 | 0 | 0 | 0 | 0 | 0 | 0 | 0 | 0 | 0 | 0 | 0 | 0 | 0 | 0 | 0 | 0 | 0
Commercial_Miscellaneous_New_Space Heating_Natural Gas_Furnace_E6_Baseline Forecast | Commercial | Miscellaneous | New | Space Heating | Natural Gas | Furnace | E6 |  | Baseline Forecast | 0 | 0 | 0 | 0 | 0 | 0 | 0 | 0 | 0 | 0 | 0 | 0 | 0 | 0 | 0 | 0 | 0 | 0 | 0 | 0 | 0 | 0 | 0 | 0 | 0 | 0 | 0 | 0 | 0 | 0 | 0 | 0 | 0
Commercial_Miscellaneous_New_Space Heating_Natural Gas_Furnace_E7_Baseline Forecast | Commercial | Miscellaneous | New | Space Heating | Natural Gas | Furnace | E7 |  | Baseline Forecast | 0 | 0 | 0 | 0 | 0 | 0 | 0 | 0 | 0 | 0 | 0 | 0 | 0 | 0 | 0 | 0 | 0 | 0 | 0 | 0 | 0 | 0 | 0 | 0 | 0 | 0 | 0 | 0 | 0 | 0 | 0 | 0 | 0
Commercial_Miscellaneous_New_Space Heating_Natural Gas_Furnace_E8_Baseline Forecast | Commercial | Miscellaneous | New | Space Heating | Natural Gas | Furnace | E8 |  | Baseline Forecast | 0 | 0 | 0 | 0 | 0 | 0 | 0 | 0 | 0 | 0 | 0 | 0 | 0 | 0 | 0 | 0 | 0 | 0 | 0 | 0 | 0 | 0 | 0 | 0 | 0 | 0 | 0 | 0 | 0 | 0 | 0 | 0 | 0
Commercial_Miscellaneous_New_Space Heating_Natural Gas_Furnace_E9_Baseline Forecast | Commercial | Miscellaneous | New | Space Heating | Natural Gas | Furnace | E9 |  | Baseline Forecast | 0 | 0 | 0 | 0 | 0 | 0 | 0 | 0 | 0 | 0 | 0 | 0 | 0 | 0 | 0 | 0 | 0 | 0 | 0 | 0 | 0 | 0 | 0 | 0 | 0 | 0 | 0 | 0 | 0 | 0 | 0 | 0 | 0
Commercial_Miscellaneous_New_Space Heating_Natural Gas_Furnace_E10_Baseline Forecast | Commercial | Miscellaneous | New | Space Heating | Natural Gas | Furnace | E10 |  | Baseline Forecast | 0 | 0 | 0 | 0 | 0 | 0 | 0 | 0 | 0 | 0 | 0 | 0 | 0 | 0 | 0 | 0 | 0 | 0 | 0 | 0 | 0 | 0 | 0 | 0 | 0 | 0 | 0 | 0 | 0 | 0 | 0 | 0 | 0
Commercial_Miscellaneous_New_Space Heating_Natural Gas_Furnace_Vintage_Baseline Forecast | Commercial | Miscellaneous | New | Space Heating | Natural Gas | Furnace | Vintage |  | Baseline Forecast | 0 | 0 | 0 | 0 | 0 | 0 | 0 | 0 | 0 | 0 | 0 | 0 | 0 | 0 | 0 | 0 | 0 | 0 | 0 | 0 | 0 | 0 | 0 | 0 | 0 | 0 | 0 | 0 | 0 | 0 | 0 | 0 | 0
Commercial_Miscellaneous_New_Space Heating_Natural Gas_Boiler_E1_Baseline Forecast | Commercial | Miscellaneous | New | Space Heating | Natural Gas | Boiler | E1 |  | Baseline Forecast | 0 | 0 | 0 | 0 | 0 | 0 | 0 | 0 | 0 | 0 | 0 | 0 | 0 | 0 | 0 | 0 | 0 | 0 | 0 | 0 | 0 | 0 | 0 | 0 | 0 | 0 | 0 | 0 | 0 | 0 | 0 | 0 | 0
Commercial_Miscellaneous_New_Space Heating_Natural Gas_Boiler_E2_Baseline Forecast | Commercial | Miscellaneous | New | Space Heating | Natural Gas | Boiler | E2 |  | Baseline Forecast | 0 | 0 | 0 | 0 | 0 | 0 | 0 | 0 | 0 | 0 | 0 | 0 | 0 | 0 | 0 | 0 | 0 | 0 | 0 | 0 | 0 | 0 | 0 | 0 | 0 | 0 | 0 | 0 | 0 | 0 | 0 | 0 | 0
Commercial_Miscellaneous_New_Space Heating_Natural Gas_Boiler_E3_Baseline Forecast | Commercial | Miscellaneous | New | Space Heating | Natural Gas | Boiler | E3 |  | Baseline Forecast | 0 | 0 | 0 | 0 | 0 | 0 | 0 | 0 | 0 | 0 | 0 | 0 | 0 | 0 | 0 | 0 | 0 | 0 | 0 | 0 | 0 | 0 | 0 | 0 | 0 | 0 | 0 | 0 | 0 | 0 | 0 | 0 | 0
Commercial_Miscellaneous_New_Space Heating_Natural Gas_Boiler_E4_Baseline Forecast | Commercial | Miscellaneous | New | Space Heating | Natural Gas | Boiler | E4 |  | Baseline Forecast | 0 | 0 | 0 | 0 | 0 | 0 | 0 | 0 | 0 | 0 | 0 | 0 | 0 | 0 | 0 | 0 | 0 | 0 | 0 | 0 | 0 | 0 | 0 | 0 | 0 | 0 | 0 | 0 | 0 | 0 | 0 | 0 | 0
Commercial_Miscellaneous_New_Space Heating_Natural Gas_Boiler_E5_Baseline Forecast | Commercial | Miscellaneous | New | Space Heating | Natural Gas | Boiler | E5 |  | Baseline Forecast | 0 | 0 | 0 | 0 | 0 | 0 | 0 | 0 | 0 | 0 | 0 | 0 | 0 | 0 | 0 | 0 | 0 | 0 | 0 | 0 | 0 | 0 | 0 | 0 | 0 | 0 | 0 | 0 | 0 | 0 | 0 | 0 | 0
Commercial_Miscellaneous_New_Space Heating_Natural Gas_Boiler_E6_Baseline Forecast | Commercial | Miscellaneous | New | Space Heating | Natural Gas | Boiler | E6 |  | Baseline Forecast | 0 | 0 | 0 | 0 | 0 | 0 | 0 | 0 | 0 | 0 | 0 | 0 | 0 | 0 | 0 | 0 | 0 | 0 | 0 | 0 | 0 | 0 | 0 | 0 | 0 | 0 | 0 | 0 | 0 | 0 | 0 | 0 | 0
Commercial_Miscellaneous_New_Space Heating_Natural Gas_Boiler_E7_Baseline Forecast | Commercial | Miscellaneous | New | Space Heating | Natural Gas | Boiler | E7 |  | Baseline Forecast | 0 | 0 | 0 | 0 | 0 | 0 | 0 | 0 | 0 | 0 | 0 | 0 | 0 | 0 | 0 | 0 | 0 | 0 | 0 | 0 | 0 | 0 | 0 | 0 | 0 | 0 | 0 | 0 | 0 | 0 | 0 | 0 | 0
Commercial_Miscellaneous_New_Space Heating_Natural Gas_Boiler_E8_Baseline Forecast | Commercial | Miscellaneous | New | Space Heating | Natural Gas | Boiler | E8 |  | Baseline Forecast | 0 | 0 | 0 | 0 | 0 | 0 | 0 | 0 | 0 | 0 | 0 | 0 | 0 | 0 | 0 | 0 | 0 | 0 | 0 | 0 | 0 | 0 | 0 | 0 | 0 | 0 | 0 | 0 | 0 | 0 | 0 | 0 | 0
Commercial_Miscellaneous_New_Space Heating_Natural Gas_Boiler_E9_Baseline Forecast | Commercial | Miscellaneous | New | Space Heating | Natural Gas | Boiler | E9 |  | Baseline Forecast | 0 | 0 | 0 | 0 | 0 | 0 | 0 | 0 | 0 | 0 | 0 | 0 | 0 | 0 | 0 | 0 | 0 | 0 | 0 | 0 | 0 | 0 | 0 | 0 | 0 | 0 | 0 | 0 | 0 | 0 | 0 | 0 | 0
Commercial_Miscellaneous_New_Space Heating_Natural Gas_Boiler_E10_Baseline Forecast | Commercial | Miscellaneous | New | Space Heating | Natural Gas | Boiler | E10 |  | Baseline Forecast | 0 | 0 | 0 | 0 | 0 | 0 | 0 | 0 | 0 | 0 | 0 | 0 | 0 | 0 | 0 | 0 | 0 | 0 | 0 | 0 | 0 | 0 | 0 | 0 | 0 | 0 | 0 | 0 | 0 | 0 | 0 | 0 | 0
Commercial_Miscellaneous_New_Space Heating_Natural Gas_Boiler_Vintage_Baseline Forecast | Commercial | Miscellaneous | New | Space Heating | Natural Gas | Boiler | Vintage |  | Baseline Forecast | 0 | 0 | 0 | 0 | 0 | 0 | 0 | 0 | 0 | 0 | 0 | 0 | 0 | 0 | 0 | 0 | 0 | 0 | 0 | 0 | 0 | 0 | 0 | 0 | 0 | 0 | 0 | 0 | 0 | 0 | 0 | 0 | 0
Commercial_Miscellaneous_New_Space Heating_Natural Gas_Unit Heater_E1_Baseline Forecast | Commercial | Miscellaneous | New | Space Heating | Natural Gas | Unit Heater | E1 |  | Baseline Forecast | 0 | 14.887 | 86.6923 | 132.581 | 187.4477 | 187.4477 | 187.4477 | 187.4477 | 187.4477 | 187.4477 | 187.4477 | 185.3209 | 173.2401 | 156.3297 | 133.9968 | 114.8544 | 98.4467 | 84.3829 | 67.9907 | 37.3568 | 18.6501 | 0 | 0 | 0 | 0 | 0 | 0 | 0 | 0 | 0 | 0 | 0 | 0
Commercial_Miscellaneous_New_Space Heating_Natural Gas_Unit Heater_E2_Baseline Forecast | Commercial | Miscellaneous | New | Space Heating | Natural Gas | Unit Heater | E2 |  | Baseline Forecast | 0 | 0 | 0 | 0 | 0 | 56.5452 | 113.3744 | 162.56 | 211.0563 | 260.6877 | 311.127 | 363.3098 | 424.6637 | 490.1758 | 561.1804 | 628.8474 | 694.061 | 755.792 | 817.9579 | 892.8888 | 955.9142 | 1019.7804 | 1065.5857 | 1111.8758 | 1158.6631 | 1205.5822 | 1252.6848 | 1299.8191 | 1347.1613 | 1394.6068 | 1442.4052 | 1490.2383 | 1510.5583
Commercial_Miscellaneous_New_Space Heating_Natural Gas_Unit Heater_E3_Baseline Forecast | Commercial | Miscellaneous | New | Space Heating | Natural Gas | Unit Heater | E3 |  | Baseline Forecast | 0 | 0 | 0 | 0 | 0 | 0 | 0 | 0 | 0 | 0 | 0 | 0 | 0 | 0 | 0 | 0 | 0 | 0 | 0 | 0 | 0 | 0 | 0 | 0 | 0 | 0 | 0 | 0 | 0 | 0 | 0 | 0 | 0
Commercial_Miscellaneous_New_Space Heating_Natural Gas_Unit Heater_E4_Baseline Forecast | Commercial | Miscellaneous | New | Space Heating | Natural Gas | Unit Heater | E4 |  | Baseline Forecast | 0 | 0 | 0 | 0 | 0 | 0 | 0 | 0 | 0 | 0 | 0 | 0 | 0 | 0 | 0 | 0 | 0 | 0 | 0 | 0 | 0 | 0 | 0 | 0 | 0 | 0 | 0 | 0 | 0 | 0 | 0 | 0 | 0
Commercial_Miscellaneous_New_Space Heating_Natural Gas_Unit Heater_E5_Baseline Forecast | Commercial | Miscellaneous | New | Space Heating | Natural Gas | Unit Heater | E5 |  | Baseline Forecast | 0 | 0 | 0 | 0 | 0 | 0 | 0 | 0 | 0 | 0 | 0 | 0 | 0 | 0 | 0 | 0 | 0 | 0 | 0 | 0 | 0 | 0 | 0 | 0 | 0 | 0 | 0 | 0 | 0 | 0 | 0 | 0 | 0
Commercial_Miscellaneous_New_Space Heating_Natural Gas_Unit Heater_E6_Baseline Forecast | Commercial | Miscellaneous | New | Space Heating | Natural Gas | Unit Heater | E6 |  | Baseline Forecast | 0 | 0 | 0 | 0 | 0 | 0 | 0 | 0 | 0 | 0 | 0 | 0 | 0 | 0 | 0 | 0 | 0 | 0 | 0 | 0 | 0 | 0 | 0 | 0 | 0 | 0 | 0 | 0 | 0 | 0 | 0 | 0 | 0
Commercial_Miscellaneous_New_Space Heating_Natural Gas_Unit Heater_E7_Baseline Forecast | Commercial | Miscellaneous | New | Space Heating | Natural Gas | Unit Heater | E7 |  | Baseline Forecast | 0 | 0 | 0 | 0 | 0 | 0 | 0 | 0 | 0 | 0 | 0 | 0 | 0 | 0 | 0 | 0 | 0 | 0 | 0 | 0 | 0 | 0 | 0 | 0 | 0 | 0 | 0 | 0 | 0 | 0 | 0 | 0 | 0
Commercial_Miscellaneous_New_Space Heating_Natural Gas_Unit Heater_E8_Baseline Forecast | Commercial | Miscellaneous | New | Space Heating | Natural Gas | Unit Heater | E8 |  | Baseline Forecast | 0 | 0 | 0 | 0 | 0 | 0 | 0 | 0 | 0 | 0 | 0 | 0 | 0 | 0 | 0 | 0 | 0 | 0 | 0 | 0 | 0 | 0 | 0 | 0 | 0 | 0 | 0 | 0 | 0 | 0 | 0 | 0 | 0
Commercial_Miscellaneous_New_Space Heating_Natural Gas_Unit Heater_E9_Baseline Forecast | Commercial | Miscellaneous | New | Space Heating | Natural Gas | Unit Heater | E9 |  | Baseline Forecast | 0 | 0 | 0 | 0 | 0 | 0 | 0 | 0 | 0 | 0 | 0 | 0 | 0 | 0 | 0 | 0 | 0 | 0 | 0 | 0 | 0 | 0 | 0 | 0 | 0 | 0 | 0 | 0 | 0 | 0 | 0 | 0 | 0
Commercial_Miscellaneous_New_Space Heating_Natural Gas_Unit Heater_E10_Baseline Forecast | Commercial | Miscellaneous | New | Space Heating | Natural Gas | Unit Heater | E10 |  | Baseline Forecast | 0 | 0 | 0 | 0 | 0 | 0 | 0 | 0 | 0 | 0 | 0 | 0 | 0 | 0 | 0 | 0 | 0 | 0 | 0 | 0 | 0 | 0 | 0 | 0 | 0 | 0 | 0 | 0 | 0 | 0 | 0 | 0 | 0
Commercial_Miscellaneous_New_Space Heating_Natural Gas_Unit Heater_Vintage_Baseline Forecast | Commercial | Miscellaneous | New | Space Heating | Natural Gas | Unit Heater | Vintage |  | Baseline Forecast | 0 | 0 | 0 | 0 | 0 | 0 | 0 | 0 | 0 | 0 | 0 | 0 | 0 | 0 | 0 | 0 | 0 | 0 | 0 | 0 | 0 | 0 | 0 | 0 | 0 | 0 | 0 | 0 | 0 | 0 | 0 | 0 | 0
Commercial_Miscellaneous_New_Water Heating_Natural Gas_Water Heater_E1_Baseline Forecast | Commercial | Miscellaneous | New | Water Heating | Natural Gas | Water Heater | E1 |  | Baseline Forecast | 0 | 0 | 0 | 0 | 0 | 0 | 0 | 0 | 0 | 0 | 0 | 0 | 0 | 0 | 0 | 0 | 0 | 0 | 0 | 0 | 0 | 0 | 0 | 0 | 0 | 0 | 0 | 0 | 0 | 0 | 0 | 0 | 0
Commercial_Miscellaneous_New_Water Heating_Natural Gas_Water Heater_E2_Baseline Forecast | Commercial | Miscellaneous | New | Water Heating | Natural Gas | Water Heater | E2 |  | Baseline Forecast | 0 | 0 | 0 | 0 | 0 | 0 | 0 | 0 | 0 | 0 | 0 | 0 | 0 | 0 | 0 | 0 | 0 | 0 | 0 | 0 | 0 | 0 | 0 | 0 | 0 | 0 | 0 | 0 | 0 | 0 | 0 | 0 | 0
Commercial_Miscellaneous_New_Water Heating_Natural Gas_Water Heater_E3_Baseline Forecast | Commercial | Miscellaneous | New | Water Heating | Natural Gas | Water Heater | E3 |  | Baseline Forecast | 0 | 0 | 0 | 0 | 0 | 0 | 0 | 0 | 0 | 0 | 0 | 0 | 0 | 0 | 0 | 0 | 0 | 0 | 0 | 0 | 0 | 0 | 0 | 0 | 0 | 0 | 0 | 0 | 0 | 0 | 0 | 0 | 0
Commercial_Miscellaneous_New_Water Heating_Natural Gas_Water Heater_E4_Baseline Forecast | Commercial | Miscellaneous | New | Water Heating | Natural Gas | Water Heater | E4 |  | Baseline Forecast | 0 | 0 | 0 | 0 | 0 | 0 | 0 | 0 | 0 | 0 | 0 | 0 | 0 | 0 | 0 | 0 | 0 | 0 | 0 | 0 | 0 | 0 | 0 | 0 | 0 | 0 | 0 | 0 | 0 | 0 | 0 | 0 | 0
Commercial_Miscellaneous_New_Water Heating_Natural Gas_Water Heater_E5_Baseline Forecast | Commercial | Miscellaneous | New | Water Heating | Natural Gas | Water Heater | E5 |  | Baseline Forecast | 0 | 0 | 0 | 0 | 0 | 0 | 0 | 0 | 0 | 0 | 0 | 0 | 0 | 0 | 0 | 0 | 0 | 0 | 0 | 0 | 0 | 0 | 0 | 0 | 0 | 0 | 0 | 0 | 0 | 0 | 0 | 0 | 0
Commercial_Miscellaneous_New_Water Heating_Natural Gas_Water Heater_E6_Baseline Forecast | Commercial | Miscellaneous | New | Water Heating | Natural Gas | Water Heater | E6 |  | Baseline Forecast | 0 | 0 | 0 | 0 | 0 | 0 | 0 | 0 | 0 | 0 | 0 | 0 | 0 | 0 | 0 | 0 | 0 | 0 | 0 | 0 | 0 | 0 | 0 | 0 | 0 | 0 | 0 | 0 | 0 | 0 | 0 | 0 | 0
Commercial_Miscellaneous_New_Water Heating_Natural Gas_Water Heater_E7_Baseline Forecast | Commercial | Miscellaneous | New | Water Heating | Natural Gas | Water Heater | E7 |  | Baseline Forecast | 0 | 0 | 0 | 0 | 0 | 0 | 0 | 0 | 0 | 0 | 0 | 0 | 0 | 0 | 0 | 0 | 0 | 0 | 0 | 0 | 0 | 0 | 0 | 0 | 0 | 0 | 0 | 0 | 0 | 0 | 0 | 0 | 0
Commercial_Miscellaneous_New_Water Heating_Natural Gas_Water Heater_E8_Baseline Forecast | Commercial | Miscellaneous | New | Water Heating | Natural Gas | Water Heater | E8 |  | Baseline Forecast | 0 | 0 | 0 | 0 | 0 | 0 | 0 | 0 | 0 | 0 | 0 | 0 | 0 | 0 | 0 | 0 | 0 | 0 | 0 | 0 | 0 | 0 | 0 | 0 | 0 | 0 | 0 | 0 | 0 | 0 | 0 | 0 | 0
Commercial_Miscellaneous_New_Water Heating_Natural Gas_Water Heater_E9_Baseline Forecast | Commercial | Miscellaneous | New | Water Heating | Natural Gas | Water Heater | E9 |  | Baseline Forecast | 0 | 0 | 0 | 0 | 0 | 0 | 0 | 0 | 0 | 0 | 0 | 0 | 0 | 0 | 0 | 0 | 0 | 0 | 0 | 0 | 0 | 0 | 0 | 0 | 0 | 0 | 0 | 0 | 0 | 0 | 0 | 0 | 0
Commercial_Miscellaneous_New_Water Heating_Natural Gas_Water Heater_E10_Baseline Forecast | Commercial | Miscellaneous | New | Water Heating | Natural Gas | Water Heater | E10 |  | Baseline Forecast | 0 | 0 | 0 | 0 | 0 | 0 | 0 | 0 | 0 | 0 | 0 | 0 | 0 | 0 | 0 | 0 | 0 | 0 | 0 | 0 | 0 | 0 | 0 | 0 | 0 | 0 | 0 | 0 | 0 | 0 | 0 | 0 | 0
Commercial_Miscellaneous_New_Water Heating_Natural Gas_Water Heater_Vintage_Baseline Forecast | Commercial | Miscellaneous | New | Water Heating | Natural Gas | Water Heater | Vintage |  | Baseline Forecast | 0 | 0 | 0 | 0 | 0 | 0 | 0 | 0 | 0 | 0 | 0 | 0 | 0 | 0 | 0 | 0 | 0 | 0 | 0 | 0 | 0 | 0 | 0 | 0 | 0 | 0 | 0 | 0 | 0 | 0 | 0 | 0 | 0
Commercial_Miscellaneous_New_Food Preparation_Natural Gas_Oven_E1_Baseline Forecast | Commercial | Miscellaneous | New | Food Preparation | Natural Gas | Oven | E1 |  | Baseline Forecast | 0 | 1057.3533 | 6154.9689 | 9414.7573 | 13313.7846 | 17330.7847 | 21364.2879 | 24852.7273 | 28289.2146 | 31803.1539 | 35370.5818 | 38904.4838 | 42377.0499 | 45794.937 | 49210.685 | 52609.3879 | 56019.5845 | 59333.8052 | 62515.2141 | 65585.3192 | 68651.4974 | 71775.7078 | 74938.352 | 78129.5288 | 81350.1647 | 84574.7232 | 87804.4468 | 91033.3988 | 94275.3921 | 97524.2711 | 100799.6879 | 104080.0143 | 105446.2388
Commercial_Miscellaneous_New_Food Preparation_Natural Gas_Oven_E2_Baseline Forecast | Commercial | Miscellaneous | New | Food Preparation | Natural Gas | Oven | E2 |  | Baseline Forecast | 0 | 1521.6171 | 8863.3336 | 13553.1497 | 19159.0561 | 24937.7596 | 30749.1849 | 35781.4996 | 40746.3523 | 45830.3992 | 51000.9126 | 56138.5712 | 61201.934 | 66203.6259 | 71219.6277 | 76227.1739 | 81271.9425 | 86215.4357 | 90963.7407 | 95567.495 | 100178.9465 | 104887.8277 | 109660.361 | 114488.3212 | 119372.974 | 124276.5408 | 129206.7179 | 134143.1627 | 139102.5876 | 144073.0045 | 149078.0362 | 154084.1774 | 156238.12
Commercial_Miscellaneous_New_Food Preparation_Natural Gas_Oven_E3_Baseline Forecast | Commercial | Miscellaneous | New | Food Preparation | Natural Gas | Oven | E3 |  | Baseline Forecast | 0 | 0 | 0 | 0 | 0 | 0 | 0 | 0 | 0 | 0 | 0 | 0 | 0 | 0 | 0 | 0 | 0 | 0 | 0 | 0 | 0 | 0 | 0 | 0 | 0 | 0 | 0 | 0 | 0 | 0 | 0 | 0 | 0
Commercial_Miscellaneous_New_Food Preparation_Natural Gas_Oven_E4_Baseline Forecast | Commercial | Miscellaneous | New | Food Preparation | Natural Gas | Oven | E4 |  | Baseline Forecast | 0 | 0 | 0 | 0 | 0 | 0 | 0 | 0 | 0 | 0 | 0 | 0 | 0 | 0 | 0 | 0 | 0 | 0 | 0 | 0 | 0 | 0 | 0 | 0 | 0 | 0 | 0 | 0 | 0 | 0 | 0 | 0 | 0
Commercial_Miscellaneous_New_Food Preparation_Natural Gas_Oven_E5_Baseline Forecast | Commercial | Miscellaneous | New | Food Preparation | Natural Gas | Oven | E5 |  | Baseline Forecast | 0 | 0 | 0 | 0 | 0 | 0 | 0 | 0 | 0 | 0 | 0 | 0 | 0 | 0 | 0 | 0 | 0 | 0 | 0 | 0 | 0 | 0 | 0 | 0 | 0 | 0 | 0 | 0 | 0 | 0 | 0 | 0 | 0
Commercial_Miscellaneous_New_Food Preparation_Natural Gas_Oven_E6_Baseline Forecast | Commercial | Miscellaneous | New | Food Preparation | Natural Gas | Oven | E6 |  | Baseline Forecast | 0 | 0 | 0 | 0 | 0 | 0 | 0 | 0 | 0 | 0 | 0 | 0 | 0 | 0 | 0 | 0 | 0 | 0 | 0 | 0 | 0 | 0 | 0 | 0 | 0 | 0 | 0 | 0 | 0 | 0 | 0 | 0 | 0
Commercial_Miscellaneous_New_Food Preparation_Natural Gas_Oven_E7_Baseline Forecast | Commercial | Miscellaneous | New | Food Preparation | Natural Gas | Oven | E7 |  | Baseline Forecast | 0 | 0 | 0 | 0 | 0 | 0 | 0 | 0 | 0 | 0 | 0 | 0 | 0 | 0 | 0 | 0 | 0 | 0 | 0 | 0 | 0 | 0 | 0 | 0 | 0 | 0 | 0 | 0 | 0 | 0 | 0 | 0 | 0
Commercial_Miscellaneous_New_Food Preparation_Natural Gas_Oven_E8_Baseline Forecast | Commercial | Miscellaneous | New | Food Preparation | Natural Gas | Oven | E8 |  | Baseline Forecast | 0 | 0 | 0 | 0 | 0 | 0 | 0 | 0 | 0 | 0 | 0 | 0 | 0 | 0 | 0 | 0 | 0 | 0 | 0 | 0 | 0 | 0 | 0 | 0 | 0 | 0 | 0 | 0 | 0 | 0 | 0 | 0 | 0
Commercial_Miscellaneous_New_Food Preparation_Natural Gas_Oven_E9_Baseline Forecast | Commercial | Miscellaneous | New | Food Preparation | Natural Gas | Oven | E9 |  | Baseline Forecast | 0 | 0 | 0 | 0 | 0 | 0 | 0 | 0 | 0 | 0 | 0 | 0 | 0 | 0 | 0 | 0 | 0 | 0 | 0 | 0 | 0 | 0 | 0 | 0 | 0 | 0 | 0 | 0 | 0 | 0 | 0 | 0 | 0
Commercial_Miscellaneous_New_Food Preparation_Natural Gas_Oven_E10_Baseline Forecast | Commercial | Miscellaneous | New | Food Preparation | Natural Gas | Oven | E10 |  | Baseline Forecast | 0 | 0 | 0 | 0 | 0 | 0 | 0 | 0 | 0 | 0 | 0 | 0 | 0 | 0 | 0 | 0 | 0 | 0 | 0 | 0 | 0 | 0 | 0 | 0 | 0 | 0 | 0 | 0 | 0 | 0 | 0 | 0 | 0
Commercial_Miscellaneous_New_Food Preparation_Natural Gas_Oven_Vintage_Baseline Forecast | Commercial | Miscellaneous | New | Food Preparation | Natural Gas | Oven | Vintage |  | Baseline Forecast | 0 | 0 | 0 | 0 | 0 | 0 | 0 | 0 | 0 | 0 | 0 | 0 | 0 | 0 | 0 | 0 | 0 | 0 | 0 | 0 | 0 | 0 | 0 | 0 | 0 | 0 | 0 | 0 | 0 | 0 | 0 | 0 | 0
Commercial_Miscellaneous_New_Food Preparation_Natural Gas_Conveyor Oven_E1_Baseline Forecast | Commercial | Miscellaneous | New | Food Preparation | Natural Gas | Conveyor Oven | E1 |  | Baseline Forecast | 0 | 528.6168 | 3077.6293 | 4706.764 | 6654.6354 | 8661.6312 | 10677.8628 | 12422.2681 | 14141.5091 | 15900.2756 | 17686.946 | 19459.3597 | 21203.3566 | 22922.8841 | 24644.2335 | 26359.7245 | 28084.5294 | 29767.9418 | 31381.3392 | 32940.6888 | 34498.7246 | 36086.5314 | 37692.6946 | 39311.6633 | 40949.8375 | 42591.8953 | 44240.4449 | 45890.4484 | 47548.6803 | 49211.0058 | 50886.2372 | 52563.2496 | 53271.744
Commercial_Miscellaneous_New_Food Preparation_Natural Gas_Conveyor Oven_E2_Baseline Forecast | Commercial | Miscellaneous | New | Food Preparation | Natural Gas | Conveyor Oven | E2 |  | Baseline Forecast | 0 | 760.8685 | 4431.522 | 6777.1895 | 9581.785 | 12472.6409 | 15378.8736 | 17894.8454 | 20376.2744 | 22916.5009 | 25498.8011 | 28062.1678 | 30586.1354 | 33076.3974 | 35570.9228 | 38058.5564 | 40561.2341 | 43006.6786 | 45358.1382 | 47635.7183 | 49916.4974 | 52245.2364 | 54606.6619 | 56997.2617 | 59411.7318 | 61833.7367 | 64265.1374 | 66697.8324 | 69140.3096 | 71587.632 | 74052.6248 | 76518.8463 | 77570.4354
Commercial_Miscellaneous_New_Food Preparation_Natural Gas_Conveyor Oven_E3_Baseline Forecast | Commercial | Miscellaneous | New | Food Preparation | Natural Gas | Conveyor Oven | E3 |  | Baseline Forecast | 0 | 0 | 0 | 0 | 0 | 0 | 0 | 0 | 0 | 0 | 0 | 0 | 0 | 0 | 0 | 0 | 0 | 0 | 0 | 0 | 0 | 0 | 0 | 0 | 0 | 0 | 0 | 0 | 0 | 0 | 0 | 0 | 0
Commercial_Miscellaneous_New_Food Preparation_Natural Gas_Conveyor Oven_E4_Baseline Forecast | Commercial | Miscellaneous | New | Food Preparation | Natural Gas | Conveyor Oven | E4 |  | Baseline Forecast | 0 | 0 | 0 | 0 | 0 | 0 | 0 | 0 | 0 | 0 | 0 | 0 | 0 | 0 | 0 | 0 | 0 | 0 | 0 | 0 | 0 | 0 | 0 | 0 | 0 | 0 | 0 | 0 | 0 | 0 | 0 | 0 | 0
Commercial_Miscellaneous_New_Food Preparation_Natural Gas_Conveyor Oven_E5_Baseline Forecast | Commercial | Miscellaneous | New | Food Preparation | Natural Gas | Conveyor Oven | E5 |  | Baseline Forecast | 0 | 0 | 0 | 0 | 0 | 0 | 0 | 0 | 0 | 0 | 0 | 0 | 0 | 0 | 0 | 0 | 0 | 0 | 0 | 0 | 0 | 0 | 0 | 0 | 0 | 0 | 0 | 0 | 0 | 0 | 0 | 0 | 0
Commercial_Miscellaneous_New_Food Preparation_Natural Gas_Conveyor Oven_E6_Baseline Forecast | Commercial | Miscellaneous | New | Food Preparation | Natural Gas | Conveyor Oven | E6 |  | Baseline Forecast | 0 | 0 | 0 | 0 | 0 | 0 | 0 | 0 | 0 | 0 | 0 | 0 | 0 | 0 | 0 | 0 | 0 | 0 | 0 | 0 | 0 | 0 | 0 | 0 | 0 | 0 | 0 | 0 | 0 | 0 | 0 | 0 | 0
Commercial_Miscellaneous_New_Food Preparation_Natural Gas_Conveyor Oven_E7_Baseline Forecast | Commercial | Miscellaneous | New | Food Preparation | Natural Gas | Conveyor Oven | E7 |  | Baseline Forecast | 0 | 0 | 0 | 0 | 0 | 0 | 0 | 0 | 0 | 0 | 0 | 0 | 0 | 0 | 0 | 0 | 0 | 0 | 0 | 0 | 0 | 0 | 0 | 0 | 0 | 0 | 0 | 0 | 0 | 0 | 0 | 0 | 0
Commercial_Miscellaneous_New_Food Preparation_Natural Gas_Conveyor Oven_E8_Baseline Forecast | Commercial | Miscellaneous | New | Food Preparation | Natural Gas | Conveyor Oven | E8 |  | Baseline Forecast | 0 | 0 | 0 | 0 | 0 | 0 | 0 | 0 | 0 | 0 | 0 | 0 | 0 | 0 | 0 | 0 | 0 | 0 | 0 | 0 | 0 | 0 | 0 | 0 | 0 | 0 | 0 | 0 | 0 | 0 | 0 | 0 | 0
Commercial_Miscellaneous_New_Food Preparation_Natural Gas_Conveyor Oven_E9_Baseline Forecast | Commercial | Miscellaneous | New | Food Preparation | Natural Gas | Conveyor Oven | E9 |  | Baseline Forecast | 0 | 0 | 0 | 0 | 0 | 0 | 0 | 0 | 0 | 0 | 0 | 0 | 0 | 0 | 0 | 0 | 0 | 0 | 0 | 0 | 0 | 0 | 0 | 0 | 0 | 0 | 0 | 0 | 0 | 0 | 0 | 0 | 0
Commercial_Miscellaneous_New_Food Preparation_Natural Gas_Conveyor Oven_E10_Baseline Forecast | Commercial | Miscellaneous | New | Food Preparation | Natural Gas | Conveyor Oven | E10 |  | Baseline Forecast | 0 | 0 | 0 | 0 | 0 | 0 | 0 | 0 | 0 | 0 | 0 | 0 | 0 | 0 | 0 | 0 | 0 | 0 | 0 | 0 | 0 | 0 | 0 | 0 | 0 | 0 | 0 | 0 | 0 | 0 | 0 | 0 | 0
Commercial_Miscellaneous_New_Food Preparation_Natural Gas_Conveyor Oven_Vintage_Baseline Forecast | Commercial | Miscellaneous | New | Food Preparation | Natural Gas | Conveyor Oven | Vintage |  | Baseline Forecast | 0 | 0 | 0 | 0 | 0 | 0 | 0 | 0 | 0 | 0 | 0 | 0 | 0 | 0 | 0 | 0 | 0 | 0 | 0 | 0 | 0 | 0 | 0 | 0 | 0 | 0 | 0 | 0 | 0 | 0 | 0 | 0 | 0
Commercial_Miscellaneous_New_Food Preparation_Natural Gas_Double Rack Oven_E1_Baseline Forecast | Commercial | Miscellaneous | New | Food Preparation | Natural Gas | Double Rack Oven | E1 |  | Baseline Forecast | 0 | 528.6007 | 3076.4309 | 4705.7492 | 6654.501 | 8661.8285 | 10676.7557 | 12418.94 | 14134.6539 | 15888.5285 | 17668.9247 | 19433.9199 | 21168.5136 | 22873.2387 | 24575.7293 | 26267.4982 | 27963.757 | 29613.2244 | 31185.3295 | 32706.8433 | 34224.9855 | 35772.2209 | 37338.9126 | 38922.3587 | 40521.0267 | 42122.0067 | 43727.2411 | 45331.9192 | 46942.2353 | 48553.1368 | 50176.7793 | 51802.8376 | 52477.9165
Commercial_Miscellaneous_New_Food Preparation_Natural Gas_Double Rack Oven_E2_Baseline Forecast | Commercial | Miscellaneous | New | Food Preparation | Natural Gas | Double Rack Oven | E2 |  | Baseline Forecast | 0 | 760.8846 | 4432.7204 | 6778.2043 | 9581.9194 | 12472.4436 | 15379.9807 | 17898.1735 | 20383.1296 | 22928.248 | 25516.8225 | 28087.6076 | 30620.9784 | 33126.0428 | 35639.427 | 38150.7827 | 40682.0064 | 43161.396 | 45554.1479 | 47869.5639 | 50190.2364 | 52559.5469 | 54960.4439 | 57386.5663 | 59840.5426 | 62303.6253 | 64778.3412 | 67256.3616 | 69746.7546 | 72245.501 | 74762.0827 | 77279.2583 | 78364.2629
Commercial_Miscellaneous_New_Food Preparation_Natural Gas_Double Rack Oven_E3_Baseline Forecast | Commercial | Miscellaneous | New | Food Preparation | Natural Gas | Double Rack Oven | E3 |  | Baseline Forecast | 0 | 0 | 0 | 0 | 0 | 0 | 0 | 0 | 0 | 0 | 0 | 0 | 0 | 0 | 0 | 0 | 0 | 0 | 0 | 0 | 0 | 0 | 0 | 0 | 0 | 0 | 0 | 0 | 0 | 0 | 0 | 0 | 0
Commercial_Miscellaneous_New_Food Preparation_Natural Gas_Double Rack Oven_E4_Baseline Forecast | Commercial | Miscellaneous | New | Food Preparation | Natural Gas | Double Rack Oven | E4 |  | Baseline Forecast | 0 | 0 | 0 | 0 | 0 | 0 | 0 | 0 | 0 | 0 | 0 | 0 | 0 | 0 | 0 | 0 | 0 | 0 | 0 | 0 | 0 | 0 | 0 | 0 | 0 | 0 | 0 | 0 | 0 | 0 | 0 | 0 | 0
Commercial_Miscellaneous_New_Food Preparation_Natural Gas_Double Rack Oven_E5_Baseline Forecast | Commercial | Miscellaneous | New | Food Preparation | Natural Gas | Double Rack Oven | E5 |  | Baseline Forecast | 0 | 0 | 0 | 0 | 0 | 0 | 0 | 0 | 0 | 0 | 0 | 0 | 0 | 0 | 0 | 0 | 0 | 0 | 0 | 0 | 0 | 0 | 0 | 0 | 0 | 0 | 0 | 0 | 0 | 0 | 0 | 0 | 0
Commercial_Miscellaneous_New_Food Preparation_Natural Gas_Double Rack Oven_E6_Baseline Forecast | Commercial | Miscellaneous | New | Food Preparation | Natural Gas | Double Rack Oven | E6 |  | Baseline Forecast | 0 | 0 | 0 | 0 | 0 | 0 | 0 | 0 | 0 | 0 | 0 | 0 | 0 | 0 | 0 | 0 | 0 | 0 | 0 | 0 | 0 | 0 | 0 | 0 | 0 | 0 | 0 | 0 | 0 | 0 | 0 | 0 | 0
Commercial_Miscellaneous_New_Food Preparation_Natural Gas_Double Rack Oven_E7_Baseline Forecast | Commercial | Miscellaneous | New | Food Preparation | Natural Gas | Double Rack Oven | E7 |  | Baseline Forecast | 0 | 0 | 0 | 0 | 0 | 0 | 0 | 0 | 0 | 0 | 0 | 0 | 0 | 0 | 0 | 0 | 0 | 0 | 0 | 0 | 0 | 0 | 0 | 0 | 0 | 0 | 0 | 0 | 0 | 0 | 0 | 0 | 0
Commercial_Miscellaneous_New_Food Preparation_Natural Gas_Double Rack Oven_E8_Baseline Forecast | Commercial | Miscellaneous | New | Food Preparation | Natural Gas | Double Rack Oven | E8 |  | Baseline Forecast | 0 | 0 | 0 | 0 | 0 | 0 | 0 | 0 | 0 | 0 | 0 | 0 | 0 | 0 | 0 | 0 | 0 | 0 | 0 | 0 | 0 | 0 | 0 | 0 | 0 | 0 | 0 | 0 | 0 | 0 | 0 | 0 | 0
Commercial_Miscellaneous_New_Food Preparation_Natural Gas_Double Rack Oven_E9_Baseline Forecast | Commercial | Miscellaneous | New | Food Preparation | Natural Gas | Double Rack Oven | E9 |  | Baseline Forecast | 0 | 0 | 0 | 0 | 0 | 0 | 0 | 0 | 0 | 0 | 0 | 0 | 0 | 0 | 0 | 0 | 0 | 0 | 0 | 0 | 0 | 0 | 0 | 0 | 0 | 0 | 0 | 0 | 0 | 0 | 0 | 0 | 0
Commercial_Miscellaneous_New_Food Preparation_Natural Gas_Double Rack Oven_E10_Baseline Forecast | Commercial | Miscellaneous | New | Food Preparation | Natural Gas | Double Rack Oven | E10 |  | Baseline Forecast | 0 | 0 | 0 | 0 | 0 | 0 | 0 | 0 | 0 | 0 | 0 | 0 | 0 | 0 | 0 | 0 | 0 | 0 | 0 | 0 | 0 | 0 | 0 | 0 | 0 | 0 | 0 | 0 | 0 | 0 | 0 | 0 | 0
Commercial_Miscellaneous_New_Food Preparation_Natural Gas_Double Rack Oven_Vintage_Baseline Forecast | Commercial | Miscellaneous | New | Food Preparation | Natural Gas | Double Rack Oven | Vintage |  | Baseline Forecast | 0 | 0 | 0 | 0 | 0 | 0 | 0 | 0 | 0 | 0 | 0 | 0 | 0 | 0 | 0 | 0 | 0 | 0 | 0 | 0 | 0 | 0 | 0 | 0 | 0 | 0 | 0 | 0 | 0 | 0 | 0 | 0 | 0
Commercial_Miscellaneous_New_Food Preparation_Natural Gas_Fryer_E1_Baseline Forecast | Commercial | Miscellaneous | New | Food Preparation | Natural Gas | Fryer | E1 |  | Baseline Forecast | 0 | 163.8836 | 954.23 | 954.23 | 954.23 | 954.23 | 954.23 | 954.23 | 954.23 | 921.4532 | 737.1626 | 589.7301 | 471.7841 | 377.4273 | 258.9807 | 0 | 0 | 0 | 0 | 0 | 0 | 0 | 0 | 0 | 0 | 0 | 0 | 0 | 0 | 0 | 0 | 0 | 0
Commercial_Miscellaneous_New_Food Preparation_Natural Gas_Fryer_E2_Baseline Forecast | Commercial | Miscellaneous | New | Food Preparation | Natural Gas | Fryer | E2 |  | Baseline Forecast | 0 | 57.5717 | 335.3867 | 1018.0166 | 1834.2021 | 2675.3559 | 3520.7367 | 4252.411 | 4973.8313 | 5744.9143 | 6679.529 | 7571.5856 | 8422.509 | 9239.8523 | 10082.3304 | 11063.1529 | 11789.178 | 12498.2651 | 13179.187 | 13838.1388 | 14497.4143 | 15170.0393 | 15851.4304 | 16540.031 | 17236.0295 | 17933.9889 | 18634.6769 | 19335.8368 | 20040.0899 | 20745.8781 | 21456.9174 | 22168.4737 | 22470.7493
Commercial_Miscellaneous_New_Food Preparation_Natural Gas_Fryer_E3_Baseline Forecast | Commercial | Miscellaneous | New | Food Preparation | Natural Gas | Fryer | E3 |  | Baseline Forecast | 0 | 0 | 0 | 0 | 0 | 0 | 0 | 0 | 0 | 0 | 0 | 0 | 0 | 0 | 0 | 0 | 0 | 0 | 0 | 0 | 0 | 0 | 0 | 0 | 0 | 0 | 0 | 0 | 0 | 0 | 0 | 0 | 0
Commercial_Miscellaneous_New_Food Preparation_Natural Gas_Fryer_E4_Baseline Forecast | Commercial | Miscellaneous | New | Food Preparation | Natural Gas | Fryer | E4 |  | Baseline Forecast | 0 | 0 | 0 | 0 | 0 | 0 | 0 | 0 | 0 | 0 | 0 | 0 | 0 | 0 | 0 | 0 | 0 | 0 | 0 | 0 | 0 | 0 | 0 | 0 | 0 | 0 | 0 | 0 | 0 | 0 | 0 | 0 | 0
Commercial_Miscellaneous_New_Food Preparation_Natural Gas_Fryer_E5_Baseline Forecast | Commercial | Miscellaneous | New | Food Preparation | Natural Gas | Fryer | E5 |  | Baseline Forecast | 0 | 0 | 0 | 0 | 0 | 0 | 0 | 0 | 0 | 0 | 0 | 0 | 0 | 0 | 0 | 0 | 0 | 0 | 0 | 0 | 0 | 0 | 0 | 0 | 0 | 0 | 0 | 0 | 0 | 0 | 0 | 0 | 0
Commercial_Miscellaneous_New_Food Preparation_Natural Gas_Fryer_E6_Baseline Forecast | Commercial | Miscellaneous | New | Food Preparation | Natural Gas | Fryer | E6 |  | Baseline Forecast | 0 | 0 | 0 | 0 | 0 | 0 | 0 | 0 | 0 | 0 | 0 | 0 | 0 | 0 | 0 | 0 | 0 | 0 | 0 | 0 | 0 | 0 | 0 | 0 | 0 | 0 | 0 | 0 | 0 | 0 | 0 | 0 | 0
Commercial_Miscellaneous_New_Food Preparation_Natural Gas_Fryer_E7_Baseline Forecast | Commercial | Miscellaneous | New | Food Preparation | Natural Gas | Fryer | E7 |  | Baseline Forecast | 0 | 0 | 0 | 0 | 0 | 0 | 0 | 0 | 0 | 0 | 0 | 0 | 0 | 0 | 0 | 0 | 0 | 0 | 0 | 0 | 0 | 0 | 0 | 0 | 0 | 0 | 0 | 0 | 0 | 0 | 0 | 0 | 0
Commercial_Miscellaneous_New_Food Preparation_Natural Gas_Fryer_E8_Baseline Forecast | Commercial | Miscellaneous | New | Food Preparation | Natural Gas | Fryer | E8 |  | Baseline Forecast | 0 | 0 | 0 | 0 | 0 | 0 | 0 | 0 | 0 | 0 | 0 | 0 | 0 | 0 | 0 | 0 | 0 | 0 | 0 | 0 | 0 | 0 | 0 | 0 | 0 | 0 | 0 | 0 | 0 | 0 | 0 | 0 | 0
Commercial_Miscellaneous_New_Food Preparation_Natural Gas_Fryer_E9_Baseline Forecast | Commercial | Miscellaneous | New | Food Preparation | Natural Gas | Fryer | E9 |  | Baseline Forecast | 0 | 0 | 0 | 0 | 0 | 0 | 0 | 0 | 0 | 0 | 0 | 0 | 0 | 0 | 0 | 0 | 0 | 0 | 0 | 0 | 0 | 0 | 0 | 0 | 0 | 0 | 0 | 0 | 0 | 0 | 0 | 0 | 0
Commercial_Miscellaneous_New_Food Preparation_Natural Gas_Fryer_E10_Baseline Forecast | Commercial | Miscellaneous | New | Food Preparation | Natural Gas | Fryer | E10 |  | Baseline Forecast | 0 | 0 | 0 | 0 | 0 | 0 | 0 | 0 | 0 | 0 | 0 | 0 | 0 | 0 | 0 | 0 | 0 | 0 | 0 | 0 | 0 | 0 | 0 | 0 | 0 | 0 | 0 | 0 | 0 | 0 | 0 | 0 | 0
Commercial_Miscellaneous_New_Food Preparation_Natural Gas_Fryer_Vintage_Baseline Forecast | Commercial | Miscellaneous | New | Food Preparation | Natural Gas | Fryer | Vintage |  | Baseline Forecast | 0 | 0 | 0 | 0 | 0 | 0 | 0 | 0 | 0 | 0 | 0 | 0 | 0 | 0 | 0 | 0 | 0 | 0 | 0 | 0 | 0 | 0 | 0 | 0 | 0 | 0 | 0 | 0 | 0 | 0 | 0 | 0 | 0
Commercial_Miscellaneous_New_Food Preparation_Natural Gas_Broiler_E1_Baseline Forecast | Commercial | Miscellaneous | New | Food Preparation | Natural Gas | Broiler | E1 |  | Baseline Forecast | 0 | 1867.7175 | 10874.0452 | 16631.1295 | 23515.4429 | 30608.9967 | 37734.9354 | 43900.1416 | 49976.2421 | 56191.9285 | 62506.1137 | 68769.8492 | 74931.9144 | 81001.7526 | 87074.1354 | 93120.7583 | 99195.3538 | 105118.6194 | 110790.8378 | 116280.1417 | 121766.5919 | 127361.8479 | 133028.9824 | 138756.2199 | 144542.503 | 150342.0697 | 156161.5404 | 161982.6576 | 167827.45 | 173680.982 | 179579.0355 | 185483.0015 | 187969.8325
Commercial_Miscellaneous_New_Food Preparation_Natural Gas_Broiler_E2_Baseline Forecast | Commercial | Miscellaneous | New | Food Preparation | Natural Gas | Broiler | E2 |  | Baseline Forecast | 0 | 656.3812 | 3824.719 | 5848.0986 | 8266.4863 | 10760.2169 | 13269.7402 | 15443.9954 | 17590.483 | 19789.8468 | 22027.6893 | 24251.0132 | 26443.2613 | 28613.8622 | 30793.8302 | 32974.6001 | 35175.0769 | 37333.8292 | 39422.6073 | 41443.8892 | 43471.7149 | 45542.8891 | 47642.0985 | 49763.378 | 51909.9306 | 54065.5503 | 56232.3655 | 58402.9133 | 60585.0408 | 62775.926 | 64982.1412 | 67188.335 | 68146.774
Commercial_Miscellaneous_New_Food Preparation_Natural Gas_Broiler_E3_Baseline Forecast | Commercial | Miscellaneous | New | Food Preparation | Natural Gas | Broiler | E3 |  | Baseline Forecast | 0 | 0 | 0 | 0 | 0 | 0 | 0 | 0 | 0 | 0 | 0 | 0 | 0 | 0 | 0 | 0 | 0 | 0 | 0 | 0 | 0 | 0 | 0 | 0 | 0 | 0 | 0 | 0 | 0 | 0 | 0 | 0 | 0
Commercial_Miscellaneous_New_Food Preparation_Natural Gas_Broiler_E4_Baseline Forecast | Commercial | Miscellaneous | New | Food Preparation | Natural Gas | Broiler | E4 |  | Baseline Forecast | 0 | 0 | 0 | 0 | 0 | 0 | 0 | 0 | 0 | 0 | 0 | 0 | 0 | 0 | 0 | 0 | 0 | 0 | 0 | 0 | 0 | 0 | 0 | 0 | 0 | 0 | 0 | 0 | 0 | 0 | 0 | 0 | 0
Commercial_Miscellaneous_New_Food Preparation_Natural Gas_Broiler_E5_Baseline Forecast | Commercial | Miscellaneous | New | Food Preparation | Natural Gas | Broiler | E5 |  | Baseline Forecast | 0 | 0 | 0 | 0 | 0 | 0 | 0 | 0 | 0 | 0 | 0 | 0 | 0 | 0 | 0 | 0 | 0 | 0 | 0 | 0 | 0 | 0 | 0 | 0 | 0 | 0 | 0 | 0 | 0 | 0 | 0 | 0 | 0
Commercial_Miscellaneous_New_Food Preparation_Natural Gas_Broiler_E6_Baseline Forecast | Commercial | Miscellaneous | New | Food Preparation | Natural Gas | Broiler | E6 |  | Baseline Forecast | 0 | 0 | 0 | 0 | 0 | 0 | 0 | 0 | 0 | 0 | 0 | 0 | 0 | 0 | 0 | 0 | 0 | 0 | 0 | 0 | 0 | 0 | 0 | 0 | 0 | 0 | 0 | 0 | 0 | 0 | 0 | 0 | 0
Commercial_Miscellaneous_New_Food Preparation_Natural Gas_Broiler_E7_Baseline Forecast | Commercial | Miscellaneous | New | Food Preparation | Natural Gas | Broiler | E7 |  | Baseline Forecast | 0 | 0 | 0 | 0 | 0 | 0 | 0 | 0 | 0 | 0 | 0 | 0 | 0 | 0 | 0 | 0 | 0 | 0 | 0 | 0 | 0 | 0 | 0 | 0 | 0 | 0 | 0 | 0 | 0 | 0 | 0 | 0 | 0
Commercial_Miscellaneous_New_Food Preparation_Natural Gas_Broiler_E8_Baseline Forecast | Commercial | Miscellaneous | New | Food Preparation | Natural Gas | Broiler | E8 |  | Baseline Forecast | 0 | 0 | 0 | 0 | 0 | 0 | 0 | 0 | 0 | 0 | 0 | 0 | 0 | 0 | 0 | 0 | 0 | 0 | 0 | 0 | 0 | 0 | 0 | 0 | 0 | 0 | 0 | 0 | 0 | 0 | 0 | 0 | 0
Commercial_Miscellaneous_New_Food Preparation_Natural Gas_Broiler_E9_Baseline Forecast | Commercial | Miscellaneous | New | Food Preparation | Natural Gas | Broiler | E9 |  | Baseline Forecast | 0 | 0 | 0 | 0 | 0 | 0 | 0 | 0 | 0 | 0 | 0 | 0 | 0 | 0 | 0 | 0 | 0 | 0 | 0 | 0 | 0 | 0 | 0 | 0 | 0 | 0 | 0 | 0 | 0 | 0 | 0 | 0 | 0
Commercial_Miscellaneous_New_Food Preparation_Natural Gas_Broiler_E10_Baseline Forecast | Commercial | Miscellaneous | New | Food Preparation | Natural Gas | Broiler | E10 |  | Baseline Forecast | 0 | 0 | 0 | 0 | 0 | 0 | 0 | 0 | 0 | 0 | 0 | 0 | 0 | 0 | 0 | 0 | 0 | 0 | 0 | 0 | 0 | 0 | 0 | 0 | 0 | 0 | 0 | 0 | 0 | 0 | 0 | 0 | 0
Commercial_Miscellaneous_New_Food Preparation_Natural Gas_Broiler_Vintage_Baseline Forecast | Commercial | Miscellaneous | New | Food Preparation | Natural Gas | Broiler | Vintage |  | Baseline Forecast | 0 | 0 | 0 | 0 | 0 | 0 | 0 | 0 | 0 | 0 | 0 | 0 | 0 | 0 | 0 | 0 | 0 | 0 | 0 | 0 | 0 | 0 | 0 | 0 | 0 | 0 | 0 | 0 | 0 | 0 | 0 | 0 | 0
Commercial_Miscellaneous_New_Food Preparation_Natural Gas_Griddle_E1_Baseline Forecast | Commercial | Miscellaneous | New | Food Preparation | Natural Gas | Griddle | E1 |  | Baseline Forecast | 0 | 1987.7488 | 11574.7976 | 11574.7976 | 11574.7976 | 11574.7976 | 11574.7976 | 11574.7976 | 11574.7976 | 11574.7976 | 11574.7976 | 11574.7976 | 11177.2479 | 8941.7983 | 7153.4387 | 5722.7509 | 4578.2007 | 3141.4842 | 0 | 0 | 0 | 0 | 0 | 0 | 0 | 0 | 0 | 0 | 0 | 0 | 0 | 0 | 0
Commercial_Miscellaneous_New_Food Preparation_Natural Gas_Griddle_E2_Baseline Forecast | Commercial | Miscellaneous | New | Food Preparation | Natural Gas | Griddle | E2 |  | Baseline Forecast | 0 | 811.9388 | 4728.8228 | 13358.7818 | 23677.1804 | 34311.2339 | 44998.7253 | 54248.7148 | 63369.0703 | 72702.9017 | 82188.6661 | 91602.3687 | 101266.3815 | 112641.9866 | 123583.7141 | 134140.0866 | 144463.2069 | 154864.3609 | 166614.2112 | 174944.8259 | 183279.5335 | 191783.0081 | 200397.3053 | 209102.7476 | 217901.7147 | 226725.4729 | 235583.726 | 244447.9456 | 253351.2693 | 262274.0007 | 271263.1184 | 280258.7705 | 284080.2056
Commercial_Miscellaneous_New_Food Preparation_Natural Gas_Griddle_E3_Baseline Forecast | Commercial | Miscellaneous | New | Food Preparation | Natural Gas | Griddle | E3 |  | Baseline Forecast | 0 | 0 | 0 | 0 | 0 | 0 | 0 | 0 | 0 | 0 | 0 | 0 | 0 | 0 | 0 | 0 | 0 | 0 | 0 | 0 | 0 | 0 | 0 | 0 | 0 | 0 | 0 | 0 | 0 | 0 | 0 | 0 | 0
Commercial_Miscellaneous_New_Food Preparation_Natural Gas_Griddle_E4_Baseline Forecast | Commercial | Miscellaneous | New | Food Preparation | Natural Gas | Griddle | E4 |  | Baseline Forecast | 0 | 0 | 0 | 0 | 0 | 0 | 0 | 0 | 0 | 0 | 0 | 0 | 0 | 0 | 0 | 0 | 0 | 0 | 0 | 0 | 0 | 0 | 0 | 0 | 0 | 0 | 0 | 0 | 0 | 0 | 0 | 0 | 0
Commercial_Miscellaneous_New_Food Preparation_Natural Gas_Griddle_E5_Baseline Forecast | Commercial | Miscellaneous | New | Food Preparation | Natural Gas | Griddle | E5 |  | Baseline Forecast | 0 | 0 | 0 | 0 | 0 | 0 | 0 | 0 | 0 | 0 | 0 | 0 | 0 | 0 | 0 | 0 | 0 | 0 | 0 | 0 | 0 | 0 | 0 | 0 | 0 | 0 | 0 | 0 | 0 | 0 | 0 | 0 | 0
Commercial_Miscellaneous_New_Food Preparation_Natural Gas_Griddle_E6_Baseline Forecast | Commercial | Miscellaneous | New | Food Preparation | Natural Gas | Griddle | E6 |  | Baseline Forecast | 0 | 0 | 0 | 0 | 0 | 0 | 0 | 0 | 0 | 0 | 0 | 0 | 0 | 0 | 0 | 0 | 0 | 0 | 0 | 0 | 0 | 0 | 0 | 0 | 0 | 0 | 0 | 0 | 0 | 0 | 0 | 0 | 0
Commercial_Miscellaneous_New_Food Preparation_Natural Gas_Griddle_E7_Baseline Forecast | Commercial | Miscellaneous | New | Food Preparation | Natural Gas | Griddle | E7 |  | Baseline Forecast | 0 | 0 | 0 | 0 | 0 | 0 | 0 | 0 | 0 | 0 | 0 | 0 | 0 | 0 | 0 | 0 | 0 | 0 | 0 | 0 | 0 | 0 | 0 | 0 | 0 | 0 | 0 | 0 | 0 | 0 | 0 | 0 | 0
Commercial_Miscellaneous_New_Food Preparation_Natural Gas_Griddle_E8_Baseline Forecast | Commercial | Miscellaneous | New | Food Preparation | Natural Gas | Griddle | E8 |  | Baseline Forecast | 0 | 0 | 0 | 0 | 0 | 0 | 0 | 0 | 0 | 0 | 0 | 0 | 0 | 0 | 0 | 0 | 0 | 0 | 0 | 0 | 0 | 0 | 0 | 0 | 0 | 0 | 0 | 0 | 0 | 0 | 0 | 0 | 0
Commercial_Miscellaneous_New_Food Preparation_Natural Gas_Griddle_E9_Baseline Forecast | Commercial | Miscellaneous | New | Food Preparation | Natural Gas | Griddle | E9 |  | Baseline Forecast | 0 | 0 | 0 | 0 | 0 | 0 | 0 | 0 | 0 | 0 | 0 | 0 | 0 | 0 | 0 | 0 | 0 | 0 | 0 | 0 | 0 | 0 | 0 | 0 | 0 | 0 | 0 | 0 | 0 | 0 | 0 | 0 | 0
Commercial_Miscellaneous_New_Food Preparation_Natural Gas_Griddle_E10_Baseline Forecast | Commercial | Miscellaneous | New | Food Preparation | Natural Gas | Griddle | E10 |  | Baseline Forecast | 0 | 0 | 0 | 0 | 0 | 0 | 0 | 0 | 0 | 0 | 0 | 0 | 0 | 0 | 0 | 0 | 0 | 0 | 0 | 0 | 0 | 0 | 0 | 0 | 0 | 0 | 0 | 0 | 0 | 0 | 0 | 0 | 0
Commercial_Miscellaneous_New_Food Preparation_Natural Gas_Griddle_Vintage_Baseline Forecast | Commercial | Miscellaneous | New | Food Preparation | Natural Gas | Griddle | Vintage |  | Baseline Forecast | 0 | 0 | 0 | 0 | 0 | 0 | 0 | 0 | 0 | 0 | 0 | 0 | 0 | 0 | 0 | 0 | 0 | 0 | 0 | 0 | 0 | 0 | 0 | 0 | 0 | 0 | 0 | 0 | 0 | 0 | 0 | 0 | 0
Commercial_Miscellaneous_New_Food Preparation_Natural Gas_Range_E1_Baseline Forecast | Commercial | Miscellaneous | New | Food Preparation | Natural Gas | Range | E1 |  | Baseline Forecast | 0 | 1276.0857 | 7429.8039 | 11363.7571 | 16068.3326 | 20916.1152 | 25786.1215 | 29999.6533 | 34152.3876 | 38400.6561 | 42715.9308 | 46994.5208 | 51202.6112 | 55348.972 | 59497.224 | 63627.9827 | 67775.1228 | 71825.0261 | 75709.779 | 79466.2074 | 83222.0544 | 87052.4058 | 90930.1036 | 94845.6502 | 98799.9698 | 102760.6483 | 106734.8399 | 110710.4263 | 114703.4429 | 118705.3142 | 122737.6364 | 126776.6381 | 128480.3413
Commercial_Miscellaneous_New_Food Preparation_Natural Gas_Range_E2_Baseline Forecast | Commercial | Miscellaneous | New | Food Preparation | Natural Gas | Range | E2 |  | Baseline Forecast | 0 | 1836.2965 | 10694.7537 | 16354.6319 | 23120.9079 | 30094.887 | 37106.0486 | 43175.6294 | 49161.8952 | 55289.9455 | 61519.8919 | 67706.4127 | 73799.7485 | 79814.3991 | 85841.8466 | 91856.0124 | 97912.5889 | 103828.3532 | 109513.4273 | 115018.0526 | 120527.8093 | 126150.6783 | 131849.401 | 137611.5997 | 143438.9962 | 149287.5937 | 155161.0257 | 161039.6958 | 166944.4074 | 172861.8396 | 178822.6218 | 184783.9886 | 187328.5332
Commercial_Miscellaneous_New_Food Preparation_Natural Gas_Range_E3_Baseline Forecast | Commercial | Miscellaneous | New | Food Preparation | Natural Gas | Range | E3 |  | Baseline Forecast | 0 | 0 | 0 | 0 | 0 | 0 | 0 | 0 | 0 | 0 | 0 | 0 | 0 | 0 | 0 | 0 | 0 | 0 | 0 | 0 | 0 | 0 | 0 | 0 | 0 | 0 | 0 | 0 | 0 | 0 | 0 | 0 | 0
Commercial_Miscellaneous_New_Food Preparation_Natural Gas_Range_E4_Baseline Forecast | Commercial | Miscellaneous | New | Food Preparation | Natural Gas | Range | E4 |  | Baseline Forecast | 0 | 0 | 0 | 0 | 0 | 0 | 0 | 0 | 0 | 0 | 0 | 0 | 0 | 0 | 0 | 0 | 0 | 0 | 0 | 0 | 0 | 0 | 0 | 0 | 0 | 0 | 0 | 0 | 0 | 0 | 0 | 0 | 0
Commercial_Miscellaneous_New_Food Preparation_Natural Gas_Range_E5_Baseline Forecast | Commercial | Miscellaneous | New | Food Preparation | Natural Gas | Range | E5 |  | Baseline Forecast | 0 | 0 | 0 | 0 | 0 | 0 | 0 | 0 | 0 | 0 | 0 | 0 | 0 | 0 | 0 | 0 | 0 | 0 | 0 | 0 | 0 | 0 | 0 | 0 | 0 | 0 | 0 | 0 | 0 | 0 | 0 | 0 | 0
Commercial_Miscellaneous_New_Food Preparation_Natural Gas_Range_E6_Baseline Forecast | Commercial | Miscellaneous | New | Food Preparation | Natural Gas | Range | E6 |  | Baseline Forecast | 0 | 0 | 0 | 0 | 0 | 0 | 0 | 0 | 0 | 0 | 0 | 0 | 0 | 0 | 0 | 0 | 0 | 0 | 0 | 0 | 0 | 0 | 0 | 0 | 0 | 0 | 0 | 0 | 0 | 0 | 0 | 0 | 0
Commercial_Miscellaneous_New_Food Preparation_Natural Gas_Range_E7_Baseline Forecast | Commercial | Miscellaneous | New | Food Preparation | Natural Gas | Range | E7 |  | Baseline Forecast | 0 | 0 | 0 | 0 | 0 | 0 | 0 | 0 | 0 | 0 | 0 | 0 | 0 | 0 | 0 | 0 | 0 | 0 | 0 | 0 | 0 | 0 | 0 | 0 | 0 | 0 | 0 | 0 | 0 | 0 | 0 | 0 | 0
Commercial_Miscellaneous_New_Food Preparation_Natural Gas_Range_E8_Baseline Forecast | Commercial | Miscellaneous | New | Food Preparation | Natural Gas | Range | E8 |  | Baseline Forecast | 0 | 0 | 0 | 0 | 0 | 0 | 0 | 0 | 0 | 0 | 0 | 0 | 0 | 0 | 0 | 0 | 0 | 0 | 0 | 0 | 0 | 0 | 0 | 0 | 0 | 0 | 0 | 0 | 0 | 0 | 0 | 0 | 0
Commercial_Miscellaneous_New_Food Preparation_Natural Gas_Range_E9_Baseline Forecast | Commercial | Miscellaneous | New | Food Preparation | Natural Gas | Range | E9 |  | Baseline Forecast | 0 | 0 | 0 | 0 | 0 | 0 | 0 | 0 | 0 | 0 | 0 | 0 | 0 | 0 | 0 | 0 | 0 | 0 | 0 | 0 | 0 | 0 | 0 | 0 | 0 | 0 | 0 | 0 | 0 | 0 | 0 | 0 | 0
Commercial_Miscellaneous_New_Food Preparation_Natural Gas_Range_E10_Baseline Forecast | Commercial | Miscellaneous | New | Food Preparation | Natural Gas | Range | E10 |  | Baseline Forecast | 0 | 0 | 0 | 0 | 0 | 0 | 0 | 0 | 0 | 0 | 0 | 0 | 0 | 0 | 0 | 0 | 0 | 0 | 0 | 0 | 0 | 0 | 0 | 0 | 0 | 0 | 0 | 0 | 0 | 0 | 0 | 0 | 0
Commercial_Miscellaneous_New_Food Preparation_Natural Gas_Range_Vintage_Baseline Forecast | Commercial | Miscellaneous | New | Food Preparation | Natural Gas | Range | Vintage |  | Baseline Forecast | 0 | 0 | 0 | 0 | 0 | 0 | 0 | 0 | 0 | 0 | 0 | 0 | 0 | 0 | 0 | 0 | 0 | 0 | 0 | 0 | 0 | 0 | 0 | 0 | 0 | 0 | 0 | 0 | 0 | 0 | 0 | 0 | 0
Commercial_Miscellaneous_New_Food Preparation_Natural Gas_Steamer_E1_Baseline Forecast | Commercial | Miscellaneous | New | Food Preparation | Natural Gas | Steamer | E1 |  | Baseline Forecast | 0 | 54.8136 | 318.6536 | 318.6536 | 318.6536 | 318.6536 | 318.6536 | 318.6536 | 318.6536 | 318.6536 | 312.5632 | 277.834 | 246.9635 | 219.5231 | 195.1317 | 173.4504 | 154.1781 | 137.0472 | 121.8197 | 91.4046 | 0 | 0 | 0 | 0 | 0 | 0 | 0 | 0 | 0 | 0 | 0 | 0 | 0
Commercial_Miscellaneous_New_Food Preparation_Natural Gas_Steamer_E2_Baseline Forecast | Commercial | Miscellaneous | New | Food Preparation | Natural Gas | Steamer | E2 |  | Baseline Forecast | 0 | 54.8632 | 320.0351 | 658.1108 | 1062.3305 | 1478.9158 | 1897.5946 | 2259.9598 | 2617.2466 | 2982.8962 | 3360.5881 | 3764.0959 | 4157.9769 | 4543.4797 | 4926.4512 | 5305.628 | 5684.4676 | 6052.7772 | 6405.2345 | 6761.9986 | 7179.9125 | 7513.0331 | 7850.4953 | 8191.528 | 8536.2245 | 8881.8921 | 9228.9111 | 9576.1639 | 9924.9485 | 10274.4934 | 10626.639 | 10979.0406 | 11128.744
Commercial_Miscellaneous_New_Food Preparation_Natural Gas_Steamer_E3_Baseline Forecast | Commercial | Miscellaneous | New | Food Preparation | Natural Gas | Steamer | E3 |  | Baseline Forecast | 0 | 0 | 0 | 0 | 0 | 0 | 0 | 0 | 0 | 0 | 0 | 0 | 0 | 0 | 0 | 0 | 0 | 0 | 0 | 0 | 0 | 0 | 0 | 0 | 0 | 0 | 0 | 0 | 0 | 0 | 0 | 0 | 0
Commercial_Miscellaneous_New_Food Preparation_Natural Gas_Steamer_E4_Baseline Forecast | Commercial | Miscellaneous | New | Food Preparation | Natural Gas | Steamer | E4 |  | Baseline Forecast | 0 | 0 | 0 | 0 | 0 | 0 | 0 | 0 | 0 | 0 | 0 | 0 | 0 | 0 | 0 | 0 | 0 | 0 | 0 | 0 | 0 | 0 | 0 | 0 | 0 | 0 | 0 | 0 | 0 | 0 | 0 | 0 | 0
Commercial_Miscellaneous_New_Food Preparation_Natural Gas_Steamer_E5_Baseline Forecast | Commercial | Miscellaneous | New | Food Preparation | Natural Gas | Steamer | E5 |  | Baseline Forecast | 0 | 0 | 0 | 0 | 0 | 0 | 0 | 0 | 0 | 0 | 0 | 0 | 0 | 0 | 0 | 0 | 0 | 0 | 0 | 0 | 0 | 0 | 0 | 0 | 0 | 0 | 0 | 0 | 0 | 0 | 0 | 0 | 0
Commercial_Miscellaneous_New_Food Preparation_Natural Gas_Steamer_E6_Baseline Forecast | Commercial | Miscellaneous | New | Food Preparation | Natural Gas | Steamer | E6 |  | Baseline Forecast | 0 | 0 | 0 | 0 | 0 | 0 | 0 | 0 | 0 | 0 | 0 | 0 | 0 | 0 | 0 | 0 | 0 | 0 | 0 | 0 | 0 | 0 | 0 | 0 | 0 | 0 | 0 | 0 | 0 | 0 | 0 | 0 | 0
Commercial_Miscellaneous_New_Food Preparation_Natural Gas_Steamer_E7_Baseline Forecast | Commercial | Miscellaneous | New | Food Preparation | Natural Gas | Steamer | E7 |  | Baseline Forecast | 0 | 0 | 0 | 0 | 0 | 0 | 0 | 0 | 0 | 0 | 0 | 0 | 0 | 0 | 0 | 0 | 0 | 0 | 0 | 0 | 0 | 0 | 0 | 0 | 0 | 0 | 0 | 0 | 0 | 0 | 0 | 0 | 0
Commercial_Miscellaneous_New_Food Preparation_Natural Gas_Steamer_E8_Baseline Forecast | Commercial | Miscellaneous | New | Food Preparation | Natural Gas | Steamer | E8 |  | Baseline Forecast | 0 | 0 | 0 | 0 | 0 | 0 | 0 | 0 | 0 | 0 | 0 | 0 | 0 | 0 | 0 | 0 | 0 | 0 | 0 | 0 | 0 | 0 | 0 | 0 | 0 | 0 | 0 | 0 | 0 | 0 | 0 | 0 | 0
Commercial_Miscellaneous_New_Food Preparation_Natural Gas_Steamer_E9_Baseline Forecast | Commercial | Miscellaneous | New | Food Preparation | Natural Gas | Steamer | E9 |  | Baseline Forecast | 0 | 0 | 0 | 0 | 0 | 0 | 0 | 0 | 0 | 0 | 0 | 0 | 0 | 0 | 0 | 0 | 0 | 0 | 0 | 0 | 0 | 0 | 0 | 0 | 0 | 0 | 0 | 0 | 0 | 0 | 0 | 0 | 0
Commercial_Miscellaneous_New_Food Preparation_Natural Gas_Steamer_E10_Baseline Forecast | Commercial | Miscellaneous | New | Food Preparation | Natural Gas | Steamer | E10 |  | Baseline Forecast | 0 | 0 | 0 | 0 | 0 | 0 | 0 | 0 | 0 | 0 | 0 | 0 | 0 | 0 | 0 | 0 | 0 | 0 | 0 | 0 | 0 | 0 | 0 | 0 | 0 | 0 | 0 | 0 | 0 | 0 | 0 | 0 | 0
Commercial_Miscellaneous_New_Food Preparation_Natural Gas_Steamer_Vintage_Baseline Forecast | Commercial | Miscellaneous | New | Food Preparation | Natural Gas | Steamer | Vintage |  | Baseline Forecast | 0 | 0 | 0 | 0 | 0 | 0 | 0 | 0 | 0 | 0 | 0 | 0 | 0 | 0 | 0 | 0 | 0 | 0 | 0 | 0 | 0 | 0 | 0 | 0 | 0 | 0 | 0 | 0 | 0 | 0 | 0 | 0 | 0
Commercial_Miscellaneous_New_Food Preparation_Natural Gas_Food Prep Other_E1_Baseline Forecast | Commercial | Miscellaneous | New | Food Preparation | Natural Gas | Food Prep Other | E1 |  | Baseline Forecast | 0 | 0 | 0 | 0 | 0 | 0 | 0 | 0 | 0 | 0 | 0 | 0 | 0 | 0 | 0 | 0 | 0 | 0 | 0 | 0 | 0 | 0 | 0 | 0 | 0 | 0 | 0 | 0 | 0 | 0 | 0 | 0 | 0
Commercial_Miscellaneous_New_Food Preparation_Natural Gas_Food Prep Other_E2_Baseline Forecast | Commercial | Miscellaneous | New | Food Preparation | Natural Gas | Food Prep Other | E2 |  | Baseline Forecast | 0 | 0 | 0 | 0 | 0 | 0 | 0 | 0 | 0 | 0 | 0 | 0 | 0 | 0 | 0 | 0 | 0 | 0 | 0 | 0 | 0 | 0 | 0 | 0 | 0 | 0 | 0 | 0 | 0 | 0 | 0 | 0 | 0
Commercial_Miscellaneous_New_Food Preparation_Natural Gas_Food Prep Other_E3_Baseline Forecast | Commercial | Miscellaneous | New | Food Preparation | Natural Gas | Food Prep Other | E3 |  | Baseline Forecast | 0 | 0 | 0 | 0 | 0 | 0 | 0 | 0 | 0 | 0 | 0 | 0 | 0 | 0 | 0 | 0 | 0 | 0 | 0 | 0 | 0 | 0 | 0 | 0 | 0 | 0 | 0 | 0 | 0 | 0 | 0 | 0 | 0
Commercial_Miscellaneous_New_Food Preparation_Natural Gas_Food Prep Other_E4_Baseline Forecast | Commercial | Miscellaneous | New | Food Preparation | Natural Gas | Food Prep Other | E4 |  | Baseline Forecast | 0 | 0 | 0 | 0 | 0 | 0 | 0 | 0 | 0 | 0 | 0 | 0 | 0 | 0 | 0 | 0 | 0 | 0 | 0 | 0 | 0 | 0 | 0 | 0 | 0 | 0 | 0 | 0 | 0 | 0 | 0 | 0 | 0
Commercial_Miscellaneous_New_Food Preparation_Natural Gas_Food Prep Other_E5_Baseline Forecast | Commercial | Miscellaneous | New | Food Preparation | Natural Gas | Food Prep Other | E5 |  | Baseline Forecast | 0 | 0 | 0 | 0 | 0 | 0 | 0 | 0 | 0 | 0 | 0 | 0 | 0 | 0 | 0 | 0 | 0 | 0 | 0 | 0 | 0 | 0 | 0 | 0 | 0 | 0 | 0 | 0 | 0 | 0 | 0 | 0 | 0
Commercial_Miscellaneous_New_Food Preparation_Natural Gas_Food Prep Other_E6_Baseline Forecast | Commercial | Miscellaneous | New | Food Preparation | Natural Gas | Food Prep Other | E6 |  | Baseline Forecast | 0 | 0 | 0 | 0 | 0 | 0 | 0 | 0 | 0 | 0 | 0 | 0 | 0 | 0 | 0 | 0 | 0 | 0 | 0 | 0 | 0 | 0 | 0 | 0 | 0 | 0 | 0 | 0 | 0 | 0 | 0 | 0 | 0
Commercial_Miscellaneous_New_Food Preparation_Natural Gas_Food Prep Other_E7_Baseline Forecast | Commercial | Miscellaneous | New | Food Preparation | Natural Gas | Food Prep Other | E7 |  | Baseline Forecast | 0 | 0 | 0 | 0 | 0 | 0 | 0 | 0 | 0 | 0 | 0 | 0 | 0 | 0 | 0 | 0 | 0 | 0 | 0 | 0 | 0 | 0 | 0 | 0 | 0 | 0 | 0 | 0 | 0 | 0 | 0 | 0 | 0
Commercial_Miscellaneous_New_Food Preparation_Natural Gas_Food Prep Other_E8_Baseline Forecast | Commercial | Miscellaneous | New | Food Preparation | Natural Gas | Food Prep Other | E8 |  | Baseline Forecast | 0 | 0 | 0 | 0 | 0 | 0 | 0 | 0 | 0 | 0 | 0 | 0 | 0 | 0 | 0 | 0 | 0 | 0 | 0 | 0 | 0 | 0 | 0 | 0 | 0 | 0 | 0 | 0 | 0 | 0 | 0 | 0 | 0
Commercial_Miscellaneous_New_Food Preparation_Natural Gas_Food Prep Other_E9_Baseline Forecast | Commercial | Miscellaneous | New | Food Preparation | Natural Gas | Food Prep Other | E9 |  | Baseline Forecast | 0 | 0 | 0 | 0 | 0 | 0 | 0 | 0 | 0 | 0 | 0 | 0 | 0 | 0 | 0 | 0 | 0 | 0 | 0 | 0 | 0 | 0 | 0 | 0 | 0 | 0 | 0 | 0 | 0 | 0 | 0 | 0 | 0
Commercial_Miscellaneous_New_Food Preparation_Natural Gas_Food Prep Other_E10_Baseline Forecast | Commercial | Miscellaneous | New | Food Preparation | Natural Gas | Food Prep Other | E10 |  | Baseline Forecast | 0 | 0 | 0 | 0 | 0 | 0 | 0 | 0 | 0 | 0 | 0 | 0 | 0 | 0 | 0 | 0 | 0 | 0 | 0 | 0 | 0 | 0 | 0 | 0 | 0 | 0 | 0 | 0 | 0 | 0 | 0 | 0 | 0
Commercial_Miscellaneous_New_Food Preparation_Natural Gas_Food Prep Other_Vintage_Baseline Forecast | Commercial | Miscellaneous | New | Food Preparation | Natural Gas | Food Prep Other | Vintage |  | Baseline Forecast | 0 | 0 | 0 | 0 | 0 | 0 | 0 | 0 | 0 | 0 | 0 | 0 | 0 | 0 | 0 | 0 | 0 | 0 | 0 | 0 | 0 | 0 | 0 | 0 | 0 | 0 | 0 | 0 | 0 | 0 | 0 | 0 | 0
Commercial_Miscellaneous_New_Miscellaneous_Natural Gas_Pool Heater_E1_Baseline Forecast | Commercial | Miscellaneous | New | Miscellaneous | Natural Gas | Pool Heater | E1 |  | Baseline Forecast | 0 | 0 | 0 | 0 | 0 | 0 | 0 | 0 | 0 | 0 | 0 | 0 | 0 | 0 | 0 | 0 | 0 | 0 | 0 | 0 | 0 | 0 | 0 | 0 | 0 | 0 | 0 | 0 | 0 | 0 | 0 | 0 | 0
Commercial_Miscellaneous_New_Miscellaneous_Natural Gas_Pool Heater_E2_Baseline Forecast | Commercial | Miscellaneous | New | Miscellaneous | Natural Gas | Pool Heater | E2 |  | Baseline Forecast | 0 | 0 | 0 | 0 | 0 | 0 | 0 | 0 | 0 | 0 | 0 | 0 | 0 | 0 | 0 | 0 | 0 | 0 | 0 | 0 | 0 | 0 | 0 | 0 | 0 | 0 | 0 | 0 | 0 | 0 | 0 | 0 | 0
Commercial_Miscellaneous_New_Miscellaneous_Natural Gas_Pool Heater_E3_Baseline Forecast | Commercial | Miscellaneous | New | Miscellaneous | Natural Gas | Pool Heater | E3 |  | Baseline Forecast | 0 | 0 | 0 | 0 | 0 | 0 | 0 | 0 | 0 | 0 | 0 | 0 | 0 | 0 | 0 | 0 | 0 | 0 | 0 | 0 | 0 | 0 | 0 | 0 | 0 | 0 | 0 | 0 | 0 | 0 | 0 | 0 | 0
Commercial_Miscellaneous_New_Miscellaneous_Natural Gas_Pool Heater_E4_Baseline Forecast | Commercial | Miscellaneous | New | Miscellaneous | Natural Gas | Pool Heater | E4 |  | Baseline Forecast | 0 | 0 | 0 | 0 | 0 | 0 | 0 | 0 | 0 | 0 | 0 | 0 | 0 | 0 | 0 | 0 | 0 | 0 | 0 | 0 | 0 | 0 | 0 | 0 | 0 | 0 | 0 | 0 | 0 | 0 | 0 | 0 | 0
Commercial_Miscellaneous_New_Miscellaneous_Natural Gas_Pool Heater_E5_Baseline Forecast | Commercial | Miscellaneous | New | Miscellaneous | Natural Gas | Pool Heater | E5 |  | Baseline Forecast | 0 | 0 | 0 | 0 | 0 | 0 | 0 | 0 | 0 | 0 | 0 | 0 | 0 | 0 | 0 | 0 | 0 | 0 | 0 | 0 | 0 | 0 | 0 | 0 | 0 | 0 | 0 | 0 | 0 | 0 | 0 | 0 | 0
Commercial_Miscellaneous_New_Miscellaneous_Natural Gas_Pool Heater_E6_Baseline Forecast | Commercial | Miscellaneous | New | Miscellaneous | Natural Gas | Pool Heater | E6 |  | Baseline Forecast | 0 | 0 | 0 | 0 | 0 | 0 | 0 | 0 | 0 | 0 | 0 | 0 | 0 | 0 | 0 | 0 | 0 | 0 | 0 | 0 | 0 | 0 | 0 | 0 | 0 | 0 | 0 | 0 | 0 | 0 | 0 | 0 | 0
Commercial_Miscellaneous_New_Miscellaneous_Natural Gas_Pool Heater_E7_Baseline Forecast | Commercial | Miscellaneous | New | Miscellaneous | Natural Gas | Pool Heater | E7 |  | Baseline Forecast | 0 | 0 | 0 | 0 | 0 | 0 | 0 | 0 | 0 | 0 | 0 | 0 | 0 | 0 | 0 | 0 | 0 | 0 | 0 | 0 | 0 | 0 | 0 | 0 | 0 | 0 | 0 | 0 | 0 | 0 | 0 | 0 | 0
Commercial_Miscellaneous_New_Miscellaneous_Natural Gas_Pool Heater_E8_Baseline Forecast | Commercial | Miscellaneous | New | Miscellaneous | Natural Gas | Pool Heater | E8 |  | Baseline Forecast | 0 | 0 | 0 | 0 | 0 | 0 | 0 | 0 | 0 | 0 | 0 | 0 | 0 | 0 | 0 | 0 | 0 | 0 | 0 | 0 | 0 | 0 | 0 | 0 | 0 | 0 | 0 | 0 | 0 | 0 | 0 | 0 | 0
Commercial_Miscellaneous_New_Miscellaneous_Natural Gas_Pool Heater_E9_Baseline Forecast | Commercial | Miscellaneous | New | Miscellaneous | Natural Gas | Pool Heater | E9 |  | Baseline Forecast | 0 | 0 | 0 | 0 | 0 | 0 | 0 | 0 | 0 | 0 | 0 | 0 | 0 | 0 | 0 | 0 | 0 | 0 | 0 | 0 | 0 | 0 | 0 | 0 | 0 | 0 | 0 | 0 | 0 | 0 | 0 | 0 | 0
Commercial_Miscellaneous_New_Miscellaneous_Natural Gas_Pool Heater_E10_Baseline Forecast | Commercial | Miscellaneous | New | Miscellaneous | Natural Gas | Pool Heater | E10 |  | Baseline Forecast | 0 | 0 | 0 | 0 | 0 | 0 | 0 | 0 | 0 | 0 | 0 | 0 | 0 | 0 | 0 | 0 | 0 | 0 | 0 | 0 | 0 | 0 | 0 | 0 | 0 | 0 | 0 | 0 | 0 | 0 | 0 | 0 | 0
Commercial_Miscellaneous_New_Miscellaneous_Natural Gas_Pool Heater_Vintage_Baseline Forecast | Commercial | Miscellaneous | New | Miscellaneous | Natural Gas | Pool Heater | Vintage |  | Baseline Forecast | 0 | 0 | 0 | 0 | 0 | 0 | 0 | 0 | 0 | 0 | 0 | 0 | 0 | 0 | 0 | 0 | 0 | 0 | 0 | 0 | 0 | 0 | 0 | 0 | 0 | 0 | 0 | 0 | 0 | 0 | 0 | 0 | 0
Commercial_Miscellaneous_New_Miscellaneous_Natural Gas_Miscellaneous_E1_Baseline Forecast | Commercial | Miscellaneous | New | Miscellaneous | Natural Gas | Miscellaneous | E1 |  | Baseline Forecast | 0 | 15584.5502 | 90754.6236 | 138793.5653 | 196231.2603 | 255426.0587 | 314918.3205 | 366408.6818 | 417177.4321 | 469134.5023 | 521937.3122 | 574338.9881 | 625921.0502 | 676800.0176 | 727752.5316 | 778550.9471 | 829643.7507 | 879544.5778 | 927463.3223 | 973835.9548 | 1020231.3704 | 1067566.2332 | 1115517.9934 | 1163977.1154 | 1212956.8469 | 1262074.5782 | 1311384.3266 | 1360727.2878 | 1410287.9236 | 1459956.5925 | 1509994.803 | 1560069.3872 | 1581341.5275
Commercial_Miscellaneous_New_Miscellaneous_Natural Gas_Miscellaneous_E2_Baseline Forecast | Commercial | Miscellaneous | New | Miscellaneous | Natural Gas | Miscellaneous | E2 |  | Baseline Forecast | 0 | 0 | 0 | 0 | 0 | 0 | 0 | 0 | 0 | 0 | 0 | 0 | 0 | 0 | 0 | 0 | 0 | 0 | 0 | 0 | 0 | 0 | 0 | 0 | 0 | 0 | 0 | 0 | 0 | 0 | 0 | 0 | 0
Commercial_Miscellaneous_New_Miscellaneous_Natural Gas_Miscellaneous_E3_Baseline Forecast | Commercial | Miscellaneous | New | Miscellaneous | Natural Gas | Miscellaneous | E3 |  | Baseline Forecast | 0 | 0 | 0 | 0 | 0 | 0 | 0 | 0 | 0 | 0 | 0 | 0 | 0 | 0 | 0 | 0 | 0 | 0 | 0 | 0 | 0 | 0 | 0 | 0 | 0 | 0 | 0 | 0 | 0 | 0 | 0 | 0 | 0
Commercial_Miscellaneous_New_Miscellaneous_Natural Gas_Miscellaneous_E4_Baseline Forecast | Commercial | Miscellaneous | New | Miscellaneous | Natural Gas | Miscellaneous | E4 |  | Baseline Forecast | 0 | 0 | 0 | 0 | 0 | 0 | 0 | 0 | 0 | 0 | 0 | 0 | 0 | 0 | 0 | 0 | 0 | 0 | 0 | 0 | 0 | 0 | 0 | 0 | 0 | 0 | 0 | 0 | 0 | 0 | 0 | 0 | 0
Commercial_Miscellaneous_New_Miscellaneous_Natural Gas_Miscellaneous_E5_Baseline Forecast | Commercial | Miscellaneous | New | Miscellaneous | Natural Gas | Miscellaneous | E5 |  | Baseline Forecast | 0 | 0 | 0 | 0 | 0 | 0 | 0 | 0 | 0 | 0 | 0 | 0 | 0 | 0 | 0 | 0 | 0 | 0 | 0 | 0 | 0 | 0 | 0 | 0 | 0 | 0 | 0 | 0 | 0 | 0 | 0 | 0 | 0
Commercial_Miscellaneous_New_Miscellaneous_Natural Gas_Miscellaneous_E6_Baseline Forecast | Commercial | Miscellaneous | New | Miscellaneous | Natural Gas | Miscellaneous | E6 |  | Baseline Forecast | 0 | 0 | 0 | 0 | 0 | 0 | 0 | 0 | 0 | 0 | 0 | 0 | 0 | 0 | 0 | 0 | 0 | 0 | 0 | 0 | 0 | 0 | 0 | 0 | 0 | 0 | 0 | 0 | 0 | 0 | 0 | 0 | 0
Commercial_Miscellaneous_New_Miscellaneous_Natural Gas_Miscellaneous_E7_Baseline Forecast | Commercial | Miscellaneous | New | Miscellaneous | Natural Gas | Miscellaneous | E7 |  | Baseline Forecast | 0 | 0 | 0 | 0 | 0 | 0 | 0 | 0 | 0 | 0 | 0 | 0 | 0 | 0 | 0 | 0 | 0 | 0 | 0 | 0 | 0 | 0 | 0 | 0 | 0 | 0 | 0 | 0 | 0 | 0 | 0 | 0 | 0
Commercial_Miscellaneous_New_Miscellaneous_Natural Gas_Miscellaneous_E8_Baseline Forecast | Commercial | Miscellaneous | New | Miscellaneous | Natural Gas | Miscellaneous | E8 |  | Baseline Forecast | 0 | 0 | 0 | 0 | 0 | 0 | 0 | 0 | 0 | 0 | 0 | 0 | 0 | 0 | 0 | 0 | 0 | 0 | 0 | 0 | 0 | 0 | 0 | 0 | 0 | 0 | 0 | 0 | 0 | 0 | 0 | 0 | 0
Commercial_Miscellaneous_New_Miscellaneous_Natural Gas_Miscellaneous_E9_Baseline Forecast | Commercial | Miscellaneous | New | Miscellaneous | Natural Gas | Miscellaneous | E9 |  | Baseline Forecast | 0 | 0 | 0 | 0 | 0 | 0 | 0 | 0 | 0 | 0 | 0 | 0 | 0 | 0 | 0 | 0 | 0 | 0 | 0 | 0 | 0 | 0 | 0 | 0 | 0 | 0 | 0 | 0 | 0 | 0 | 0 | 0 | 0
Commercial_Miscellaneous_New_Miscellaneous_Natural Gas_Miscellaneous_E10_Baseline Forecast | Commercial | Miscellaneous | New | Miscellaneous | Natural Gas | Miscellaneous | E10 |  | Baseline Forecast | 0 | 0 | 0 | 0 | 0 | 0 | 0 | 0 | 0 | 0 | 0 | 0 | 0 | 0 | 0 | 0 | 0 | 0 | 0 | 0 | 0 | 0 | 0 | 0 | 0 | 0 | 0 | 0 | 0 | 0 | 0 | 0 | 0
Commercial_Miscellaneous_New_Miscellaneous_Natural Gas_Miscellaneous_Vintage_Baseline Forecast | Commercial | Miscellaneous | New | Miscellaneous | Natural Gas | Miscellaneous | Vintage |  | Baseline Forecast | 0 | 0 | 0 | 0 | 0 | 0 | 0 | 0 | 0 | 0 | 0 | 0 | 0 | 0 | 0 | 0 | 0 | 0 | 0 | 0 | 0 | 0 | 0 | 0 | 0 | 0 | 0 | 0 | 0 | 0 | 0 | 0 | 0
Commercial_Office_Existing_Space Heating_Natural Gas_Furnace_E1_Codes & Standards Forecast | Commercial | Office | Existing | Space Heating | Natural Gas | Furnace | E1 |  | Codes & Standards Forecast | 0 | 74602.4811 | 155102.8161 | 240630.1364 | 418646.2386 | 417521.16 | 416527.9369 | 415633.3521 | 414769.1002 | 413910.1996 | 413047 | 412184.9562 | 411330.2595 | 410485.0381 | 409643.9556 | 408806.2082 | 407967.6993 | 407138.6483 | 406330.7001 | 400049.7413 | 388245.0347 | 370908.0919 | 341714.5769 | 314811.9819 | 290020.5493 | 267176.9893 | 246129.1852 | 226737.244 | 208870.7365 | 192410.1305 | 177244.1131 | 163271.8085 | 127964.0499 | 0 | 0 | 0 | 0 | 0 | 0 | 0 | 0 | 0 | 0 | 0 | 0 | 0 | 0 | 0 | 0 | 0 | 0
Commercial_Office_Existing_Space Heating_Natural Gas_Furnace_E2_Codes & Standards Forecast | Commercial | Office | Existing | Space Heating | Natural Gas | Furnace | E2 |  | Codes & Standards Forecast | 0 | 0 | 0 | 0 | 0 | 0 | 0 | 0 | 0 | 0 | 0 | 0 | 0 | 0 | 0 | 0 | 0 | 0 | 0 | 0 | 0 | 0 | 0 | 0 | 0 | 0 | 0 | 0 | 0 | 0 | 0 | 0 | 0 | 0 | 0 | 0 | 0 | 0 | 0 | 0 | 0 | 0 | 0 | 0 | 0 | 0 | 0 | 0 | 0 | 0 | 0
Commercial_Office_Existing_Space Heating_Natural Gas_Furnace_E3_Codes & Standards Forecast | Commercial | Office | Existing | Space Heating | Natural Gas | Furnace | E3 |  | Codes & Standards Forecast | 0 | 0 | 0 | 0 | 0 | 97075.2275 | 198470.2119 | 303855.9194 | 412873.1071 | 525177.3189 | 640447.8283 | 758405.1997 | 878800.3452 | 1001402.5458 | 1125982.5572 | 1252336.2004 | 1380263.4359 | 1509626.9833 | 1640322.4715 | 1765820.3048 | 1886973.5359 | 2004501.1959 | 2125420.173 | 2236234.219 | 2337725.052 | 2430633.5908 | 2515635.2321 | 2593359.0721 | 2664371.1108 | 2729200.4821 | 2788318.3572 | 2842183.0764 | 2968483.0043 | 0 | 0 | 0 | 0 | 0 | 0 | 0 | 0 | 0 | 0 | 0 | 0 | 0 | 0 | 0 | 0 | 0 | 0
Commercial_Office_Existing_Space Heating_Natural Gas_Furnace_E4_Codes & Standards Forecast | Commercial | Office | Existing | Space Heating | Natural Gas | Furnace | E4 |  | Codes & Standards Forecast | 0 | 0 | 0 | 0 | 0 | 0 | 0 | 0 | 0 | 0 | 0 | 0 | 0 | 0 | 0 | 0 | 0 | 0 | 0 | 0 | 0 | 0 | 0 | 0 | 0 | 0 | 0 | 0 | 0 | 0 | 0 | 0 | 0 | 0 | 0 | 0 | 0 | 0 | 0 | 0 | 0 | 0 | 0 | 0 | 0 | 0 | 0 | 0 | 0 | 0 | 0
Commercial_Office_Existing_Space Heating_Natural Gas_Furnace_E5_Codes & Standards Forecast | Commercial | Office | Existing | Space Heating | Natural Gas | Furnace | E5 |  | Codes & Standards Forecast | 0 | 0 | 0 | 0 | 0 | 0 | 0 | 0 | 0 | 0 | 0 | 0 | 0 | 0 | 0 | 0 | 0 | 0 | 0 | 0 | 0 | 0 | 0 | 0 | 0 | 0 | 0 | 0 | 0 | 0 | 0 | 0 | 0 | 0 | 0 | 0 | 0 | 0 | 0 | 0 | 0 | 0 | 0 | 0 | 0 | 0 | 0 | 0 | 0 | 0 | 0
Commercial_Office_Existing_Space Heating_Natural Gas_Furnace_E6_Codes & Standards Forecast | Commercial | Office | Existing | Space Heating | Natural Gas | Furnace | E6 |  | Codes & Standards Forecast | 0 | 0 | 0 | 0 | 0 | 0 | 0 | 0 | 0 | 0 | 0 | 0 | 0 | 0 | 0 | 0 | 0 | 0 | 0 | 0 | 0 | 0 | 0 | 0 | 0 | 0 | 0 | 0 | 0 | 0 | 0 | 0 | 0 | 0 | 0 | 0 | 0 | 0 | 0 | 0 | 0 | 0 | 0 | 0 | 0 | 0 | 0 | 0 | 0 | 0 | 0
Commercial_Office_Existing_Space Heating_Natural Gas_Furnace_E7_Codes & Standards Forecast | Commercial | Office | Existing | Space Heating | Natural Gas | Furnace | E7 |  | Codes & Standards Forecast | 0 | 0 | 0 | 0 | 0 | 0 | 0 | 0 | 0 | 0 | 0 | 0 | 0 | 0 | 0 | 0 | 0 | 0 | 0 | 0 | 0 | 0 | 0 | 0 | 0 | 0 | 0 | 0 | 0 | 0 | 0 | 0 | 0 | 0 | 0 | 0 | 0 | 0 | 0 | 0 | 0 | 0 | 0 | 0 | 0 | 0 | 0 | 0 | 0 | 0 | 0
Commercial_Office_Existing_Space Heating_Natural Gas_Furnace_E8_Codes & Standards Forecast | Commercial | Office | Existing | Space Heating | Natural Gas | Furnace | E8 |  | Codes & Standards Forecast | 0 | 0 | 0 | 0 | 0 | 0 | 0 | 0 | 0 | 0 | 0 | 0 | 0 | 0 | 0 | 0 | 0 | 0 | 0 | 0 | 0 | 0 | 0 | 0 | 0 | 0 | 0 | 0 | 0 | 0 | 0 | 0 | 0 | 0 | 0 | 0 | 0 | 0 | 0 | 0 | 0 | 0 | 0 | 0 | 0 | 0 | 0 | 0 | 0 | 0 | 0
Commercial_Office_Existing_Space Heating_Natural Gas_Furnace_E9_Codes & Standards Forecast | Commercial | Office | Existing | Space Heating | Natural Gas | Furnace | E9 |  | Codes & Standards Forecast | 0 | 0 | 0 | 0 | 0 | 0 | 0 | 0 | 0 | 0 | 0 | 0 | 0 | 0 | 0 | 0 | 0 | 0 | 0 | 0 | 0 | 0 | 0 | 0 | 0 | 0 | 0 | 0 | 0 | 0 | 0 | 0 | 0 | 0 | 0 | 0 | 0 | 0 | 0 | 0 | 0 | 0 | 0 | 0 | 0 | 0 | 0 | 0 | 0 | 0 | 0
Commercial_Office_Existing_Space Heating_Natural Gas_Furnace_E10_Codes & Standards Forecast | Commercial | Office | Existing | Space Heating | Natural Gas | Furnace | E10 |  | Codes & Standards Forecast | 0 | 0 | 0 | 0 | 0 | 0 | 0 | 0 | 0 | 0 | 0 | 0 | 0 | 0 | 0 | 0 | 0 | 0 | 0 | 0 | 0 | 0 | 0 | 0 | 0 | 0 | 0 | 0 | 0 | 0 | 0 | 0 | 0 | 0 | 0 | 0 | 0 | 0 | 0 | 0 | 0 | 0 | 0 | 0 | 0 | 0 | 0 | 0 | 0 | 0 | 0
Commercial_Office_Existing_Space Heating_Natural Gas_Furnace_Vintage_Codes & Standards Forecast | Commercial | Office | Existing | Space Heating | Natural Gas | Furnace | Vintage |  | Codes & Standards Forecast | 3736701.8014 | 3643087.825 | 3543575.9947 | 3435089.762 | 3342959.3742 | 3236900.2083 | 3127574.1737 | 3015045.059 | 2899126.6766 | 2779964.002 | 2657800.7009 | 2532959.7676 | 2405739.7271 | 2276388.2947 | 2145092.1006 | 2012048.9059 | 1877426.0383 | 1741442.3811 | 1604295.2932 | 1478028.3213 | 1361732.7494 | 1254576.7836 | 1155831.2804 | 1064834.6915 | 980978.9967 | 903711.8769 | 832518.8052 | 766926.6011 | 706494.0951 | 650816.9757 | 599518.733 | 552258.1598 | 509776.7629 | 0 | 0 | 0 | 0 | 0 | 0 | 0 | 0 | 0 | 0 | 0 | 0 | 0 | 0 | 0 | 0 | 0 | 0
Commercial_Office_Existing_Space Heating_Natural Gas_Boiler_E1_Codes & Standards Forecast | Commercial | Office | Existing | Space Heating | Natural Gas | Boiler | E1 |  | Codes & Standards Forecast | 0 | 74110.2048 | 154079.3457 | 239042.3005 | 423302.7775 | 422165.1848 | 421160.9143 | 420256.3792 | 419382.5143 | 418514.0603 | 417641.2594 | 416769.6273 | 415905.4238 | 415050.8012 | 414200.3635 | 413353.2979 | 412505.4624 | 411667.19 | 410850.2551 | 410056.8902 | 409275.1218 | 403052.0985 | 391345.6607 | 374160.4828 | 344695.3578 | 317545.3194 | 292529.5735 | 269481.8545 | 248247.1447 | 228683.3776 | 210658.2556 | 194051.8856 | 179124.8175 | 0 | 0 | 0 | 0 | 0 | 0 | 0 | 0 | 0 | 0 | 0 | 0 | 0 | 0 | 0 | 0 | 0 | 0
Commercial_Office_Existing_Space Heating_Natural Gas_Boiler_E2_Codes & Standards Forecast | Commercial | Office | Existing | Space Heating | Natural Gas | Boiler | E2 |  | Codes & Standards Forecast | 0 | 0 | 0 | 0 | 0 | 0 | 0 | 0 | 0 | 0 | 0 | 0 | 0 | 0 | 0 | 0 | 0 | 0 | 0 | 0 | 0 | 0 | 0 | 0 | 0 | 0 | 0 | 0 | 0 | 0 | 0 | 0 | 0 | 0 | 0 | 0 | 0 | 0 | 0 | 0 | 0 | 0 | 0 | 0 | 0 | 0 | 0 | 0 | 0 | 0 | 0
Commercial_Office_Existing_Space Heating_Natural Gas_Boiler_E3_Codes & Standards Forecast | Commercial | Office | Existing | Space Heating | Natural Gas | Boiler | E3 |  | Codes & Standards Forecast | 0 | 0 | 0 | 0 | 0 | 96434.6613 | 197160.5749 | 301850.8782 | 410148.6989 | 521711.8535 | 636221.7323 | 753400.7434 | 873001.4426 | 994794.6333 | 1118552.5838 | 1244072.4625 | 1371155.5501 | 1499665.4717 | 1629498.5451 | 1760538.3231 | 1892617.6546 | 2019210.4592 | 2141189.6191 | 2259328.8922 | 2381148.6149 | 2492740.2764 | 2594908.2101 | 2688400.7242 | 2773893.3273 | 2852016.3443 | 2923333.4577 | 2988389.3459 | 3106399.1602 | 0 | 0 | 0 | 0 | 0 | 0 | 0 | 0 | 0 | 0 | 0 | 0 | 0 | 0 | 0 | 0 | 0 | 0
Commercial_Office_Existing_Space Heating_Natural Gas_Boiler_E4_Codes & Standards Forecast | Commercial | Office | Existing | Space Heating | Natural Gas | Boiler | E4 |  | Codes & Standards Forecast | 0 | 0 | 0 | 0 | 0 | 0 | 0 | 0 | 0 | 0 | 0 | 0 | 0 | 0 | 0 | 0 | 0 | 0 | 0 | 0 | 0 | 0 | 0 | 0 | 0 | 0 | 0 | 0 | 0 | 0 | 0 | 0 | 0 | 0 | 0 | 0 | 0 | 0 | 0 | 0 | 0 | 0 | 0 | 0 | 0 | 0 | 0 | 0 | 0 | 0 | 0
Commercial_Office_Existing_Space Heating_Natural Gas_Boiler_E5_Codes & Standards Forecast | Commercial | Office | Existing | Space Heating | Natural Gas | Boiler | E5 |  | Codes & Standards Forecast | 0 | 0 | 0 | 0 | 0 | 0 | 0 | 0 | 0 | 0 | 0 | 0 | 0 | 0 | 0 | 0 | 0 | 0 | 0 | 0 | 0 | 0 | 0 | 0 | 0 | 0 | 0 | 0 | 0 | 0 | 0 | 0 | 0 | 0 | 0 | 0 | 0 | 0 | 0 | 0 | 0 | 0 | 0 | 0 | 0 | 0 | 0 | 0 | 0 | 0 | 0
Commercial_Office_Existing_Space Heating_Natural Gas_Boiler_E6_Codes & Standards Forecast | Commercial | Office | Existing | Space Heating | Natural Gas | Boiler | E6 |  | Codes & Standards Forecast | 0 | 0 | 0 | 0 | 0 | 0 | 0 | 0 | 0 | 0 | 0 | 0 | 0 | 0 | 0 | 0 | 0 | 0 | 0 | 0 | 0 | 0 | 0 | 0 | 0 | 0 | 0 | 0 | 0 | 0 | 0 | 0 | 0 | 0 | 0 | 0 | 0 | 0 | 0 | 0 | 0 | 0 | 0 | 0 | 0 | 0 | 0 | 0 | 0 | 0 | 0
Commercial_Office_Existing_Space Heating_Natural Gas_Boiler_E7_Codes & Standards Forecast | Commercial | Office | Existing | Space Heating | Natural Gas | Boiler | E7 |  | Codes & Standards Forecast | 0 | 0 | 0 | 0 | 0 | 0 | 0 | 0 | 0 | 0 | 0 | 0 | 0 | 0 | 0 | 0 | 0 | 0 | 0 | 0 | 0 | 0 | 0 | 0 | 0 | 0 | 0 | 0 | 0 | 0 | 0 | 0 | 0 | 0 | 0 | 0 | 0 | 0 | 0 | 0 | 0 | 0 | 0 | 0 | 0 | 0 | 0 | 0 | 0 | 0 | 0
Commercial_Office_Existing_Space Heating_Natural Gas_Boiler_E8_Codes & Standards Forecast | Commercial | Office | Existing | Space Heating | Natural Gas | Boiler | E8 |  | Codes & Standards Forecast | 0 | 0 | 0 | 0 | 0 | 0 | 0 | 0 | 0 | 0 | 0 | 0 | 0 | 0 | 0 | 0 | 0 | 0 | 0 | 0 | 0 | 0 | 0 | 0 | 0 | 0 | 0 | 0 | 0 | 0 | 0 | 0 | 0 | 0 | 0 | 0 | 0 | 0 | 0 | 0 | 0 | 0 | 0 | 0 | 0 | 0 | 0 | 0 | 0 | 0 | 0
Commercial_Office_Existing_Space Heating_Natural Gas_Boiler_E9_Codes & Standards Forecast | Commercial | Office | Existing | Space Heating | Natural Gas | Boiler | E9 |  | Codes & Standards Forecast | 0 | 0 | 0 | 0 | 0 | 0 | 0 | 0 | 0 | 0 | 0 | 0 | 0 | 0 | 0 | 0 | 0 | 0 | 0 | 0 | 0 | 0 | 0 | 0 | 0 | 0 | 0 | 0 | 0 | 0 | 0 | 0 | 0 | 0 | 0 | 0 | 0 | 0 | 0 | 0 | 0 | 0 | 0 | 0 | 0 | 0 | 0 | 0 | 0 | 0 | 0
Commercial_Office_Existing_Space Heating_Natural Gas_Boiler_E10_Codes & Standards Forecast | Commercial | Office | Existing | Space Heating | Natural Gas | Boiler | E10 |  | Codes & Standards Forecast | 0 | 0 | 0 | 0 | 0 | 0 | 0 | 0 | 0 | 0 | 0 | 0 | 0 | 0 | 0 | 0 | 0 | 0 | 0 | 0 | 0 | 0 | 0 | 0 | 0 | 0 | 0 | 0 | 0 | 0 | 0 | 0 | 0 | 0 | 0 | 0 | 0 | 0 | 0 | 0 | 0 | 0 | 0 | 0 | 0 | 0 | 0 | 0 | 0 | 0 | 0
Commercial_Office_Existing_Space Heating_Natural Gas_Boiler_Vintage_Codes & Standards Forecast | Commercial | Office | Existing | Space Heating | Natural Gas | Boiler | Vintage |  | Codes & Standards Forecast | 4034831.0713 | 3940192.5567 | 3839695.1061 | 3729941.4835 | 3638419.0326 | 3532206.4084 | 3422848.4773 | 3310383.4134 | 3194574.4522 | 3075546.6653 | 2953534.7915 | 2828863.831 | 2701835.0344 | 2572696.0969 | 2441628.3695 | 2308827.6989 | 2174457.2015 | 2038742.0671 | 1901887.1845 | 1764028.1886 | 1625229.3144 | 1497338.5686 | 1379485.7178 | 1270881.2036 | 1170799.3531 | 1078580.9732 | 993611.9753 | 915327.6182 | 843201.3656 | 776750.6712 | 715526.1705 | 659120.632 | 608419.045 | 0 | 0 | 0 | 0 | 0 | 0 | 0 | 0 | 0 | 0 | 0 | 0 | 0 | 0 | 0 | 0 | 0 | 0
Commercial_Office_Existing_Space Heating_Natural Gas_Unit Heater_E1_Codes & Standards Forecast | Commercial | Office | Existing | Space Heating | Natural Gas | Unit Heater | E1 |  | Codes & Standards Forecast | 0 | 5872.4758 | 12797.737 | 20578.363 | 33049.5852 | 32960.7671 | 32882.3581 | 32811.7361 | 32743.5086 | 32675.7036 | 32607.5592 | 31722.8535 | 29988.3478 | 27398.3518 | 23436.1823 | 20047.0747 | 17147.9622 | 14668.3842 | 10906.0434 | 7379.1091 | 4098.6961 | 0 | 0 | 0 | 0 | 0 | 0 | 0 | 0 | 0 | 0 | 0 | 0 | 0 | 0 | 0 | 0 | 0 | 0 | 0 | 0 | 0 | 0 | 0 | 0 | 0 | 0 | 0 | 0 | 0 | 0
Commercial_Office_Existing_Space Heating_Natural Gas_Unit Heater_E2_Codes & Standards Forecast | Commercial | Office | Existing | Space Heating | Natural Gas | Unit Heater | E2 |  | Codes & Standards Forecast | 0 | 0 | 0 | 0 | 0 | 9343.865 | 19237.2123 | 29598.1714 | 40351.7911 | 51432.6743 | 62784.4865 | 73271.6698 | 83172.3814 | 92701.2997 | 102551.7479 | 110930.4743 | 118049.3733 | 124093.6232 | 130864.992 | 136927.9212 | 142336.9883 | 148211.672 | 149684.2918 | 150896.5433 | 151885.3268 | 152683.5071 | 153318.6855 | 153814.8538 | 154191.7204 | 154466.5797 | 154653.3124 | 154765.1134 | 157280.4899 | 0 | 0 | 0 | 0 | 0 | 0 | 0 | 0 | 0 | 0 | 0 | 0 | 0 | 0 | 0 | 0 | 0 | 0
Commercial_Office_Existing_Space Heating_Natural Gas_Unit Heater_E3_Codes & Standards Forecast | Commercial | Office | Existing | Space Heating | Natural Gas | Unit Heater | E3 |  | Codes & Standards Forecast | 0 | 0 | 0 | 0 | 0 | 0 | 0 | 0 | 0 | 0 | 0 | 0 | 0 | 0 | 0 | 0 | 0 | 0 | 0 | 0 | 0 | 0 | 0 | 0 | 0 | 0 | 0 | 0 | 0 | 0 | 0 | 0 | 0 | 0 | 0 | 0 | 0 | 0 | 0 | 0 | 0 | 0 | 0 | 0 | 0 | 0 | 0 | 0 | 0 | 0 | 0
Commercial_Office_Existing_Space Heating_Natural Gas_Unit Heater_E4_Codes & Standards Forecast | Commercial | Office | Existing | Space Heating | Natural Gas | Unit Heater | E4 |  | Codes & Standards Forecast | 0 | 0 | 0 | 0 | 0 | 0 | 0 | 0 | 0 | 0 | 0 | 0 | 0 | 0 | 0 | 0 | 0 | 0 | 0 | 0 | 0 | 0 | 0 | 0 | 0 | 0 | 0 | 0 | 0 | 0 | 0 | 0 | 0 | 0 | 0 | 0 | 0 | 0 | 0 | 0 | 0 | 0 | 0 | 0 | 0 | 0 | 0 | 0 | 0 | 0 | 0
Commercial_Office_Existing_Space Heating_Natural Gas_Unit Heater_E5_Codes & Standards Forecast | Commercial | Office | Existing | Space Heating | Natural Gas | Unit Heater | E5 |  | Codes & Standards Forecast | 0 | 0 | 0 | 0 | 0 | 0 | 0 | 0 | 0 | 0 | 0 | 0 | 0 | 0 | 0 | 0 | 0 | 0 | 0 | 0 | 0 | 0 | 0 | 0 | 0 | 0 | 0 | 0 | 0 | 0 | 0 | 0 | 0 | 0 | 0 | 0 | 0 | 0 | 0 | 0 | 0 | 0 | 0 | 0 | 0 | 0 | 0 | 0 | 0 | 0 | 0
Commercial_Office_Existing_Space Heating_Natural Gas_Unit Heater_E6_Codes & Standards Forecast | Commercial | Office | Existing | Space Heating | Natural Gas | Unit Heater | E6 |  | Codes & Standards Forecast | 0 | 0 | 0 | 0 | 0 | 0 | 0 | 0 | 0 | 0 | 0 | 0 | 0 | 0 | 0 | 0 | 0 | 0 | 0 | 0 | 0 | 0 | 0 | 0 | 0 | 0 | 0 | 0 | 0 | 0 | 0 | 0 | 0 | 0 | 0 | 0 | 0 | 0 | 0 | 0 | 0 | 0 | 0 | 0 | 0 | 0 | 0 | 0 | 0 | 0 | 0
Commercial_Office_Existing_Space Heating_Natural Gas_Unit Heater_E7_Codes & Standards Forecast | Commercial | Office | Existing | Space Heating | Natural Gas | Unit Heater | E7 |  | Codes & Standards Forecast | 0 | 0 | 0 | 0 | 0 | 0 | 0 | 0 | 0 | 0 | 0 | 0 | 0 | 0 | 0 | 0 | 0 | 0 | 0 | 0 | 0 | 0 | 0 | 0 | 0 | 0 | 0 | 0 | 0 | 0 | 0 | 0 | 0 | 0 | 0 | 0 | 0 | 0 | 0 | 0 | 0 | 0 | 0 | 0 | 0 | 0 | 0 | 0 | 0 | 0 | 0
Commercial_Office_Existing_Space Heating_Natural Gas_Unit Heater_E8_Codes & Standards Forecast | Commercial | Office | Existing | Space Heating | Natural Gas | Unit Heater | E8 |  | Codes & Standards Forecast | 0 | 0 | 0 | 0 | 0 | 0 | 0 | 0 | 0 | 0 | 0 | 0 | 0 | 0 | 0 | 0 | 0 | 0 | 0 | 0 | 0 | 0 | 0 | 0 | 0 | 0 | 0 | 0 | 0 | 0 | 0 | 0 | 0 | 0 | 0 | 0 | 0 | 0 | 0 | 0 | 0 | 0 | 0 | 0 | 0 | 0 | 0 | 0 | 0 | 0 | 0
Commercial_Office_Existing_Space Heating_Natural Gas_Unit Heater_E9_Codes & Standards Forecast | Commercial | Office | Existing | Space Heating | Natural Gas | Unit Heater | E9 |  | Codes & Standards Forecast | 0 | 0 | 0 | 0 | 0 | 0 | 0 | 0 | 0 | 0 | 0 | 0 | 0 | 0 | 0 | 0 | 0 | 0 | 0 | 0 | 0 | 0 | 0 | 0 | 0 | 0 | 0 | 0 | 0 | 0 | 0 | 0 | 0 | 0 | 0 | 0 | 0 | 0 | 0 | 0 | 0 | 0 | 0 | 0 | 0 | 0 | 0 | 0 | 0 | 0 | 0
Commercial_Office_Existing_Space Heating_Natural Gas_Unit Heater_E10_Codes & Standards Forecast | Commercial | Office | Existing | Space Heating | Natural Gas | Unit Heater | E10 |  | Codes & Standards Forecast | 0 | 0 | 0 | 0 | 0 | 0 | 0 | 0 | 0 | 0 | 0 | 0 | 0 | 0 | 0 | 0 | 0 | 0 | 0 | 0 | 0 | 0 | 0 | 0 | 0 | 0 | 0 | 0 | 0 | 0 | 0 | 0 | 0 | 0 | 0 | 0 | 0 | 0 | 0 | 0 | 0 | 0 | 0 | 0 | 0 | 0 | 0 | 0 | 0 | 0 | 0
Commercial_Office_Existing_Space Heating_Natural Gas_Unit Heater_Vintage_Codes & Standards Forecast | Commercial | Office | Existing | Space Heating | Natural Gas | Unit Heater | Vintage |  | Codes & Standards Forecast | 165270.1795 | 158556.8463 | 150790.7277 | 141994.6545 | 133322.0623 | 123619.9048 | 113410.2557 | 102764.4071 | 91735.5578 | 80381.1492 | 68754.4425 | 58809.3853 | 50303.5197 | 43028.7031 | 36806.1749 | 31483.632 | 26930.6189 | 23036.4788 | 19706.3691 | 16858.5561 | 14422.6418 | 12338.589 | 10555.4806 | 9029.8613 | 7724.5629 | 6607.8399 | 5652.4781 | 4835.1946 | 4136.0331 | 3537.9334 | 3026.2783 | 2588.5917 | 2218.7929 | 0 | 0 | 0 | 0 | 0 | 0 | 0 | 0 | 0 | 0 | 0 | 0 | 0 | 0 | 0 | 0 | 0 | 0
Commercial_Office_Existing_Water Heating_Natural Gas_Water Heater_E1_Codes & Standards Forecast | Commercial | Office | Existing | Water Heating | Natural Gas | Water Heater | E1 |  | Codes & Standards Forecast | 0 | 223381.2756 | 511149.5854 | 848100.2502 | 1359642.1048 | 1771321.5514 | 2208455.0763 | 2665666.4073 | 3138325.6598 | 3622776.7997 | 4007162.4635 | 4311697.6787 | 4552556.6362 | 4742630.8542 | 4892129.5408 | 5009237.4027 | 5100444.3556 | 5171099.6966 | 5225525.4214 | 5267084.8651 | 5298284.5358 | 5321067.468 | 5337069.9779 | 5347625.9231 | 5353803.6159 | 5356501.0257 | 5356418.5247 | 5354128.9728 | 5350062.4455 | 5344576.921 | 5337927.0101 | 5330360.2273 | 5406003.063 | 0 | 0 | 0 | 0 | 0 | 0 | 0 | 0 | 0 | 0 | 0 | 0 | 0 | 0 | 0 | 0 | 0 | 0
Commercial_Office_Existing_Water Heating_Natural Gas_Water Heater_E2_Codes & Standards Forecast | Commercial | Office | Existing | Water Heating | Natural Gas | Water Heater | E2 |  | Codes & Standards Forecast | 0 | 0 | 0 | 0 | 0 | 0 | 0 | 0 | 0 | 0 | 0 | 0 | 0 | 0 | 0 | 0 | 0 | 0 | 0 | 0 | 0 | 0 | 0 | 0 | 0 | 0 | 0 | 0 | 0 | 0 | 0 | 0 | 0 | 0 | 0 | 0 | 0 | 0 | 0 | 0 | 0 | 0 | 0 | 0 | 0 | 0 | 0 | 0 | 0 | 0 | 0
Commercial_Office_Existing_Water Heating_Natural Gas_Water Heater_E3_Codes & Standards Forecast | Commercial | Office | Existing | Water Heating | Natural Gas | Water Heater | E3 |  | Codes & Standards Forecast | 0 | 0 | 0 | 0 | 0 | 0 | 0 | 0 | 0 | 0 | 0 | 0 | 0 | 0 | 0 | 0 | 0 | 0 | 0 | 0 | 0 | 0 | 0 | 0 | 0 | 0 | 0 | 0 | 0 | 0 | 0 | 0 | 0 | 0 | 0 | 0 | 0 | 0 | 0 | 0 | 0 | 0 | 0 | 0 | 0 | 0 | 0 | 0 | 0 | 0 | 0
Commercial_Office_Existing_Water Heating_Natural Gas_Water Heater_E4_Codes & Standards Forecast | Commercial | Office | Existing | Water Heating | Natural Gas | Water Heater | E4 |  | Codes & Standards Forecast | 0 | 0 | 0 | 0 | 0 | 0 | 0 | 0 | 0 | 0 | 0 | 0 | 0 | 0 | 0 | 0 | 0 | 0 | 0 | 0 | 0 | 0 | 0 | 0 | 0 | 0 | 0 | 0 | 0 | 0 | 0 | 0 | 0 | 0 | 0 | 0 | 0 | 0 | 0 | 0 | 0 | 0 | 0 | 0 | 0 | 0 | 0 | 0 | 0 | 0 | 0
Commercial_Office_Existing_Water Heating_Natural Gas_Water Heater_E5_Codes & Standards Forecast | Commercial | Office | Existing | Water Heating | Natural Gas | Water Heater | E5 |  | Codes & Standards Forecast | 0 | 0 | 0 | 0 | 0 | 0 | 0 | 0 | 0 | 0 | 0 | 0 | 0 | 0 | 0 | 0 | 0 | 0 | 0 | 0 | 0 | 0 | 0 | 0 | 0 | 0 | 0 | 0 | 0 | 0 | 0 | 0 | 0 | 0 | 0 | 0 | 0 | 0 | 0 | 0 | 0 | 0 | 0 | 0 | 0 | 0 | 0 | 0 | 0 | 0 | 0
Commercial_Office_Existing_Water Heating_Natural Gas_Water Heater_E6_Codes & Standards Forecast | Commercial | Office | Existing | Water Heating | Natural Gas | Water Heater | E6 |  | Codes & Standards Forecast | 0 | 0 | 0 | 0 | 0 | 0 | 0 | 0 | 0 | 0 | 0 | 0 | 0 | 0 | 0 | 0 | 0 | 0 | 0 | 0 | 0 | 0 | 0 | 0 | 0 | 0 | 0 | 0 | 0 | 0 | 0 | 0 | 0 | 0 | 0 | 0 | 0 | 0 | 0 | 0 | 0 | 0 | 0 | 0 | 0 | 0 | 0 | 0 | 0 | 0 | 0
Commercial_Office_Existing_Water Heating_Natural Gas_Water Heater_E7_Codes & Standards Forecast | Commercial | Office | Existing | Water Heating | Natural Gas | Water Heater | E7 |  | Codes & Standards Forecast | 0 | 0 | 0 | 0 | 0 | 0 | 0 | 0 | 0 | 0 | 0 | 0 | 0 | 0 | 0 | 0 | 0 | 0 | 0 | 0 | 0 | 0 | 0 | 0 | 0 | 0 | 0 | 0 | 0 | 0 | 0 | 0 | 0 | 0 | 0 | 0 | 0 | 0 | 0 | 0 | 0 | 0 | 0 | 0 | 0 | 0 | 0 | 0 | 0 | 0 | 0
Commercial_Office_Existing_Water Heating_Natural Gas_Water Heater_E8_Codes & Standards Forecast | Commercial | Office | Existing | Water Heating | Natural Gas | Water Heater | E8 |  | Codes & Standards Forecast | 0 | 0 | 0 | 0 | 0 | 0 | 0 | 0 | 0 | 0 | 0 | 0 | 0 | 0 | 0 | 0 | 0 | 0 | 0 | 0 | 0 | 0 | 0 | 0 | 0 | 0 | 0 | 0 | 0 | 0 | 0 | 0 | 0 | 0 | 0 | 0 | 0 | 0 | 0 | 0 | 0 | 0 | 0 | 0 | 0 | 0 | 0 | 0 | 0 | 0 | 0
Commercial_Office_Existing_Water Heating_Natural Gas_Water Heater_E9_Codes & Standards Forecast | Commercial | Office | Existing | Water Heating | Natural Gas | Water Heater | E9 |  | Codes & Standards Forecast | 0 | 0 | 0 | 0 | 0 | 0 | 0 | 0 | 0 | 0 | 0 | 0 | 0 | 0 | 0 | 0 | 0 | 0 | 0 | 0 | 0 | 0 | 0 | 0 | 0 | 0 | 0 | 0 | 0 | 0 | 0 | 0 | 0 | 0 | 0 | 0 | 0 | 0 | 0 | 0 | 0 | 0 | 0 | 0 | 0 | 0 | 0 | 0 | 0 | 0 | 0
Commercial_Office_Existing_Water Heating_Natural Gas_Water Heater_E10_Codes & Standards Forecast | Commercial | Office | Existing | Water Heating | Natural Gas | Water Heater | E10 |  | Codes & Standards Forecast | 0 | 0 | 0 | 0 | 0 | 0 | 0 | 0 | 0 | 0 | 0 | 0 | 0 | 0 | 0 | 0 | 0 | 0 | 0 | 0 | 0 | 0 | 0 | 0 | 0 | 0 | 0 | 0 | 0 | 0 | 0 | 0 | 0 | 0 | 0 | 0 | 0 | 0 | 0 | 0 | 0 | 0 | 0 | 0 | 0 | 0 | 0 | 0 | 0 | 0 | 0
Commercial_Office_Existing_Water Heating_Natural Gas_Water Heater_Vintage_Codes & Standards Forecast | Commercial | Office | Existing | Water Heating | Natural Gas | Water Heater | Vintage |  | Codes & Standards Forecast | 5613090.0249 | 5361150.6142 | 5044824.1693 | 4673385.7535 | 4290857.2031 | 3863992.4873 | 3413453.3573 | 2944167.7492 | 2459843.6241 | 1963799.8395 | 1567763.5062 | 1251593.2225 | 999198.3592 | 797716.1264 | 636865.287 | 508450.2862 | 405925.9166 | 324080.8118 | 258750.1505 | 206600.3966 | 164965.2124 | 131719.4255 | 105171.7544 | 83972.8629 | 67045.3358 | 53529.2236 | 42737.3018 | 34120.7794 | 27241.1709 | 21748.4445 | 17362.9766 | 13861.6732 | 11089.3386 | 0 | 0 | 0 | 0 | 0 | 0 | 0 | 0 | 0 | 0 | 0 | 0 | 0 | 0 | 0 | 0 | 0 | 0
Commercial_Office_Existing_Food Preparation_Natural Gas_Oven_E1_Codes & Standards Forecast | Commercial | Office | Existing | Food Preparation | Natural Gas | Oven | E1 |  | Codes & Standards Forecast | 0 | 4200.2988 | 8705.8737 | 13439.1814 | 20213.4859 | 25373.0646 | 30680.2538 | 36108.4596 | 41630.8771 | 47226.0671 | 51852.2037 | 55672.9571 | 58824.8681 | 61421.1913 | 63555.0326 | 65304.2853 | 66733.1487 | 67897.2322 | 68843.4232 | 69609.52 | 70224.5783 | 70712.0354 | 71092.5717 | 71383.7709 | 71600.3078 | 71754.9947 | 71858.2518 | 71918.9245 | 71943.9935 | 71939.4647 | 71909.9097 | 71859.7372 | 72928.3239 | 0 | 0 | 0 | 0 | 0 | 0 | 0 | 0 | 0 | 0 | 0 | 0 | 0 | 0 | 0 | 0 | 0 | 0
Commercial_Office_Existing_Food Preparation_Natural Gas_Oven_E2_Codes & Standards Forecast | Commercial | Office | Existing | Food Preparation | Natural Gas | Oven | E2 |  | Codes & Standards Forecast | 0 | 0 | 0 | 0 | 0 | 0 | 0 | 0 | 0 | 0 | 0 | 0 | 0 | 0 | 0 | 0 | 0 | 0 | 0 | 0 | 0 | 0 | 0 | 0 | 0 | 0 | 0 | 0 | 0 | 0 | 0 | 0 | 0 | 0 | 0 | 0 | 0 | 0 | 0 | 0 | 0 | 0 | 0 | 0 | 0 | 0 | 0 | 0 | 0 | 0 | 0
Commercial_Office_Existing_Food Preparation_Natural Gas_Oven_E3_Codes & Standards Forecast | Commercial | Office | Existing | Food Preparation | Natural Gas | Oven | E3 |  | Codes & Standards Forecast | 0 | 0 | 0 | 0 | 0 | 0 | 0 | 0 | 0 | 0 | 0 | 0 | 0 | 0 | 0 | 0 | 0 | 0 | 0 | 0 | 0 | 0 | 0 | 0 | 0 | 0 | 0 | 0 | 0 | 0 | 0 | 0 | 0 | 0 | 0 | 0 | 0 | 0 | 0 | 0 | 0 | 0 | 0 | 0 | 0 | 0 | 0 | 0 | 0 | 0 | 0
Commercial_Office_Existing_Food Preparation_Natural Gas_Oven_E4_Codes & Standards Forecast | Commercial | Office | Existing | Food Preparation | Natural Gas | Oven | E4 |  | Codes & Standards Forecast | 0 | 0 | 0 | 0 | 0 | 0 | 0 | 0 | 0 | 0 | 0 | 0 | 0 | 0 | 0 | 0 | 0 | 0 | 0 | 0 | 0 | 0 | 0 | 0 | 0 | 0 | 0 | 0 | 0 | 0 | 0 | 0 | 0 | 0 | 0 | 0 | 0 | 0 | 0 | 0 | 0 | 0 | 0 | 0 | 0 | 0 | 0 | 0 | 0 | 0 | 0
Commercial_Office_Existing_Food Preparation_Natural Gas_Oven_E5_Codes & Standards Forecast | Commercial | Office | Existing | Food Preparation | Natural Gas | Oven | E5 |  | Codes & Standards Forecast | 0 | 0 | 0 | 0 | 0 | 0 | 0 | 0 | 0 | 0 | 0 | 0 | 0 | 0 | 0 | 0 | 0 | 0 | 0 | 0 | 0 | 0 | 0 | 0 | 0 | 0 | 0 | 0 | 0 | 0 | 0 | 0 | 0 | 0 | 0 | 0 | 0 | 0 | 0 | 0 | 0 | 0 | 0 | 0 | 0 | 0 | 0 | 0 | 0 | 0 | 0
Commercial_Office_Existing_Food Preparation_Natural Gas_Oven_E6_Codes & Standards Forecast | Commercial | Office | Existing | Food Preparation | Natural Gas | Oven | E6 |  | Codes & Standards Forecast | 0 | 0 | 0 | 0 | 0 | 0 | 0 | 0 | 0 | 0 | 0 | 0 | 0 | 0 | 0 | 0 | 0 | 0 | 0 | 0 | 0 | 0 | 0 | 0 | 0 | 0 | 0 | 0 | 0 | 0 | 0 | 0 | 0 | 0 | 0 | 0 | 0 | 0 | 0 | 0 | 0 | 0 | 0 | 0 | 0 | 0 | 0 | 0 | 0 | 0 | 0
Commercial_Office_Existing_Food Preparation_Natural Gas_Oven_E7_Codes & Standards Forecast | Commercial | Office | Existing | Food Preparation | Natural Gas | Oven | E7 |  | Codes & Standards Forecast | 0 | 0 | 0 | 0 | 0 | 0 | 0 | 0 | 0 | 0 | 0 | 0 | 0 | 0 | 0 | 0 | 0 | 0 | 0 | 0 | 0 | 0 | 0 | 0 | 0 | 0 | 0 | 0 | 0 | 0 | 0 | 0 | 0 | 0 | 0 | 0 | 0 | 0 | 0 | 0 | 0 | 0 | 0 | 0 | 0 | 0 | 0 | 0 | 0 | 0 | 0
Commercial_Office_Existing_Food Preparation_Natural Gas_Oven_E8_Codes & Standards Forecast | Commercial | Office | Existing | Food Preparation | Natural Gas | Oven | E8 |  | Codes & Standards Forecast | 0 | 0 | 0 | 0 | 0 | 0 | 0 | 0 | 0 | 0 | 0 | 0 | 0 | 0 | 0 | 0 | 0 | 0 | 0 | 0 | 0 | 0 | 0 | 0 | 0 | 0 | 0 | 0 | 0 | 0 | 0 | 0 | 0 | 0 | 0 | 0 | 0 | 0 | 0 | 0 | 0 | 0 | 0 | 0 | 0 | 0 | 0 | 0 | 0 | 0 | 0
Commercial_Office_Existing_Food Preparation_Natural Gas_Oven_E9_Codes & Standards Forecast | Commercial | Office | Existing | Food Preparation | Natural Gas | Oven | E9 |  | Codes & Standards Forecast | 0 | 0 | 0 | 0 | 0 | 0 | 0 | 0 | 0 | 0 | 0 | 0 | 0 | 0 | 0 | 0 | 0 | 0 | 0 | 0 | 0 | 0 | 0 | 0 | 0 | 0 | 0 | 0 | 0 | 0 | 0 | 0 | 0 | 0 | 0 | 0 | 0 | 0 | 0 | 0 | 0 | 0 | 0 | 0 | 0 | 0 | 0 | 0 | 0 | 0 | 0
Commercial_Office_Existing_Food Preparation_Natural Gas_Oven_E10_Codes & Standards Forecast | Commercial | Office | Existing | Food Preparation | Natural Gas | Oven | E10 |  | Codes & Standards Forecast | 0 | 0 | 0 | 0 | 0 | 0 | 0 | 0 | 0 | 0 | 0 | 0 | 0 | 0 | 0 | 0 | 0 | 0 | 0 | 0 | 0 | 0 | 0 | 0 | 0 | 0 | 0 | 0 | 0 | 0 | 0 | 0 | 0 | 0 | 0 | 0 | 0 | 0 | 0 | 0 | 0 | 0 | 0 | 0 | 0 | 0 | 0 | 0 | 0 | 0 | 0
Commercial_Office_Existing_Food Preparation_Natural Gas_Oven_Vintage_Codes & Standards Forecast | Commercial | Office | Existing | Food Preparation | Natural Gas | Oven | Vintage |  | Codes & Standards Forecast | 75992.0092 | 71405.0802 | 66512.8751 | 61312.66 | 56284.9834 | 50919.8212 | 45431.1421 | 39839.4704 | 34159.1298 | 28406.9944 | 23623.1269 | 19644.8539 | 16336.7656 | 13585.9967 | 11298.4659 | 9396.1332 | 7814.0505 | 6498.476 | 5404.6501 | 4495.1779 | 3738.8399 | 3109.733 | 2586.4325 | 2151.1454 | 1789.0733 | 1487.919 | 1237.4402 | 1029.1171 | 855.8554 | 711.7568 | 591.9109 | 492.2397 | 410.1997 | 0 | 0 | 0 | 0 | 0 | 0 | 0 | 0 | 0 | 0 | 0 | 0 | 0 | 0 | 0 | 0 | 0 | 0
Commercial_Office_Existing_Food Preparation_Natural Gas_Conveyor Oven_E1_Codes & Standards Forecast | Commercial | Office | Existing | Food Preparation | Natural Gas | Conveyor Oven | E1 |  | Codes & Standards Forecast | 0 | 889.475 | 2035.3309 | 3377.0244 | 5773.5171 | 7411.8044 | 9151.5599 | 10971.3472 | 12852.6722 | 14780.9556 | 16744.6233 | 18734.8713 | 20744.8517 | 22769.0639 | 24802.7553 | 26842.2861 | 28884.5035 | 30500.2155 | 31776.5587 | 32782.6275 | 33572.4441 | 34188.6955 | 34665.9628 | 35032.0271 | 35309.0935 | 35515.1914 | 35664.6125 | 35768.8613 | 35836.9429 | 35876.145 | 35892.0771 | 35889.5152 | 36440.0832 | 0 | 0 | 0 | 0 | 0 | 0 | 0 | 0 | 0 | 0 | 0 | 0 | 0 | 0 | 0 | 0 | 0 | 0
Commercial_Office_Existing_Food Preparation_Natural Gas_Conveyor Oven_E2_Codes & Standards Forecast | Commercial | Office | Existing | Food Preparation | Natural Gas | Conveyor Oven | E2 |  | Codes & Standards Forecast | 0 | 0 | 0 | 0 | 0 | 0 | 0 | 0 | 0 | 0 | 0 | 0 | 0 | 0 | 0 | 0 | 0 | 0 | 0 | 0 | 0 | 0 | 0 | 0 | 0 | 0 | 0 | 0 | 0 | 0 | 0 | 0 | 0 | 0 | 0 | 0 | 0 | 0 | 0 | 0 | 0 | 0 | 0 | 0 | 0 | 0 | 0 | 0 | 0 | 0 | 0
Commercial_Office_Existing_Food Preparation_Natural Gas_Conveyor Oven_E3_Codes & Standards Forecast | Commercial | Office | Existing | Food Preparation | Natural Gas | Conveyor Oven | E3 |  | Codes & Standards Forecast | 0 | 0 | 0 | 0 | 0 | 0 | 0 | 0 | 0 | 0 | 0 | 0 | 0 | 0 | 0 | 0 | 0 | 0 | 0 | 0 | 0 | 0 | 0 | 0 | 0 | 0 | 0 | 0 | 0 | 0 | 0 | 0 | 0 | 0 | 0 | 0 | 0 | 0 | 0 | 0 | 0 | 0 | 0 | 0 | 0 | 0 | 0 | 0 | 0 | 0 | 0
Commercial_Office_Existing_Food Preparation_Natural Gas_Conveyor Oven_E4_Codes & Standards Forecast | Commercial | Office | Existing | Food Preparation | Natural Gas | Conveyor Oven | E4 |  | Codes & Standards Forecast | 0 | 0 | 0 | 0 | 0 | 0 | 0 | 0 | 0 | 0 | 0 | 0 | 0 | 0 | 0 | 0 | 0 | 0 | 0 | 0 | 0 | 0 | 0 | 0 | 0 | 0 | 0 | 0 | 0 | 0 | 0 | 0 | 0 | 0 | 0 | 0 | 0 | 0 | 0 | 0 | 0 | 0 | 0 | 0 | 0 | 0 | 0 | 0 | 0 | 0 | 0
Commercial_Office_Existing_Food Preparation_Natural Gas_Conveyor Oven_E5_Codes & Standards Forecast | Commercial | Office | Existing | Food Preparation | Natural Gas | Conveyor Oven | E5 |  | Codes & Standards Forecast | 0 | 0 | 0 | 0 | 0 | 0 | 0 | 0 | 0 | 0 | 0 | 0 | 0 | 0 | 0 | 0 | 0 | 0 | 0 | 0 | 0 | 0 | 0 | 0 | 0 | 0 | 0 | 0 | 0 | 0 | 0 | 0 | 0 | 0 | 0 | 0 | 0 | 0 | 0 | 0 | 0 | 0 | 0 | 0 | 0 | 0 | 0 | 0 | 0 | 0 | 0
Commercial_Office_Existing_Food Preparation_Natural Gas_Conveyor Oven_E6_Codes & Standards Forecast | Commercial | Office | Existing | Food Preparation | Natural Gas | Conveyor Oven | E6 |  | Codes & Standards Forecast | 0 | 0 | 0 | 0 | 0 | 0 | 0 | 0 | 0 | 0 | 0 | 0 | 0 | 0 | 0 | 0 | 0 | 0 | 0 | 0 | 0 | 0 | 0 | 0 | 0 | 0 | 0 | 0 | 0 | 0 | 0 | 0 | 0 | 0 | 0 | 0 | 0 | 0 | 0 | 0 | 0 | 0 | 0 | 0 | 0 | 0 | 0 | 0 | 0 | 0 | 0
Commercial_Office_Existing_Food Preparation_Natural Gas_Conveyor Oven_E7_Codes & Standards Forecast | Commercial | Office | Existing | Food Preparation | Natural Gas | Conveyor Oven | E7 |  | Codes & Standards Forecast | 0 | 0 | 0 | 0 | 0 | 0 | 0 | 0 | 0 | 0 | 0 | 0 | 0 | 0 | 0 | 0 | 0 | 0 | 0 | 0 | 0 | 0 | 0 | 0 | 0 | 0 | 0 | 0 | 0 | 0 | 0 | 0 | 0 | 0 | 0 | 0 | 0 | 0 | 0 | 0 | 0 | 0 | 0 | 0 | 0 | 0 | 0 | 0 | 0 | 0 | 0
Commercial_Office_Existing_Food Preparation_Natural Gas_Conveyor Oven_E8_Codes & Standards Forecast | Commercial | Office | Existing | Food Preparation | Natural Gas | Conveyor Oven | E8 |  | Codes & Standards Forecast | 0 | 0 | 0 | 0 | 0 | 0 | 0 | 0 | 0 | 0 | 0 | 0 | 0 | 0 | 0 | 0 | 0 | 0 | 0 | 0 | 0 | 0 | 0 | 0 | 0 | 0 | 0 | 0 | 0 | 0 | 0 | 0 | 0 | 0 | 0 | 0 | 0 | 0 | 0 | 0 | 0 | 0 | 0 | 0 | 0 | 0 | 0 | 0 | 0 | 0 | 0
Commercial_Office_Existing_Food Preparation_Natural Gas_Conveyor Oven_E9_Codes & Standards Forecast | Commercial | Office | Existing | Food Preparation | Natural Gas | Conveyor Oven | E9 |  | Codes & Standards Forecast | 0 | 0 | 0 | 0 | 0 | 0 | 0 | 0 | 0 | 0 | 0 | 0 | 0 | 0 | 0 | 0 | 0 | 0 | 0 | 0 | 0 | 0 | 0 | 0 | 0 | 0 | 0 | 0 | 0 | 0 | 0 | 0 | 0 | 0 | 0 | 0 | 0 | 0 | 0 | 0 | 0 | 0 | 0 | 0 | 0 | 0 | 0 | 0 | 0 | 0 | 0
Commercial_Office_Existing_Food Preparation_Natural Gas_Conveyor Oven_E10_Codes & Standards Forecast | Commercial | Office | Existing | Food Preparation | Natural Gas | Conveyor Oven | E10 |  | Codes & Standards Forecast | 0 | 0 | 0 | 0 | 0 | 0 | 0 | 0 | 0 | 0 | 0 | 0 | 0 | 0 | 0 | 0 | 0 | 0 | 0 | 0 | 0 | 0 | 0 | 0 | 0 | 0 | 0 | 0 | 0 | 0 | 0 | 0 | 0 | 0 | 0 | 0 | 0 | 0 | 0 | 0 | 0 | 0 | 0 | 0 | 0 | 0 | 0 | 0 | 0 | 0 | 0
Commercial_Office_Existing_Food Preparation_Natural Gas_Conveyor Oven_Vintage_Codes & Standards Forecast | Commercial | Office | Existing | Food Preparation | Natural Gas | Conveyor Oven | Vintage |  | Codes & Standards Forecast | 37996.0046 | 36913.2145 | 35574.0436 | 33998.8963 | 32475.7176 | 30734.6385 | 28904.1381 | 27002.6178 | 25042.3312 | 23035.5752 | 20993.042 | 18924.0342 | 16835.9651 | 14734.5301 | 12623.994 | 10507.9231 | 8389.0961 | 6697.6386 | 5347.4779 | 4269.7214 | 3409.265 | 2722.1886 | 2173.5394 | 1735.431 | 1385.5971 | 1106.2654 | 883.2334 | 705.1595 | 562.9815 | 449.4657 | 358.8332 | 286.4732 | 229.1786 | 0 | 0 | 0 | 0 | 0 | 0 | 0 | 0 | 0 | 0 | 0 | 0 | 0 | 0 | 0 | 0 | 0 | 0
Commercial_Office_Existing_Food Preparation_Natural Gas_Double Rack Oven_E1_Codes & Standards Forecast | Commercial | Office | Existing | Food Preparation | Natural Gas | Double Rack Oven | E1 |  | Codes & Standards Forecast | 0 | 1260.0896 | 2883.3854 | 4784.1178 | 7815.2683 | 10137.1533 | 12602.6702 | 15181.4798 | 17847.4414 | 20579.9228 | 23362.5356 | 26182.8028 | 28418.972 | 30189.1791 | 31587.2071 | 32688.1293 | 33551.5856 | 34226.2939 | 34751.506 | 35157.9896 | 35469.1109 | 35703.1231 | 35875.1618 | 35997.4945 | 36079.9388 | 36130.637 | 36155.9793 | 36161.1607 | 36150.1448 | 36126.195 | 36091.7058 | 36048.8881 | 36567.5815 | 0 | 0 | 0 | 0 | 0 | 0 | 0 | 0 | 0 | 0 | 0 | 0 | 0 | 0 | 0 | 0 | 0 | 0
Commercial_Office_Existing_Food Preparation_Natural Gas_Double Rack Oven_E2_Codes & Standards Forecast | Commercial | Office | Existing | Food Preparation | Natural Gas | Double Rack Oven | E2 |  | Codes & Standards Forecast | 0 | 0 | 0 | 0 | 0 | 0 | 0 | 0 | 0 | 0 | 0 | 0 | 0 | 0 | 0 | 0 | 0 | 0 | 0 | 0 | 0 | 0 | 0 | 0 | 0 | 0 | 0 | 0 | 0 | 0 | 0 | 0 | 0 | 0 | 0 | 0 | 0 | 0 | 0 | 0 | 0 | 0 | 0 | 0 | 0 | 0 | 0 | 0 | 0 | 0 | 0
Commercial_Office_Existing_Food Preparation_Natural Gas_Double Rack Oven_E3_Codes & Standards Forecast | Commercial | Office | Existing | Food Preparation | Natural Gas | Double Rack Oven | E3 |  | Codes & Standards Forecast | 0 | 0 | 0 | 0 | 0 | 0 | 0 | 0 | 0 | 0 | 0 | 0 | 0 | 0 | 0 | 0 | 0 | 0 | 0 | 0 | 0 | 0 | 0 | 0 | 0 | 0 | 0 | 0 | 0 | 0 | 0 | 0 | 0 | 0 | 0 | 0 | 0 | 0 | 0 | 0 | 0 | 0 | 0 | 0 | 0 | 0 | 0 | 0 | 0 | 0 | 0
Commercial_Office_Existing_Food Preparation_Natural Gas_Double Rack Oven_E4_Codes & Standards Forecast | Commercial | Office | Existing | Food Preparation | Natural Gas | Double Rack Oven | E4 |  | Codes & Standards Forecast | 0 | 0 | 0 | 0 | 0 | 0 | 0 | 0 | 0 | 0 | 0 | 0 | 0 | 0 | 0 | 0 | 0 | 0 | 0 | 0 | 0 | 0 | 0 | 0 | 0 | 0 | 0 | 0 | 0 | 0 | 0 | 0 | 0 | 0 | 0 | 0 | 0 | 0 | 0 | 0 | 0 | 0 | 0 | 0 | 0 | 0 | 0 | 0 | 0 | 0 | 0
Commercial_Office_Existing_Food Preparation_Natural Gas_Double Rack Oven_E5_Codes & Standards Forecast | Commercial | Office | Existing | Food Preparation | Natural Gas | Double Rack Oven | E5 |  | Codes & Standards Forecast | 0 | 0 | 0 | 0 | 0 | 0 | 0 | 0 | 0 | 0 | 0 | 0 | 0 | 0 | 0 | 0 | 0 | 0 | 0 | 0 | 0 | 0 | 0 | 0 | 0 | 0 | 0 | 0 | 0 | 0 | 0 | 0 | 0 | 0 | 0 | 0 | 0 | 0 | 0 | 0 | 0 | 0 | 0 | 0 | 0 | 0 | 0 | 0 | 0 | 0 | 0
Commercial_Office_Existing_Food Preparation_Natural Gas_Double Rack Oven_E6_Codes & Standards Forecast | Commercial | Office | Existing | Food Preparation | Natural Gas | Double Rack Oven | E6 |  | Codes & Standards Forecast | 0 | 0 | 0 | 0 | 0 | 0 | 0 | 0 | 0 | 0 | 0 | 0 | 0 | 0 | 0 | 0 | 0 | 0 | 0 | 0 | 0 | 0 | 0 | 0 | 0 | 0 | 0 | 0 | 0 | 0 | 0 | 0 | 0 | 0 | 0 | 0 | 0 | 0 | 0 | 0 | 0 | 0 | 0 | 0 | 0 | 0 | 0 | 0 | 0 | 0 | 0
Commercial_Office_Existing_Food Preparation_Natural Gas_Double Rack Oven_E7_Codes & Standards Forecast | Commercial | Office | Existing | Food Preparation | Natural Gas | Double Rack Oven | E7 |  | Codes & Standards Forecast | 0 | 0 | 0 | 0 | 0 | 0 | 0 | 0 | 0 | 0 | 0 | 0 | 0 | 0 | 0 | 0 | 0 | 0 | 0 | 0 | 0 | 0 | 0 | 0 | 0 | 0 | 0 | 0 | 0 | 0 | 0 | 0 | 0 | 0 | 0 | 0 | 0 | 0 | 0 | 0 | 0 | 0 | 0 | 0 | 0 | 0 | 0 | 0 | 0 | 0 | 0
Commercial_Office_Existing_Food Preparation_Natural Gas_Double Rack Oven_E8_Codes & Standards Forecast | Commercial | Office | Existing | Food Preparation | Natural Gas | Double Rack Oven | E8 |  | Codes & Standards Forecast | 0 | 0 | 0 | 0 | 0 | 0 | 0 | 0 | 0 | 0 | 0 | 0 | 0 | 0 | 0 | 0 | 0 | 0 | 0 | 0 | 0 | 0 | 0 | 0 | 0 | 0 | 0 | 0 | 0 | 0 | 0 | 0 | 0 | 0 | 0 | 0 | 0 | 0 | 0 | 0 | 0 | 0 | 0 | 0 | 0 | 0 | 0 | 0 | 0 | 0 | 0
Commercial_Office_Existing_Food Preparation_Natural Gas_Double Rack Oven_E9_Codes & Standards Forecast | Commercial | Office | Existing | Food Preparation | Natural Gas | Double Rack Oven | E9 |  | Codes & Standards Forecast | 0 | 0 | 0 | 0 | 0 | 0 | 0 | 0 | 0 | 0 | 0 | 0 | 0 | 0 | 0 | 0 | 0 | 0 | 0 | 0 | 0 | 0 | 0 | 0 | 0 | 0 | 0 | 0 | 0 | 0 | 0 | 0 | 0 | 0 | 0 | 0 | 0 | 0 | 0 | 0 | 0 | 0 | 0 | 0 | 0 | 0 | 0 | 0 | 0 | 0 | 0
Commercial_Office_Existing_Food Preparation_Natural Gas_Double Rack Oven_E10_Codes & Standards Forecast | Commercial | Office | Existing | Food Preparation | Natural Gas | Double Rack Oven | E10 |  | Codes & Standards Forecast | 0 | 0 | 0 | 0 | 0 | 0 | 0 | 0 | 0 | 0 | 0 | 0 | 0 | 0 | 0 | 0 | 0 | 0 | 0 | 0 | 0 | 0 | 0 | 0 | 0 | 0 | 0 | 0 | 0 | 0 | 0 | 0 | 0 | 0 | 0 | 0 | 0 | 0 | 0 | 0 | 0 | 0 | 0 | 0 | 0 | 0 | 0 | 0 | 0 | 0 | 0
Commercial_Office_Existing_Food Preparation_Natural Gas_Double Rack Oven_Vintage_Codes & Standards Forecast | Commercial | Office | Existing | Food Preparation | Natural Gas | Double Rack Oven | Vintage |  | Codes & Standards Forecast | 37996.0046 | 36542.5998 | 34725.989 | 32591.8028 | 30433.9663 | 28009.2896 | 25453.0278 | 22792.4852 | 20047.562 | 17236.608 | 14375.1297 | 11476.1026 | 9161.8449 | 7314.4149 | 5839.5422 | 4662.08 | 3722.014 | 2971.5602 | 2372.5307 | 1894.3594 | 1512.5982 | 1207.7611 | 964.3404 | 769.9636 | 614.7518 | 490.8199 | 391.8667 | 312.8601 | 249.7796 | 199.4157 | 159.2045 | 127.1004 | 101.6803 | 0 | 0 | 0 | 0 | 0 | 0 | 0 | 0 | 0 | 0 | 0 | 0 | 0 | 0 | 0 | 0 | 0 | 0
Commercial_Office_Existing_Food Preparation_Natural Gas_Fryer_E1_Codes & Standards Forecast | Commercial | Office | Existing | Food Preparation | Natural Gas | Fryer | E1 |  | Codes & Standards Forecast | 0 | 0 | 0 | 0 | 0 | 0 | 0 | 0 | 0 | 0 | 0 | 0 | 0 | 0 | 0 | 0 | 0 | 0 | 0 | 0 | 0 | 0 | 0 | 0 | 0 | 0 | 0 | 0 | 0 | 0 | 0 | 0 | 0 | 0 | 0 | 0 | 0 | 0 | 0 | 0 | 0 | 0 | 0 | 0 | 0 | 0 | 0 | 0 | 0 | 0 | 0
Commercial_Office_Existing_Food Preparation_Natural Gas_Fryer_E2_Codes & Standards Forecast | Commercial | Office | Existing | Food Preparation | Natural Gas | Fryer | E2 |  | Codes & Standards Forecast | 0 | 0 | 0 | 2718.2488 | 13822.6014 | 25279.8555 | 39802.354 | 56755.2953 | 75625.8272 | 90628.6021 | 102541.8109 | 111989.3664 | 119470.3719 | 125382.7779 | 130042.0946 | 133701.0877 | 136560.3607 | 138784.5631 | 140506.5504 | 141830.0614 | 142833.0986 | 143576.3506 | 144110.552 | 144476.9479 | 144708.56 | 144832.9709 | 144871.7565 | 144842.5138 | 144758.5546 | 144630.9021 | 144467.5133 | 144275.9379 | 146334.6346 | 0 | 0 | 0 | 0 | 0 | 0 | 0 | 0 | 0 | 0 | 0 | 0 | 0 | 0 | 0 | 0 | 0 | 0
Commercial_Office_Existing_Food Preparation_Natural Gas_Fryer_E3_Codes & Standards Forecast | Commercial | Office | Existing | Food Preparation | Natural Gas | Fryer | E3 |  | Codes & Standards Forecast | 0 | 0 | 0 | 0 | 0 | 0 | 0 | 0 | 0 | 0 | 0 | 0 | 0 | 0 | 0 | 0 | 0 | 0 | 0 | 0 | 0 | 0 | 0 | 0 | 0 | 0 | 0 | 0 | 0 | 0 | 0 | 0 | 0 | 0 | 0 | 0 | 0 | 0 | 0 | 0 | 0 | 0 | 0 | 0 | 0 | 0 | 0 | 0 | 0 | 0 | 0
Commercial_Office_Existing_Food Preparation_Natural Gas_Fryer_E4_Codes & Standards Forecast | Commercial | Office | Existing | Food Preparation | Natural Gas | Fryer | E4 |  | Codes & Standards Forecast | 0 | 0 | 0 | 0 | 0 | 0 | 0 | 0 | 0 | 0 | 0 | 0 | 0 | 0 | 0 | 0 | 0 | 0 | 0 | 0 | 0 | 0 | 0 | 0 | 0 | 0 | 0 | 0 | 0 | 0 | 0 | 0 | 0 | 0 | 0 | 0 | 0 | 0 | 0 | 0 | 0 | 0 | 0 | 0 | 0 | 0 | 0 | 0 | 0 | 0 | 0
Commercial_Office_Existing_Food Preparation_Natural Gas_Fryer_E5_Codes & Standards Forecast | Commercial | Office | Existing | Food Preparation | Natural Gas | Fryer | E5 |  | Codes & Standards Forecast | 0 | 0 | 0 | 0 | 0 | 0 | 0 | 0 | 0 | 0 | 0 | 0 | 0 | 0 | 0 | 0 | 0 | 0 | 0 | 0 | 0 | 0 | 0 | 0 | 0 | 0 | 0 | 0 | 0 | 0 | 0 | 0 | 0 | 0 | 0 | 0 | 0 | 0 | 0 | 0 | 0 | 0 | 0 | 0 | 0 | 0 | 0 | 0 | 0 | 0 | 0
Commercial_Office_Existing_Food Preparation_Natural Gas_Fryer_E6_Codes & Standards Forecast | Commercial | Office | Existing | Food Preparation | Natural Gas | Fryer | E6 |  | Codes & Standards Forecast | 0 | 0 | 0 | 0 | 0 | 0 | 0 | 0 | 0 | 0 | 0 | 0 | 0 | 0 | 0 | 0 | 0 | 0 | 0 | 0 | 0 | 0 | 0 | 0 | 0 | 0 | 0 | 0 | 0 | 0 | 0 | 0 | 0 | 0 | 0 | 0 | 0 | 0 | 0 | 0 | 0 | 0 | 0 | 0 | 0 | 0 | 0 | 0 | 0 | 0 | 0
Commercial_Office_Existing_Food Preparation_Natural Gas_Fryer_E7_Codes & Standards Forecast | Commercial | Office | Existing | Food Preparation | Natural Gas | Fryer | E7 |  | Codes & Standards Forecast | 0 | 0 | 0 | 0 | 0 | 0 | 0 | 0 | 0 | 0 | 0 | 0 | 0 | 0 | 0 | 0 | 0 | 0 | 0 | 0 | 0 | 0 | 0 | 0 | 0 | 0 | 0 | 0 | 0 | 0 | 0 | 0 | 0 | 0 | 0 | 0 | 0 | 0 | 0 | 0 | 0 | 0 | 0 | 0 | 0 | 0 | 0 | 0 | 0 | 0 | 0
Commercial_Office_Existing_Food Preparation_Natural Gas_Fryer_E8_Codes & Standards Forecast | Commercial | Office | Existing | Food Preparation | Natural Gas | Fryer | E8 |  | Codes & Standards Forecast | 0 | 0 | 0 | 0 | 0 | 0 | 0 | 0 | 0 | 0 | 0 | 0 | 0 | 0 | 0 | 0 | 0 | 0 | 0 | 0 | 0 | 0 | 0 | 0 | 0 | 0 | 0 | 0 | 0 | 0 | 0 | 0 | 0 | 0 | 0 | 0 | 0 | 0 | 0 | 0 | 0 | 0 | 0 | 0 | 0 | 0 | 0 | 0 | 0 | 0 | 0
Commercial_Office_Existing_Food Preparation_Natural Gas_Fryer_E9_Codes & Standards Forecast | Commercial | Office | Existing | Food Preparation | Natural Gas | Fryer | E9 |  | Codes & Standards Forecast | 0 | 0 | 0 | 0 | 0 | 0 | 0 | 0 | 0 | 0 | 0 | 0 | 0 | 0 | 0 | 0 | 0 | 0 | 0 | 0 | 0 | 0 | 0 | 0 | 0 | 0 | 0 | 0 | 0 | 0 | 0 | 0 | 0 | 0 | 0 | 0 | 0 | 0 | 0 | 0 | 0 | 0 | 0 | 0 | 0 | 0 | 0 | 0 | 0 | 0 | 0
Commercial_Office_Existing_Food Preparation_Natural Gas_Fryer_E10_Codes & Standards Forecast | Commercial | Office | Existing | Food Preparation | Natural Gas | Fryer | E10 |  | Codes & Standards Forecast | 0 | 0 | 0 | 0 | 0 | 0 | 0 | 0 | 0 | 0 | 0 | 0 | 0 | 0 | 0 | 0 | 0 | 0 | 0 | 0 | 0 | 0 | 0 | 0 | 0 | 0 | 0 | 0 | 0 | 0 | 0 | 0 | 0 | 0 | 0 | 0 | 0 | 0 | 0 | 0 | 0 | 0 | 0 | 0 | 0 | 0 | 0 | 0 | 0 | 0 | 0
Commercial_Office_Existing_Food Preparation_Natural Gas_Fryer_Vintage_Codes & Standards Forecast | Commercial | Office | Existing | Food Preparation | Natural Gas | Fryer | Vintage |  | Codes & Standards Forecast | 151984.0184 | 151210.758 | 150437.4976 | 146785.434 | 139174.3374 | 127305.9161 | 112420.4378 | 95140.5648 | 75954.1866 | 60637.521 | 48408.8503 | 38646.2555 | 30852.8956 | 24631.5981 | 19664.9024 | 15699.7492 | 12534.0377 | 10006.8534 | 7989.5962 | 6379.3344 | 5093.7378 | 4067.1861 | 3247.4565 | 2592.8845 | 2070.2023 | 1652.8565 | 1319.6274 | 1053.5694 | 841.1433 | 671.5408 | 536.1279 | 428.0159 | 342.4127 | 0 | 0 | 0 | 0 | 0 | 0 | 0 | 0 | 0 | 0 | 0 | 0 | 0 | 0 | 0 | 0 | 0 | 0
Commercial_Office_Existing_Food Preparation_Natural Gas_Broiler_E1_Codes & Standards Forecast | Commercial | Office | Existing | Food Preparation | Natural Gas | Broiler | E1 |  | Codes & Standards Forecast | 0 | 0 | 0 | 0 | 0 | 0 | 0 | 0 | 0 | 0 | 0 | 0 | 0 | 0 | 0 | 0 | 0 | 0 | 0 | 0 | 0 | 0 | 0 | 0 | 0 | 0 | 0 | 0 | 0 | 0 | 0 | 0 | 0 | 0 | 0 | 0 | 0 | 0 | 0 | 0 | 0 | 0 | 0 | 0 | 0 | 0 | 0 | 0 | 0 | 0 | 0
Commercial_Office_Existing_Food Preparation_Natural Gas_Broiler_E2_Codes & Standards Forecast | Commercial | Office | Existing | Food Preparation | Natural Gas | Broiler | E2 |  | Codes & Standards Forecast | 0 | 0 | 0 | 0 | 0 | 0 | 0 | 0 | 0 | 0 | 0 | 0 | 0 | 0 | 0 | 0 | 0 | 0 | 0 | 0 | 0 | 0 | 0 | 0 | 0 | 0 | 0 | 0 | 0 | 0 | 0 | 0 | 0 | 0 | 0 | 0 | 0 | 0 | 0 | 0 | 0 | 0 | 0 | 0 | 0 | 0 | 0 | 0 | 0 | 0 | 0
Commercial_Office_Existing_Food Preparation_Natural Gas_Broiler_E3_Codes & Standards Forecast | Commercial | Office | Existing | Food Preparation | Natural Gas | Broiler | E3 |  | Codes & Standards Forecast | 0 | 0 | 0 | 0 | 0 | 0 | 0 | 0 | 0 | 0 | 0 | 0 | 0 | 0 | 0 | 0 | 0 | 0 | 0 | 0 | 0 | 0 | 0 | 0 | 0 | 0 | 0 | 0 | 0 | 0 | 0 | 0 | 0 | 0 | 0 | 0 | 0 | 0 | 0 | 0 | 0 | 0 | 0 | 0 | 0 | 0 | 0 | 0 | 0 | 0 | 0
Commercial_Office_Existing_Food Preparation_Natural Gas_Broiler_E4_Codes & Standards Forecast | Commercial | Office | Existing | Food Preparation | Natural Gas | Broiler | E4 |  | Codes & Standards Forecast | 0 | 0 | 0 | 0 | 0 | 0 | 0 | 0 | 0 | 0 | 0 | 0 | 0 | 0 | 0 | 0 | 0 | 0 | 0 | 0 | 0 | 0 | 0 | 0 | 0 | 0 | 0 | 0 | 0 | 0 | 0 | 0 | 0 | 0 | 0 | 0 | 0 | 0 | 0 | 0 | 0 | 0 | 0 | 0 | 0 | 0 | 0 | 0 | 0 | 0 | 0
Commercial_Office_Existing_Food Preparation_Natural Gas_Broiler_E5_Codes & Standards Forecast | Commercial | Office | Existing | Food Preparation | Natural Gas | Broiler | E5 |  | Codes & Standards Forecast | 0 | 0 | 0 | 0 | 0 | 0 | 0 | 0 | 0 | 0 | 0 | 0 | 0 | 0 | 0 | 0 | 0 | 0 | 0 | 0 | 0 | 0 | 0 | 0 | 0 | 0 | 0 | 0 | 0 | 0 | 0 | 0 | 0 | 0 | 0 | 0 | 0 | 0 | 0 | 0 | 0 | 0 | 0 | 0 | 0 | 0 | 0 | 0 | 0 | 0 | 0
Commercial_Office_Existing_Food Preparation_Natural Gas_Broiler_E6_Codes & Standards Forecast | Commercial | Office | Existing | Food Preparation | Natural Gas | Broiler | E6 |  | Codes & Standards Forecast | 0 | 0 | 0 | 0 | 0 | 0 | 0 | 0 | 0 | 0 | 0 | 0 | 0 | 0 | 0 | 0 | 0 | 0 | 0 | 0 | 0 | 0 | 0 | 0 | 0 | 0 | 0 | 0 | 0 | 0 | 0 | 0 | 0 | 0 | 0 | 0 | 0 | 0 | 0 | 0 | 0 | 0 | 0 | 0 | 0 | 0 | 0 | 0 | 0 | 0 | 0
Commercial_Office_Existing_Food Preparation_Natural Gas_Broiler_E7_Codes & Standards Forecast | Commercial | Office | Existing | Food Preparation | Natural Gas | Broiler | E7 |  | Codes & Standards Forecast | 0 | 0 | 0 | 0 | 0 | 0 | 0 | 0 | 0 | 0 | 0 | 0 | 0 | 0 | 0 | 0 | 0 | 0 | 0 | 0 | 0 | 0 | 0 | 0 | 0 | 0 | 0 | 0 | 0 | 0 | 0 | 0 | 0 | 0 | 0 | 0 | 0 | 0 | 0 | 0 | 0 | 0 | 0 | 0 | 0 | 0 | 0 | 0 | 0 | 0 | 0
Commercial_Office_Existing_Food Preparation_Natural Gas_Broiler_E8_Codes & Standards Forecast | Commercial | Office | Existing | Food Preparation | Natural Gas | Broiler | E8 |  | Codes & Standards Forecast | 0 | 0 | 0 | 0 | 0 | 0 | 0 | 0 | 0 | 0 | 0 | 0 | 0 | 0 | 0 | 0 | 0 | 0 | 0 | 0 | 0 | 0 | 0 | 0 | 0 | 0 | 0 | 0 | 0 | 0 | 0 | 0 | 0 | 0 | 0 | 0 | 0 | 0 | 0 | 0 | 0 | 0 | 0 | 0 | 0 | 0 | 0 | 0 | 0 | 0 | 0
Commercial_Office_Existing_Food Preparation_Natural Gas_Broiler_E9_Codes & Standards Forecast | Commercial | Office | Existing | Food Preparation | Natural Gas | Broiler | E9 |  | Codes & Standards Forecast | 0 | 0 | 0 | 0 | 0 | 0 | 0 | 0 | 0 | 0 | 0 | 0 | 0 | 0 | 0 | 0 | 0 | 0 | 0 | 0 | 0 | 0 | 0 | 0 | 0 | 0 | 0 | 0 | 0 | 0 | 0 | 0 | 0 | 0 | 0 | 0 | 0 | 0 | 0 | 0 | 0 | 0 | 0 | 0 | 0 | 0 | 0 | 0 | 0 | 0 | 0
Commercial_Office_Existing_Food Preparation_Natural Gas_Broiler_E10_Codes & Standards Forecast | Commercial | Office | Existing | Food Preparation | Natural Gas | Broiler | E10 |  | Codes & Standards Forecast | 0 | 0 | 0 | 0 | 0 | 0 | 0 | 0 | 0 | 0 | 0 | 0 | 0 | 0 | 0 | 0 | 0 | 0 | 0 | 0 | 0 | 0 | 0 | 0 | 0 | 0 | 0 | 0 | 0 | 0 | 0 | 0 | 0 | 0 | 0 | 0 | 0 | 0 | 0 | 0 | 0 | 0 | 0 | 0 | 0 | 0 | 0 | 0 | 0 | 0 | 0
Commercial_Office_Existing_Food Preparation_Natural Gas_Broiler_Vintage_Codes & Standards Forecast | Commercial | Office | Existing | Food Preparation | Natural Gas | Broiler | Vintage |  | Codes & Standards Forecast | 0 | 0 | 0 | 0 | 0 | 0 | 0 | 0 | 0 | 0 | 0 | 0 | 0 | 0 | 0 | 0 | 0 | 0 | 0 | 0 | 0 | 0 | 0 | 0 | 0 | 0 | 0 | 0 | 0 | 0 | 0 | 0 | 0 | 0 | 0 | 0 | 0 | 0 | 0 | 0 | 0 | 0 | 0 | 0 | 0 | 0 | 0 | 0 | 0 | 0 | 0
Commercial_Office_Existing_Food Preparation_Natural Gas_Griddle_E1_Codes & Standards Forecast | Commercial | Office | Existing | Food Preparation | Natural Gas | Griddle | E1 |  | Codes & Standards Forecast | 0 | 5040.3586 | 11533.5415 | 11461.949 | 11461.949 | 11431.1459 | 11403.9529 | 11379.4604 | 11355.7984 | 11332.2829 | 11308.6497 | 11285.0481 | 10282.374 | 8208.9962 | 6553.7408 | 5232.2704 | 4177.2307 | 2064.5198 | 0 | 0 | 0 | 0 | 0 | 0 | 0 | 0 | 0 | 0 | 0 | 0 | 0 | 0 | 0 | 0 | 0 | 0 | 0 | 0 | 0 | 0 | 0 | 0 | 0 | 0 | 0 | 0 | 0 | 0 | 0 | 0 | 0
Commercial_Office_Existing_Food Preparation_Natural Gas_Griddle_E2_Codes & Standards Forecast | Commercial | Office | Existing | Food Preparation | Natural Gas | Griddle | E2 |  | Codes & Standards Forecast | 0 | 0 | 0 | 7674.5224 | 19799.1243 | 29117.4674 | 39006.7277 | 49346.4588 | 60033.9674 | 70987.4081 | 82141.4927 | 93446.1631 | 103393.514 | 112547.72 | 119795.0875 | 125520.2466 | 130029.1117 | 134840.6556 | 139006.024 | 140631.9583 | 141876.4435 | 142812.4922 | 143500.6471 | 143989.9782 | 144319.7552 | 144522.5478 | 144623.9172 | 144644.6429 | 144600.5794 | 144504.78 | 144366.8231 | 144195.5522 | 146270.3261 | 0 | 0 | 0 | 0 | 0 | 0 | 0 | 0 | 0 | 0 | 0 | 0 | 0 | 0 | 0 | 0 | 0 | 0
Commercial_Office_Existing_Food Preparation_Natural Gas_Griddle_E3_Codes & Standards Forecast | Commercial | Office | Existing | Food Preparation | Natural Gas | Griddle | E3 |  | Codes & Standards Forecast | 0 | 0 | 0 | 0 | 0 | 0 | 0 | 0 | 0 | 0 | 0 | 0 | 0 | 0 | 0 | 0 | 0 | 0 | 0 | 0 | 0 | 0 | 0 | 0 | 0 | 0 | 0 | 0 | 0 | 0 | 0 | 0 | 0 | 0 | 0 | 0 | 0 | 0 | 0 | 0 | 0 | 0 | 0 | 0 | 0 | 0 | 0 | 0 | 0 | 0 | 0
Commercial_Office_Existing_Food Preparation_Natural Gas_Griddle_E4_Codes & Standards Forecast | Commercial | Office | Existing | Food Preparation | Natural Gas | Griddle | E4 |  | Codes & Standards Forecast | 0 | 0 | 0 | 0 | 0 | 0 | 0 | 0 | 0 | 0 | 0 | 0 | 0 | 0 | 0 | 0 | 0 | 0 | 0 | 0 | 0 | 0 | 0 | 0 | 0 | 0 | 0 | 0 | 0 | 0 | 0 | 0 | 0 | 0 | 0 | 0 | 0 | 0 | 0 | 0 | 0 | 0 | 0 | 0 | 0 | 0 | 0 | 0 | 0 | 0 | 0
Commercial_Office_Existing_Food Preparation_Natural Gas_Griddle_E5_Codes & Standards Forecast | Commercial | Office | Existing | Food Preparation | Natural Gas | Griddle | E5 |  | Codes & Standards Forecast | 0 | 0 | 0 | 0 | 0 | 0 | 0 | 0 | 0 | 0 | 0 | 0 | 0 | 0 | 0 | 0 | 0 | 0 | 0 | 0 | 0 | 0 | 0 | 0 | 0 | 0 | 0 | 0 | 0 | 0 | 0 | 0 | 0 | 0 | 0 | 0 | 0 | 0 | 0 | 0 | 0 | 0 | 0 | 0 | 0 | 0 | 0 | 0 | 0 | 0 | 0
Commercial_Office_Existing_Food Preparation_Natural Gas_Griddle_E6_Codes & Standards Forecast | Commercial | Office | Existing | Food Preparation | Natural Gas | Griddle | E6 |  | Codes & Standards Forecast | 0 | 0 | 0 | 0 | 0 | 0 | 0 | 0 | 0 | 0 | 0 | 0 | 0 | 0 | 0 | 0 | 0 | 0 | 0 | 0 | 0 | 0 | 0 | 0 | 0 | 0 | 0 | 0 | 0 | 0 | 0 | 0 | 0 | 0 | 0 | 0 | 0 | 0 | 0 | 0 | 0 | 0 | 0 | 0 | 0 | 0 | 0 | 0 | 0 | 0 | 0
Commercial_Office_Existing_Food Preparation_Natural Gas_Griddle_E7_Codes & Standards Forecast | Commercial | Office | Existing | Food Preparation | Natural Gas | Griddle | E7 |  | Codes & Standards Forecast | 0 | 0 | 0 | 0 | 0 | 0 | 0 | 0 | 0 | 0 | 0 | 0 | 0 | 0 | 0 | 0 | 0 | 0 | 0 | 0 | 0 | 0 | 0 | 0 | 0 | 0 | 0 | 0 | 0 | 0 | 0 | 0 | 0 | 0 | 0 | 0 | 0 | 0 | 0 | 0 | 0 | 0 | 0 | 0 | 0 | 0 | 0 | 0 | 0 | 0 | 0
Commercial_Office_Existing_Food Preparation_Natural Gas_Griddle_E8_Codes & Standards Forecast | Commercial | Office | Existing | Food Preparation | Natural Gas | Griddle | E8 |  | Codes & Standards Forecast | 0 | 0 | 0 | 0 | 0 | 0 | 0 | 0 | 0 | 0 | 0 | 0 | 0 | 0 | 0 | 0 | 0 | 0 | 0 | 0 | 0 | 0 | 0 | 0 | 0 | 0 | 0 | 0 | 0 | 0 | 0 | 0 | 0 | 0 | 0 | 0 | 0 | 0 | 0 | 0 | 0 | 0 | 0 | 0 | 0 | 0 | 0 | 0 | 0 | 0 | 0
Commercial_Office_Existing_Food Preparation_Natural Gas_Griddle_E9_Codes & Standards Forecast | Commercial | Office | Existing | Food Preparation | Natural Gas | Griddle | E9 |  | Codes & Standards Forecast | 0 | 0 | 0 | 0 | 0 | 0 | 0 | 0 | 0 | 0 | 0 | 0 | 0 | 0 | 0 | 0 | 0 | 0 | 0 | 0 | 0 | 0 | 0 | 0 | 0 | 0 | 0 | 0 | 0 | 0 | 0 | 0 | 0 | 0 | 0 | 0 | 0 | 0 | 0 | 0 | 0 | 0 | 0 | 0 | 0 | 0 | 0 | 0 | 0 | 0 | 0
Commercial_Office_Existing_Food Preparation_Natural Gas_Griddle_E10_Codes & Standards Forecast | Commercial | Office | Existing | Food Preparation | Natural Gas | Griddle | E10 |  | Codes & Standards Forecast | 0 | 0 | 0 | 0 | 0 | 0 | 0 | 0 | 0 | 0 | 0 | 0 | 0 | 0 | 0 | 0 | 0 | 0 | 0 | 0 | 0 | 0 | 0 | 0 | 0 | 0 | 0 | 0 | 0 | 0 | 0 | 0 | 0 | 0 | 0 | 0 | 0 | 0 | 0 | 0 | 0 | 0 | 0 | 0 | 0 | 0 | 0 | 0 | 0 | 0 | 0
Commercial_Office_Existing_Food Preparation_Natural Gas_Griddle_Vintage_Codes & Standards Forecast | Commercial | Office | Existing | Food Preparation | Natural Gas | Griddle | Vintage |  | Codes & Standards Forecast | 151984.0184 | 146170.3994 | 138903.9561 | 130367.2113 | 121735.8654 | 112037.1583 | 101812.1113 | 91169.941 | 80190.248 | 68946.4321 | 57500.5189 | 45904.4106 | 36647.3795 | 29257.6597 | 23358.1687 | 18648.3198 | 14888.056 | 11886.241 | 9490.1226 | 7577.4375 | 6050.393 | 4831.0445 | 3857.3614 | 3079.8543 | 2459.0071 | 1963.2796 | 1567.4667 | 1251.4404 | 999.1185 | 797.6629 | 636.8181 | 508.4016 | 406.7212 | 0 | 0 | 0 | 0 | 0 | 0 | 0 | 0 | 0 | 0 | 0 | 0 | 0 | 0 | 0 | 0 | 0 | 0
Commercial_Office_Existing_Food Preparation_Natural Gas_Range_E1_Codes & Standards Forecast | Commercial | Office | Existing | Food Preparation | Natural Gas | Range | E1 |  | Codes & Standards Forecast | 0 | 6048.4303 | 13840.2498 | 22963.7657 | 36814.6368 | 47961.5624 | 59797.7006 | 72177.4799 | 84975.538 | 98092.8817 | 108500.7813 | 116746.5935 | 123268.2619 | 128414.8467 | 132462.7794 | 135633.6752 | 138103.2596 | 140016.3738 | 141490.0435 | 142615.3365 | 143460.121 | 144077.0079 | 144510.3032 | 144796.1235 | 144963.3951 | 145036.4321 | 145034.1982 | 144972.2047 | 144862.0965 | 144713.5666 | 144533.5088 | 144328.6253 | 146376.7845 | 0 | 0 | 0 | 0 | 0 | 0 | 0 | 0 | 0 | 0 | 0 | 0 | 0 | 0 | 0 | 0 | 0 | 0
Commercial_Office_Existing_Food Preparation_Natural Gas_Range_E2_Codes & Standards Forecast | Commercial | Office | Existing | Food Preparation | Natural Gas | Range | E2 |  | Codes & Standards Forecast | 0 | 0 | 0 | 0 | 0 | 0 | 0 | 0 | 0 | 0 | 0 | 0 | 0 | 0 | 0 | 0 | 0 | 0 | 0 | 0 | 0 | 0 | 0 | 0 | 0 | 0 | 0 | 0 | 0 | 0 | 0 | 0 | 0 | 0 | 0 | 0 | 0 | 0 | 0 | 0 | 0 | 0 | 0 | 0 | 0 | 0 | 0 | 0 | 0 | 0 | 0
Commercial_Office_Existing_Food Preparation_Natural Gas_Range_E3_Codes & Standards Forecast | Commercial | Office | Existing | Food Preparation | Natural Gas | Range | E3 |  | Codes & Standards Forecast | 0 | 0 | 0 | 0 | 0 | 0 | 0 | 0 | 0 | 0 | 0 | 0 | 0 | 0 | 0 | 0 | 0 | 0 | 0 | 0 | 0 | 0 | 0 | 0 | 0 | 0 | 0 | 0 | 0 | 0 | 0 | 0 | 0 | 0 | 0 | 0 | 0 | 0 | 0 | 0 | 0 | 0 | 0 | 0 | 0 | 0 | 0 | 0 | 0 | 0 | 0
Commercial_Office_Existing_Food Preparation_Natural Gas_Range_E4_Codes & Standards Forecast | Commercial | Office | Existing | Food Preparation | Natural Gas | Range | E4 |  | Codes & Standards Forecast | 0 | 0 | 0 | 0 | 0 | 0 | 0 | 0 | 0 | 0 | 0 | 0 | 0 | 0 | 0 | 0 | 0 | 0 | 0 | 0 | 0 | 0 | 0 | 0 | 0 | 0 | 0 | 0 | 0 | 0 | 0 | 0 | 0 | 0 | 0 | 0 | 0 | 0 | 0 | 0 | 0 | 0 | 0 | 0 | 0 | 0 | 0 | 0 | 0 | 0 | 0
Commercial_Office_Existing_Food Preparation_Natural Gas_Range_E5_Codes & Standards Forecast | Commercial | Office | Existing | Food Preparation | Natural Gas | Range | E5 |  | Codes & Standards Forecast | 0 | 0 | 0 | 0 | 0 | 0 | 0 | 0 | 0 | 0 | 0 | 0 | 0 | 0 | 0 | 0 | 0 | 0 | 0 | 0 | 0 | 0 | 0 | 0 | 0 | 0 | 0 | 0 | 0 | 0 | 0 | 0 | 0 | 0 | 0 | 0 | 0 | 0 | 0 | 0 | 0 | 0 | 0 | 0 | 0 | 0 | 0 | 0 | 0 | 0 | 0
Commercial_Office_Existing_Food Preparation_Natural Gas_Range_E6_Codes & Standards Forecast | Commercial | Office | Existing | Food Preparation | Natural Gas | Range | E6 |  | Codes & Standards Forecast | 0 | 0 | 0 | 0 | 0 | 0 | 0 | 0 | 0 | 0 | 0 | 0 | 0 | 0 | 0 | 0 | 0 | 0 | 0 | 0 | 0 | 0 | 0 | 0 | 0 | 0 | 0 | 0 | 0 | 0 | 0 | 0 | 0 | 0 | 0 | 0 | 0 | 0 | 0 | 0 | 0 | 0 | 0 | 0 | 0 | 0 | 0 | 0 | 0 | 0 | 0
Commercial_Office_Existing_Food Preparation_Natural Gas_Range_E7_Codes & Standards Forecast | Commercial | Office | Existing | Food Preparation | Natural Gas | Range | E7 |  | Codes & Standards Forecast | 0 | 0 | 0 | 0 | 0 | 0 | 0 | 0 | 0 | 0 | 0 | 0 | 0 | 0 | 0 | 0 | 0 | 0 | 0 | 0 | 0 | 0 | 0 | 0 | 0 | 0 | 0 | 0 | 0 | 0 | 0 | 0 | 0 | 0 | 0 | 0 | 0 | 0 | 0 | 0 | 0 | 0 | 0 | 0 | 0 | 0 | 0 | 0 | 0 | 0 | 0
Commercial_Office_Existing_Food Preparation_Natural Gas_Range_E8_Codes & Standards Forecast | Commercial | Office | Existing | Food Preparation | Natural Gas | Range | E8 |  | Codes & Standards Forecast | 0 | 0 | 0 | 0 | 0 | 0 | 0 | 0 | 0 | 0 | 0 | 0 | 0 | 0 | 0 | 0 | 0 | 0 | 0 | 0 | 0 | 0 | 0 | 0 | 0 | 0 | 0 | 0 | 0 | 0 | 0 | 0 | 0 | 0 | 0 | 0 | 0 | 0 | 0 | 0 | 0 | 0 | 0 | 0 | 0 | 0 | 0 | 0 | 0 | 0 | 0
Commercial_Office_Existing_Food Preparation_Natural Gas_Range_E9_Codes & Standards Forecast | Commercial | Office | Existing | Food Preparation | Natural Gas | Range | E9 |  | Codes & Standards Forecast | 0 | 0 | 0 | 0 | 0 | 0 | 0 | 0 | 0 | 0 | 0 | 0 | 0 | 0 | 0 | 0 | 0 | 0 | 0 | 0 | 0 | 0 | 0 | 0 | 0 | 0 | 0 | 0 | 0 | 0 | 0 | 0 | 0 | 0 | 0 | 0 | 0 | 0 | 0 | 0 | 0 | 0 | 0 | 0 | 0 | 0 | 0 | 0 | 0 | 0 | 0
Commercial_Office_Existing_Food Preparation_Natural Gas_Range_E10_Codes & Standards Forecast | Commercial | Office | Existing | Food Preparation | Natural Gas | Range | E10 |  | Codes & Standards Forecast | 0 | 0 | 0 | 0 | 0 | 0 | 0 | 0 | 0 | 0 | 0 | 0 | 0 | 0 | 0 | 0 | 0 | 0 | 0 | 0 | 0 | 0 | 0 | 0 | 0 | 0 | 0 | 0 | 0 | 0 | 0 | 0 | 0 | 0 | 0 | 0 | 0 | 0 | 0 | 0 | 0 | 0 | 0 | 0 | 0 | 0 | 0 | 0 | 0 | 0 | 0
Commercial_Office_Existing_Food Preparation_Natural Gas_Range_Vintage_Codes & Standards Forecast | Commercial | Office | Existing | Food Preparation | Natural Gas | Range | Vintage |  | Codes & Standards Forecast | 151984.0184 | 145162.3277 | 136597.2478 | 126539.9171 | 116182.3019 | 104624.2092 | 92425.0913 | 79718.3803 | 66604.4758 | 53173.2414 | 42449.8799 | 33889.0284 | 27055.0056 | 21599.5293 | 17244.2175 | 13767.1616 | 10991.1389 | 8775.0426 | 7006.1031 | 5594.0593 | 4466.7154 | 3566.5289 | 2847.7052 | 2273.709 | 1815.3672 | 1449.3953 | 1157.1856 | 923.8785 | 737.6013 | 588.8764 | 470.1323 | 375.3285 | 300.2628 | 0 | 0 | 0 | 0 | 0 | 0 | 0 | 0 | 0 | 0 | 0 | 0 | 0 | 0 | 0 | 0 | 0 | 0
Commercial_Office_Existing_Food Preparation_Natural Gas_Steamer_E1_Codes & Standards Forecast | Commercial | Office | Existing | Food Preparation | Natural Gas | Steamer | E1 |  | Codes & Standards Forecast | 0 | 0 | 0 | 0 | 0 | 0 | 0 | 0 | 0 | 0 | 0 | 0 | 0 | 0 | 0 | 0 | 0 | 0 | 0 | 0 | 0 | 0 | 0 | 0 | 0 | 0 | 0 | 0 | 0 | 0 | 0 | 0 | 0 | 0 | 0 | 0 | 0 | 0 | 0 | 0 | 0 | 0 | 0 | 0 | 0 | 0 | 0 | 0 | 0 | 0 | 0
Commercial_Office_Existing_Food Preparation_Natural Gas_Steamer_E2_Codes & Standards Forecast | Commercial | Office | Existing | Food Preparation | Natural Gas | Steamer | E2 |  | Codes & Standards Forecast | 0 | 0 | 0 | 0 | 0 | 0 | 0 | 0 | 0 | 0 | 0 | 0 | 0 | 0 | 0 | 0 | 0 | 0 | 0 | 0 | 0 | 0 | 0 | 0 | 0 | 0 | 0 | 0 | 0 | 0 | 0 | 0 | 0 | 0 | 0 | 0 | 0 | 0 | 0 | 0 | 0 | 0 | 0 | 0 | 0 | 0 | 0 | 0 | 0 | 0 | 0
Commercial_Office_Existing_Food Preparation_Natural Gas_Steamer_E3_Codes & Standards Forecast | Commercial | Office | Existing | Food Preparation | Natural Gas | Steamer | E3 |  | Codes & Standards Forecast | 0 | 0 | 0 | 0 | 0 | 0 | 0 | 0 | 0 | 0 | 0 | 0 | 0 | 0 | 0 | 0 | 0 | 0 | 0 | 0 | 0 | 0 | 0 | 0 | 0 | 0 | 0 | 0 | 0 | 0 | 0 | 0 | 0 | 0 | 0 | 0 | 0 | 0 | 0 | 0 | 0 | 0 | 0 | 0 | 0 | 0 | 0 | 0 | 0 | 0 | 0
Commercial_Office_Existing_Food Preparation_Natural Gas_Steamer_E4_Codes & Standards Forecast | Commercial | Office | Existing | Food Preparation | Natural Gas | Steamer | E4 |  | Codes & Standards Forecast | 0 | 0 | 0 | 0 | 0 | 0 | 0 | 0 | 0 | 0 | 0 | 0 | 0 | 0 | 0 | 0 | 0 | 0 | 0 | 0 | 0 | 0 | 0 | 0 | 0 | 0 | 0 | 0 | 0 | 0 | 0 | 0 | 0 | 0 | 0 | 0 | 0 | 0 | 0 | 0 | 0 | 0 | 0 | 0 | 0 | 0 | 0 | 0 | 0 | 0 | 0
Commercial_Office_Existing_Food Preparation_Natural Gas_Steamer_E5_Codes & Standards Forecast | Commercial | Office | Existing | Food Preparation | Natural Gas | Steamer | E5 |  | Codes & Standards Forecast | 0 | 0 | 0 | 0 | 0 | 0 | 0 | 0 | 0 | 0 | 0 | 0 | 0 | 0 | 0 | 0 | 0 | 0 | 0 | 0 | 0 | 0 | 0 | 0 | 0 | 0 | 0 | 0 | 0 | 0 | 0 | 0 | 0 | 0 | 0 | 0 | 0 | 0 | 0 | 0 | 0 | 0 | 0 | 0 | 0 | 0 | 0 | 0 | 0 | 0 | 0
Commercial_Office_Existing_Food Preparation_Natural Gas_Steamer_E6_Codes & Standards Forecast | Commercial | Office | Existing | Food Preparation | Natural Gas | Steamer | E6 |  | Codes & Standards Forecast | 0 | 0 | 0 | 0 | 0 | 0 | 0 | 0 | 0 | 0 | 0 | 0 | 0 | 0 | 0 | 0 | 0 | 0 | 0 | 0 | 0 | 0 | 0 | 0 | 0 | 0 | 0 | 0 | 0 | 0 | 0 | 0 | 0 | 0 | 0 | 0 | 0 | 0 | 0 | 0 | 0 | 0 | 0 | 0 | 0 | 0 | 0 | 0 | 0 | 0 | 0
Commercial_Office_Existing_Food Preparation_Natural Gas_Steamer_E7_Codes & Standards Forecast | Commercial | Office | Existing | Food Preparation | Natural Gas | Steamer | E7 |  | Codes & Standards Forecast | 0 | 0 | 0 | 0 | 0 | 0 | 0 | 0 | 0 | 0 | 0 | 0 | 0 | 0 | 0 | 0 | 0 | 0 | 0 | 0 | 0 | 0 | 0 | 0 | 0 | 0 | 0 | 0 | 0 | 0 | 0 | 0 | 0 | 0 | 0 | 0 | 0 | 0 | 0 | 0 | 0 | 0 | 0 | 0 | 0 | 0 | 0 | 0 | 0 | 0 | 0
Commercial_Office_Existing_Food Preparation_Natural Gas_Steamer_E8_Codes & Standards Forecast | Commercial | Office | Existing | Food Preparation | Natural Gas | Steamer | E8 |  | Codes & Standards Forecast | 0 | 0 | 0 | 0 | 0 | 0 | 0 | 0 | 0 | 0 | 0 | 0 | 0 | 0 | 0 | 0 | 0 | 0 | 0 | 0 | 0 | 0 | 0 | 0 | 0 | 0 | 0 | 0 | 0 | 0 | 0 | 0 | 0 | 0 | 0 | 0 | 0 | 0 | 0 | 0 | 0 | 0 | 0 | 0 | 0 | 0 | 0 | 0 | 0 | 0 | 0
Commercial_Office_Existing_Food Preparation_Natural Gas_Steamer_E9_Codes & Standards Forecast | Commercial | Office | Existing | Food Preparation | Natural Gas | Steamer | E9 |  | Codes & Standards Forecast | 0 | 0 | 0 | 0 | 0 | 0 | 0 | 0 | 0 | 0 | 0 | 0 | 0 | 0 | 0 | 0 | 0 | 0 | 0 | 0 | 0 | 0 | 0 | 0 | 0 | 0 | 0 | 0 | 0 | 0 | 0 | 0 | 0 | 0 | 0 | 0 | 0 | 0 | 0 | 0 | 0 | 0 | 0 | 0 | 0 | 0 | 0 | 0 | 0 | 0 | 0
Commercial_Office_Existing_Food Preparation_Natural Gas_Steamer_E10_Codes & Standards Forecast | Commercial | Office | Existing | Food Preparation | Natural Gas | Steamer | E10 |  | Codes & Standards Forecast | 0 | 0 | 0 | 0 | 0 | 0 | 0 | 0 | 0 | 0 | 0 | 0 | 0 | 0 | 0 | 0 | 0 | 0 | 0 | 0 | 0 | 0 | 0 | 0 | 0 | 0 | 0 | 0 | 0 | 0 | 0 | 0 | 0 | 0 | 0 | 0 | 0 | 0 | 0 | 0 | 0 | 0 | 0 | 0 | 0 | 0 | 0 | 0 | 0 | 0 | 0
Commercial_Office_Existing_Food Preparation_Natural Gas_Steamer_Vintage_Codes & Standards Forecast | Commercial | Office | Existing | Food Preparation | Natural Gas | Steamer | Vintage |  | Codes & Standards Forecast | 0 | 0 | 0 | 0 | 0 | 0 | 0 | 0 | 0 | 0 | 0 | 0 | 0 | 0 | 0 | 0 | 0 | 0 | 0 | 0 | 0 | 0 | 0 | 0 | 0 | 0 | 0 | 0 | 0 | 0 | 0 | 0 | 0 | 0 | 0 | 0 | 0 | 0 | 0 | 0 | 0 | 0 | 0 | 0 | 0 | 0 | 0 | 0 | 0 | 0 | 0
Commercial_Office_Existing_Food Preparation_Natural Gas_Food Prep Other_E1_Codes & Standards Forecast | Commercial | Office | Existing | Food Preparation | Natural Gas | Food Prep Other | E1 |  | Codes & Standards Forecast | 0 | 0 | 0 | 0 | 0 | 0 | 0 | 0 | 0 | 0 | 0 | 0 | 0 | 0 | 0 | 0 | 0 | 0 | 0 | 0 | 0 | 0 | 0 | 0 | 0 | 0 | 0 | 0 | 0 | 0 | 0 | 0 | 0 | 0 | 0 | 0 | 0 | 0 | 0 | 0 | 0 | 0 | 0 | 0 | 0 | 0 | 0 | 0 | 0 | 0 | 0
Commercial_Office_Existing_Food Preparation_Natural Gas_Food Prep Other_E2_Codes & Standards Forecast | Commercial | Office | Existing | Food Preparation | Natural Gas | Food Prep Other | E2 |  | Codes & Standards Forecast | 0 | 0 | 0 | 0 | 0 | 0 | 0 | 0 | 0 | 0 | 0 | 0 | 0 | 0 | 0 | 0 | 0 | 0 | 0 | 0 | 0 | 0 | 0 | 0 | 0 | 0 | 0 | 0 | 0 | 0 | 0 | 0 | 0 | 0 | 0 | 0 | 0 | 0 | 0 | 0 | 0 | 0 | 0 | 0 | 0 | 0 | 0 | 0 | 0 | 0 | 0
Commercial_Office_Existing_Food Preparation_Natural Gas_Food Prep Other_E3_Codes & Standards Forecast | Commercial | Office | Existing | Food Preparation | Natural Gas | Food Prep Other | E3 |  | Codes & Standards Forecast | 0 | 0 | 0 | 0 | 0 | 0 | 0 | 0 | 0 | 0 | 0 | 0 | 0 | 0 | 0 | 0 | 0 | 0 | 0 | 0 | 0 | 0 | 0 | 0 | 0 | 0 | 0 | 0 | 0 | 0 | 0 | 0 | 0 | 0 | 0 | 0 | 0 | 0 | 0 | 0 | 0 | 0 | 0 | 0 | 0 | 0 | 0 | 0 | 0 | 0 | 0
Commercial_Office_Existing_Food Preparation_Natural Gas_Food Prep Other_E4_Codes & Standards Forecast | Commercial | Office | Existing | Food Preparation | Natural Gas | Food Prep Other | E4 |  | Codes & Standards Forecast | 0 | 0 | 0 | 0 | 0 | 0 | 0 | 0 | 0 | 0 | 0 | 0 | 0 | 0 | 0 | 0 | 0 | 0 | 0 | 0 | 0 | 0 | 0 | 0 | 0 | 0 | 0 | 0 | 0 | 0 | 0 | 0 | 0 | 0 | 0 | 0 | 0 | 0 | 0 | 0 | 0 | 0 | 0 | 0 | 0 | 0 | 0 | 0 | 0 | 0 | 0
Commercial_Office_Existing_Food Preparation_Natural Gas_Food Prep Other_E5_Codes & Standards Forecast | Commercial | Office | Existing | Food Preparation | Natural Gas | Food Prep Other | E5 |  | Codes & Standards Forecast | 0 | 0 | 0 | 0 | 0 | 0 | 0 | 0 | 0 | 0 | 0 | 0 | 0 | 0 | 0 | 0 | 0 | 0 | 0 | 0 | 0 | 0 | 0 | 0 | 0 | 0 | 0 | 0 | 0 | 0 | 0 | 0 | 0 | 0 | 0 | 0 | 0 | 0 | 0 | 0 | 0 | 0 | 0 | 0 | 0 | 0 | 0 | 0 | 0 | 0 | 0
Commercial_Office_Existing_Food Preparation_Natural Gas_Food Prep Other_E6_Codes & Standards Forecast | Commercial | Office | Existing | Food Preparation | Natural Gas | Food Prep Other | E6 |  | Codes & Standards Forecast | 0 | 0 | 0 | 0 | 0 | 0 | 0 | 0 | 0 | 0 | 0 | 0 | 0 | 0 | 0 | 0 | 0 | 0 | 0 | 0 | 0 | 0 | 0 | 0 | 0 | 0 | 0 | 0 | 0 | 0 | 0 | 0 | 0 | 0 | 0 | 0 | 0 | 0 | 0 | 0 | 0 | 0 | 0 | 0 | 0 | 0 | 0 | 0 | 0 | 0 | 0
Commercial_Office_Existing_Food Preparation_Natural Gas_Food Prep Other_E7_Codes & Standards Forecast | Commercial | Office | Existing | Food Preparation | Natural Gas | Food Prep Other | E7 |  | Codes & Standards Forecast | 0 | 0 | 0 | 0 | 0 | 0 | 0 | 0 | 0 | 0 | 0 | 0 | 0 | 0 | 0 | 0 | 0 | 0 | 0 | 0 | 0 | 0 | 0 | 0 | 0 | 0 | 0 | 0 | 0 | 0 | 0 | 0 | 0 | 0 | 0 | 0 | 0 | 0 | 0 | 0 | 0 | 0 | 0 | 0 | 0 | 0 | 0 | 0 | 0 | 0 | 0
Commercial_Office_Existing_Food Preparation_Natural Gas_Food Prep Other_E8_Codes & Standards Forecast | Commercial | Office | Existing | Food Preparation | Natural Gas | Food Prep Other | E8 |  | Codes & Standards Forecast | 0 | 0 | 0 | 0 | 0 | 0 | 0 | 0 | 0 | 0 | 0 | 0 | 0 | 0 | 0 | 0 | 0 | 0 | 0 | 0 | 0 | 0 | 0 | 0 | 0 | 0 | 0 | 0 | 0 | 0 | 0 | 0 | 0 | 0 | 0 | 0 | 0 | 0 | 0 | 0 | 0 | 0 | 0 | 0 | 0 | 0 | 0 | 0 | 0 | 0 | 0
Commercial_Office_Existing_Food Preparation_Natural Gas_Food Prep Other_E9_Codes & Standards Forecast | Commercial | Office | Existing | Food Preparation | Natural Gas | Food Prep Other | E9 |  | Codes & Standards Forecast | 0 | 0 | 0 | 0 | 0 | 0 | 0 | 0 | 0 | 0 | 0 | 0 | 0 | 0 | 0 | 0 | 0 | 0 | 0 | 0 | 0 | 0 | 0 | 0 | 0 | 0 | 0 | 0 | 0 | 0 | 0 | 0 | 0 | 0 | 0 | 0 | 0 | 0 | 0 | 0 | 0 | 0 | 0 | 0 | 0 | 0 | 0 | 0 | 0 | 0 | 0
Commercial_Office_Existing_Food Preparation_Natural Gas_Food Prep Other_E10_Codes & Standards Forecast | Commercial | Office | Existing | Food Preparation | Natural Gas | Food Prep Other | E10 |  | Codes & Standards Forecast | 0 | 0 | 0 | 0 | 0 | 0 | 0 | 0 | 0 | 0 | 0 | 0 | 0 | 0 | 0 | 0 | 0 | 0 | 0 | 0 | 0 | 0 | 0 | 0 | 0 | 0 | 0 | 0 | 0 | 0 | 0 | 0 | 0 | 0 | 0 | 0 | 0 | 0 | 0 | 0 | 0 | 0 | 0 | 0 | 0 | 0 | 0 | 0 | 0 | 0 | 0
Commercial_Office_Existing_Food Preparation_Natural Gas_Food Prep Other_Vintage_Codes & Standards Forecast | Commercial | Office | Existing | Food Preparation | Natural Gas | Food Prep Other | Vintage |  | Codes & Standards Forecast | 0 | 0 | 0 | 0 | 0 | 0 | 0 | 0 | 0 | 0 | 0 | 0 | 0 | 0 | 0 | 0 | 0 | 0 | 0 | 0 | 0 | 0 | 0 | 0 | 0 | 0 | 0 | 0 | 0 | 0 | 0 | 0 | 0 | 0 | 0 | 0 | 0 | 0 | 0 | 0 | 0 | 0 | 0 | 0 | 0 | 0 | 0 | 0 | 0 | 0 | 0
Commercial_Office_Existing_Miscellaneous_Natural Gas_Pool Heater_E1_Codes & Standards Forecast | Commercial | Office | Existing | Miscellaneous | Natural Gas | Pool Heater | E1 |  | Codes & Standards Forecast | 0 | 0 | 0 | 0 | 0 | 0 | 0 | 0 | 0 | 0 | 0 | 0 | 0 | 0 | 0 | 0 | 0 | 0 | 0 | 0 | 0 | 0 | 0 | 0 | 0 | 0 | 0 | 0 | 0 | 0 | 0 | 0 | 0 | 0 | 0 | 0 | 0 | 0 | 0 | 0 | 0 | 0 | 0 | 0 | 0 | 0 | 0 | 0 | 0 | 0 | 0
Commercial_Office_Existing_Miscellaneous_Natural Gas_Pool Heater_E2_Codes & Standards Forecast | Commercial | Office | Existing | Miscellaneous | Natural Gas | Pool Heater | E2 |  | Codes & Standards Forecast | 0 | 0 | 0 | 0 | 0 | 0 | 0 | 0 | 0 | 0 | 0 | 0 | 0 | 0 | 0 | 0 | 0 | 0 | 0 | 0 | 0 | 0 | 0 | 0 | 0 | 0 | 0 | 0 | 0 | 0 | 0 | 0 | 0 | 0 | 0 | 0 | 0 | 0 | 0 | 0 | 0 | 0 | 0 | 0 | 0 | 0 | 0 | 0 | 0 | 0 | 0
Commercial_Office_Existing_Miscellaneous_Natural Gas_Pool Heater_E3_Codes & Standards Forecast | Commercial | Office | Existing | Miscellaneous | Natural Gas | Pool Heater | E3 |  | Codes & Standards Forecast | 0 | 0 | 0 | 0 | 0 | 0 | 0 | 0 | 0 | 0 | 0 | 0 | 0 | 0 | 0 | 0 | 0 | 0 | 0 | 0 | 0 | 0 | 0 | 0 | 0 | 0 | 0 | 0 | 0 | 0 | 0 | 0 | 0 | 0 | 0 | 0 | 0 | 0 | 0 | 0 | 0 | 0 | 0 | 0 | 0 | 0 | 0 | 0 | 0 | 0 | 0
Commercial_Office_Existing_Miscellaneous_Natural Gas_Pool Heater_E4_Codes & Standards Forecast | Commercial | Office | Existing | Miscellaneous | Natural Gas | Pool Heater | E4 |  | Codes & Standards Forecast | 0 | 0 | 0 | 0 | 0 | 0 | 0 | 0 | 0 | 0 | 0 | 0 | 0 | 0 | 0 | 0 | 0 | 0 | 0 | 0 | 0 | 0 | 0 | 0 | 0 | 0 | 0 | 0 | 0 | 0 | 0 | 0 | 0 | 0 | 0 | 0 | 0 | 0 | 0 | 0 | 0 | 0 | 0 | 0 | 0 | 0 | 0 | 0 | 0 | 0 | 0
Commercial_Office_Existing_Miscellaneous_Natural Gas_Pool Heater_E5_Codes & Standards Forecast | Commercial | Office | Existing | Miscellaneous | Natural Gas | Pool Heater | E5 |  | Codes & Standards Forecast | 0 | 0 | 0 | 0 | 0 | 0 | 0 | 0 | 0 | 0 | 0 | 0 | 0 | 0 | 0 | 0 | 0 | 0 | 0 | 0 | 0 | 0 | 0 | 0 | 0 | 0 | 0 | 0 | 0 | 0 | 0 | 0 | 0 | 0 | 0 | 0 | 0 | 0 | 0 | 0 | 0 | 0 | 0 | 0 | 0 | 0 | 0 | 0 | 0 | 0 | 0
Commercial_Office_Existing_Miscellaneous_Natural Gas_Pool Heater_E6_Codes & Standards Forecast | Commercial | Office | Existing | Miscellaneous | Natural Gas | Pool Heater | E6 |  | Codes & Standards Forecast | 0 | 0 | 0 | 0 | 0 | 0 | 0 | 0 | 0 | 0 | 0 | 0 | 0 | 0 | 0 | 0 | 0 | 0 | 0 | 0 | 0 | 0 | 0 | 0 | 0 | 0 | 0 | 0 | 0 | 0 | 0 | 0 | 0 | 0 | 0 | 0 | 0 | 0 | 0 | 0 | 0 | 0 | 0 | 0 | 0 | 0 | 0 | 0 | 0 | 0 | 0
Commercial_Office_Existing_Miscellaneous_Natural Gas_Pool Heater_E7_Codes & Standards Forecast | Commercial | Office | Existing | Miscellaneous | Natural Gas | Pool Heater | E7 |  | Codes & Standards Forecast | 0 | 0 | 0 | 0 | 0 | 0 | 0 | 0 | 0 | 0 | 0 | 0 | 0 | 0 | 0 | 0 | 0 | 0 | 0 | 0 | 0 | 0 | 0 | 0 | 0 | 0 | 0 | 0 | 0 | 0 | 0 | 0 | 0 | 0 | 0 | 0 | 0 | 0 | 0 | 0 | 0 | 0 | 0 | 0 | 0 | 0 | 0 | 0 | 0 | 0 | 0
Commercial_Office_Existing_Miscellaneous_Natural Gas_Pool Heater_E8_Codes & Standards Forecast | Commercial | Office | Existing | Miscellaneous | Natural Gas | Pool Heater | E8 |  | Codes & Standards Forecast | 0 | 0 | 0 | 0 | 0 | 0 | 0 | 0 | 0 | 0 | 0 | 0 | 0 | 0 | 0 | 0 | 0 | 0 | 0 | 0 | 0 | 0 | 0 | 0 | 0 | 0 | 0 | 0 | 0 | 0 | 0 | 0 | 0 | 0 | 0 | 0 | 0 | 0 | 0 | 0 | 0 | 0 | 0 | 0 | 0 | 0 | 0 | 0 | 0 | 0 | 0
Commercial_Office_Existing_Miscellaneous_Natural Gas_Pool Heater_E9_Codes & Standards Forecast | Commercial | Office | Existing | Miscellaneous | Natural Gas | Pool Heater | E9 |  | Codes & Standards Forecast | 0 | 0 | 0 | 0 | 0 | 0 | 0 | 0 | 0 | 0 | 0 | 0 | 0 | 0 | 0 | 0 | 0 | 0 | 0 | 0 | 0 | 0 | 0 | 0 | 0 | 0 | 0 | 0 | 0 | 0 | 0 | 0 | 0 | 0 | 0 | 0 | 0 | 0 | 0 | 0 | 0 | 0 | 0 | 0 | 0 | 0 | 0 | 0 | 0 | 0 | 0
Commercial_Office_Existing_Miscellaneous_Natural Gas_Pool Heater_E10_Codes & Standards Forecast | Commercial | Office | Existing | Miscellaneous | Natural Gas | Pool Heater | E10 |  | Codes & Standards Forecast | 0 | 0 | 0 | 0 | 0 | 0 | 0 | 0 | 0 | 0 | 0 | 0 | 0 | 0 | 0 | 0 | 0 | 0 | 0 | 0 | 0 | 0 | 0 | 0 | 0 | 0 | 0 | 0 | 0 | 0 | 0 | 0 | 0 | 0 | 0 | 0 | 0 | 0 | 0 | 0 | 0 | 0 | 0 | 0 | 0 | 0 | 0 | 0 | 0 | 0 | 0
Commercial_Office_Existing_Miscellaneous_Natural Gas_Pool Heater_Vintage_Codes & Standards Forecast | Commercial | Office | Existing | Miscellaneous | Natural Gas | Pool Heater | Vintage |  | Codes & Standards Forecast | 0 | 0 | 0 | 0 | 0 | 0 | 0 | 0 | 0 | 0 | 0 | 0 | 0 | 0 | 0 | 0 | 0 | 0 | 0 | 0 | 0 | 0 | 0 | 0 | 0 | 0 | 0 | 0 | 0 | 0 | 0 | 0 | 0 | 0 | 0 | 0 | 0 | 0 | 0 | 0 | 0 | 0 | 0 | 0 | 0 | 0 | 0 | 0 | 0 | 0 | 0
Commercial_Office_Existing_Miscellaneous_Natural Gas_Miscellaneous_E1_Codes & Standards Forecast | Commercial | Office | Existing | Miscellaneous | Natural Gas | Miscellaneous | E1 |  | Codes & Standards Forecast | 0 | 818050.2007 | 1782755.9836 | 2866616.1576 | 4025607.1108 | 4817062.4209 | 5491630.7328 | 6066596.8438 | 6555874.0545 | 6971600.3833 | 7324267.179 | 7623072.1962 | 7875927.8045 | 8089553.0236 | 8269553.1373 | 8420790.1622 | 8547350.0462 | 8653014.5125 | 8741091.3961 | 8814250.7802 | 8874475.4206 | 8923377.9383 | 8962496.0347 | 8993195.7838 | 9016652.6792 | 9033948.9828 | 9045979.2414 | 9053530.6926 | 9057228.4585 | 9057632.8152 | 9055169.4282 | 9050279.8206 | 9186665.1061 | 0 | 0 | 0 | 0 | 0 | 0 | 0 | 0 | 0 | 0 | 0 | 0 | 0 | 0 | 0 | 0 | 0 | 0
Commercial_Office_Existing_Miscellaneous_Natural Gas_Miscellaneous_E2_Codes & Standards Forecast | Commercial | Office | Existing | Miscellaneous | Natural Gas | Miscellaneous | E2 |  | Codes & Standards Forecast | 0 | 0 | 0 | 0 | 0 | 0 | 0 | 0 | 0 | 0 | 0 | 0 | 0 | 0 | 0 | 0 | 0 | 0 | 0 | 0 | 0 | 0 | 0 | 0 | 0 | 0 | 0 | 0 | 0 | 0 | 0 | 0 | 0 | 0 | 0 | 0 | 0 | 0 | 0 | 0 | 0 | 0 | 0 | 0 | 0 | 0 | 0 | 0 | 0 | 0 | 0
Commercial_Office_Existing_Miscellaneous_Natural Gas_Miscellaneous_E3_Codes & Standards Forecast | Commercial | Office | Existing | Miscellaneous | Natural Gas | Miscellaneous | E3 |  | Codes & Standards Forecast | 0 | 0 | 0 | 0 | 0 | 0 | 0 | 0 | 0 | 0 | 0 | 0 | 0 | 0 | 0 | 0 | 0 | 0 | 0 | 0 | 0 | 0 | 0 | 0 | 0 | 0 | 0 | 0 | 0 | 0 | 0 | 0 | 0 | 0 | 0 | 0 | 0 | 0 | 0 | 0 | 0 | 0 | 0 | 0 | 0 | 0 | 0 | 0 | 0 | 0 | 0
Commercial_Office_Existing_Miscellaneous_Natural Gas_Miscellaneous_E4_Codes & Standards Forecast | Commercial | Office | Existing | Miscellaneous | Natural Gas | Miscellaneous | E4 |  | Codes & Standards Forecast | 0 | 0 | 0 | 0 | 0 | 0 | 0 | 0 | 0 | 0 | 0 | 0 | 0 | 0 | 0 | 0 | 0 | 0 | 0 | 0 | 0 | 0 | 0 | 0 | 0 | 0 | 0 | 0 | 0 | 0 | 0 | 0 | 0 | 0 | 0 | 0 | 0 | 0 | 0 | 0 | 0 | 0 | 0 | 0 | 0 | 0 | 0 | 0 | 0 | 0 | 0
Commercial_Office_Existing_Miscellaneous_Natural Gas_Miscellaneous_E5_Codes & Standards Forecast | Commercial | Office | Existing | Miscellaneous | Natural Gas | Miscellaneous | E5 |  | Codes & Standards Forecast | 0 | 0 | 0 | 0 | 0 | 0 | 0 | 0 | 0 | 0 | 0 | 0 | 0 | 0 | 0 | 0 | 0 | 0 | 0 | 0 | 0 | 0 | 0 | 0 | 0 | 0 | 0 | 0 | 0 | 0 | 0 | 0 | 0 | 0 | 0 | 0 | 0 | 0 | 0 | 0 | 0 | 0 | 0 | 0 | 0 | 0 | 0 | 0 | 0 | 0 | 0
Commercial_Office_Existing_Miscellaneous_Natural Gas_Miscellaneous_E6_Codes & Standards Forecast | Commercial | Office | Existing | Miscellaneous | Natural Gas | Miscellaneous | E6 |  | Codes & Standards Forecast | 0 | 0 | 0 | 0 | 0 | 0 | 0 | 0 | 0 | 0 | 0 | 0 | 0 | 0 | 0 | 0 | 0 | 0 | 0 | 0 | 0 | 0 | 0 | 0 | 0 | 0 | 0 | 0 | 0 | 0 | 0 | 0 | 0 | 0 | 0 | 0 | 0 | 0 | 0 | 0 | 0 | 0 | 0 | 0 | 0 | 0 | 0 | 0 | 0 | 0 | 0
Commercial_Office_Existing_Miscellaneous_Natural Gas_Miscellaneous_E7_Codes & Standards Forecast | Commercial | Office | Existing | Miscellaneous | Natural Gas | Miscellaneous | E7 |  | Codes & Standards Forecast | 0 | 0 | 0 | 0 | 0 | 0 | 0 | 0 | 0 | 0 | 0 | 0 | 0 | 0 | 0 | 0 | 0 | 0 | 0 | 0 | 0 | 0 | 0 | 0 | 0 | 0 | 0 | 0 | 0 | 0 | 0 | 0 | 0 | 0 | 0 | 0 | 0 | 0 | 0 | 0 | 0 | 0 | 0 | 0 | 0 | 0 | 0 | 0 | 0 | 0 | 0
Commercial_Office_Existing_Miscellaneous_Natural Gas_Miscellaneous_E8_Codes & Standards Forecast | Commercial | Office | Existing | Miscellaneous | Natural Gas | Miscellaneous | E8 |  | Codes & Standards Forecast | 0 | 0 | 0 | 0 | 0 | 0 | 0 | 0 | 0 | 0 | 0 | 0 | 0 | 0 | 0 | 0 | 0 | 0 | 0 | 0 | 0 | 0 | 0 | 0 | 0 | 0 | 0 | 0 | 0 | 0 | 0 | 0 | 0 | 0 | 0 | 0 | 0 | 0 | 0 | 0 | 0 | 0 | 0 | 0 | 0 | 0 | 0 | 0 | 0 | 0 | 0
Commercial_Office_Existing_Miscellaneous_Natural Gas_Miscellaneous_E9_Codes & Standards Forecast | Commercial | Office | Existing | Miscellaneous | Natural Gas | Miscellaneous | E9 |  | Codes & Standards Forecast | 0 | 0 | 0 | 0 | 0 | 0 | 0 | 0 | 0 | 0 | 0 | 0 | 0 | 0 | 0 | 0 | 0 | 0 | 0 | 0 | 0 | 0 | 0 | 0 | 0 | 0 | 0 | 0 | 0 | 0 | 0 | 0 | 0 | 0 | 0 | 0 | 0 | 0 | 0 | 0 | 0 | 0 | 0 | 0 | 0 | 0 | 0 | 0 | 0 | 0 | 0
Commercial_Office_Existing_Miscellaneous_Natural Gas_Miscellaneous_E10_Codes & Standards Forecast | Commercial | Office | Existing | Miscellaneous | Natural Gas | Miscellaneous | E10 |  | Codes & Standards Forecast | 0 | 0 | 0 | 0 | 0 | 0 | 0 | 0 | 0 | 0 | 0 | 0 | 0 | 0 | 0 | 0 | 0 | 0 | 0 | 0 | 0 | 0 | 0 | 0 | 0 | 0 | 0 | 0 | 0 | 0 | 0 | 0 | 0 | 0 | 0 | 0 | 0 | 0 | 0 | 0 | 0 | 0 | 0 | 0 | 0 | 0 | 0 | 0 | 0 | 0 | 0
Commercial_Office_Existing_Miscellaneous_Natural Gas_Miscellaneous_Vintage_Codes & Standards Forecast | Commercial | Office | Existing | Miscellaneous | Natural Gas | Miscellaneous | Vintage |  | Codes & Standards Forecast | 9592724.626 | 8725868.8077 | 7712357.4073 | 6569557.9505 | 5631049.6719 | 4813642.8617 | 4116164.4811 | 3520563.5299 | 3011351.148 | 2575813.0851 | 2203235.3911 | 1884546.1376 | 1611975.7613 | 1378854.3391 | 1179453.4894 | 1008892.6574 | 862991.4014 | 738203.721 | 631490.3907 | 540232.2538 | 462173.4065 | 395389.9565 | 338250.2663 | 289361.8097 | 247533.536 | 211748.1591 | 181133.6015 | 154943.7592 | 132539.1374 | 113373.0401 | 96977.0557 | 82951.3951 | 71101.1958 | 0 | 0 | 0 | 0 | 0 | 0 | 0 | 0 | 0 | 0 | 0 | 0 | 0 | 0 | 0 | 0 | 0 | 0
Commercial_Office_New_Space Heating_Natural Gas_Furnace_E1_Codes & Standards Forecast | Commercial | Office | New | Space Heating | Natural Gas | Furnace | E1 |  | Codes & Standards Forecast | 0 | 0 | 0 | 0 | 0 | 0 | 0 | 0 | 0 | 0 | 0 | 0 | 0 | 0 | 0 | 0 | 0 | 0 | 0 | 0 | 0 | 0 | 0 | 0 | 0 | 0 | 0 | 0 | 0 | 0 | 0 | 0 | 0 | 0 | 0 | 0 | 0 | 0 | 0 | 0 | 0 | 0 | 0 | 0 | 0 | 0 | 0 | 0 | 0 | 0 | 0
Commercial_Office_New_Space Heating_Natural Gas_Furnace_E2_Codes & Standards Forecast | Commercial | Office | New | Space Heating | Natural Gas | Furnace | E2 |  | Codes & Standards Forecast | 0 | 0 | 0 | 0 | 0 | 0 | 0 | 0 | 0 | 0 | 0 | 0 | 0 | 0 | 0 | 0 | 0 | 0 | 0 | 0 | 0 | 0 | 0 | 0 | 0 | 0 | 0 | 0 | 0 | 0 | 0 | 0 | 0 | 0 | 0 | 0 | 0 | 0 | 0 | 0 | 0 | 0 | 0 | 0 | 0 | 0 | 0 | 0 | 0 | 0 | 0
Commercial_Office_New_Space Heating_Natural Gas_Furnace_E3_Codes & Standards Forecast | Commercial | Office | New | Space Heating | Natural Gas | Furnace | E3 |  | Codes & Standards Forecast | 0 | 0 | 0 | 0 | 0 | 0 | 0 | 0 | 0 | 0 | 0 | 0 | 0 | 0 | 0 | 0 | 0 | 0 | 0 | 0 | 0 | 0 | 0 | 0 | 0 | 0 | 0 | 0 | 0 | 0 | 0 | 0 | 0 | 0 | 0 | 0 | 0 | 0 | 0 | 0 | 0 | 0 | 0 | 0 | 0 | 0 | 0 | 0 | 0 | 0 | 0
Commercial_Office_New_Space Heating_Natural Gas_Furnace_E4_Codes & Standards Forecast | Commercial | Office | New | Space Heating | Natural Gas | Furnace | E4 |  | Codes & Standards Forecast | 0 | 0 | 0 | 0 | 0 | 0 | 0 | 0 | 0 | 0 | 0 | 0 | 0 | 0 | 0 | 0 | 0 | 0 | 0 | 0 | 0 | 0 | 0 | 0 | 0 | 0 | 0 | 0 | 0 | 0 | 0 | 0 | 0 | 0 | 0 | 0 | 0 | 0 | 0 | 0 | 0 | 0 | 0 | 0 | 0 | 0 | 0 | 0 | 0 | 0 | 0
Commercial_Office_New_Space Heating_Natural Gas_Furnace_E5_Codes & Standards Forecast | Commercial | Office | New | Space Heating | Natural Gas | Furnace | E5 |  | Codes & Standards Forecast | 0 | 0 | 0 | 0 | 0 | 0 | 0 | 0 | 0 | 0 | 0 | 0 | 0 | 0 | 0 | 0 | 0 | 0 | 0 | 0 | 0 | 0 | 0 | 0 | 0 | 0 | 0 | 0 | 0 | 0 | 0 | 0 | 0 | 0 | 0 | 0 | 0 | 0 | 0 | 0 | 0 | 0 | 0 | 0 | 0 | 0 | 0 | 0 | 0 | 0 | 0
Commercial_Office_New_Space Heating_Natural Gas_Furnace_E6_Codes & Standards Forecast | Commercial | Office | New | Space Heating | Natural Gas | Furnace | E6 |  | Codes & Standards Forecast | 0 | 0 | 0 | 0 | 0 | 0 | 0 | 0 | 0 | 0 | 0 | 0 | 0 | 0 | 0 | 0 | 0 | 0 | 0 | 0 | 0 | 0 | 0 | 0 | 0 | 0 | 0 | 0 | 0 | 0 | 0 | 0 | 0 | 0 | 0 | 0 | 0 | 0 | 0 | 0 | 0 | 0 | 0 | 0 | 0 | 0 | 0 | 0 | 0 | 0 | 0
Commercial_Office_New_Space Heating_Natural Gas_Furnace_E7_Codes & Standards Forecast | Commercial | Office | New | Space Heating | Natural Gas | Furnace | E7 |  | Codes & Standards Forecast | 0 | 0 | 0 | 0 | 0 | 0 | 0 | 0 | 0 | 0 | 0 | 0 | 0 | 0 | 0 | 0 | 0 | 0 | 0 | 0 | 0 | 0 | 0 | 0 | 0 | 0 | 0 | 0 | 0 | 0 | 0 | 0 | 0 | 0 | 0 | 0 | 0 | 0 | 0 | 0 | 0 | 0 | 0 | 0 | 0 | 0 | 0 | 0 | 0 | 0 | 0
Commercial_Office_New_Space Heating_Natural Gas_Furnace_E8_Codes & Standards Forecast | Commercial | Office | New | Space Heating | Natural Gas | Furnace | E8 |  | Codes & Standards Forecast | 0 | 0 | 0 | 0 | 0 | 0 | 0 | 0 | 0 | 0 | 0 | 0 | 0 | 0 | 0 | 0 | 0 | 0 | 0 | 0 | 0 | 0 | 0 | 0 | 0 | 0 | 0 | 0 | 0 | 0 | 0 | 0 | 0 | 0 | 0 | 0 | 0 | 0 | 0 | 0 | 0 | 0 | 0 | 0 | 0 | 0 | 0 | 0 | 0 | 0 | 0
Commercial_Office_New_Space Heating_Natural Gas_Furnace_E9_Codes & Standards Forecast | Commercial | Office | New | Space Heating | Natural Gas | Furnace | E9 |  | Codes & Standards Forecast | 0 | 0 | 0 | 0 | 0 | 0 | 0 | 0 | 0 | 0 | 0 | 0 | 0 | 0 | 0 | 0 | 0 | 0 | 0 | 0 | 0 | 0 | 0 | 0 | 0 | 0 | 0 | 0 | 0 | 0 | 0 | 0 | 0 | 0 | 0 | 0 | 0 | 0 | 0 | 0 | 0 | 0 | 0 | 0 | 0 | 0 | 0 | 0 | 0 | 0 | 0
Commercial_Office_New_Space Heating_Natural Gas_Furnace_E10_Codes & Standards Forecast | Commercial | Office | New | Space Heating | Natural Gas | Furnace | E10 |  | Codes & Standards Forecast | 0 | 0 | 0 | 0 | 0 | 0 | 0 | 0 | 0 | 0 | 0 | 0 | 0 | 0 | 0 | 0 | 0 | 0 | 0 | 0 | 0 | 0 | 0 | 0 | 0 | 0 | 0 | 0 | 0 | 0 | 0 | 0 | 0 | 0 | 0 | 0 | 0 | 0 | 0 | 0 | 0 | 0 | 0 | 0 | 0 | 0 | 0 | 0 | 0 | 0 | 0
Commercial_Office_New_Space Heating_Natural Gas_Furnace_Vintage_Codes & Standards Forecast | Commercial | Office | New | Space Heating | Natural Gas | Furnace | Vintage |  | Codes & Standards Forecast | 0 | 0 | 0 | 0 | 0 | 0 | 0 | 0 | 0 | 0 | 0 | 0 | 0 | 0 | 0 | 0 | 0 | 0 | 0 | 0 | 0 | 0 | 0 | 0 | 0 | 0 | 0 | 0 | 0 | 0 | 0 | 0 | 0 | 0 | 0 | 0 | 0 | 0 | 0 | 0 | 0 | 0 | 0 | 0 | 0 | 0 | 0 | 0 | 0 | 0 | 0
Commercial_Office_New_Space Heating_Natural Gas_Boiler_E1_Codes & Standards Forecast | Commercial | Office | New | Space Heating | Natural Gas | Boiler | E1 |  | Codes & Standards Forecast | 0 | 0 | 0 | 0 | 0 | 0 | 0 | 0 | 0 | 0 | 0 | 0 | 0 | 0 | 0 | 0 | 0 | 0 | 0 | 0 | 0 | 0 | 0 | 0 | 0 | 0 | 0 | 0 | 0 | 0 | 0 | 0 | 0 | 0 | 0 | 0 | 0 | 0 | 0 | 0 | 0 | 0 | 0 | 0 | 0 | 0 | 0 | 0 | 0 | 0 | 0
Commercial_Office_New_Space Heating_Natural Gas_Boiler_E2_Codes & Standards Forecast | Commercial | Office | New | Space Heating | Natural Gas | Boiler | E2 |  | Codes & Standards Forecast | 0 | 0 | 0 | 0 | 0 | 0 | 0 | 0 | 0 | 0 | 0 | 0 | 0 | 0 | 0 | 0 | 0 | 0 | 0 | 0 | 0 | 0 | 0 | 0 | 0 | 0 | 0 | 0 | 0 | 0 | 0 | 0 | 0 | 0 | 0 | 0 | 0 | 0 | 0 | 0 | 0 | 0 | 0 | 0 | 0 | 0 | 0 | 0 | 0 | 0 | 0
Commercial_Office_New_Space Heating_Natural Gas_Boiler_E3_Codes & Standards Forecast | Commercial | Office | New | Space Heating | Natural Gas | Boiler | E3 |  | Codes & Standards Forecast | 0 | 0 | 0 | 0 | 0 | 0 | 0 | 0 | 0 | 0 | 0 | 0 | 0 | 0 | 0 | 0 | 0 | 0 | 0 | 0 | 0 | 0 | 0 | 0 | 0 | 0 | 0 | 0 | 0 | 0 | 0 | 0 | 0 | 0 | 0 | 0 | 0 | 0 | 0 | 0 | 0 | 0 | 0 | 0 | 0 | 0 | 0 | 0 | 0 | 0 | 0
Commercial_Office_New_Space Heating_Natural Gas_Boiler_E4_Codes & Standards Forecast | Commercial | Office | New | Space Heating | Natural Gas | Boiler | E4 |  | Codes & Standards Forecast | 0 | 0 | 0 | 0 | 0 | 0 | 0 | 0 | 0 | 0 | 0 | 0 | 0 | 0 | 0 | 0 | 0 | 0 | 0 | 0 | 0 | 0 | 0 | 0 | 0 | 0 | 0 | 0 | 0 | 0 | 0 | 0 | 0 | 0 | 0 | 0 | 0 | 0 | 0 | 0 | 0 | 0 | 0 | 0 | 0 | 0 | 0 | 0 | 0 | 0 | 0
Commercial_Office_New_Space Heating_Natural Gas_Boiler_E5_Codes & Standards Forecast | Commercial | Office | New | Space Heating | Natural Gas | Boiler | E5 |  | Codes & Standards Forecast | 0 | 0 | 0 | 0 | 0 | 0 | 0 | 0 | 0 | 0 | 0 | 0 | 0 | 0 | 0 | 0 | 0 | 0 | 0 | 0 | 0 | 0 | 0 | 0 | 0 | 0 | 0 | 0 | 0 | 0 | 0 | 0 | 0 | 0 | 0 | 0 | 0 | 0 | 0 | 0 | 0 | 0 | 0 | 0 | 0 | 0 | 0 | 0 | 0 | 0 | 0
Commercial_Office_New_Space Heating_Natural Gas_Boiler_E6_Codes & Standards Forecast | Commercial | Office | New | Space Heating | Natural Gas | Boiler | E6 |  | Codes & Standards Forecast | 0 | 0 | 0 | 0 | 0 | 0 | 0 | 0 | 0 | 0 | 0 | 0 | 0 | 0 | 0 | 0 | 0 | 0 | 0 | 0 | 0 | 0 | 0 | 0 | 0 | 0 | 0 | 0 | 0 | 0 | 0 | 0 | 0 | 0 | 0 | 0 | 0 | 0 | 0 | 0 | 0 | 0 | 0 | 0 | 0 | 0 | 0 | 0 | 0 | 0 | 0
Commercial_Office_New_Space Heating_Natural Gas_Boiler_E7_Codes & Standards Forecast | Commercial | Office | New | Space Heating | Natural Gas | Boiler | E7 |  | Codes & Standards Forecast | 0 | 0 | 0 | 0 | 0 | 0 | 0 | 0 | 0 | 0 | 0 | 0 | 0 | 0 | 0 | 0 | 0 | 0 | 0 | 0 | 0 | 0 | 0 | 0 | 0 | 0 | 0 | 0 | 0 | 0 | 0 | 0 | 0 | 0 | 0 | 0 | 0 | 0 | 0 | 0 | 0 | 0 | 0 | 0 | 0 | 0 | 0 | 0 | 0 | 0 | 0
Commercial_Office_New_Space Heating_Natural Gas_Boiler_E8_Codes & Standards Forecast | Commercial | Office | New | Space Heating | Natural Gas | Boiler | E8 |  | Codes & Standards Forecast | 0 | 0 | 0 | 0 | 0 | 0 | 0 | 0 | 0 | 0 | 0 | 0 | 0 | 0 | 0 | 0 | 0 | 0 | 0 | 0 | 0 | 0 | 0 | 0 | 0 | 0 | 0 | 0 | 0 | 0 | 0 | 0 | 0 | 0 | 0 | 0 | 0 | 0 | 0 | 0 | 0 | 0 | 0 | 0 | 0 | 0 | 0 | 0 | 0 | 0 | 0
Commercial_Office_New_Space Heating_Natural Gas_Boiler_E9_Codes & Standards Forecast | Commercial | Office | New | Space Heating | Natural Gas | Boiler | E9 |  | Codes & Standards Forecast | 0 | 0 | 0 | 0 | 0 | 0 | 0 | 0 | 0 | 0 | 0 | 0 | 0 | 0 | 0 | 0 | 0 | 0 | 0 | 0 | 0 | 0 | 0 | 0 | 0 | 0 | 0 | 0 | 0 | 0 | 0 | 0 | 0 | 0 | 0 | 0 | 0 | 0 | 0 | 0 | 0 | 0 | 0 | 0 | 0 | 0 | 0 | 0 | 0 | 0 | 0
Commercial_Office_New_Space Heating_Natural Gas_Boiler_E10_Codes & Standards Forecast | Commercial | Office | New | Space Heating | Natural Gas | Boiler | E10 |  | Codes & Standards Forecast | 0 | 0 | 0 | 0 | 0 | 0 | 0 | 0 | 0 | 0 | 0 | 0 | 0 | 0 | 0 | 0 | 0 | 0 | 0 | 0 | 0 | 0 | 0 | 0 | 0 | 0 | 0 | 0 | 0 | 0 | 0 | 0 | 0 | 0 | 0 | 0 | 0 | 0 | 0 | 0 | 0 | 0 | 0 | 0 | 0 | 0 | 0 | 0 | 0 | 0 | 0
Commercial_Office_New_Space Heating_Natural Gas_Boiler_Vintage_Codes & Standards Forecast | Commercial | Office | New | Space Heating | Natural Gas | Boiler | Vintage |  | Codes & Standards Forecast | 0 | 0 | 0 | 0 | 0 | 0 | 0 | 0 | 0 | 0 | 0 | 0 | 0 | 0 | 0 | 0 | 0 | 0 | 0 | 0 | 0 | 0 | 0 | 0 | 0 | 0 | 0 | 0 | 0 | 0 | 0 | 0 | 0 | 0 | 0 | 0 | 0 | 0 | 0 | 0 | 0 | 0 | 0 | 0 | 0 | 0 | 0 | 0 | 0 | 0 | 0
Commercial_Office_New_Space Heating_Natural Gas_Unit Heater_E1_Codes & Standards Forecast | Commercial | Office | New | Space Heating | Natural Gas | Unit Heater | E1 |  | Codes & Standards Forecast | 0 | 261.7303 | 1524.1528 | 2330.9293 | 3295.5504 | 3295.5504 | 3295.5504 | 3295.5504 | 3295.5504 | 3295.5504 | 3295.5504 | 3258.1603 | 3045.7656 | 2748.4593 | 2355.8222 | 2019.2762 | 1730.8082 | 1483.5499 | 1195.3572 | 656.776 | 327.8908 | 0 | 0 | 0 | 0 | 0 | 0 | 0 | 0 | 0 | 0 | 0 | 0 | 0 | 0 | 0 | 0 | 0 | 0 | 0 | 0 | 0 | 0 | 0 | 0 | 0 | 0 | 0 | 0 | 0 | 0
Commercial_Office_New_Space Heating_Natural Gas_Unit Heater_E2_Codes & Standards Forecast | Commercial | Office | New | Space Heating | Natural Gas | Unit Heater | E2 |  | Codes & Standards Forecast | 0 | 0 | 0 | 0 | 0 | 994.1303 | 1993.2563 | 2857.9966 | 3710.618 | 4583.1963 | 5469.9781 | 6387.4133 | 7466.0883 | 8617.8671 | 9866.2117 | 11055.8774 | 12202.4091 | 13287.7127 | 14380.6632 | 15698.0364 | 16806.0963 | 17928.9391 | 18734.2513 | 19548.0843 | 20370.6606 | 21195.5544 | 22023.673 | 22852.3494 | 23684.6815 | 24518.8279 | 25359.1805 | 26200.1439 | 26557.3929 | 0 | 0 | 0 | 0 | 0 | 0 | 0 | 0 | 0 | 0 | 0 | 0 | 0 | 0 | 0 | 0 | 0 | 0
Commercial_Office_New_Space Heating_Natural Gas_Unit Heater_E3_Codes & Standards Forecast | Commercial | Office | New | Space Heating | Natural Gas | Unit Heater | E3 |  | Codes & Standards Forecast | 0 | 0 | 0 | 0 | 0 | 0 | 0 | 0 | 0 | 0 | 0 | 0 | 0 | 0 | 0 | 0 | 0 | 0 | 0 | 0 | 0 | 0 | 0 | 0 | 0 | 0 | 0 | 0 | 0 | 0 | 0 | 0 | 0 | 0 | 0 | 0 | 0 | 0 | 0 | 0 | 0 | 0 | 0 | 0 | 0 | 0 | 0 | 0 | 0 | 0 | 0
Commercial_Office_New_Space Heating_Natural Gas_Unit Heater_E4_Codes & Standards Forecast | Commercial | Office | New | Space Heating | Natural Gas | Unit Heater | E4 |  | Codes & Standards Forecast | 0 | 0 | 0 | 0 | 0 | 0 | 0 | 0 | 0 | 0 | 0 | 0 | 0 | 0 | 0 | 0 | 0 | 0 | 0 | 0 | 0 | 0 | 0 | 0 | 0 | 0 | 0 | 0 | 0 | 0 | 0 | 0 | 0 | 0 | 0 | 0 | 0 | 0 | 0 | 0 | 0 | 0 | 0 | 0 | 0 | 0 | 0 | 0 | 0 | 0 | 0
Commercial_Office_New_Space Heating_Natural Gas_Unit Heater_E5_Codes & Standards Forecast | Commercial | Office | New | Space Heating | Natural Gas | Unit Heater | E5 |  | Codes & Standards Forecast | 0 | 0 | 0 | 0 | 0 | 0 | 0 | 0 | 0 | 0 | 0 | 0 | 0 | 0 | 0 | 0 | 0 | 0 | 0 | 0 | 0 | 0 | 0 | 0 | 0 | 0 | 0 | 0 | 0 | 0 | 0 | 0 | 0 | 0 | 0 | 0 | 0 | 0 | 0 | 0 | 0 | 0 | 0 | 0 | 0 | 0 | 0 | 0 | 0 | 0 | 0
Commercial_Office_New_Space Heating_Natural Gas_Unit Heater_E6_Codes & Standards Forecast | Commercial | Office | New | Space Heating | Natural Gas | Unit Heater | E6 |  | Codes & Standards Forecast | 0 | 0 | 0 | 0 | 0 | 0 | 0 | 0 | 0 | 0 | 0 | 0 | 0 | 0 | 0 | 0 | 0 | 0 | 0 | 0 | 0 | 0 | 0 | 0 | 0 | 0 | 0 | 0 | 0 | 0 | 0 | 0 | 0 | 0 | 0 | 0 | 0 | 0 | 0 | 0 | 0 | 0 | 0 | 0 | 0 | 0 | 0 | 0 | 0 | 0 | 0
Commercial_Office_New_Space Heating_Natural Gas_Unit Heater_E7_Codes & Standards Forecast | Commercial | Office | New | Space Heating | Natural Gas | Unit Heater | E7 |  | Codes & Standards Forecast | 0 | 0 | 0 | 0 | 0 | 0 | 0 | 0 | 0 | 0 | 0 | 0 | 0 | 0 | 0 | 0 | 0 | 0 | 0 | 0 | 0 | 0 | 0 | 0 | 0 | 0 | 0 | 0 | 0 | 0 | 0 | 0 | 0 | 0 | 0 | 0 | 0 | 0 | 0 | 0 | 0 | 0 | 0 | 0 | 0 | 0 | 0 | 0 | 0 | 0 | 0
Commercial_Office_New_Space Heating_Natural Gas_Unit Heater_E8_Codes & Standards Forecast | Commercial | Office | New | Space Heating | Natural Gas | Unit Heater | E8 |  | Codes & Standards Forecast | 0 | 0 | 0 | 0 | 0 | 0 | 0 | 0 | 0 | 0 | 0 | 0 | 0 | 0 | 0 | 0 | 0 | 0 | 0 | 0 | 0 | 0 | 0 | 0 | 0 | 0 | 0 | 0 | 0 | 0 | 0 | 0 | 0 | 0 | 0 | 0 | 0 | 0 | 0 | 0 | 0 | 0 | 0 | 0 | 0 | 0 | 0 | 0 | 0 | 0 | 0
Commercial_Office_New_Space Heating_Natural Gas_Unit Heater_E9_Codes & Standards Forecast | Commercial | Office | New | Space Heating | Natural Gas | Unit Heater | E9 |  | Codes & Standards Forecast | 0 | 0 | 0 | 0 | 0 | 0 | 0 | 0 | 0 | 0 | 0 | 0 | 0 | 0 | 0 | 0 | 0 | 0 | 0 | 0 | 0 | 0 | 0 | 0 | 0 | 0 | 0 | 0 | 0 | 0 | 0 | 0 | 0 | 0 | 0 | 0 | 0 | 0 | 0 | 0 | 0 | 0 | 0 | 0 | 0 | 0 | 0 | 0 | 0 | 0 | 0
Commercial_Office_New_Space Heating_Natural Gas_Unit Heater_E10_Codes & Standards Forecast | Commercial | Office | New | Space Heating | Natural Gas | Unit Heater | E10 |  | Codes & Standards Forecast | 0 | 0 | 0 | 0 | 0 | 0 | 0 | 0 | 0 | 0 | 0 | 0 | 0 | 0 | 0 | 0 | 0 | 0 | 0 | 0 | 0 | 0 | 0 | 0 | 0 | 0 | 0 | 0 | 0 | 0 | 0 | 0 | 0 | 0 | 0 | 0 | 0 | 0 | 0 | 0 | 0 | 0 | 0 | 0 | 0 | 0 | 0 | 0 | 0 | 0 | 0
Commercial_Office_New_Space Heating_Natural Gas_Unit Heater_Vintage_Codes & Standards Forecast | Commercial | Office | New | Space Heating | Natural Gas | Unit Heater | Vintage |  | Codes & Standards Forecast | 0 | 0 | 0 | 0 | 0 | 0 | 0 | 0 | 0 | 0 | 0 | 0 | 0 | 0 | 0 | 0 | 0 | 0 | 0 | 0 | 0 | 0 | 0 | 0 | 0 | 0 | 0 | 0 | 0 | 0 | 0 | 0 | 0 | 0 | 0 | 0 | 0 | 0 | 0 | 0 | 0 | 0 | 0 | 0 | 0 | 0 | 0 | 0 | 0 | 0 | 0
Commercial_Office_New_Water Heating_Natural Gas_Water Heater_E1_Codes & Standards Forecast | Commercial | Office | New | Water Heating | Natural Gas | Water Heater | E1 |  | Codes & Standards Forecast | 0 | 0 | 0 | 0 | 0 | 0 | 0 | 0 | 0 | 0 | 0 | 0 | 0 | 0 | 0 | 0 | 0 | 0 | 0 | 0 | 0 | 0 | 0 | 0 | 0 | 0 | 0 | 0 | 0 | 0 | 0 | 0 | 0 | 0 | 0 | 0 | 0 | 0 | 0 | 0 | 0 | 0 | 0 | 0 | 0 | 0 | 0 | 0 | 0 | 0 | 0
Commercial_Office_New_Water Heating_Natural Gas_Water Heater_E2_Codes & Standards Forecast | Commercial | Office | New | Water Heating | Natural Gas | Water Heater | E2 |  | Codes & Standards Forecast | 0 | 0 | 0 | 0 | 0 | 0 | 0 | 0 | 0 | 0 | 0 | 0 | 0 | 0 | 0 | 0 | 0 | 0 | 0 | 0 | 0 | 0 | 0 | 0 | 0 | 0 | 0 | 0 | 0 | 0 | 0 | 0 | 0 | 0 | 0 | 0 | 0 | 0 | 0 | 0 | 0 | 0 | 0 | 0 | 0 | 0 | 0 | 0 | 0 | 0 | 0
Commercial_Office_New_Water Heating_Natural Gas_Water Heater_E3_Codes & Standards Forecast | Commercial | Office | New | Water Heating | Natural Gas | Water Heater | E3 |  | Codes & Standards Forecast | 0 | 0 | 0 | 0 | 0 | 0 | 0 | 0 | 0 | 0 | 0 | 0 | 0 | 0 | 0 | 0 | 0 | 0 | 0 | 0 | 0 | 0 | 0 | 0 | 0 | 0 | 0 | 0 | 0 | 0 | 0 | 0 | 0 | 0 | 0 | 0 | 0 | 0 | 0 | 0 | 0 | 0 | 0 | 0 | 0 | 0 | 0 | 0 | 0 | 0 | 0
Commercial_Office_New_Water Heating_Natural Gas_Water Heater_E4_Codes & Standards Forecast | Commercial | Office | New | Water Heating | Natural Gas | Water Heater | E4 |  | Codes & Standards Forecast | 0 | 0 | 0 | 0 | 0 | 0 | 0 | 0 | 0 | 0 | 0 | 0 | 0 | 0 | 0 | 0 | 0 | 0 | 0 | 0 | 0 | 0 | 0 | 0 | 0 | 0 | 0 | 0 | 0 | 0 | 0 | 0 | 0 | 0 | 0 | 0 | 0 | 0 | 0 | 0 | 0 | 0 | 0 | 0 | 0 | 0 | 0 | 0 | 0 | 0 | 0
Commercial_Office_New_Water Heating_Natural Gas_Water Heater_E5_Codes & Standards Forecast | Commercial | Office | New | Water Heating | Natural Gas | Water Heater | E5 |  | Codes & Standards Forecast | 0 | 0 | 0 | 0 | 0 | 0 | 0 | 0 | 0 | 0 | 0 | 0 | 0 | 0 | 0 | 0 | 0 | 0 | 0 | 0 | 0 | 0 | 0 | 0 | 0 | 0 | 0 | 0 | 0 | 0 | 0 | 0 | 0 | 0 | 0 | 0 | 0 | 0 | 0 | 0 | 0 | 0 | 0 | 0 | 0 | 0 | 0 | 0 | 0 | 0 | 0
Commercial_Office_New_Water Heating_Natural Gas_Water Heater_E6_Codes & Standards Forecast | Commercial | Office | New | Water Heating | Natural Gas | Water Heater | E6 |  | Codes & Standards Forecast | 0 | 0 | 0 | 0 | 0 | 0 | 0 | 0 | 0 | 0 | 0 | 0 | 0 | 0 | 0 | 0 | 0 | 0 | 0 | 0 | 0 | 0 | 0 | 0 | 0 | 0 | 0 | 0 | 0 | 0 | 0 | 0 | 0 | 0 | 0 | 0 | 0 | 0 | 0 | 0 | 0 | 0 | 0 | 0 | 0 | 0 | 0 | 0 | 0 | 0 | 0
Commercial_Office_New_Water Heating_Natural Gas_Water Heater_E7_Codes & Standards Forecast | Commercial | Office | New | Water Heating | Natural Gas | Water Heater | E7 |  | Codes & Standards Forecast | 0 | 0 | 0 | 0 | 0 | 0 | 0 | 0 | 0 | 0 | 0 | 0 | 0 | 0 | 0 | 0 | 0 | 0 | 0 | 0 | 0 | 0 | 0 | 0 | 0 | 0 | 0 | 0 | 0 | 0 | 0 | 0 | 0 | 0 | 0 | 0 | 0 | 0 | 0 | 0 | 0 | 0 | 0 | 0 | 0 | 0 | 0 | 0 | 0 | 0 | 0
Commercial_Office_New_Water Heating_Natural Gas_Water Heater_E8_Codes & Standards Forecast | Commercial | Office | New | Water Heating | Natural Gas | Water Heater | E8 |  | Codes & Standards Forecast | 0 | 0 | 0 | 0 | 0 | 0 | 0 | 0 | 0 | 0 | 0 | 0 | 0 | 0 | 0 | 0 | 0 | 0 | 0 | 0 | 0 | 0 | 0 | 0 | 0 | 0 | 0 | 0 | 0 | 0 | 0 | 0 | 0 | 0 | 0 | 0 | 0 | 0 | 0 | 0 | 0 | 0 | 0 | 0 | 0 | 0 | 0 | 0 | 0 | 0 | 0
Commercial_Office_New_Water Heating_Natural Gas_Water Heater_E9_Codes & Standards Forecast | Commercial | Office | New | Water Heating | Natural Gas | Water Heater | E9 |  | Codes & Standards Forecast | 0 | 0 | 0 | 0 | 0 | 0 | 0 | 0 | 0 | 0 | 0 | 0 | 0 | 0 | 0 | 0 | 0 | 0 | 0 | 0 | 0 | 0 | 0 | 0 | 0 | 0 | 0 | 0 | 0 | 0 | 0 | 0 | 0 | 0 | 0 | 0 | 0 | 0 | 0 | 0 | 0 | 0 | 0 | 0 | 0 | 0 | 0 | 0 | 0 | 0 | 0
Commercial_Office_New_Water Heating_Natural Gas_Water Heater_E10_Codes & Standards Forecast | Commercial | Office | New | Water Heating | Natural Gas | Water Heater | E10 |  | Codes & Standards Forecast | 0 | 0 | 0 | 0 | 0 | 0 | 0 | 0 | 0 | 0 | 0 | 0 | 0 | 0 | 0 | 0 | 0 | 0 | 0 | 0 | 0 | 0 | 0 | 0 | 0 | 0 | 0 | 0 | 0 | 0 | 0 | 0 | 0 | 0 | 0 | 0 | 0 | 0 | 0 | 0 | 0 | 0 | 0 | 0 | 0 | 0 | 0 | 0 | 0 | 0 | 0
Commercial_Office_New_Water Heating_Natural Gas_Water Heater_Vintage_Codes & Standards Forecast | Commercial | Office | New | Water Heating | Natural Gas | Water Heater | Vintage |  | Codes & Standards Forecast | 0 | 0 | 0 | 0 | 0 | 0 | 0 | 0 | 0 | 0 | 0 | 0 | 0 | 0 | 0 | 0 | 0 | 0 | 0 | 0 | 0 | 0 | 0 | 0 | 0 | 0 | 0 | 0 | 0 | 0 | 0 | 0 | 0 | 0 | 0 | 0 | 0 | 0 | 0 | 0 | 0 | 0 | 0 | 0 | 0 | 0 | 0 | 0 | 0 | 0 | 0
Commercial_Office_New_Food Preparation_Natural Gas_Oven_E1_Codes & Standards Forecast | Commercial | Office | New | Food Preparation | Natural Gas | Oven | E1 |  | Codes & Standards Forecast | 0 | 300.8621 | 1752.0317 | 2679.4307 | 3788.2741 | 4931.0386 | 6079.5457 | 7073.5749 | 8053.6733 | 9056.7123 | 10076.0785 | 11087.7008 | 12083.5003 | 13065.7264 | 14049.3724 | 15030.0435 | 16016.3978 | 16979.7407 | 17904.8193 | 18800.05 | 19695.7205 | 20609.5272 | 21535.2431 | 22470.7538 | 23416.3149 | 24364.5401 | 25316.4722 | 26269.0455 | 27225.8211 | 28184.6822 | 29150.6774 | 30117.3748 | 30528.0367 | 0 | 0 | 0 | 0 | 0 | 0 | 0 | 0 | 0 | 0 | 0 | 0 | 0 | 0 | 0 | 0 | 0 | 0
Commercial_Office_New_Food Preparation_Natural Gas_Oven_E2_Codes & Standards Forecast | Commercial | Office | New | Food Preparation | Natural Gas | Oven | E2 |  | Codes & Standards Forecast | 0 | 0 | 0 | 0 | 0 | 0 | 0 | 0 | 0 | 0 | 0 | 0 | 0 | 0 | 0 | 0 | 0 | 0 | 0 | 0 | 0 | 0 | 0 | 0 | 0 | 0 | 0 | 0 | 0 | 0 | 0 | 0 | 0 | 0 | 0 | 0 | 0 | 0 | 0 | 0 | 0 | 0 | 0 | 0 | 0 | 0 | 0 | 0 | 0 | 0 | 0
Commercial_Office_New_Food Preparation_Natural Gas_Oven_E3_Codes & Standards Forecast | Commercial | Office | New | Food Preparation | Natural Gas | Oven | E3 |  | Codes & Standards Forecast | 0 | 0 | 0 | 0 | 0 | 0 | 0 | 0 | 0 | 0 | 0 | 0 | 0 | 0 | 0 | 0 | 0 | 0 | 0 | 0 | 0 | 0 | 0 | 0 | 0 | 0 | 0 | 0 | 0 | 0 | 0 | 0 | 0 | 0 | 0 | 0 | 0 | 0 | 0 | 0 | 0 | 0 | 0 | 0 | 0 | 0 | 0 | 0 | 0 | 0 | 0
Commercial_Office_New_Food Preparation_Natural Gas_Oven_E4_Codes & Standards Forecast | Commercial | Office | New | Food Preparation | Natural Gas | Oven | E4 |  | Codes & Standards Forecast | 0 | 0 | 0 | 0 | 0 | 0 | 0 | 0 | 0 | 0 | 0 | 0 | 0 | 0 | 0 | 0 | 0 | 0 | 0 | 0 | 0 | 0 | 0 | 0 | 0 | 0 | 0 | 0 | 0 | 0 | 0 | 0 | 0 | 0 | 0 | 0 | 0 | 0 | 0 | 0 | 0 | 0 | 0 | 0 | 0 | 0 | 0 | 0 | 0 | 0 | 0
Commercial_Office_New_Food Preparation_Natural Gas_Oven_E5_Codes & Standards Forecast | Commercial | Office | New | Food Preparation | Natural Gas | Oven | E5 |  | Codes & Standards Forecast | 0 | 0 | 0 | 0 | 0 | 0 | 0 | 0 | 0 | 0 | 0 | 0 | 0 | 0 | 0 | 0 | 0 | 0 | 0 | 0 | 0 | 0 | 0 | 0 | 0 | 0 | 0 | 0 | 0 | 0 | 0 | 0 | 0 | 0 | 0 | 0 | 0 | 0 | 0 | 0 | 0 | 0 | 0 | 0 | 0 | 0 | 0 | 0 | 0 | 0 | 0
Commercial_Office_New_Food Preparation_Natural Gas_Oven_E6_Codes & Standards Forecast | Commercial | Office | New | Food Preparation | Natural Gas | Oven | E6 |  | Codes & Standards Forecast | 0 | 0 | 0 | 0 | 0 | 0 | 0 | 0 | 0 | 0 | 0 | 0 | 0 | 0 | 0 | 0 | 0 | 0 | 0 | 0 | 0 | 0 | 0 | 0 | 0 | 0 | 0 | 0 | 0 | 0 | 0 | 0 | 0 | 0 | 0 | 0 | 0 | 0 | 0 | 0 | 0 | 0 | 0 | 0 | 0 | 0 | 0 | 0 | 0 | 0 | 0
Commercial_Office_New_Food Preparation_Natural Gas_Oven_E7_Codes & Standards Forecast | Commercial | Office | New | Food Preparation | Natural Gas | Oven | E7 |  | Codes & Standards Forecast | 0 | 0 | 0 | 0 | 0 | 0 | 0 | 0 | 0 | 0 | 0 | 0 | 0 | 0 | 0 | 0 | 0 | 0 | 0 | 0 | 0 | 0 | 0 | 0 | 0 | 0 | 0 | 0 | 0 | 0 | 0 | 0 | 0 | 0 | 0 | 0 | 0 | 0 | 0 | 0 | 0 | 0 | 0 | 0 | 0 | 0 | 0 | 0 | 0 | 0 | 0
Commercial_Office_New_Food Preparation_Natural Gas_Oven_E8_Codes & Standards Forecast | Commercial | Office | New | Food Preparation | Natural Gas | Oven | E8 |  | Codes & Standards Forecast | 0 | 0 | 0 | 0 | 0 | 0 | 0 | 0 | 0 | 0 | 0 | 0 | 0 | 0 | 0 | 0 | 0 | 0 | 0 | 0 | 0 | 0 | 0 | 0 | 0 | 0 | 0 | 0 | 0 | 0 | 0 | 0 | 0 | 0 | 0 | 0 | 0 | 0 | 0 | 0 | 0 | 0 | 0 | 0 | 0 | 0 | 0 | 0 | 0 | 0 | 0
Commercial_Office_New_Food Preparation_Natural Gas_Oven_E9_Codes & Standards Forecast | Commercial | Office | New | Food Preparation | Natural Gas | Oven | E9 |  | Codes & Standards Forecast | 0 | 0 | 0 | 0 | 0 | 0 | 0 | 0 | 0 | 0 | 0 | 0 | 0 | 0 | 0 | 0 | 0 | 0 | 0 | 0 | 0 | 0 | 0 | 0 | 0 | 0 | 0 | 0 | 0 | 0 | 0 | 0 | 0 | 0 | 0 | 0 | 0 | 0 | 0 | 0 | 0 | 0 | 0 | 0 | 0 | 0 | 0 | 0 | 0 | 0 | 0
Commercial_Office_New_Food Preparation_Natural Gas_Oven_E10_Codes & Standards Forecast | Commercial | Office | New | Food Preparation | Natural Gas | Oven | E10 |  | Codes & Standards Forecast | 0 | 0 | 0 | 0 | 0 | 0 | 0 | 0 | 0 | 0 | 0 | 0 | 0 | 0 | 0 | 0 | 0 | 0 | 0 | 0 | 0 | 0 | 0 | 0 | 0 | 0 | 0 | 0 | 0 | 0 | 0 | 0 | 0 | 0 | 0 | 0 | 0 | 0 | 0 | 0 | 0 | 0 | 0 | 0 | 0 | 0 | 0 | 0 | 0 | 0 | 0
Commercial_Office_New_Food Preparation_Natural Gas_Oven_Vintage_Codes & Standards Forecast | Commercial | Office | New | Food Preparation | Natural Gas | Oven | Vintage |  | Codes & Standards Forecast | 0 | 0 | 0 | 0 | 0 | 0 | 0 | 0 | 0 | 0 | 0 | 0 | 0 | 0 | 0 | 0 | 0 | 0 | 0 | 0 | 0 | 0 | 0 | 0 | 0 | 0 | 0 | 0 | 0 | 0 | 0 | 0 | 0 | 0 | 0 | 0 | 0 | 0 | 0 | 0 | 0 | 0 | 0 | 0 | 0 | 0 | 0 | 0 | 0 | 0 | 0
Commercial_Office_New_Food Preparation_Natural Gas_Conveyor Oven_E1_Codes & Standards Forecast | Commercial | Office | New | Food Preparation | Natural Gas | Conveyor Oven | E1 |  | Codes & Standards Forecast | 0 | 150.431 | 876.0158 | 1339.7154 | 1894.137 | 2465.5193 | 3039.7728 | 3536.7874 | 4026.8366 | 4528.3562 | 5038.0393 | 5543.8504 | 6041.7501 | 6532.8632 | 7024.6862 | 7515.0217 | 8008.1989 | 8489.8704 | 8952.4097 | 9400.025 | 9847.8602 | 10304.7636 | 10767.6216 | 11235.3769 | 11708.1574 | 12182.2701 | 12658.2361 | 13134.5228 | 13612.9105 | 14092.3411 | 14575.3387 | 15058.6874 | 15264.0184 | 0 | 0 | 0 | 0 | 0 | 0 | 0 | 0 | 0 | 0 | 0 | 0 | 0 | 0 | 0 | 0 | 0 | 0
Commercial_Office_New_Food Preparation_Natural Gas_Conveyor Oven_E2_Codes & Standards Forecast | Commercial | Office | New | Food Preparation | Natural Gas | Conveyor Oven | E2 |  | Codes & Standards Forecast | 0 | 0 | 0 | 0 | 0 | 0 | 0 | 0 | 0 | 0 | 0 | 0 | 0 | 0 | 0 | 0 | 0 | 0 | 0 | 0 | 0 | 0 | 0 | 0 | 0 | 0 | 0 | 0 | 0 | 0 | 0 | 0 | 0 | 0 | 0 | 0 | 0 | 0 | 0 | 0 | 0 | 0 | 0 | 0 | 0 | 0 | 0 | 0 | 0 | 0 | 0
Commercial_Office_New_Food Preparation_Natural Gas_Conveyor Oven_E3_Codes & Standards Forecast | Commercial | Office | New | Food Preparation | Natural Gas | Conveyor Oven | E3 |  | Codes & Standards Forecast | 0 | 0 | 0 | 0 | 0 | 0 | 0 | 0 | 0 | 0 | 0 | 0 | 0 | 0 | 0 | 0 | 0 | 0 | 0 | 0 | 0 | 0 | 0 | 0 | 0 | 0 | 0 | 0 | 0 | 0 | 0 | 0 | 0 | 0 | 0 | 0 | 0 | 0 | 0 | 0 | 0 | 0 | 0 | 0 | 0 | 0 | 0 | 0 | 0 | 0 | 0
Commercial_Office_New_Food Preparation_Natural Gas_Conveyor Oven_E4_Codes & Standards Forecast | Commercial | Office | New | Food Preparation | Natural Gas | Conveyor Oven | E4 |  | Codes & Standards Forecast | 0 | 0 | 0 | 0 | 0 | 0 | 0 | 0 | 0 | 0 | 0 | 0 | 0 | 0 | 0 | 0 | 0 | 0 | 0 | 0 | 0 | 0 | 0 | 0 | 0 | 0 | 0 | 0 | 0 | 0 | 0 | 0 | 0 | 0 | 0 | 0 | 0 | 0 | 0 | 0 | 0 | 0 | 0 | 0 | 0 | 0 | 0 | 0 | 0 | 0 | 0
Commercial_Office_New_Food Preparation_Natural Gas_Conveyor Oven_E5_Codes & Standards Forecast | Commercial | Office | New | Food Preparation | Natural Gas | Conveyor Oven | E5 |  | Codes & Standards Forecast | 0 | 0 | 0 | 0 | 0 | 0 | 0 | 0 | 0 | 0 | 0 | 0 | 0 | 0 | 0 | 0 | 0 | 0 | 0 | 0 | 0 | 0 | 0 | 0 | 0 | 0 | 0 | 0 | 0 | 0 | 0 | 0 | 0 | 0 | 0 | 0 | 0 | 0 | 0 | 0 | 0 | 0 | 0 | 0 | 0 | 0 | 0 | 0 | 0 | 0 | 0
Commercial_Office_New_Food Preparation_Natural Gas_Conveyor Oven_E6_Codes & Standards Forecast | Commercial | Office | New | Food Preparation | Natural Gas | Conveyor Oven | E6 |  | Codes & Standards Forecast | 0 | 0 | 0 | 0 | 0 | 0 | 0 | 0 | 0 | 0 | 0 | 0 | 0 | 0 | 0 | 0 | 0 | 0 | 0 | 0 | 0 | 0 | 0 | 0 | 0 | 0 | 0 | 0 | 0 | 0 | 0 | 0 | 0 | 0 | 0 | 0 | 0 | 0 | 0 | 0 | 0 | 0 | 0 | 0 | 0 | 0 | 0 | 0 | 0 | 0 | 0
Commercial_Office_New_Food Preparation_Natural Gas_Conveyor Oven_E7_Codes & Standards Forecast | Commercial | Office | New | Food Preparation | Natural Gas | Conveyor Oven | E7 |  | Codes & Standards Forecast | 0 | 0 | 0 | 0 | 0 | 0 | 0 | 0 | 0 | 0 | 0 | 0 | 0 | 0 | 0 | 0 | 0 | 0 | 0 | 0 | 0 | 0 | 0 | 0 | 0 | 0 | 0 | 0 | 0 | 0 | 0 | 0 | 0 | 0 | 0 | 0 | 0 | 0 | 0 | 0 | 0 | 0 | 0 | 0 | 0 | 0 | 0 | 0 | 0 | 0 | 0
Commercial_Office_New_Food Preparation_Natural Gas_Conveyor Oven_E8_Codes & Standards Forecast | Commercial | Office | New | Food Preparation | Natural Gas | Conveyor Oven | E8 |  | Codes & Standards Forecast | 0 | 0 | 0 | 0 | 0 | 0 | 0 | 0 | 0 | 0 | 0 | 0 | 0 | 0 | 0 | 0 | 0 | 0 | 0 | 0 | 0 | 0 | 0 | 0 | 0 | 0 | 0 | 0 | 0 | 0 | 0 | 0 | 0 | 0 | 0 | 0 | 0 | 0 | 0 | 0 | 0 | 0 | 0 | 0 | 0 | 0 | 0 | 0 | 0 | 0 | 0
Commercial_Office_New_Food Preparation_Natural Gas_Conveyor Oven_E9_Codes & Standards Forecast | Commercial | Office | New | Food Preparation | Natural Gas | Conveyor Oven | E9 |  | Codes & Standards Forecast | 0 | 0 | 0 | 0 | 0 | 0 | 0 | 0 | 0 | 0 | 0 | 0 | 0 | 0 | 0 | 0 | 0 | 0 | 0 | 0 | 0 | 0 | 0 | 0 | 0 | 0 | 0 | 0 | 0 | 0 | 0 | 0 | 0 | 0 | 0 | 0 | 0 | 0 | 0 | 0 | 0 | 0 | 0 | 0 | 0 | 0 | 0 | 0 | 0 | 0 | 0
Commercial_Office_New_Food Preparation_Natural Gas_Conveyor Oven_E10_Codes & Standards Forecast | Commercial | Office | New | Food Preparation | Natural Gas | Conveyor Oven | E10 |  | Codes & Standards Forecast | 0 | 0 | 0 | 0 | 0 | 0 | 0 | 0 | 0 | 0 | 0 | 0 | 0 | 0 | 0 | 0 | 0 | 0 | 0 | 0 | 0 | 0 | 0 | 0 | 0 | 0 | 0 | 0 | 0 | 0 | 0 | 0 | 0 | 0 | 0 | 0 | 0 | 0 | 0 | 0 | 0 | 0 | 0 | 0 | 0 | 0 | 0 | 0 | 0 | 0 | 0
Commercial_Office_New_Food Preparation_Natural Gas_Conveyor Oven_Vintage_Codes & Standards Forecast | Commercial | Office | New | Food Preparation | Natural Gas | Conveyor Oven | Vintage |  | Codes & Standards Forecast | 0 | 0 | 0 | 0 | 0 | 0 | 0 | 0 | 0 | 0 | 0 | 0 | 0 | 0 | 0 | 0 | 0 | 0 | 0 | 0 | 0 | 0 | 0 | 0 | 0 | 0 | 0 | 0 | 0 | 0 | 0 | 0 | 0 | 0 | 0 | 0 | 0 | 0 | 0 | 0 | 0 | 0 | 0 | 0 | 0 | 0 | 0 | 0 | 0 | 0 | 0
Commercial_Office_New_Food Preparation_Natural Gas_Double Rack Oven_E1_Codes & Standards Forecast | Commercial | Office | New | Food Preparation | Natural Gas | Double Rack Oven | E1 |  | Codes & Standards Forecast | 0 | 150.431 | 876.0158 | 1339.7154 | 1894.137 | 2465.5193 | 3039.7728 | 3536.7874 | 4026.8366 | 4528.3562 | 5038.0393 | 5543.8504 | 6041.7501 | 6532.8632 | 7024.6862 | 7515.0217 | 8008.1989 | 8489.8704 | 8952.4097 | 9400.025 | 9847.8602 | 10304.7636 | 10767.6216 | 11235.3769 | 11708.1574 | 12182.2701 | 12658.2361 | 13134.5228 | 13612.9105 | 14092.3411 | 14575.3387 | 15058.6874 | 15264.0184 | 0 | 0 | 0 | 0 | 0 | 0 | 0 | 0 | 0 | 0 | 0 | 0 | 0 | 0 | 0 | 0 | 0 | 0
Commercial_Office_New_Food Preparation_Natural Gas_Double Rack Oven_E2_Codes & Standards Forecast | Commercial | Office | New | Food Preparation | Natural Gas | Double Rack Oven | E2 |  | Codes & Standards Forecast | 0 | 0 | 0 | 0 | 0 | 0 | 0 | 0 | 0 | 0 | 0 | 0 | 0 | 0 | 0 | 0 | 0 | 0 | 0 | 0 | 0 | 0 | 0 | 0 | 0 | 0 | 0 | 0 | 0 | 0 | 0 | 0 | 0 | 0 | 0 | 0 | 0 | 0 | 0 | 0 | 0 | 0 | 0 | 0 | 0 | 0 | 0 | 0 | 0 | 0 | 0
Commercial_Office_New_Food Preparation_Natural Gas_Double Rack Oven_E3_Codes & Standards Forecast | Commercial | Office | New | Food Preparation | Natural Gas | Double Rack Oven | E3 |  | Codes & Standards Forecast | 0 | 0 | 0 | 0 | 0 | 0 | 0 | 0 | 0 | 0 | 0 | 0 | 0 | 0 | 0 | 0 | 0 | 0 | 0 | 0 | 0 | 0 | 0 | 0 | 0 | 0 | 0 | 0 | 0 | 0 | 0 | 0 | 0 | 0 | 0 | 0 | 0 | 0 | 0 | 0 | 0 | 0 | 0 | 0 | 0 | 0 | 0 | 0 | 0 | 0 | 0
Commercial_Office_New_Food Preparation_Natural Gas_Double Rack Oven_E4_Codes & Standards Forecast | Commercial | Office | New | Food Preparation | Natural Gas | Double Rack Oven | E4 |  | Codes & Standards Forecast | 0 | 0 | 0 | 0 | 0 | 0 | 0 | 0 | 0 | 0 | 0 | 0 | 0 | 0 | 0 | 0 | 0 | 0 | 0 | 0 | 0 | 0 | 0 | 0 | 0 | 0 | 0 | 0 | 0 | 0 | 0 | 0 | 0 | 0 | 0 | 0 | 0 | 0 | 0 | 0 | 0 | 0 | 0 | 0 | 0 | 0 | 0 | 0 | 0 | 0 | 0
Commercial_Office_New_Food Preparation_Natural Gas_Double Rack Oven_E5_Codes & Standards Forecast | Commercial | Office | New | Food Preparation | Natural Gas | Double Rack Oven | E5 |  | Codes & Standards Forecast | 0 | 0 | 0 | 0 | 0 | 0 | 0 | 0 | 0 | 0 | 0 | 0 | 0 | 0 | 0 | 0 | 0 | 0 | 0 | 0 | 0 | 0 | 0 | 0 | 0 | 0 | 0 | 0 | 0 | 0 | 0 | 0 | 0 | 0 | 0 | 0 | 0 | 0 | 0 | 0 | 0 | 0 | 0 | 0 | 0 | 0 | 0 | 0 | 0 | 0 | 0
Commercial_Office_New_Food Preparation_Natural Gas_Double Rack Oven_E6_Codes & Standards Forecast | Commercial | Office | New | Food Preparation | Natural Gas | Double Rack Oven | E6 |  | Codes & Standards Forecast | 0 | 0 | 0 | 0 | 0 | 0 | 0 | 0 | 0 | 0 | 0 | 0 | 0 | 0 | 0 | 0 | 0 | 0 | 0 | 0 | 0 | 0 | 0 | 0 | 0 | 0 | 0 | 0 | 0 | 0 | 0 | 0 | 0 | 0 | 0 | 0 | 0 | 0 | 0 | 0 | 0 | 0 | 0 | 0 | 0 | 0 | 0 | 0 | 0 | 0 | 0
Commercial_Office_New_Food Preparation_Natural Gas_Double Rack Oven_E7_Codes & Standards Forecast | Commercial | Office | New | Food Preparation | Natural Gas | Double Rack Oven | E7 |  | Codes & Standards Forecast | 0 | 0 | 0 | 0 | 0 | 0 | 0 | 0 | 0 | 0 | 0 | 0 | 0 | 0 | 0 | 0 | 0 | 0 | 0 | 0 | 0 | 0 | 0 | 0 | 0 | 0 | 0 | 0 | 0 | 0 | 0 | 0 | 0 | 0 | 0 | 0 | 0 | 0 | 0 | 0 | 0 | 0 | 0 | 0 | 0 | 0 | 0 | 0 | 0 | 0 | 0
Commercial_Office_New_Food Preparation_Natural Gas_Double Rack Oven_E8_Codes & Standards Forecast | Commercial | Office | New | Food Preparation | Natural Gas | Double Rack Oven | E8 |  | Codes & Standards Forecast | 0 | 0 | 0 | 0 | 0 | 0 | 0 | 0 | 0 | 0 | 0 | 0 | 0 | 0 | 0 | 0 | 0 | 0 | 0 | 0 | 0 | 0 | 0 | 0 | 0 | 0 | 0 | 0 | 0 | 0 | 0 | 0 | 0 | 0 | 0 | 0 | 0 | 0 | 0 | 0 | 0 | 0 | 0 | 0 | 0 | 0 | 0 | 0 | 0 | 0 | 0
Commercial_Office_New_Food Preparation_Natural Gas_Double Rack Oven_E9_Codes & Standards Forecast | Commercial | Office | New | Food Preparation | Natural Gas | Double Rack Oven | E9 |  | Codes & Standards Forecast | 0 | 0 | 0 | 0 | 0 | 0 | 0 | 0 | 0 | 0 | 0 | 0 | 0 | 0 | 0 | 0 | 0 | 0 | 0 | 0 | 0 | 0 | 0 | 0 | 0 | 0 | 0 | 0 | 0 | 0 | 0 | 0 | 0 | 0 | 0 | 0 | 0 | 0 | 0 | 0 | 0 | 0 | 0 | 0 | 0 | 0 | 0 | 0 | 0 | 0 | 0
Commercial_Office_New_Food Preparation_Natural Gas_Double Rack Oven_E10_Codes & Standards Forecast | Commercial | Office | New | Food Preparation | Natural Gas | Double Rack Oven | E10 |  | Codes & Standards Forecast | 0 | 0 | 0 | 0 | 0 | 0 | 0 | 0 | 0 | 0 | 0 | 0 | 0 | 0 | 0 | 0 | 0 | 0 | 0 | 0 | 0 | 0 | 0 | 0 | 0 | 0 | 0 | 0 | 0 | 0 | 0 | 0 | 0 | 0 | 0 | 0 | 0 | 0 | 0 | 0 | 0 | 0 | 0 | 0 | 0 | 0 | 0 | 0 | 0 | 0 | 0
Commercial_Office_New_Food Preparation_Natural Gas_Double Rack Oven_Vintage_Codes & Standards Forecast | Commercial | Office | New | Food Preparation | Natural Gas | Double Rack Oven | Vintage |  | Codes & Standards Forecast | 0 | 0 | 0 | 0 | 0 | 0 | 0 | 0 | 0 | 0 | 0 | 0 | 0 | 0 | 0 | 0 | 0 | 0 | 0 | 0 | 0 | 0 | 0 | 0 | 0 | 0 | 0 | 0 | 0 | 0 | 0 | 0 | 0 | 0 | 0 | 0 | 0 | 0 | 0 | 0 | 0 | 0 | 0 | 0 | 0 | 0 | 0 | 0 | 0 | 0 | 0
Commercial_Office_New_Food Preparation_Natural Gas_Fryer_E1_Codes & Standards Forecast | Commercial | Office | New | Food Preparation | Natural Gas | Fryer | E1 |  | Codes & Standards Forecast | 0 | 601.7242 | 3504.0634 | 3504.0634 | 3504.0634 | 3504.0634 | 3504.0634 | 3504.0634 | 3504.0634 | 3383.7186 | 2706.9748 | 2165.5799 | 1732.4639 | 1385.9711 | 951.0385 | 0 | 0 | 0 | 0 | 0 | 0 | 0 | 0 | 0 | 0 | 0 | 0 | 0 | 0 | 0 | 0 | 0 | 0 | 0 | 0 | 0 | 0 | 0 | 0 | 0 | 0 | 0 | 0 | 0 | 0 | 0 | 0 | 0 | 0 | 0 | 0
Commercial_Office_New_Food Preparation_Natural Gas_Fryer_E2_Codes & Standards Forecast | Commercial | Office | New | Food Preparation | Natural Gas | Fryer | E2 |  | Codes & Standards Forecast | 0 | 0 | 0 | 1854.798 | 4072.4848 | 6358.0138 | 8655.028 | 10643.0863 | 12603.2831 | 14729.7061 | 17445.1822 | 20009.8217 | 22434.5367 | 24745.4817 | 27147.7063 | 30060.0869 | 32032.7955 | 33959.4815 | 35809.6387 | 37600.1 | 39391.441 | 41219.0543 | 43070.4863 | 44941.5076 | 46832.6298 | 48729.0802 | 50632.9445 | 52538.0911 | 54451.6422 | 56369.3645 | 58301.3549 | 60234.7497 | 61056.0734 | 0 | 0 | 0 | 0 | 0 | 0 | 0 | 0 | 0 | 0 | 0 | 0 | 0 | 0 | 0 | 0 | 0 | 0
Commercial_Office_New_Food Preparation_Natural Gas_Fryer_E3_Codes & Standards Forecast | Commercial | Office | New | Food Preparation | Natural Gas | Fryer | E3 |  | Codes & Standards Forecast | 0 | 0 | 0 | 0 | 0 | 0 | 0 | 0 | 0 | 0 | 0 | 0 | 0 | 0 | 0 | 0 | 0 | 0 | 0 | 0 | 0 | 0 | 0 | 0 | 0 | 0 | 0 | 0 | 0 | 0 | 0 | 0 | 0 | 0 | 0 | 0 | 0 | 0 | 0 | 0 | 0 | 0 | 0 | 0 | 0 | 0 | 0 | 0 | 0 | 0 | 0
Commercial_Office_New_Food Preparation_Natural Gas_Fryer_E4_Codes & Standards Forecast | Commercial | Office | New | Food Preparation | Natural Gas | Fryer | E4 |  | Codes & Standards Forecast | 0 | 0 | 0 | 0 | 0 | 0 | 0 | 0 | 0 | 0 | 0 | 0 | 0 | 0 | 0 | 0 | 0 | 0 | 0 | 0 | 0 | 0 | 0 | 0 | 0 | 0 | 0 | 0 | 0 | 0 | 0 | 0 | 0 | 0 | 0 | 0 | 0 | 0 | 0 | 0 | 0 | 0 | 0 | 0 | 0 | 0 | 0 | 0 | 0 | 0 | 0
Commercial_Office_New_Food Preparation_Natural Gas_Fryer_E5_Codes & Standards Forecast | Commercial | Office | New | Food Preparation | Natural Gas | Fryer | E5 |  | Codes & Standards Forecast | 0 | 0 | 0 | 0 | 0 | 0 | 0 | 0 | 0 | 0 | 0 | 0 | 0 | 0 | 0 | 0 | 0 | 0 | 0 | 0 | 0 | 0 | 0 | 0 | 0 | 0 | 0 | 0 | 0 | 0 | 0 | 0 | 0 | 0 | 0 | 0 | 0 | 0 | 0 | 0 | 0 | 0 | 0 | 0 | 0 | 0 | 0 | 0 | 0 | 0 | 0
Commercial_Office_New_Food Preparation_Natural Gas_Fryer_E6_Codes & Standards Forecast | Commercial | Office | New | Food Preparation | Natural Gas | Fryer | E6 |  | Codes & Standards Forecast | 0 | 0 | 0 | 0 | 0 | 0 | 0 | 0 | 0 | 0 | 0 | 0 | 0 | 0 | 0 | 0 | 0 | 0 | 0 | 0 | 0 | 0 | 0 | 0 | 0 | 0 | 0 | 0 | 0 | 0 | 0 | 0 | 0 | 0 | 0 | 0 | 0 | 0 | 0 | 0 | 0 | 0 | 0 | 0 | 0 | 0 | 0 | 0 | 0 | 0 | 0
Commercial_Office_New_Food Preparation_Natural Gas_Fryer_E7_Codes & Standards Forecast | Commercial | Office | New | Food Preparation | Natural Gas | Fryer | E7 |  | Codes & Standards Forecast | 0 | 0 | 0 | 0 | 0 | 0 | 0 | 0 | 0 | 0 | 0 | 0 | 0 | 0 | 0 | 0 | 0 | 0 | 0 | 0 | 0 | 0 | 0 | 0 | 0 | 0 | 0 | 0 | 0 | 0 | 0 | 0 | 0 | 0 | 0 | 0 | 0 | 0 | 0 | 0 | 0 | 0 | 0 | 0 | 0 | 0 | 0 | 0 | 0 | 0 | 0
Commercial_Office_New_Food Preparation_Natural Gas_Fryer_E8_Codes & Standards Forecast | Commercial | Office | New | Food Preparation | Natural Gas | Fryer | E8 |  | Codes & Standards Forecast | 0 | 0 | 0 | 0 | 0 | 0 | 0 | 0 | 0 | 0 | 0 | 0 | 0 | 0 | 0 | 0 | 0 | 0 | 0 | 0 | 0 | 0 | 0 | 0 | 0 | 0 | 0 | 0 | 0 | 0 | 0 | 0 | 0 | 0 | 0 | 0 | 0 | 0 | 0 | 0 | 0 | 0 | 0 | 0 | 0 | 0 | 0 | 0 | 0 | 0 | 0
Commercial_Office_New_Food Preparation_Natural Gas_Fryer_E9_Codes & Standards Forecast | Commercial | Office | New | Food Preparation | Natural Gas | Fryer | E9 |  | Codes & Standards Forecast | 0 | 0 | 0 | 0 | 0 | 0 | 0 | 0 | 0 | 0 | 0 | 0 | 0 | 0 | 0 | 0 | 0 | 0 | 0 | 0 | 0 | 0 | 0 | 0 | 0 | 0 | 0 | 0 | 0 | 0 | 0 | 0 | 0 | 0 | 0 | 0 | 0 | 0 | 0 | 0 | 0 | 0 | 0 | 0 | 0 | 0 | 0 | 0 | 0 | 0 | 0
Commercial_Office_New_Food Preparation_Natural Gas_Fryer_E10_Codes & Standards Forecast | Commercial | Office | New | Food Preparation | Natural Gas | Fryer | E10 |  | Codes & Standards Forecast | 0 | 0 | 0 | 0 | 0 | 0 | 0 | 0 | 0 | 0 | 0 | 0 | 0 | 0 | 0 | 0 | 0 | 0 | 0 | 0 | 0 | 0 | 0 | 0 | 0 | 0 | 0 | 0 | 0 | 0 | 0 | 0 | 0 | 0 | 0 | 0 | 0 | 0 | 0 | 0 | 0 | 0 | 0 | 0 | 0 | 0 | 0 | 0 | 0 | 0 | 0
Commercial_Office_New_Food Preparation_Natural Gas_Fryer_Vintage_Codes & Standards Forecast | Commercial | Office | New | Food Preparation | Natural Gas | Fryer | Vintage |  | Codes & Standards Forecast | 0 | 0 | 0 | 0 | 0 | 0 | 0 | 0 | 0 | 0 | 0 | 0 | 0 | 0 | 0 | 0 | 0 | 0 | 0 | 0 | 0 | 0 | 0 | 0 | 0 | 0 | 0 | 0 | 0 | 0 | 0 | 0 | 0 | 0 | 0 | 0 | 0 | 0 | 0 | 0 | 0 | 0 | 0 | 0 | 0 | 0 | 0 | 0 | 0 | 0 | 0
Commercial_Office_New_Food Preparation_Natural Gas_Broiler_E1_Codes & Standards Forecast | Commercial | Office | New | Food Preparation | Natural Gas | Broiler | E1 |  | Codes & Standards Forecast | 0 | 0 | 0 | 0 | 0 | 0 | 0 | 0 | 0 | 0 | 0 | 0 | 0 | 0 | 0 | 0 | 0 | 0 | 0 | 0 | 0 | 0 | 0 | 0 | 0 | 0 | 0 | 0 | 0 | 0 | 0 | 0 | 0 | 0 | 0 | 0 | 0 | 0 | 0 | 0 | 0 | 0 | 0 | 0 | 0 | 0 | 0 | 0 | 0 | 0 | 0
Commercial_Office_New_Food Preparation_Natural Gas_Broiler_E2_Codes & Standards Forecast | Commercial | Office | New | Food Preparation | Natural Gas | Broiler | E2 |  | Codes & Standards Forecast | 0 | 0 | 0 | 0 | 0 | 0 | 0 | 0 | 0 | 0 | 0 | 0 | 0 | 0 | 0 | 0 | 0 | 0 | 0 | 0 | 0 | 0 | 0 | 0 | 0 | 0 | 0 | 0 | 0 | 0 | 0 | 0 | 0 | 0 | 0 | 0 | 0 | 0 | 0 | 0 | 0 | 0 | 0 | 0 | 0 | 0 | 0 | 0 | 0 | 0 | 0
Commercial_Office_New_Food Preparation_Natural Gas_Broiler_E3_Codes & Standards Forecast | Commercial | Office | New | Food Preparation | Natural Gas | Broiler | E3 |  | Codes & Standards Forecast | 0 | 0 | 0 | 0 | 0 | 0 | 0 | 0 | 0 | 0 | 0 | 0 | 0 | 0 | 0 | 0 | 0 | 0 | 0 | 0 | 0 | 0 | 0 | 0 | 0 | 0 | 0 | 0 | 0 | 0 | 0 | 0 | 0 | 0 | 0 | 0 | 0 | 0 | 0 | 0 | 0 | 0 | 0 | 0 | 0 | 0 | 0 | 0 | 0 | 0 | 0
Commercial_Office_New_Food Preparation_Natural Gas_Broiler_E4_Codes & Standards Forecast | Commercial | Office | New | Food Preparation | Natural Gas | Broiler | E4 |  | Codes & Standards Forecast | 0 | 0 | 0 | 0 | 0 | 0 | 0 | 0 | 0 | 0 | 0 | 0 | 0 | 0 | 0 | 0 | 0 | 0 | 0 | 0 | 0 | 0 | 0 | 0 | 0 | 0 | 0 | 0 | 0 | 0 | 0 | 0 | 0 | 0 | 0 | 0 | 0 | 0 | 0 | 0 | 0 | 0 | 0 | 0 | 0 | 0 | 0 | 0 | 0 | 0 | 0
Commercial_Office_New_Food Preparation_Natural Gas_Broiler_E5_Codes & Standards Forecast | Commercial | Office | New | Food Preparation | Natural Gas | Broiler | E5 |  | Codes & Standards Forecast | 0 | 0 | 0 | 0 | 0 | 0 | 0 | 0 | 0 | 0 | 0 | 0 | 0 | 0 | 0 | 0 | 0 | 0 | 0 | 0 | 0 | 0 | 0 | 0 | 0 | 0 | 0 | 0 | 0 | 0 | 0 | 0 | 0 | 0 | 0 | 0 | 0 | 0 | 0 | 0 | 0 | 0 | 0 | 0 | 0 | 0 | 0 | 0 | 0 | 0 | 0
Commercial_Office_New_Food Preparation_Natural Gas_Broiler_E6_Codes & Standards Forecast | Commercial | Office | New | Food Preparation | Natural Gas | Broiler | E6 |  | Codes & Standards Forecast | 0 | 0 | 0 | 0 | 0 | 0 | 0 | 0 | 0 | 0 | 0 | 0 | 0 | 0 | 0 | 0 | 0 | 0 | 0 | 0 | 0 | 0 | 0 | 0 | 0 | 0 | 0 | 0 | 0 | 0 | 0 | 0 | 0 | 0 | 0 | 0 | 0 | 0 | 0 | 0 | 0 | 0 | 0 | 0 | 0 | 0 | 0 | 0 | 0 | 0 | 0
Commercial_Office_New_Food Preparation_Natural Gas_Broiler_E7_Codes & Standards Forecast | Commercial | Office | New | Food Preparation | Natural Gas | Broiler | E7 |  | Codes & Standards Forecast | 0 | 0 | 0 | 0 | 0 | 0 | 0 | 0 | 0 | 0 | 0 | 0 | 0 | 0 | 0 | 0 | 0 | 0 | 0 | 0 | 0 | 0 | 0 | 0 | 0 | 0 | 0 | 0 | 0 | 0 | 0 | 0 | 0 | 0 | 0 | 0 | 0 | 0 | 0 | 0 | 0 | 0 | 0 | 0 | 0 | 0 | 0 | 0 | 0 | 0 | 0
Commercial_Office_New_Food Preparation_Natural Gas_Broiler_E8_Codes & Standards Forecast | Commercial | Office | New | Food Preparation | Natural Gas | Broiler | E8 |  | Codes & Standards Forecast | 0 | 0 | 0 | 0 | 0 | 0 | 0 | 0 | 0 | 0 | 0 | 0 | 0 | 0 | 0 | 0 | 0 | 0 | 0 | 0 | 0 | 0 | 0 | 0 | 0 | 0 | 0 | 0 | 0 | 0 | 0 | 0 | 0 | 0 | 0 | 0 | 0 | 0 | 0 | 0 | 0 | 0 | 0 | 0 | 0 | 0 | 0 | 0 | 0 | 0 | 0
Commercial_Office_New_Food Preparation_Natural Gas_Broiler_E9_Codes & Standards Forecast | Commercial | Office | New | Food Preparation | Natural Gas | Broiler | E9 |  | Codes & Standards Forecast | 0 | 0 | 0 | 0 | 0 | 0 | 0 | 0 | 0 | 0 | 0 | 0 | 0 | 0 | 0 | 0 | 0 | 0 | 0 | 0 | 0 | 0 | 0 | 0 | 0 | 0 | 0 | 0 | 0 | 0 | 0 | 0 | 0 | 0 | 0 | 0 | 0 | 0 | 0 | 0 | 0 | 0 | 0 | 0 | 0 | 0 | 0 | 0 | 0 | 0 | 0
Commercial_Office_New_Food Preparation_Natural Gas_Broiler_E10_Codes & Standards Forecast | Commercial | Office | New | Food Preparation | Natural Gas | Broiler | E10 |  | Codes & Standards Forecast | 0 | 0 | 0 | 0 | 0 | 0 | 0 | 0 | 0 | 0 | 0 | 0 | 0 | 0 | 0 | 0 | 0 | 0 | 0 | 0 | 0 | 0 | 0 | 0 | 0 | 0 | 0 | 0 | 0 | 0 | 0 | 0 | 0 | 0 | 0 | 0 | 0 | 0 | 0 | 0 | 0 | 0 | 0 | 0 | 0 | 0 | 0 | 0 | 0 | 0 | 0
Commercial_Office_New_Food Preparation_Natural Gas_Broiler_Vintage_Codes & Standards Forecast | Commercial | Office | New | Food Preparation | Natural Gas | Broiler | Vintage |  | Codes & Standards Forecast | 0 | 0 | 0 | 0 | 0 | 0 | 0 | 0 | 0 | 0 | 0 | 0 | 0 | 0 | 0 | 0 | 0 | 0 | 0 | 0 | 0 | 0 | 0 | 0 | 0 | 0 | 0 | 0 | 0 | 0 | 0 | 0 | 0 | 0 | 0 | 0 | 0 | 0 | 0 | 0 | 0 | 0 | 0 | 0 | 0 | 0 | 0 | 0 | 0 | 0 | 0
Commercial_Office_New_Food Preparation_Natural Gas_Griddle_E1_Codes & Standards Forecast | Commercial | Office | New | Food Preparation | Natural Gas | Griddle | E1 |  | Codes & Standards Forecast | 0 | 601.7242 | 3504.0634 | 3504.0634 | 3504.0634 | 3504.0634 | 3504.0634 | 3504.0634 | 3504.0634 | 3504.0634 | 3504.0634 | 3504.0634 | 3383.7186 | 2706.9748 | 2165.5799 | 1732.4639 | 1385.9711 | 951.0385 | 0 | 0 | 0 | 0 | 0 | 0 | 0 | 0 | 0 | 0 | 0 | 0 | 0 | 0 | 0 | 0 | 0 | 0 | 0 | 0 | 0 | 0 | 0 | 0 | 0 | 0 | 0 | 0 | 0 | 0 | 0 | 0 | 0
Commercial_Office_New_Food Preparation_Natural Gas_Griddle_E2_Codes & Standards Forecast | Commercial | Office | New | Food Preparation | Natural Gas | Griddle | E2 |  | Codes & Standards Forecast | 0 | 0 | 0 | 1854.798 | 4072.4848 | 6358.0138 | 8655.028 | 10643.0863 | 12603.2831 | 14609.3613 | 16648.0937 | 18671.3382 | 20783.282 | 23424.478 | 25933.1649 | 28327.623 | 30646.8244 | 33008.443 | 35809.6387 | 37600.1 | 39391.441 | 41219.0543 | 43070.4863 | 44941.5076 | 46832.6298 | 48729.0802 | 50632.9445 | 52538.0911 | 54451.6422 | 56369.3645 | 58301.3549 | 60234.7497 | 61056.0734 | 0 | 0 | 0 | 0 | 0 | 0 | 0 | 0 | 0 | 0 | 0 | 0 | 0 | 0 | 0 | 0 | 0 | 0
Commercial_Office_New_Food Preparation_Natural Gas_Griddle_E3_Codes & Standards Forecast | Commercial | Office | New | Food Preparation | Natural Gas | Griddle | E3 |  | Codes & Standards Forecast | 0 | 0 | 0 | 0 | 0 | 0 | 0 | 0 | 0 | 0 | 0 | 0 | 0 | 0 | 0 | 0 | 0 | 0 | 0 | 0 | 0 | 0 | 0 | 0 | 0 | 0 | 0 | 0 | 0 | 0 | 0 | 0 | 0 | 0 | 0 | 0 | 0 | 0 | 0 | 0 | 0 | 0 | 0 | 0 | 0 | 0 | 0 | 0 | 0 | 0 | 0
Commercial_Office_New_Food Preparation_Natural Gas_Griddle_E4_Codes & Standards Forecast | Commercial | Office | New | Food Preparation | Natural Gas | Griddle | E4 |  | Codes & Standards Forecast | 0 | 0 | 0 | 0 | 0 | 0 | 0 | 0 | 0 | 0 | 0 | 0 | 0 | 0 | 0 | 0 | 0 | 0 | 0 | 0 | 0 | 0 | 0 | 0 | 0 | 0 | 0 | 0 | 0 | 0 | 0 | 0 | 0 | 0 | 0 | 0 | 0 | 0 | 0 | 0 | 0 | 0 | 0 | 0 | 0 | 0 | 0 | 0 | 0 | 0 | 0
Commercial_Office_New_Food Preparation_Natural Gas_Griddle_E5_Codes & Standards Forecast | Commercial | Office | New | Food Preparation | Natural Gas | Griddle | E5 |  | Codes & Standards Forecast | 0 | 0 | 0 | 0 | 0 | 0 | 0 | 0 | 0 | 0 | 0 | 0 | 0 | 0 | 0 | 0 | 0 | 0 | 0 | 0 | 0 | 0 | 0 | 0 | 0 | 0 | 0 | 0 | 0 | 0 | 0 | 0 | 0 | 0 | 0 | 0 | 0 | 0 | 0 | 0 | 0 | 0 | 0 | 0 | 0 | 0 | 0 | 0 | 0 | 0 | 0
Commercial_Office_New_Food Preparation_Natural Gas_Griddle_E6_Codes & Standards Forecast | Commercial | Office | New | Food Preparation | Natural Gas | Griddle | E6 |  | Codes & Standards Forecast | 0 | 0 | 0 | 0 | 0 | 0 | 0 | 0 | 0 | 0 | 0 | 0 | 0 | 0 | 0 | 0 | 0 | 0 | 0 | 0 | 0 | 0 | 0 | 0 | 0 | 0 | 0 | 0 | 0 | 0 | 0 | 0 | 0 | 0 | 0 | 0 | 0 | 0 | 0 | 0 | 0 | 0 | 0 | 0 | 0 | 0 | 0 | 0 | 0 | 0 | 0
Commercial_Office_New_Food Preparation_Natural Gas_Griddle_E7_Codes & Standards Forecast | Commercial | Office | New | Food Preparation | Natural Gas | Griddle | E7 |  | Codes & Standards Forecast | 0 | 0 | 0 | 0 | 0 | 0 | 0 | 0 | 0 | 0 | 0 | 0 | 0 | 0 | 0 | 0 | 0 | 0 | 0 | 0 | 0 | 0 | 0 | 0 | 0 | 0 | 0 | 0 | 0 | 0 | 0 | 0 | 0 | 0 | 0 | 0 | 0 | 0 | 0 | 0 | 0 | 0 | 0 | 0 | 0 | 0 | 0 | 0 | 0 | 0 | 0
Commercial_Office_New_Food Preparation_Natural Gas_Griddle_E8_Codes & Standards Forecast | Commercial | Office | New | Food Preparation | Natural Gas | Griddle | E8 |  | Codes & Standards Forecast | 0 | 0 | 0 | 0 | 0 | 0 | 0 | 0 | 0 | 0 | 0 | 0 | 0 | 0 | 0 | 0 | 0 | 0 | 0 | 0 | 0 | 0 | 0 | 0 | 0 | 0 | 0 | 0 | 0 | 0 | 0 | 0 | 0 | 0 | 0 | 0 | 0 | 0 | 0 | 0 | 0 | 0 | 0 | 0 | 0 | 0 | 0 | 0 | 0 | 0 | 0
Commercial_Office_New_Food Preparation_Natural Gas_Griddle_E9_Codes & Standards Forecast | Commercial | Office | New | Food Preparation | Natural Gas | Griddle | E9 |  | Codes & Standards Forecast | 0 | 0 | 0 | 0 | 0 | 0 | 0 | 0 | 0 | 0 | 0 | 0 | 0 | 0 | 0 | 0 | 0 | 0 | 0 | 0 | 0 | 0 | 0 | 0 | 0 | 0 | 0 | 0 | 0 | 0 | 0 | 0 | 0 | 0 | 0 | 0 | 0 | 0 | 0 | 0 | 0 | 0 | 0 | 0 | 0 | 0 | 0 | 0 | 0 | 0 | 0
Commercial_Office_New_Food Preparation_Natural Gas_Griddle_E10_Codes & Standards Forecast | Commercial | Office | New | Food Preparation | Natural Gas | Griddle | E10 |  | Codes & Standards Forecast | 0 | 0 | 0 | 0 | 0 | 0 | 0 | 0 | 0 | 0 | 0 | 0 | 0 | 0 | 0 | 0 | 0 | 0 | 0 | 0 | 0 | 0 | 0 | 0 | 0 | 0 | 0 | 0 | 0 | 0 | 0 | 0 | 0 | 0 | 0 | 0 | 0 | 0 | 0 | 0 | 0 | 0 | 0 | 0 | 0 | 0 | 0 | 0 | 0 | 0 | 0
Commercial_Office_New_Food Preparation_Natural Gas_Griddle_Vintage_Codes & Standards Forecast | Commercial | Office | New | Food Preparation | Natural Gas | Griddle | Vintage |  | Codes & Standards Forecast | 0 | 0 | 0 | 0 | 0 | 0 | 0 | 0 | 0 | 0 | 0 | 0 | 0 | 0 | 0 | 0 | 0 | 0 | 0 | 0 | 0 | 0 | 0 | 0 | 0 | 0 | 0 | 0 | 0 | 0 | 0 | 0 | 0 | 0 | 0 | 0 | 0 | 0 | 0 | 0 | 0 | 0 | 0 | 0 | 0 | 0 | 0 | 0 | 0 | 0 | 0
Commercial_Office_New_Food Preparation_Natural Gas_Range_E1_Codes & Standards Forecast | Commercial | Office | New | Food Preparation | Natural Gas | Range | E1 |  | Codes & Standards Forecast | 0 | 601.7242 | 3504.0634 | 5358.8614 | 7576.5482 | 9862.0772 | 12159.0914 | 14147.1497 | 16107.3465 | 18113.4247 | 20152.1571 | 22175.4016 | 24167.0006 | 26131.4529 | 28098.7448 | 30060.0869 | 32032.7955 | 33959.4815 | 35809.6387 | 37600.1 | 39391.441 | 41219.0543 | 43070.4863 | 44941.5076 | 46832.6298 | 48729.0802 | 50632.9445 | 52538.0911 | 54451.6422 | 56369.3645 | 58301.3549 | 60234.7497 | 61056.0734 | 0 | 0 | 0 | 0 | 0 | 0 | 0 | 0 | 0 | 0 | 0 | 0 | 0 | 0 | 0 | 0 | 0 | 0
Commercial_Office_New_Food Preparation_Natural Gas_Range_E2_Codes & Standards Forecast | Commercial | Office | New | Food Preparation | Natural Gas | Range | E2 |  | Codes & Standards Forecast | 0 | 0 | 0 | 0 | 0 | 0 | 0 | 0 | 0 | 0 | 0 | 0 | 0 | 0 | 0 | 0 | 0 | 0 | 0 | 0 | 0 | 0 | 0 | 0 | 0 | 0 | 0 | 0 | 0 | 0 | 0 | 0 | 0 | 0 | 0 | 0 | 0 | 0 | 0 | 0 | 0 | 0 | 0 | 0 | 0 | 0 | 0 | 0 | 0 | 0 | 0
Commercial_Office_New_Food Preparation_Natural Gas_Range_E3_Codes & Standards Forecast | Commercial | Office | New | Food Preparation | Natural Gas | Range | E3 |  | Codes & Standards Forecast | 0 | 0 | 0 | 0 | 0 | 0 | 0 | 0 | 0 | 0 | 0 | 0 | 0 | 0 | 0 | 0 | 0 | 0 | 0 | 0 | 0 | 0 | 0 | 0 | 0 | 0 | 0 | 0 | 0 | 0 | 0 | 0 | 0 | 0 | 0 | 0 | 0 | 0 | 0 | 0 | 0 | 0 | 0 | 0 | 0 | 0 | 0 | 0 | 0 | 0 | 0
Commercial_Office_New_Food Preparation_Natural Gas_Range_E4_Codes & Standards Forecast | Commercial | Office | New | Food Preparation | Natural Gas | Range | E4 |  | Codes & Standards Forecast | 0 | 0 | 0 | 0 | 0 | 0 | 0 | 0 | 0 | 0 | 0 | 0 | 0 | 0 | 0 | 0 | 0 | 0 | 0 | 0 | 0 | 0 | 0 | 0 | 0 | 0 | 0 | 0 | 0 | 0 | 0 | 0 | 0 | 0 | 0 | 0 | 0 | 0 | 0 | 0 | 0 | 0 | 0 | 0 | 0 | 0 | 0 | 0 | 0 | 0 | 0
Commercial_Office_New_Food Preparation_Natural Gas_Range_E5_Codes & Standards Forecast | Commercial | Office | New | Food Preparation | Natural Gas | Range | E5 |  | Codes & Standards Forecast | 0 | 0 | 0 | 0 | 0 | 0 | 0 | 0 | 0 | 0 | 0 | 0 | 0 | 0 | 0 | 0 | 0 | 0 | 0 | 0 | 0 | 0 | 0 | 0 | 0 | 0 | 0 | 0 | 0 | 0 | 0 | 0 | 0 | 0 | 0 | 0 | 0 | 0 | 0 | 0 | 0 | 0 | 0 | 0 | 0 | 0 | 0 | 0 | 0 | 0 | 0
Commercial_Office_New_Food Preparation_Natural Gas_Range_E6_Codes & Standards Forecast | Commercial | Office | New | Food Preparation | Natural Gas | Range | E6 |  | Codes & Standards Forecast | 0 | 0 | 0 | 0 | 0 | 0 | 0 | 0 | 0 | 0 | 0 | 0 | 0 | 0 | 0 | 0 | 0 | 0 | 0 | 0 | 0 | 0 | 0 | 0 | 0 | 0 | 0 | 0 | 0 | 0 | 0 | 0 | 0 | 0 | 0 | 0 | 0 | 0 | 0 | 0 | 0 | 0 | 0 | 0 | 0 | 0 | 0 | 0 | 0 | 0 | 0
Commercial_Office_New_Food Preparation_Natural Gas_Range_E7_Codes & Standards Forecast | Commercial | Office | New | Food Preparation | Natural Gas | Range | E7 |  | Codes & Standards Forecast | 0 | 0 | 0 | 0 | 0 | 0 | 0 | 0 | 0 | 0 | 0 | 0 | 0 | 0 | 0 | 0 | 0 | 0 | 0 | 0 | 0 | 0 | 0 | 0 | 0 | 0 | 0 | 0 | 0 | 0 | 0 | 0 | 0 | 0 | 0 | 0 | 0 | 0 | 0 | 0 | 0 | 0 | 0 | 0 | 0 | 0 | 0 | 0 | 0 | 0 | 0
Commercial_Office_New_Food Preparation_Natural Gas_Range_E8_Codes & Standards Forecast | Commercial | Office | New | Food Preparation | Natural Gas | Range | E8 |  | Codes & Standards Forecast | 0 | 0 | 0 | 0 | 0 | 0 | 0 | 0 | 0 | 0 | 0 | 0 | 0 | 0 | 0 | 0 | 0 | 0 | 0 | 0 | 0 | 0 | 0 | 0 | 0 | 0 | 0 | 0 | 0 | 0 | 0 | 0 | 0 | 0 | 0 | 0 | 0 | 0 | 0 | 0 | 0 | 0 | 0 | 0 | 0 | 0 | 0 | 0 | 0 | 0 | 0
Commercial_Office_New_Food Preparation_Natural Gas_Range_E9_Codes & Standards Forecast | Commercial | Office | New | Food Preparation | Natural Gas | Range | E9 |  | Codes & Standards Forecast | 0 | 0 | 0 | 0 | 0 | 0 | 0 | 0 | 0 | 0 | 0 | 0 | 0 | 0 | 0 | 0 | 0 | 0 | 0 | 0 | 0 | 0 | 0 | 0 | 0 | 0 | 0 | 0 | 0 | 0 | 0 | 0 | 0 | 0 | 0 | 0 | 0 | 0 | 0 | 0 | 0 | 0 | 0 | 0 | 0 | 0 | 0 | 0 | 0 | 0 | 0
Commercial_Office_New_Food Preparation_Natural Gas_Range_E10_Codes & Standards Forecast | Commercial | Office | New | Food Preparation | Natural Gas | Range | E10 |  | Codes & Standards Forecast | 0 | 0 | 0 | 0 | 0 | 0 | 0 | 0 | 0 | 0 | 0 | 0 | 0 | 0 | 0 | 0 | 0 | 0 | 0 | 0 | 0 | 0 | 0 | 0 | 0 | 0 | 0 | 0 | 0 | 0 | 0 | 0 | 0 | 0 | 0 | 0 | 0 | 0 | 0 | 0 | 0 | 0 | 0 | 0 | 0 | 0 | 0 | 0 | 0 | 0 | 0
Commercial_Office_New_Food Preparation_Natural Gas_Range_Vintage_Codes & Standards Forecast | Commercial | Office | New | Food Preparation | Natural Gas | Range | Vintage |  | Codes & Standards Forecast | 0 | 0 | 0 | 0 | 0 | 0 | 0 | 0 | 0 | 0 | 0 | 0 | 0 | 0 | 0 | 0 | 0 | 0 | 0 | 0 | 0 | 0 | 0 | 0 | 0 | 0 | 0 | 0 | 0 | 0 | 0 | 0 | 0 | 0 | 0 | 0 | 0 | 0 | 0 | 0 | 0 | 0 | 0 | 0 | 0 | 0 | 0 | 0 | 0 | 0 | 0
Commercial_Office_New_Food Preparation_Natural Gas_Steamer_E1_Codes & Standards Forecast | Commercial | Office | New | Food Preparation | Natural Gas | Steamer | E1 |  | Codes & Standards Forecast | 0 | 0 | 0 | 0 | 0 | 0 | 0 | 0 | 0 | 0 | 0 | 0 | 0 | 0 | 0 | 0 | 0 | 0 | 0 | 0 | 0 | 0 | 0 | 0 | 0 | 0 | 0 | 0 | 0 | 0 | 0 | 0 | 0 | 0 | 0 | 0 | 0 | 0 | 0 | 0 | 0 | 0 | 0 | 0 | 0 | 0 | 0 | 0 | 0 | 0 | 0
Commercial_Office_New_Food Preparation_Natural Gas_Steamer_E2_Codes & Standards Forecast | Commercial | Office | New | Food Preparation | Natural Gas | Steamer | E2 |  | Codes & Standards Forecast | 0 | 0 | 0 | 0 | 0 | 0 | 0 | 0 | 0 | 0 | 0 | 0 | 0 | 0 | 0 | 0 | 0 | 0 | 0 | 0 | 0 | 0 | 0 | 0 | 0 | 0 | 0 | 0 | 0 | 0 | 0 | 0 | 0 | 0 | 0 | 0 | 0 | 0 | 0 | 0 | 0 | 0 | 0 | 0 | 0 | 0 | 0 | 0 | 0 | 0 | 0
Commercial_Office_New_Food Preparation_Natural Gas_Steamer_E3_Codes & Standards Forecast | Commercial | Office | New | Food Preparation | Natural Gas | Steamer | E3 |  | Codes & Standards Forecast | 0 | 0 | 0 | 0 | 0 | 0 | 0 | 0 | 0 | 0 | 0 | 0 | 0 | 0 | 0 | 0 | 0 | 0 | 0 | 0 | 0 | 0 | 0 | 0 | 0 | 0 | 0 | 0 | 0 | 0 | 0 | 0 | 0 | 0 | 0 | 0 | 0 | 0 | 0 | 0 | 0 | 0 | 0 | 0 | 0 | 0 | 0 | 0 | 0 | 0 | 0
Commercial_Office_New_Food Preparation_Natural Gas_Steamer_E4_Codes & Standards Forecast | Commercial | Office | New | Food Preparation | Natural Gas | Steamer | E4 |  | Codes & Standards Forecast | 0 | 0 | 0 | 0 | 0 | 0 | 0 | 0 | 0 | 0 | 0 | 0 | 0 | 0 | 0 | 0 | 0 | 0 | 0 | 0 | 0 | 0 | 0 | 0 | 0 | 0 | 0 | 0 | 0 | 0 | 0 | 0 | 0 | 0 | 0 | 0 | 0 | 0 | 0 | 0 | 0 | 0 | 0 | 0 | 0 | 0 | 0 | 0 | 0 | 0 | 0
Commercial_Office_New_Food Preparation_Natural Gas_Steamer_E5_Codes & Standards Forecast | Commercial | Office | New | Food Preparation | Natural Gas | Steamer | E5 |  | Codes & Standards Forecast | 0 | 0 | 0 | 0 | 0 | 0 | 0 | 0 | 0 | 0 | 0 | 0 | 0 | 0 | 0 | 0 | 0 | 0 | 0 | 0 | 0 | 0 | 0 | 0 | 0 | 0 | 0 | 0 | 0 | 0 | 0 | 0 | 0 | 0 | 0 | 0 | 0 | 0 | 0 | 0 | 0 | 0 | 0 | 0 | 0 | 0 | 0 | 0 | 0 | 0 | 0
Commercial_Office_New_Food Preparation_Natural Gas_Steamer_E6_Codes & Standards Forecast | Commercial | Office | New | Food Preparation | Natural Gas | Steamer | E6 |  | Codes & Standards Forecast | 0 | 0 | 0 | 0 | 0 | 0 | 0 | 0 | 0 | 0 | 0 | 0 | 0 | 0 | 0 | 0 | 0 | 0 | 0 | 0 | 0 | 0 | 0 | 0 | 0 | 0 | 0 | 0 | 0 | 0 | 0 | 0 | 0 | 0 | 0 | 0 | 0 | 0 | 0 | 0 | 0 | 0 | 0 | 0 | 0 | 0 | 0 | 0 | 0 | 0 | 0
Commercial_Office_New_Food Preparation_Natural Gas_Steamer_E7_Codes & Standards Forecast | Commercial | Office | New | Food Preparation | Natural Gas | Steamer | E7 |  | Codes & Standards Forecast | 0 | 0 | 0 | 0 | 0 | 0 | 0 | 0 | 0 | 0 | 0 | 0 | 0 | 0 | 0 | 0 | 0 | 0 | 0 | 0 | 0 | 0 | 0 | 0 | 0 | 0 | 0 | 0 | 0 | 0 | 0 | 0 | 0 | 0 | 0 | 0 | 0 | 0 | 0 | 0 | 0 | 0 | 0 | 0 | 0 | 0 | 0 | 0 | 0 | 0 | 0
Commercial_Office_New_Food Preparation_Natural Gas_Steamer_E8_Codes & Standards Forecast | Commercial | Office | New | Food Preparation | Natural Gas | Steamer | E8 |  | Codes & Standards Forecast | 0 | 0 | 0 | 0 | 0 | 0 | 0 | 0 | 0 | 0 | 0 | 0 | 0 | 0 | 0 | 0 | 0 | 0 | 0 | 0 | 0 | 0 | 0 | 0 | 0 | 0 | 0 | 0 | 0 | 0 | 0 | 0 | 0 | 0 | 0 | 0 | 0 | 0 | 0 | 0 | 0 | 0 | 0 | 0 | 0 | 0 | 0 | 0 | 0 | 0 | 0
Commercial_Office_New_Food Preparation_Natural Gas_Steamer_E9_Codes & Standards Forecast | Commercial | Office | New | Food Preparation | Natural Gas | Steamer | E9 |  | Codes & Standards Forecast | 0 | 0 | 0 | 0 | 0 | 0 | 0 | 0 | 0 | 0 | 0 | 0 | 0 | 0 | 0 | 0 | 0 | 0 | 0 | 0 | 0 | 0 | 0 | 0 | 0 | 0 | 0 | 0 | 0 | 0 | 0 | 0 | 0 | 0 | 0 | 0 | 0 | 0 | 0 | 0 | 0 | 0 | 0 | 0 | 0 | 0 | 0 | 0 | 0 | 0 | 0
Commercial_Office_New_Food Preparation_Natural Gas_Steamer_E10_Codes & Standards Forecast | Commercial | Office | New | Food Preparation | Natural Gas | Steamer | E10 |  | Codes & Standards Forecast | 0 | 0 | 0 | 0 | 0 | 0 | 0 | 0 | 0 | 0 | 0 | 0 | 0 | 0 | 0 | 0 | 0 | 0 | 0 | 0 | 0 | 0 | 0 | 0 | 0 | 0 | 0 | 0 | 0 | 0 | 0 | 0 | 0 | 0 | 0 | 0 | 0 | 0 | 0 | 0 | 0 | 0 | 0 | 0 | 0 | 0 | 0 | 0 | 0 | 0 | 0
Commercial_Office_New_Food Preparation_Natural Gas_Steamer_Vintage_Codes & Standards Forecast | Commercial | Office | New | Food Preparation | Natural Gas | Steamer | Vintage |  | Codes & Standards Forecast | 0 | 0 | 0 | 0 | 0 | 0 | 0 | 0 | 0 | 0 | 0 | 0 | 0 | 0 | 0 | 0 | 0 | 0 | 0 | 0 | 0 | 0 | 0 | 0 | 0 | 0 | 0 | 0 | 0 | 0 | 0 | 0 | 0 | 0 | 0 | 0 | 0 | 0 | 0 | 0 | 0 | 0 | 0 | 0 | 0 | 0 | 0 | 0 | 0 | 0 | 0
Commercial_Office_New_Food Preparation_Natural Gas_Food Prep Other_E1_Codes & Standards Forecast | Commercial | Office | New | Food Preparation | Natural Gas | Food Prep Other | E1 |  | Codes & Standards Forecast | 0 | 0 | 0 | 0 | 0 | 0 | 0 | 0 | 0 | 0 | 0 | 0 | 0 | 0 | 0 | 0 | 0 | 0 | 0 | 0 | 0 | 0 | 0 | 0 | 0 | 0 | 0 | 0 | 0 | 0 | 0 | 0 | 0 | 0 | 0 | 0 | 0 | 0 | 0 | 0 | 0 | 0 | 0 | 0 | 0 | 0 | 0 | 0 | 0 | 0 | 0
Commercial_Office_New_Food Preparation_Natural Gas_Food Prep Other_E2_Codes & Standards Forecast | Commercial | Office | New | Food Preparation | Natural Gas | Food Prep Other | E2 |  | Codes & Standards Forecast | 0 | 0 | 0 | 0 | 0 | 0 | 0 | 0 | 0 | 0 | 0 | 0 | 0 | 0 | 0 | 0 | 0 | 0 | 0 | 0 | 0 | 0 | 0 | 0 | 0 | 0 | 0 | 0 | 0 | 0 | 0 | 0 | 0 | 0 | 0 | 0 | 0 | 0 | 0 | 0 | 0 | 0 | 0 | 0 | 0 | 0 | 0 | 0 | 0 | 0 | 0
Commercial_Office_New_Food Preparation_Natural Gas_Food Prep Other_E3_Codes & Standards Forecast | Commercial | Office | New | Food Preparation | Natural Gas | Food Prep Other | E3 |  | Codes & Standards Forecast | 0 | 0 | 0 | 0 | 0 | 0 | 0 | 0 | 0 | 0 | 0 | 0 | 0 | 0 | 0 | 0 | 0 | 0 | 0 | 0 | 0 | 0 | 0 | 0 | 0 | 0 | 0 | 0 | 0 | 0 | 0 | 0 | 0 | 0 | 0 | 0 | 0 | 0 | 0 | 0 | 0 | 0 | 0 | 0 | 0 | 0 | 0 | 0 | 0 | 0 | 0
Commercial_Office_New_Food Preparation_Natural Gas_Food Prep Other_E4_Codes & Standards Forecast | Commercial | Office | New | Food Preparation | Natural Gas | Food Prep Other | E4 |  | Codes & Standards Forecast | 0 | 0 | 0 | 0 | 0 | 0 | 0 | 0 | 0 | 0 | 0 | 0 | 0 | 0 | 0 | 0 | 0 | 0 | 0 | 0 | 0 | 0 | 0 | 0 | 0 | 0 | 0 | 0 | 0 | 0 | 0 | 0 | 0 | 0 | 0 | 0 | 0 | 0 | 0 | 0 | 0 | 0 | 0 | 0 | 0 | 0 | 0 | 0 | 0 | 0 | 0
Commercial_Office_New_Food Preparation_Natural Gas_Food Prep Other_E5_Codes & Standards Forecast | Commercial | Office | New | Food Preparation | Natural Gas | Food Prep Other | E5 |  | Codes & Standards Forecast | 0 | 0 | 0 | 0 | 0 | 0 | 0 | 0 | 0 | 0 | 0 | 0 | 0 | 0 | 0 | 0 | 0 | 0 | 0 | 0 | 0 | 0 | 0 | 0 | 0 | 0 | 0 | 0 | 0 | 0 | 0 | 0 | 0 | 0 | 0 | 0 | 0 | 0 | 0 | 0 | 0 | 0 | 0 | 0 | 0 | 0 | 0 | 0 | 0 | 0 | 0
Commercial_Office_New_Food Preparation_Natural Gas_Food Prep Other_E6_Codes & Standards Forecast | Commercial | Office | New | Food Preparation | Natural Gas | Food Prep Other | E6 |  | Codes & Standards Forecast | 0 | 0 | 0 | 0 | 0 | 0 | 0 | 0 | 0 | 0 | 0 | 0 | 0 | 0 | 0 | 0 | 0 | 0 | 0 | 0 | 0 | 0 | 0 | 0 | 0 | 0 | 0 | 0 | 0 | 0 | 0 | 0 | 0 | 0 | 0 | 0 | 0 | 0 | 0 | 0 | 0 | 0 | 0 | 0 | 0 | 0 | 0 | 0 | 0 | 0 | 0
Commercial_Office_New_Food Preparation_Natural Gas_Food Prep Other_E7_Codes & Standards Forecast | Commercial | Office | New | Food Preparation | Natural Gas | Food Prep Other | E7 |  | Codes & Standards Forecast | 0 | 0 | 0 | 0 | 0 | 0 | 0 | 0 | 0 | 0 | 0 | 0 | 0 | 0 | 0 | 0 | 0 | 0 | 0 | 0 | 0 | 0 | 0 | 0 | 0 | 0 | 0 | 0 | 0 | 0 | 0 | 0 | 0 | 0 | 0 | 0 | 0 | 0 | 0 | 0 | 0 | 0 | 0 | 0 | 0 | 0 | 0 | 0 | 0 | 0 | 0
Commercial_Office_New_Food Preparation_Natural Gas_Food Prep Other_E8_Codes & Standards Forecast | Commercial | Office | New | Food Preparation | Natural Gas | Food Prep Other | E8 |  | Codes & Standards Forecast | 0 | 0 | 0 | 0 | 0 | 0 | 0 | 0 | 0 | 0 | 0 | 0 | 0 | 0 | 0 | 0 | 0 | 0 | 0 | 0 | 0 | 0 | 0 | 0 | 0 | 0 | 0 | 0 | 0 | 0 | 0 | 0 | 0 | 0 | 0 | 0 | 0 | 0 | 0 | 0 | 0 | 0 | 0 | 0 | 0 | 0 | 0 | 0 | 0 | 0 | 0
Commercial_Office_New_Food Preparation_Natural Gas_Food Prep Other_E9_Codes & Standards Forecast | Commercial | Office | New | Food Preparation | Natural Gas | Food Prep Other | E9 |  | Codes & Standards Forecast | 0 | 0 | 0 | 0 | 0 | 0 | 0 | 0 | 0 | 0 | 0 | 0 | 0 | 0 | 0 | 0 | 0 | 0 | 0 | 0 | 0 | 0 | 0 | 0 | 0 | 0 | 0 | 0 | 0 | 0 | 0 | 0 | 0 | 0 | 0 | 0 | 0 | 0 | 0 | 0 | 0 | 0 | 0 | 0 | 0 | 0 | 0 | 0 | 0 | 0 | 0
Commercial_Office_New_Food Preparation_Natural Gas_Food Prep Other_E10_Codes & Standards Forecast | Commercial | Office | New | Food Preparation | Natural Gas | Food Prep Other | E10 |  | Codes & Standards Forecast | 0 | 0 | 0 | 0 | 0 | 0 | 0 | 0 | 0 | 0 | 0 | 0 | 0 | 0 | 0 | 0 | 0 | 0 | 0 | 0 | 0 | 0 | 0 | 0 | 0 | 0 | 0 | 0 | 0 | 0 | 0 | 0 | 0 | 0 | 0 | 0 | 0 | 0 | 0 | 0 | 0 | 0 | 0 | 0 | 0 | 0 | 0 | 0 | 0 | 0 | 0
Commercial_Office_New_Food Preparation_Natural Gas_Food Prep Other_Vintage_Codes & Standards Forecast | Commercial | Office | New | Food Preparation | Natural Gas | Food Prep Other | Vintage |  | Codes & Standards Forecast | 0 | 0 | 0 | 0 | 0 | 0 | 0 | 0 | 0 | 0 | 0 | 0 | 0 | 0 | 0 | 0 | 0 | 0 | 0 | 0 | 0 | 0 | 0 | 0 | 0 | 0 | 0 | 0 | 0 | 0 | 0 | 0 | 0 | 0 | 0 | 0 | 0 | 0 | 0 | 0 | 0 | 0 | 0 | 0 | 0 | 0 | 0 | 0 | 0 | 0 | 0
Commercial_Office_New_Miscellaneous_Natural Gas_Pool Heater_E1_Codes & Standards Forecast | Commercial | Office | New | Miscellaneous | Natural Gas | Pool Heater | E1 |  | Codes & Standards Forecast | 0 | 0 | 0 | 0 | 0 | 0 | 0 | 0 | 0 | 0 | 0 | 0 | 0 | 0 | 0 | 0 | 0 | 0 | 0 | 0 | 0 | 0 | 0 | 0 | 0 | 0 | 0 | 0 | 0 | 0 | 0 | 0 | 0 | 0 | 0 | 0 | 0 | 0 | 0 | 0 | 0 | 0 | 0 | 0 | 0 | 0 | 0 | 0 | 0 | 0 | 0
Commercial_Office_New_Miscellaneous_Natural Gas_Pool Heater_E2_Codes & Standards Forecast | Commercial | Office | New | Miscellaneous | Natural Gas | Pool Heater | E2 |  | Codes & Standards Forecast | 0 | 0 | 0 | 0 | 0 | 0 | 0 | 0 | 0 | 0 | 0 | 0 | 0 | 0 | 0 | 0 | 0 | 0 | 0 | 0 | 0 | 0 | 0 | 0 | 0 | 0 | 0 | 0 | 0 | 0 | 0 | 0 | 0 | 0 | 0 | 0 | 0 | 0 | 0 | 0 | 0 | 0 | 0 | 0 | 0 | 0 | 0 | 0 | 0 | 0 | 0
Commercial_Office_New_Miscellaneous_Natural Gas_Pool Heater_E3_Codes & Standards Forecast | Commercial | Office | New | Miscellaneous | Natural Gas | Pool Heater | E3 |  | Codes & Standards Forecast | 0 | 0 | 0 | 0 | 0 | 0 | 0 | 0 | 0 | 0 | 0 | 0 | 0 | 0 | 0 | 0 | 0 | 0 | 0 | 0 | 0 | 0 | 0 | 0 | 0 | 0 | 0 | 0 | 0 | 0 | 0 | 0 | 0 | 0 | 0 | 0 | 0 | 0 | 0 | 0 | 0 | 0 | 0 | 0 | 0 | 0 | 0 | 0 | 0 | 0 | 0
Commercial_Office_New_Miscellaneous_Natural Gas_Pool Heater_E4_Codes & Standards Forecast | Commercial | Office | New | Miscellaneous | Natural Gas | Pool Heater | E4 |  | Codes & Standards Forecast | 0 | 0 | 0 | 0 | 0 | 0 | 0 | 0 | 0 | 0 | 0 | 0 | 0 | 0 | 0 | 0 | 0 | 0 | 0 | 0 | 0 | 0 | 0 | 0 | 0 | 0 | 0 | 0 | 0 | 0 | 0 | 0 | 0 | 0 | 0 | 0 | 0 | 0 | 0 | 0 | 0 | 0 | 0 | 0 | 0 | 0 | 0 | 0 | 0 | 0 | 0
Commercial_Office_New_Miscellaneous_Natural Gas_Pool Heater_E5_Codes & Standards Forecast | Commercial | Office | New | Miscellaneous | Natural Gas | Pool Heater | E5 |  | Codes & Standards Forecast | 0 | 0 | 0 | 0 | 0 | 0 | 0 | 0 | 0 | 0 | 0 | 0 | 0 | 0 | 0 | 0 | 0 | 0 | 0 | 0 | 0 | 0 | 0 | 0 | 0 | 0 | 0 | 0 | 0 | 0 | 0 | 0 | 0 | 0 | 0 | 0 | 0 | 0 | 0 | 0 | 0 | 0 | 0 | 0 | 0 | 0 | 0 | 0 | 0 | 0 | 0
Commercial_Office_New_Miscellaneous_Natural Gas_Pool Heater_E6_Codes & Standards Forecast | Commercial | Office | New | Miscellaneous | Natural Gas | Pool Heater | E6 |  | Codes & Standards Forecast | 0 | 0 | 0 | 0 | 0 | 0 | 0 | 0 | 0 | 0 | 0 | 0 | 0 | 0 | 0 | 0 | 0 | 0 | 0 | 0 | 0 | 0 | 0 | 0 | 0 | 0 | 0 | 0 | 0 | 0 | 0 | 0 | 0 | 0 | 0 | 0 | 0 | 0 | 0 | 0 | 0 | 0 | 0 | 0 | 0 | 0 | 0 | 0 | 0 | 0 | 0
Commercial_Office_New_Miscellaneous_Natural Gas_Pool Heater_E7_Codes & Standards Forecast | Commercial | Office | New | Miscellaneous | Natural Gas | Pool Heater | E7 |  | Codes & Standards Forecast | 0 | 0 | 0 | 0 | 0 | 0 | 0 | 0 | 0 | 0 | 0 | 0 | 0 | 0 | 0 | 0 | 0 | 0 | 0 | 0 | 0 | 0 | 0 | 0 | 0 | 0 | 0 | 0 | 0 | 0 | 0 | 0 | 0 | 0 | 0 | 0 | 0 | 0 | 0 | 0 | 0 | 0 | 0 | 0 | 0 | 0 | 0 | 0 | 0 | 0 | 0
Commercial_Office_New_Miscellaneous_Natural Gas_Pool Heater_E8_Codes & Standards Forecast | Commercial | Office | New | Miscellaneous | Natural Gas | Pool Heater | E8 |  | Codes & Standards Forecast | 0 | 0 | 0 | 0 | 0 | 0 | 0 | 0 | 0 | 0 | 0 | 0 | 0 | 0 | 0 | 0 | 0 | 0 | 0 | 0 | 0 | 0 | 0 | 0 | 0 | 0 | 0 | 0 | 0 | 0 | 0 | 0 | 0 | 0 | 0 | 0 | 0 | 0 | 0 | 0 | 0 | 0 | 0 | 0 | 0 | 0 | 0 | 0 | 0 | 0 | 0
Commercial_Office_New_Miscellaneous_Natural Gas_Pool Heater_E9_Codes & Standards Forecast | Commercial | Office | New | Miscellaneous | Natural Gas | Pool Heater | E9 |  | Codes & Standards Forecast | 0 | 0 | 0 | 0 | 0 | 0 | 0 | 0 | 0 | 0 | 0 | 0 | 0 | 0 | 0 | 0 | 0 | 0 | 0 | 0 | 0 | 0 | 0 | 0 | 0 | 0 | 0 | 0 | 0 | 0 | 0 | 0 | 0 | 0 | 0 | 0 | 0 | 0 | 0 | 0 | 0 | 0 | 0 | 0 | 0 | 0 | 0 | 0 | 0 | 0 | 0
Commercial_Office_New_Miscellaneous_Natural Gas_Pool Heater_E10_Codes & Standards Forecast | Commercial | Office | New | Miscellaneous | Natural Gas | Pool Heater | E10 |  | Codes & Standards Forecast | 0 | 0 | 0 | 0 | 0 | 0 | 0 | 0 | 0 | 0 | 0 | 0 | 0 | 0 | 0 | 0 | 0 | 0 | 0 | 0 | 0 | 0 | 0 | 0 | 0 | 0 | 0 | 0 | 0 | 0 | 0 | 0 | 0 | 0 | 0 | 0 | 0 | 0 | 0 | 0 | 0 | 0 | 0 | 0 | 0 | 0 | 0 | 0 | 0 | 0 | 0
Commercial_Office_New_Miscellaneous_Natural Gas_Pool Heater_Vintage_Codes & Standards Forecast | Commercial | Office | New | Miscellaneous | Natural Gas | Pool Heater | Vintage |  | Codes & Standards Forecast | 0 | 0 | 0 | 0 | 0 | 0 | 0 | 0 | 0 | 0 | 0 | 0 | 0 | 0 | 0 | 0 | 0 | 0 | 0 | 0 | 0 | 0 | 0 | 0 | 0 | 0 | 0 | 0 | 0 | 0 | 0 | 0 | 0 | 0 | 0 | 0 | 0 | 0 | 0 | 0 | 0 | 0 | 0 | 0 | 0 | 0 | 0 | 0 | 0 | 0 | 0
Commercial_Office_New_Miscellaneous_Natural Gas_Miscellaneous_E1_Codes & Standards Forecast | Commercial | Office | New | Miscellaneous | Natural Gas | Miscellaneous | E1 |  | Codes & Standards Forecast | 0 | 75957.6497 | 442329.6027 | 676466.9408 | 956412.9292 | 1244922.8763 | 1534882.6326 | 1785841.8693 | 2033284.0407 | 2286517.9735 | 2543873.9625 | 2799274.8616 | 3050681.0395 | 3298660.3991 | 3546998.2179 | 3794584.9752 | 4043606.5523 | 4286818.5471 | 4520370.0551 | 4746385.9569 | 4972512.9019 | 5203218.6248 | 5436931.0482 | 5673116.3066 | 5911838.9665 | 6151234.225 | 6391565.3571 | 6632058.3649 | 6873612.299 | 7115692.7761 | 7359574.3645 | 7603633.2352 | 7707311.6704 | 0 | 0 | 0 | 0 | 0 | 0 | 0 | 0 | 0 | 0 | 0 | 0 | 0 | 0 | 0 | 0 | 0 | 0
Commercial_Office_New_Miscellaneous_Natural Gas_Miscellaneous_E2_Codes & Standards Forecast | Commercial | Office | New | Miscellaneous | Natural Gas | Miscellaneous | E2 |  | Codes & Standards Forecast | 0 | 0 | 0 | 0 | 0 | 0 | 0 | 0 | 0 | 0 | 0 | 0 | 0 | 0 | 0 | 0 | 0 | 0 | 0 | 0 | 0 | 0 | 0 | 0 | 0 | 0 | 0 | 0 | 0 | 0 | 0 | 0 | 0 | 0 | 0 | 0 | 0 | 0 | 0 | 0 | 0 | 0 | 0 | 0 | 0 | 0 | 0 | 0 | 0 | 0 | 0
Commercial_Office_New_Miscellaneous_Natural Gas_Miscellaneous_E3_Codes & Standards Forecast | Commercial | Office | New | Miscellaneous | Natural Gas | Miscellaneous | E3 |  | Codes & Standards Forecast | 0 | 0 | 0 | 0 | 0 | 0 | 0 | 0 | 0 | 0 | 0 | 0 | 0 | 0 | 0 | 0 | 0 | 0 | 0 | 0 | 0 | 0 | 0 | 0 | 0 | 0 | 0 | 0 | 0 | 0 | 0 | 0 | 0 | 0 | 0 | 0 | 0 | 0 | 0 | 0 | 0 | 0 | 0 | 0 | 0 | 0 | 0 | 0 | 0 | 0 | 0
Commercial_Office_New_Miscellaneous_Natural Gas_Miscellaneous_E4_Codes & Standards Forecast | Commercial | Office | New | Miscellaneous | Natural Gas | Miscellaneous | E4 |  | Codes & Standards Forecast | 0 | 0 | 0 | 0 | 0 | 0 | 0 | 0 | 0 | 0 | 0 | 0 | 0 | 0 | 0 | 0 | 0 | 0 | 0 | 0 | 0 | 0 | 0 | 0 | 0 | 0 | 0 | 0 | 0 | 0 | 0 | 0 | 0 | 0 | 0 | 0 | 0 | 0 | 0 | 0 | 0 | 0 | 0 | 0 | 0 | 0 | 0 | 0 | 0 | 0 | 0
Commercial_Office_New_Miscellaneous_Natural Gas_Miscellaneous_E5_Codes & Standards Forecast | Commercial | Office | New | Miscellaneous | Natural Gas | Miscellaneous | E5 |  | Codes & Standards Forecast | 0 | 0 | 0 | 0 | 0 | 0 | 0 | 0 | 0 | 0 | 0 | 0 | 0 | 0 | 0 | 0 | 0 | 0 | 0 | 0 | 0 | 0 | 0 | 0 | 0 | 0 | 0 | 0 | 0 | 0 | 0 | 0 | 0 | 0 | 0 | 0 | 0 | 0 | 0 | 0 | 0 | 0 | 0 | 0 | 0 | 0 | 0 | 0 | 0 | 0 | 0
Commercial_Office_New_Miscellaneous_Natural Gas_Miscellaneous_E6_Codes & Standards Forecast | Commercial | Office | New | Miscellaneous | Natural Gas | Miscellaneous | E6 |  | Codes & Standards Forecast | 0 | 0 | 0 | 0 | 0 | 0 | 0 | 0 | 0 | 0 | 0 | 0 | 0 | 0 | 0 | 0 | 0 | 0 | 0 | 0 | 0 | 0 | 0 | 0 | 0 | 0 | 0 | 0 | 0 | 0 | 0 | 0 | 0 | 0 | 0 | 0 | 0 | 0 | 0 | 0 | 0 | 0 | 0 | 0 | 0 | 0 | 0 | 0 | 0 | 0 | 0
Commercial_Office_New_Miscellaneous_Natural Gas_Miscellaneous_E7_Codes & Standards Forecast | Commercial | Office | New | Miscellaneous | Natural Gas | Miscellaneous | E7 |  | Codes & Standards Forecast | 0 | 0 | 0 | 0 | 0 | 0 | 0 | 0 | 0 | 0 | 0 | 0 | 0 | 0 | 0 | 0 | 0 | 0 | 0 | 0 | 0 | 0 | 0 | 0 | 0 | 0 | 0 | 0 | 0 | 0 | 0 | 0 | 0 | 0 | 0 | 0 | 0 | 0 | 0 | 0 | 0 | 0 | 0 | 0 | 0 | 0 | 0 | 0 | 0 | 0 | 0
Commercial_Office_New_Miscellaneous_Natural Gas_Miscellaneous_E8_Codes & Standards Forecast | Commercial | Office | New | Miscellaneous | Natural Gas | Miscellaneous | E8 |  | Codes & Standards Forecast | 0 | 0 | 0 | 0 | 0 | 0 | 0 | 0 | 0 | 0 | 0 | 0 | 0 | 0 | 0 | 0 | 0 | 0 | 0 | 0 | 0 | 0 | 0 | 0 | 0 | 0 | 0 | 0 | 0 | 0 | 0 | 0 | 0 | 0 | 0 | 0 | 0 | 0 | 0 | 0 | 0 | 0 | 0 | 0 | 0 | 0 | 0 | 0 | 0 | 0 | 0
Commercial_Office_New_Miscellaneous_Natural Gas_Miscellaneous_E9_Codes & Standards Forecast | Commercial | Office | New | Miscellaneous | Natural Gas | Miscellaneous | E9 |  | Codes & Standards Forecast | 0 | 0 | 0 | 0 | 0 | 0 | 0 | 0 | 0 | 0 | 0 | 0 | 0 | 0 | 0 | 0 | 0 | 0 | 0 | 0 | 0 | 0 | 0 | 0 | 0 | 0 | 0 | 0 | 0 | 0 | 0 | 0 | 0 | 0 | 0 | 0 | 0 | 0 | 0 | 0 | 0 | 0 | 0 | 0 | 0 | 0 | 0 | 0 | 0 | 0 | 0
Commercial_Office_New_Miscellaneous_Natural Gas_Miscellaneous_E10_Codes & Standards Forecast | Commercial | Office | New | Miscellaneous | Natural Gas | Miscellaneous | E10 |  | Codes & Standards Forecast | 0 | 0 | 0 | 0 | 0 | 0 | 0 | 0 | 0 | 0 | 0 | 0 | 0 | 0 | 0 | 0 | 0 | 0 | 0 | 0 | 0 | 0 | 0 | 0 | 0 | 0 | 0 | 0 | 0 | 0 | 0 | 0 | 0 | 0 | 0 | 0 | 0 | 0 | 0 | 0 | 0 | 0 | 0 | 0 | 0 | 0 | 0 | 0 | 0 | 0 | 0
Commercial_Office_New_Miscellaneous_Natural Gas_Miscellaneous_Vintage_Codes & Standards Forecast | Commercial | Office | New | Miscellaneous | Natural Gas | Miscellaneous | Vintage |  | Codes & Standards Forecast | 0 | 0 | 0 | 0 | 0 | 0 | 0 | 0 | 0 | 0 | 0 | 0 | 0 | 0 | 0 | 0 | 0 | 0 | 0 | 0 | 0 | 0 | 0 | 0 | 0 | 0 | 0 | 0 | 0 | 0 | 0 | 0 | 0 | 0 | 0 | 0 | 0 | 0 | 0 | 0 | 0 | 0 | 0 | 0 | 0 | 0 | 0 | 0 | 0 | 0 | 0
Commercial_Restaurant_Existing_Space Heating_Natural Gas_Furnace_E1_Codes & Standards Forecast | Commercial | Restaurant | Existing | Space Heating | Natural Gas | Furnace | E1 |  | Codes & Standards Forecast | 0 | 12940.44 | 26903.9134 | 41739.3605 | 72617.7798 | 72422.6253 | 72250.3422 | 72095.1688 | 71945.2569 | 71796.2733 | 71646.5439 | 71497.015 | 71348.7605 | 71202.1496 | 71056.2567 | 70910.9422 | 70765.4956 | 70621.6896 | 70481.5441 | 69392.0579 | 67344.4303 | 64337.189 | 59273.3234 | 54606.8377 | 50306.5511 | 46344.1398 | 42693.2176 | 39329.5192 | 36230.4202 | 33375.187 | 30744.5112 | 28320.8952 | 22196.4617 | 0 | 0 | 0 | 0 | 0 | 0 | 0 | 0 | 0 | 0 | 0 | 0 | 0 | 0 | 0 | 0 | 0 | 0
Commercial_Restaurant_Existing_Space Heating_Natural Gas_Furnace_E2_Codes & Standards Forecast | Commercial | Restaurant | Existing | Space Heating | Natural Gas | Furnace | E2 |  | Codes & Standards Forecast | 0 | 0 | 0 | 0 | 0 | 0 | 0 | 0 | 0 | 0 | 0 | 0 | 0 | 0 | 0 | 0 | 0 | 0 | 0 | 0 | 0 | 0 | 0 | 0 | 0 | 0 | 0 | 0 | 0 | 0 | 0 | 0 | 0 | 0 | 0 | 0 | 0 | 0 | 0 | 0 | 0 | 0 | 0 | 0 | 0 | 0 | 0 | 0 | 0 | 0 | 0
Commercial_Restaurant_Existing_Space Heating_Natural Gas_Furnace_E3_Codes & Standards Forecast | Commercial | Restaurant | Existing | Space Heating | Natural Gas | Furnace | E3 |  | Codes & Standards Forecast | 0 | 0 | 0 | 0 | 0 | 16838.5306 | 34426.3601 | 52706.4147 | 71616.3807 | 91096.5092 | 111091.1674 | 131551.8849 | 152435.4553 | 173701.8582 | 195311.3294 | 217228.4523 | 239418.5282 | 261857.7448 | 284527.9979 | 306296.6732 | 327311.7399 | 347697.9203 | 368672.3537 | 387894.0002 | 405498.4554 | 421614.2382 | 436358.5017 | 449840.3682 | 462158.0152 | 473403.2256 | 483657.7279 | 493001.0253 | 514908.8308 | 0 | 0 | 0 | 0 | 0 | 0 | 0 | 0 | 0 | 0 | 0 | 0 | 0 | 0 | 0 | 0 | 0 | 0
Commercial_Restaurant_Existing_Space Heating_Natural Gas_Furnace_E4_Codes & Standards Forecast | Commercial | Restaurant | Existing | Space Heating | Natural Gas | Furnace | E4 |  | Codes & Standards Forecast | 0 | 0 | 0 | 0 | 0 | 0 | 0 | 0 | 0 | 0 | 0 | 0 | 0 | 0 | 0 | 0 | 0 | 0 | 0 | 0 | 0 | 0 | 0 | 0 | 0 | 0 | 0 | 0 | 0 | 0 | 0 | 0 | 0 | 0 | 0 | 0 | 0 | 0 | 0 | 0 | 0 | 0 | 0 | 0 | 0 | 0 | 0 | 0 | 0 | 0 | 0
Commercial_Restaurant_Existing_Space Heating_Natural Gas_Furnace_E5_Codes & Standards Forecast | Commercial | Restaurant | Existing | Space Heating | Natural Gas | Furnace | E5 |  | Codes & Standards Forecast | 0 | 0 | 0 | 0 | 0 | 0 | 0 | 0 | 0 | 0 | 0 | 0 | 0 | 0 | 0 | 0 | 0 | 0 | 0 | 0 | 0 | 0 | 0 | 0 | 0 | 0 | 0 | 0 | 0 | 0 | 0 | 0 | 0 | 0 | 0 | 0 | 0 | 0 | 0 | 0 | 0 | 0 | 0 | 0 | 0 | 0 | 0 | 0 | 0 | 0 | 0
Commercial_Restaurant_Existing_Space Heating_Natural Gas_Furnace_E6_Codes & Standards Forecast | Commercial | Restaurant | Existing | Space Heating | Natural Gas | Furnace | E6 |  | Codes & Standards Forecast | 0 | 0 | 0 | 0 | 0 | 0 | 0 | 0 | 0 | 0 | 0 | 0 | 0 | 0 | 0 | 0 | 0 | 0 | 0 | 0 | 0 | 0 | 0 | 0 | 0 | 0 | 0 | 0 | 0 | 0 | 0 | 0 | 0 | 0 | 0 | 0 | 0 | 0 | 0 | 0 | 0 | 0 | 0 | 0 | 0 | 0 | 0 | 0 | 0 | 0 | 0
Commercial_Restaurant_Existing_Space Heating_Natural Gas_Furnace_E7_Codes & Standards Forecast | Commercial | Restaurant | Existing | Space Heating | Natural Gas | Furnace | E7 |  | Codes & Standards Forecast | 0 | 0 | 0 | 0 | 0 | 0 | 0 | 0 | 0 | 0 | 0 | 0 | 0 | 0 | 0 | 0 | 0 | 0 | 0 | 0 | 0 | 0 | 0 | 0 | 0 | 0 | 0 | 0 | 0 | 0 | 0 | 0 | 0 | 0 | 0 | 0 | 0 | 0 | 0 | 0 | 0 | 0 | 0 | 0 | 0 | 0 | 0 | 0 | 0 | 0 | 0
Commercial_Restaurant_Existing_Space Heating_Natural Gas_Furnace_E8_Codes & Standards Forecast | Commercial | Restaurant | Existing | Space Heating | Natural Gas | Furnace | E8 |  | Codes & Standards Forecast | 0 | 0 | 0 | 0 | 0 | 0 | 0 | 0 | 0 | 0 | 0 | 0 | 0 | 0 | 0 | 0 | 0 | 0 | 0 | 0 | 0 | 0 | 0 | 0 | 0 | 0 | 0 | 0 | 0 | 0 | 0 | 0 | 0 | 0 | 0 | 0 | 0 | 0 | 0 | 0 | 0 | 0 | 0 | 0 | 0 | 0 | 0 | 0 | 0 | 0 | 0
Commercial_Restaurant_Existing_Space Heating_Natural Gas_Furnace_E9_Codes & Standards Forecast | Commercial | Restaurant | Existing | Space Heating | Natural Gas | Furnace | E9 |  | Codes & Standards Forecast | 0 | 0 | 0 | 0 | 0 | 0 | 0 | 0 | 0 | 0 | 0 | 0 | 0 | 0 | 0 | 0 | 0 | 0 | 0 | 0 | 0 | 0 | 0 | 0 | 0 | 0 | 0 | 0 | 0 | 0 | 0 | 0 | 0 | 0 | 0 | 0 | 0 | 0 | 0 | 0 | 0 | 0 | 0 | 0 | 0 | 0 | 0 | 0 | 0 | 0 | 0
Commercial_Restaurant_Existing_Space Heating_Natural Gas_Furnace_E10_Codes & Standards Forecast | Commercial | Restaurant | Existing | Space Heating | Natural Gas | Furnace | E10 |  | Codes & Standards Forecast | 0 | 0 | 0 | 0 | 0 | 0 | 0 | 0 | 0 | 0 | 0 | 0 | 0 | 0 | 0 | 0 | 0 | 0 | 0 | 0 | 0 | 0 | 0 | 0 | 0 | 0 | 0 | 0 | 0 | 0 | 0 | 0 | 0 | 0 | 0 | 0 | 0 | 0 | 0 | 0 | 0 | 0 | 0 | 0 | 0 | 0 | 0 | 0 | 0 | 0 | 0
Commercial_Restaurant_Existing_Space Heating_Natural Gas_Furnace_Vintage_Codes & Standards Forecast | Commercial | Restaurant | Existing | Space Heating | Natural Gas | Furnace | Vintage |  | Codes & Standards Forecast | 648162.9684 | 631924.8215 | 614663.6412 | 595845.7739 | 579864.9682 | 561468.0964 | 542504.5583 | 522985.4184 | 502878.3811 | 482208.5934 | 461018.3213 | 439363.5909 | 417296.184 | 394859.0689 | 372084.6183 | 349007.1353 | 325655.6446 | 302068.1133 | 278278.7749 | 256376.6859 | 236204.2218 | 217617.1007 | 200488.8464 | 184704.7078 | 170159.2185 | 156756.5741 | 144407.5253 | 133029.9951 | 122547.4587 | 112889.785 | 103991.6649 | 95793.9132 | 88425.1507 | 0 | 0 | 0 | 0 | 0 | 0 | 0 | 0 | 0 | 0 | 0 | 0 | 0 | 0 | 0 | 0 | 0 | 0
Commercial_Restaurant_Existing_Space Heating_Natural Gas_Boiler_E1_Codes & Standards Forecast | Commercial | Restaurant | Existing | Space Heating | Natural Gas | Boiler | E1 |  | Codes & Standards Forecast | 0 | 61.903 | 128.6998 | 199.6679 | 353.5775 | 352.6273 | 351.7884 | 351.0329 | 350.3029 | 349.5775 | 348.8485 | 348.1204 | 347.3986 | 346.6847 | 345.9744 | 345.2668 | 344.5587 | 343.8585 | 343.1761 | 342.5134 | 341.8604 | 336.6624 | 326.8843 | 312.5298 | 287.9181 | 265.2401 | 244.3449 | 225.0935 | 207.3565 | 191.0153 | 175.9592 | 162.0882 | 149.6199 | 0 | 0 | 0 | 0 | 0 | 0 | 0 | 0 | 0 | 0 | 0 | 0 | 0 | 0 | 0 | 0 | 0 | 0
Commercial_Restaurant_Existing_Space Heating_Natural Gas_Boiler_E2_Codes & Standards Forecast | Commercial | Restaurant | Existing | Space Heating | Natural Gas | Boiler | E2 |  | Codes & Standards Forecast | 0 | 0 | 0 | 0 | 0 | 0 | 0 | 0 | 0 | 0 | 0 | 0 | 0 | 0 | 0 | 0 | 0 | 0 | 0 | 0 | 0 | 0 | 0 | 0 | 0 | 0 | 0 | 0 | 0 | 0 | 0 | 0 | 0 | 0 | 0 | 0 | 0 | 0 | 0 | 0 | 0 | 0 | 0 | 0 | 0 | 0 | 0 | 0 | 0 | 0 | 0
Commercial_Restaurant_Existing_Space Heating_Natural Gas_Boiler_E3_Codes & Standards Forecast | Commercial | Restaurant | Existing | Space Heating | Natural Gas | Boiler | E3 |  | Codes & Standards Forecast | 0 | 0 | 0 | 0 | 0 | 80.5502 | 164.6848 | 252.1308 | 342.5901 | 435.7769 | 531.425 | 629.3026 | 729.203 | 830.9347 | 934.3076 | 1039.1522 | 1145.3025 | 1252.6446 | 1361.0919 | 1470.5472 | 1580.8707 | 1686.6115 | 1788.4986 | 1887.1783 | 1988.9322 | 2082.1428 | 2167.4819 | 2245.5746 | 2316.985 | 2382.2398 | 2441.8098 | 2496.1499 | 2594.7214 | 0 | 0 | 0 | 0 | 0 | 0 | 0 | 0 | 0 | 0 | 0 | 0 | 0 | 0 | 0 | 0 | 0 | 0
Commercial_Restaurant_Existing_Space Heating_Natural Gas_Boiler_E4_Codes & Standards Forecast | Commercial | Restaurant | Existing | Space Heating | Natural Gas | Boiler | E4 |  | Codes & Standards Forecast | 0 | 0 | 0 | 0 | 0 | 0 | 0 | 0 | 0 | 0 | 0 | 0 | 0 | 0 | 0 | 0 | 0 | 0 | 0 | 0 | 0 | 0 | 0 | 0 | 0 | 0 | 0 | 0 | 0 | 0 | 0 | 0 | 0 | 0 | 0 | 0 | 0 | 0 | 0 | 0 | 0 | 0 | 0 | 0 | 0 | 0 | 0 | 0 | 0 | 0 | 0
Commercial_Restaurant_Existing_Space Heating_Natural Gas_Boiler_E5_Codes & Standards Forecast | Commercial | Restaurant | Existing | Space Heating | Natural Gas | Boiler | E5 |  | Codes & Standards Forecast | 0 | 0 | 0 | 0 | 0 | 0 | 0 | 0 | 0 | 0 | 0 | 0 | 0 | 0 | 0 | 0 | 0 | 0 | 0 | 0 | 0 | 0 | 0 | 0 | 0 | 0 | 0 | 0 | 0 | 0 | 0 | 0 | 0 | 0 | 0 | 0 | 0 | 0 | 0 | 0 | 0 | 0 | 0 | 0 | 0 | 0 | 0 | 0 | 0 | 0 | 0
Commercial_Restaurant_Existing_Space Heating_Natural Gas_Boiler_E6_Codes & Standards Forecast | Commercial | Restaurant | Existing | Space Heating | Natural Gas | Boiler | E6 |  | Codes & Standards Forecast | 0 | 0 | 0 | 0 | 0 | 0 | 0 | 0 | 0 | 0 | 0 | 0 | 0 | 0 | 0 | 0 | 0 | 0 | 0 | 0 | 0 | 0 | 0 | 0 | 0 | 0 | 0 | 0 | 0 | 0 | 0 | 0 | 0 | 0 | 0 | 0 | 0 | 0 | 0 | 0 | 0 | 0 | 0 | 0 | 0 | 0 | 0 | 0 | 0 | 0 | 0
Commercial_Restaurant_Existing_Space Heating_Natural Gas_Boiler_E7_Codes & Standards Forecast | Commercial | Restaurant | Existing | Space Heating | Natural Gas | Boiler | E7 |  | Codes & Standards Forecast | 0 | 0 | 0 | 0 | 0 | 0 | 0 | 0 | 0 | 0 | 0 | 0 | 0 | 0 | 0 | 0 | 0 | 0 | 0 | 0 | 0 | 0 | 0 | 0 | 0 | 0 | 0 | 0 | 0 | 0 | 0 | 0 | 0 | 0 | 0 | 0 | 0 | 0 | 0 | 0 | 0 | 0 | 0 | 0 | 0 | 0 | 0 | 0 | 0 | 0 | 0
Commercial_Restaurant_Existing_Space Heating_Natural Gas_Boiler_E8_Codes & Standards Forecast | Commercial | Restaurant | Existing | Space Heating | Natural Gas | Boiler | E8 |  | Codes & Standards Forecast | 0 | 0 | 0 | 0 | 0 | 0 | 0 | 0 | 0 | 0 | 0 | 0 | 0 | 0 | 0 | 0 | 0 | 0 | 0 | 0 | 0 | 0 | 0 | 0 | 0 | 0 | 0 | 0 | 0 | 0 | 0 | 0 | 0 | 0 | 0 | 0 | 0 | 0 | 0 | 0 | 0 | 0 | 0 | 0 | 0 | 0 | 0 | 0 | 0 | 0 | 0
Commercial_Restaurant_Existing_Space Heating_Natural Gas_Boiler_E9_Codes & Standards Forecast | Commercial | Restaurant | Existing | Space Heating | Natural Gas | Boiler | E9 |  | Codes & Standards Forecast | 0 | 0 | 0 | 0 | 0 | 0 | 0 | 0 | 0 | 0 | 0 | 0 | 0 | 0 | 0 | 0 | 0 | 0 | 0 | 0 | 0 | 0 | 0 | 0 | 0 | 0 | 0 | 0 | 0 | 0 | 0 | 0 | 0 | 0 | 0 | 0 | 0 | 0 | 0 | 0 | 0 | 0 | 0 | 0 | 0 | 0 | 0 | 0 | 0 | 0 | 0
Commercial_Restaurant_Existing_Space Heating_Natural Gas_Boiler_E10_Codes & Standards Forecast | Commercial | Restaurant | Existing | Space Heating | Natural Gas | Boiler | E10 |  | Codes & Standards Forecast | 0 | 0 | 0 | 0 | 0 | 0 | 0 | 0 | 0 | 0 | 0 | 0 | 0 | 0 | 0 | 0 | 0 | 0 | 0 | 0 | 0 | 0 | 0 | 0 | 0 | 0 | 0 | 0 | 0 | 0 | 0 | 0 | 0 | 0 | 0 | 0 | 0 | 0 | 0 | 0 | 0 | 0 | 0 | 0 | 0 | 0 | 0 | 0 | 0 | 0 | 0
Commercial_Restaurant_Existing_Space Heating_Natural Gas_Boiler_Vintage_Codes & Standards Forecast | Commercial | Restaurant | Existing | Space Heating | Natural Gas | Boiler | Vintage |  | Codes & Standards Forecast | 3370.2245 | 3291.1746 | 3207.2308 | 3115.5555 | 3039.1084 | 2950.3908 | 2859.046 | 2765.1059 | 2668.3727 | 2568.9509 | 2467.0364 | 2362.901 | 2256.796 | 2148.9285 | 2039.4499 | 1928.5238 | 1816.2864 | 1702.9259 | 1588.6134 | 1473.4622 | 1357.5259 | 1250.701 | 1152.2605 | 1061.5451 | 977.9484 | 900.92 | 829.9469 | 764.5573 | 704.3115 | 648.8064 | 597.6666 | 550.552 | 508.2019 | 0 | 0 | 0 | 0 | 0 | 0 | 0 | 0 | 0 | 0 | 0 | 0 | 0 | 0 | 0 | 0 | 0 | 0
Commercial_Restaurant_Existing_Space Heating_Natural Gas_Unit Heater_E1_Codes & Standards Forecast | Commercial | Restaurant | Existing | Space Heating | Natural Gas | Unit Heater | E1 |  | Codes & Standards Forecast | 0 | 287.4735 | 626.4836 | 1007.3661 | 1617.8659 | 1613.518 | 1609.6797 | 1606.2226 | 1602.8826 | 1599.5634 | 1596.2276 | 1552.9188 | 1468.0101 | 1341.2229 | 1147.264 | 981.3581 | 839.4388 | 718.0568 | 533.8801 | 361.2272 | 200.6422 | 0 | 0 | 0 | 0 | 0 | 0 | 0 | 0 | 0 | 0 | 0 | 0 | 0 | 0 | 0 | 0 | 0 | 0 | 0 | 0 | 0 | 0 | 0 | 0 | 0 | 0 | 0 | 0 | 0 | 0
Commercial_Restaurant_Existing_Space Heating_Natural Gas_Unit Heater_E2_Codes & Standards Forecast | Commercial | Restaurant | Existing | Space Heating | Natural Gas | Unit Heater | E2 |  | Codes & Standards Forecast | 0 | 0 | 0 | 0 | 0 | 457.4073 | 941.7132 | 1448.9099 | 1975.3285 | 2517.7675 | 3073.4692 | 3586.8449 | 4071.5113 | 4537.9775 | 5020.1834 | 5430.3445 | 5778.8337 | 6074.716 | 6406.1927 | 6702.9893 | 6967.7777 | 7255.3592 | 7327.4479 | 7386.7909 | 7435.1945 | 7474.2675 | 7505.3612 | 7529.65 | 7548.0986 | 7561.5537 | 7570.6948 | 7576.1678 | 7699.3022 | 0 | 0 | 0 | 0 | 0 | 0 | 0 | 0 | 0 | 0 | 0 | 0 | 0 | 0 | 0 | 0 | 0 | 0
Commercial_Restaurant_Existing_Space Heating_Natural Gas_Unit Heater_E3_Codes & Standards Forecast | Commercial | Restaurant | Existing | Space Heating | Natural Gas | Unit Heater | E3 |  | Codes & Standards Forecast | 0 | 0 | 0 | 0 | 0 | 0 | 0 | 0 | 0 | 0 | 0 | 0 | 0 | 0 | 0 | 0 | 0 | 0 | 0 | 0 | 0 | 0 | 0 | 0 | 0 | 0 | 0 | 0 | 0 | 0 | 0 | 0 | 0 | 0 | 0 | 0 | 0 | 0 | 0 | 0 | 0 | 0 | 0 | 0 | 0 | 0 | 0 | 0 | 0 | 0 | 0
Commercial_Restaurant_Existing_Space Heating_Natural Gas_Unit Heater_E4_Codes & Standards Forecast | Commercial | Restaurant | Existing | Space Heating | Natural Gas | Unit Heater | E4 |  | Codes & Standards Forecast | 0 | 0 | 0 | 0 | 0 | 0 | 0 | 0 | 0 | 0 | 0 | 0 | 0 | 0 | 0 | 0 | 0 | 0 | 0 | 0 | 0 | 0 | 0 | 0 | 0 | 0 | 0 | 0 | 0 | 0 | 0 | 0 | 0 | 0 | 0 | 0 | 0 | 0 | 0 | 0 | 0 | 0 | 0 | 0 | 0 | 0 | 0 | 0 | 0 | 0 | 0
Commercial_Restaurant_Existing_Space Heating_Natural Gas_Unit Heater_E5_Codes & Standards Forecast | Commercial | Restaurant | Existing | Space Heating | Natural Gas | Unit Heater | E5 |  | Codes & Standards Forecast | 0 | 0 | 0 | 0 | 0 | 0 | 0 | 0 | 0 | 0 | 0 | 0 | 0 | 0 | 0 | 0 | 0 | 0 | 0 | 0 | 0 | 0 | 0 | 0 | 0 | 0 | 0 | 0 | 0 | 0 | 0 | 0 | 0 | 0 | 0 | 0 | 0 | 0 | 0 | 0 | 0 | 0 | 0 | 0 | 0 | 0 | 0 | 0 | 0 | 0 | 0
Commercial_Restaurant_Existing_Space Heating_Natural Gas_Unit Heater_E6_Codes & Standards Forecast | Commercial | Restaurant | Existing | Space Heating | Natural Gas | Unit Heater | E6 |  | Codes & Standards Forecast | 0 | 0 | 0 | 0 | 0 | 0 | 0 | 0 | 0 | 0 | 0 | 0 | 0 | 0 | 0 | 0 | 0 | 0 | 0 | 0 | 0 | 0 | 0 | 0 | 0 | 0 | 0 | 0 | 0 | 0 | 0 | 0 | 0 | 0 | 0 | 0 | 0 | 0 | 0 | 0 | 0 | 0 | 0 | 0 | 0 | 0 | 0 | 0 | 0 | 0 | 0
Commercial_Restaurant_Existing_Space Heating_Natural Gas_Unit Heater_E7_Codes & Standards Forecast | Commercial | Restaurant | Existing | Space Heating | Natural Gas | Unit Heater | E7 |  | Codes & Standards Forecast | 0 | 0 | 0 | 0 | 0 | 0 | 0 | 0 | 0 | 0 | 0 | 0 | 0 | 0 | 0 | 0 | 0 | 0 | 0 | 0 | 0 | 0 | 0 | 0 | 0 | 0 | 0 | 0 | 0 | 0 | 0 | 0 | 0 | 0 | 0 | 0 | 0 | 0 | 0 | 0 | 0 | 0 | 0 | 0 | 0 | 0 | 0 | 0 | 0 | 0 | 0
Commercial_Restaurant_Existing_Space Heating_Natural Gas_Unit Heater_E8_Codes & Standards Forecast | Commercial | Restaurant | Existing | Space Heating | Natural Gas | Unit Heater | E8 |  | Codes & Standards Forecast | 0 | 0 | 0 | 0 | 0 | 0 | 0 | 0 | 0 | 0 | 0 | 0 | 0 | 0 | 0 | 0 | 0 | 0 | 0 | 0 | 0 | 0 | 0 | 0 | 0 | 0 | 0 | 0 | 0 | 0 | 0 | 0 | 0 | 0 | 0 | 0 | 0 | 0 | 0 | 0 | 0 | 0 | 0 | 0 | 0 | 0 | 0 | 0 | 0 | 0 | 0
Commercial_Restaurant_Existing_Space Heating_Natural Gas_Unit Heater_E9_Codes & Standards Forecast | Commercial | Restaurant | Existing | Space Heating | Natural Gas | Unit Heater | E9 |  | Codes & Standards Forecast | 0 | 0 | 0 | 0 | 0 | 0 | 0 | 0 | 0 | 0 | 0 | 0 | 0 | 0 | 0 | 0 | 0 | 0 | 0 | 0 | 0 | 0 | 0 | 0 | 0 | 0 | 0 | 0 | 0 | 0 | 0 | 0 | 0 | 0 | 0 | 0 | 0 | 0 | 0 | 0 | 0 | 0 | 0 | 0 | 0 | 0 | 0 | 0 | 0 | 0 | 0
Commercial_Restaurant_Existing_Space Heating_Natural Gas_Unit Heater_E10_Codes & Standards Forecast | Commercial | Restaurant | Existing | Space Heating | Natural Gas | Unit Heater | E10 |  | Codes & Standards Forecast | 0 | 0 | 0 | 0 | 0 | 0 | 0 | 0 | 0 | 0 | 0 | 0 | 0 | 0 | 0 | 0 | 0 | 0 | 0 | 0 | 0 | 0 | 0 | 0 | 0 | 0 | 0 | 0 | 0 | 0 | 0 | 0 | 0 | 0 | 0 | 0 | 0 | 0 | 0 | 0 | 0 | 0 | 0 | 0 | 0 | 0 | 0 | 0 | 0 | 0 | 0
Commercial_Restaurant_Existing_Space Heating_Natural Gas_Unit Heater_Vintage_Codes & Standards Forecast | Commercial | Restaurant | Existing | Space Heating | Natural Gas | Unit Heater | Vintage |  | Codes & Standards Forecast | 8090.4189 | 7761.7833 | 7381.6109 | 6951.0195 | 6526.4728 | 6051.5262 | 5551.7365 | 5030.5936 | 4490.7018 | 3934.873 | 3365.7145 | 2878.8773 | 2462.4923 | 2106.3705 | 1801.7611 | 1541.2083 | 1318.3261 | 1127.6975 | 964.6797 | 825.2716 | 706.027 | 604.0071 | 516.7191 | 442.0359 | 378.1381 | 323.4715 | 276.704 | 236.6958 | 202.4699 | 173.1913 | 148.1444 | 126.7185 | 108.6159 | 0 | 0 | 0 | 0 | 0 | 0 | 0 | 0 | 0 | 0 | 0 | 0 | 0 | 0 | 0 | 0 | 0 | 0
Commercial_Restaurant_Existing_Water Heating_Natural Gas_Water Heater_E1_Codes & Standards Forecast | Commercial | Restaurant | Existing | Water Heating | Natural Gas | Water Heater | E1 |  | Codes & Standards Forecast | 0 | 22765.7379 | 52093.4328 | 86433.5112 | 138566.9218 | 180522.9289 | 225073.0695 | 271669.4249 | 319840.1439 | 369212.6243 | 408387.0056 | 439423.4874 | 463970.4503 | 483341.724 | 498577.7723 | 510512.7336 | 519808.0229 | 527008.8099 | 532555.5674 | 536791.0675 | 539970.7589 | 542292.6646 | 543923.5486 | 544999.35 | 545628.945 | 545903.8495 | 545895.4415 | 545662.1035 | 545247.6664 | 544688.6132 | 544010.8924 | 543239.7293 | 550948.8131 | 0 | 0 | 0 | 0 | 0 | 0 | 0 | 0 | 0 | 0 | 0 | 0 | 0 | 0 | 0 | 0 | 0 | 0
Commercial_Restaurant_Existing_Water Heating_Natural Gas_Water Heater_E2_Codes & Standards Forecast | Commercial | Restaurant | Existing | Water Heating | Natural Gas | Water Heater | E2 |  | Codes & Standards Forecast | 0 | 0 | 0 | 0 | 0 | 0 | 0 | 0 | 0 | 0 | 0 | 0 | 0 | 0 | 0 | 0 | 0 | 0 | 0 | 0 | 0 | 0 | 0 | 0 | 0 | 0 | 0 | 0 | 0 | 0 | 0 | 0 | 0 | 0 | 0 | 0 | 0 | 0 | 0 | 0 | 0 | 0 | 0 | 0 | 0 | 0 | 0 | 0 | 0 | 0 | 0
Commercial_Restaurant_Existing_Water Heating_Natural Gas_Water Heater_E3_Codes & Standards Forecast | Commercial | Restaurant | Existing | Water Heating | Natural Gas | Water Heater | E3 |  | Codes & Standards Forecast | 0 | 0 | 0 | 0 | 0 | 0 | 0 | 0 | 0 | 0 | 0 | 0 | 0 | 0 | 0 | 0 | 0 | 0 | 0 | 0 | 0 | 0 | 0 | 0 | 0 | 0 | 0 | 0 | 0 | 0 | 0 | 0 | 0 | 0 | 0 | 0 | 0 | 0 | 0 | 0 | 0 | 0 | 0 | 0 | 0 | 0 | 0 | 0 | 0 | 0 | 0
Commercial_Restaurant_Existing_Water Heating_Natural Gas_Water Heater_E4_Codes & Standards Forecast | Commercial | Restaurant | Existing | Water Heating | Natural Gas | Water Heater | E4 |  | Codes & Standards Forecast | 0 | 0 | 0 | 0 | 0 | 0 | 0 | 0 | 0 | 0 | 0 | 0 | 0 | 0 | 0 | 0 | 0 | 0 | 0 | 0 | 0 | 0 | 0 | 0 | 0 | 0 | 0 | 0 | 0 | 0 | 0 | 0 | 0 | 0 | 0 | 0 | 0 | 0 | 0 | 0 | 0 | 0 | 0 | 0 | 0 | 0 | 0 | 0 | 0 | 0 | 0
Commercial_Restaurant_Existing_Water Heating_Natural Gas_Water Heater_E5_Codes & Standards Forecast | Commercial | Restaurant | Existing | Water Heating | Natural Gas | Water Heater | E5 |  | Codes & Standards Forecast | 0 | 0 | 0 | 0 | 0 | 0 | 0 | 0 | 0 | 0 | 0 | 0 | 0 | 0 | 0 | 0 | 0 | 0 | 0 | 0 | 0 | 0 | 0 | 0 | 0 | 0 | 0 | 0 | 0 | 0 | 0 | 0 | 0 | 0 | 0 | 0 | 0 | 0 | 0 | 0 | 0 | 0 | 0 | 0 | 0 | 0 | 0 | 0 | 0 | 0 | 0
Commercial_Restaurant_Existing_Water Heating_Natural Gas_Water Heater_E6_Codes & Standards Forecast | Commercial | Restaurant | Existing | Water Heating | Natural Gas | Water Heater | E6 |  | Codes & Standards Forecast | 0 | 0 | 0 | 0 | 0 | 0 | 0 | 0 | 0 | 0 | 0 | 0 | 0 | 0 | 0 | 0 | 0 | 0 | 0 | 0 | 0 | 0 | 0 | 0 | 0 | 0 | 0 | 0 | 0 | 0 | 0 | 0 | 0 | 0 | 0 | 0 | 0 | 0 | 0 | 0 | 0 | 0 | 0 | 0 | 0 | 0 | 0 | 0 | 0 | 0 | 0
Commercial_Restaurant_Existing_Water Heating_Natural Gas_Water Heater_E7_Codes & Standards Forecast | Commercial | Restaurant | Existing | Water Heating | Natural Gas | Water Heater | E7 |  | Codes & Standards Forecast | 0 | 0 | 0 | 0 | 0 | 0 | 0 | 0 | 0 | 0 | 0 | 0 | 0 | 0 | 0 | 0 | 0 | 0 | 0 | 0 | 0 | 0 | 0 | 0 | 0 | 0 | 0 | 0 | 0 | 0 | 0 | 0 | 0 | 0 | 0 | 0 | 0 | 0 | 0 | 0 | 0 | 0 | 0 | 0 | 0 | 0 | 0 | 0 | 0 | 0 | 0
Commercial_Restaurant_Existing_Water Heating_Natural Gas_Water Heater_E8_Codes & Standards Forecast | Commercial | Restaurant | Existing | Water Heating | Natural Gas | Water Heater | E8 |  | Codes & Standards Forecast | 0 | 0 | 0 | 0 | 0 | 0 | 0 | 0 | 0 | 0 | 0 | 0 | 0 | 0 | 0 | 0 | 0 | 0 | 0 | 0 | 0 | 0 | 0 | 0 | 0 | 0 | 0 | 0 | 0 | 0 | 0 | 0 | 0 | 0 | 0 | 0 | 0 | 0 | 0 | 0 | 0 | 0 | 0 | 0 | 0 | 0 | 0 | 0 | 0 | 0 | 0
Commercial_Restaurant_Existing_Water Heating_Natural Gas_Water Heater_E9_Codes & Standards Forecast | Commercial | Restaurant | Existing | Water Heating | Natural Gas | Water Heater | E9 |  | Codes & Standards Forecast | 0 | 0 | 0 | 0 | 0 | 0 | 0 | 0 | 0 | 0 | 0 | 0 | 0 | 0 | 0 | 0 | 0 | 0 | 0 | 0 | 0 | 0 | 0 | 0 | 0 | 0 | 0 | 0 | 0 | 0 | 0 | 0 | 0 | 0 | 0 | 0 | 0 | 0 | 0 | 0 | 0 | 0 | 0 | 0 | 0 | 0 | 0 | 0 | 0 | 0 | 0
Commercial_Restaurant_Existing_Water Heating_Natural Gas_Water Heater_E10_Codes & Standards Forecast | Commercial | Restaurant | Existing | Water Heating | Natural Gas | Water Heater | E10 |  | Codes & Standards Forecast | 0 | 0 | 0 | 0 | 0 | 0 | 0 | 0 | 0 | 0 | 0 | 0 | 0 | 0 | 0 | 0 | 0 | 0 | 0 | 0 | 0 | 0 | 0 | 0 | 0 | 0 | 0 | 0 | 0 | 0 | 0 | 0 | 0 | 0 | 0 | 0 | 0 | 0 | 0 | 0 | 0 | 0 | 0 | 0 | 0 | 0 | 0 | 0 | 0 | 0 | 0
Commercial_Restaurant_Existing_Water Heating_Natural Gas_Water Heater_Vintage_Codes & Standards Forecast | Commercial | Restaurant | Existing | Water Heating | Natural Gas | Water Heater | Vintage |  | Codes & Standards Forecast | 572053.928 | 546377.7089 | 514139.5327 | 476284.6606 | 437299.5457 | 393795.9431 | 347879.5801 | 300052.6837 | 250693.1478 | 200139.2116 | 159777.4609 | 127555.1997 | 101832.5635 | 81298.6504 | 64905.6558 | 51818.3357 | 41369.6403 | 33028.4568 | 26370.3307 | 21055.527 | 16812.3079 | 13424.0881 | 10718.5017 | 8558.0324 | 6832.8759 | 5455.3913 | 4355.5406 | 3477.3941 | 2776.2638 | 2216.4767 | 1769.5349 | 1412.7022 | 1130.1618 | 0 | 0 | 0 | 0 | 0 | 0 | 0 | 0 | 0 | 0 | 0 | 0 | 0 | 0 | 0 | 0 | 0 | 0
Commercial_Restaurant_Existing_Food Preparation_Natural Gas_Oven_E1_Codes & Standards Forecast | Commercial | Restaurant | Existing | Food Preparation | Natural Gas | Oven | E1 |  | Codes & Standards Forecast | 0 | 3254.7927 | 6746.1423 | 10413.9611 | 15663.3392 | 19661.4735 | 23773.9906 | 27980.2828 | 32259.5793 | 36595.2668 | 40180.0392 | 43140.7238 | 45583.1255 | 47595.0046 | 49248.5087 | 50603.9967 | 51711.2165 | 52613.2596 | 53346.4588 | 53940.1037 | 54416.7096 | 54794.4379 | 55089.3138 | 55314.9627 | 55482.7562 | 55602.6224 | 55682.6358 | 55729.6508 | 55749.0767 | 55745.5673 | 55722.6653 | 55683.7869 | 56511.8299 | 0 | 0 | 0 | 0 | 0 | 0 | 0 | 0 | 0 | 0 | 0 | 0 | 0 | 0 | 0 | 0 | 0 | 0
Commercial_Restaurant_Existing_Food Preparation_Natural Gas_Oven_E2_Codes & Standards Forecast | Commercial | Restaurant | Existing | Food Preparation | Natural Gas | Oven | E2 |  | Codes & Standards Forecast | 0 | 0 | 0 | 0 | 0 | 0 | 0 | 0 | 0 | 0 | 0 | 0 | 0 | 0 | 0 | 0 | 0 | 0 | 0 | 0 | 0 | 0 | 0 | 0 | 0 | 0 | 0 | 0 | 0 | 0 | 0 | 0 | 0 | 0 | 0 | 0 | 0 | 0 | 0 | 0 | 0 | 0 | 0 | 0 | 0 | 0 | 0 | 0 | 0 | 0 | 0
Commercial_Restaurant_Existing_Food Preparation_Natural Gas_Oven_E3_Codes & Standards Forecast | Commercial | Restaurant | Existing | Food Preparation | Natural Gas | Oven | E3 |  | Codes & Standards Forecast | 0 | 0 | 0 | 0 | 0 | 0 | 0 | 0 | 0 | 0 | 0 | 0 | 0 | 0 | 0 | 0 | 0 | 0 | 0 | 0 | 0 | 0 | 0 | 0 | 0 | 0 | 0 | 0 | 0 | 0 | 0 | 0 | 0 | 0 | 0 | 0 | 0 | 0 | 0 | 0 | 0 | 0 | 0 | 0 | 0 | 0 | 0 | 0 | 0 | 0 | 0
Commercial_Restaurant_Existing_Food Preparation_Natural Gas_Oven_E4_Codes & Standards Forecast | Commercial | Restaurant | Existing | Food Preparation | Natural Gas | Oven | E4 |  | Codes & Standards Forecast | 0 | 0 | 0 | 0 | 0 | 0 | 0 | 0 | 0 | 0 | 0 | 0 | 0 | 0 | 0 | 0 | 0 | 0 | 0 | 0 | 0 | 0 | 0 | 0 | 0 | 0 | 0 | 0 | 0 | 0 | 0 | 0 | 0 | 0 | 0 | 0 | 0 | 0 | 0 | 0 | 0 | 0 | 0 | 0 | 0 | 0 | 0 | 0 | 0 | 0 | 0
Commercial_Restaurant_Existing_Food Preparation_Natural Gas_Oven_E5_Codes & Standards Forecast | Commercial | Restaurant | Existing | Food Preparation | Natural Gas | Oven | E5 |  | Codes & Standards Forecast | 0 | 0 | 0 | 0 | 0 | 0 | 0 | 0 | 0 | 0 | 0 | 0 | 0 | 0 | 0 | 0 | 0 | 0 | 0 | 0 | 0 | 0 | 0 | 0 | 0 | 0 | 0 | 0 | 0 | 0 | 0 | 0 | 0 | 0 | 0 | 0 | 0 | 0 | 0 | 0 | 0 | 0 | 0 | 0 | 0 | 0 | 0 | 0 | 0 | 0 | 0
Commercial_Restaurant_Existing_Food Preparation_Natural Gas_Oven_E6_Codes & Standards Forecast | Commercial | Restaurant | Existing | Food Preparation | Natural Gas | Oven | E6 |  | Codes & Standards Forecast | 0 | 0 | 0 | 0 | 0 | 0 | 0 | 0 | 0 | 0 | 0 | 0 | 0 | 0 | 0 | 0 | 0 | 0 | 0 | 0 | 0 | 0 | 0 | 0 | 0 | 0 | 0 | 0 | 0 | 0 | 0 | 0 | 0 | 0 | 0 | 0 | 0 | 0 | 0 | 0 | 0 | 0 | 0 | 0 | 0 | 0 | 0 | 0 | 0 | 0 | 0
Commercial_Restaurant_Existing_Food Preparation_Natural Gas_Oven_E7_Codes & Standards Forecast | Commercial | Restaurant | Existing | Food Preparation | Natural Gas | Oven | E7 |  | Codes & Standards Forecast | 0 | 0 | 0 | 0 | 0 | 0 | 0 | 0 | 0 | 0 | 0 | 0 | 0 | 0 | 0 | 0 | 0 | 0 | 0 | 0 | 0 | 0 | 0 | 0 | 0 | 0 | 0 | 0 | 0 | 0 | 0 | 0 | 0 | 0 | 0 | 0 | 0 | 0 | 0 | 0 | 0 | 0 | 0 | 0 | 0 | 0 | 0 | 0 | 0 | 0 | 0
Commercial_Restaurant_Existing_Food Preparation_Natural Gas_Oven_E8_Codes & Standards Forecast | Commercial | Restaurant | Existing | Food Preparation | Natural Gas | Oven | E8 |  | Codes & Standards Forecast | 0 | 0 | 0 | 0 | 0 | 0 | 0 | 0 | 0 | 0 | 0 | 0 | 0 | 0 | 0 | 0 | 0 | 0 | 0 | 0 | 0 | 0 | 0 | 0 | 0 | 0 | 0 | 0 | 0 | 0 | 0 | 0 | 0 | 0 | 0 | 0 | 0 | 0 | 0 | 0 | 0 | 0 | 0 | 0 | 0 | 0 | 0 | 0 | 0 | 0 | 0
Commercial_Restaurant_Existing_Food Preparation_Natural Gas_Oven_E9_Codes & Standards Forecast | Commercial | Restaurant | Existing | Food Preparation | Natural Gas | Oven | E9 |  | Codes & Standards Forecast | 0 | 0 | 0 | 0 | 0 | 0 | 0 | 0 | 0 | 0 | 0 | 0 | 0 | 0 | 0 | 0 | 0 | 0 | 0 | 0 | 0 | 0 | 0 | 0 | 0 | 0 | 0 | 0 | 0 | 0 | 0 | 0 | 0 | 0 | 0 | 0 | 0 | 0 | 0 | 0 | 0 | 0 | 0 | 0 | 0 | 0 | 0 | 0 | 0 | 0 | 0
Commercial_Restaurant_Existing_Food Preparation_Natural Gas_Oven_E10_Codes & Standards Forecast | Commercial | Restaurant | Existing | Food Preparation | Natural Gas | Oven | E10 |  | Codes & Standards Forecast | 0 | 0 | 0 | 0 | 0 | 0 | 0 | 0 | 0 | 0 | 0 | 0 | 0 | 0 | 0 | 0 | 0 | 0 | 0 | 0 | 0 | 0 | 0 | 0 | 0 | 0 | 0 | 0 | 0 | 0 | 0 | 0 | 0 | 0 | 0 | 0 | 0 | 0 | 0 | 0 | 0 | 0 | 0 | 0 | 0 | 0 | 0 | 0 | 0 | 0 | 0
Commercial_Restaurant_Existing_Food Preparation_Natural Gas_Oven_Vintage_Codes & Standards Forecast | Commercial | Restaurant | Existing | Food Preparation | Natural Gas | Oven | Vintage |  | Codes & Standards Forecast | 58885.8658 | 55331.4752 | 51540.5275 | 47510.9042 | 43614.9803 | 39457.5402 | 35204.3875 | 30871.4263 | 26469.7559 | 22012.4521 | 18305.4547 | 15222.7088 | 12659.2861 | 10527.7277 | 8755.1303 | 7281.0213 | 6055.0726 | 5035.6398 | 4188.039 | 3483.2931 | 2897.2102 | 2409.7181 | 2004.2149 | 1666.9129 | 1386.3449 | 1152.9817 | 958.8868 | 797.4582 | 663.1985 | 551.5371 | 458.6691 | 381.4343 | 317.8619 | 0 | 0 | 0 | 0 | 0 | 0 | 0 | 0 | 0 | 0 | 0 | 0 | 0 | 0 | 0 | 0 | 0 | 0
Commercial_Restaurant_Existing_Food Preparation_Natural Gas_Conveyor Oven_E1_Codes & Standards Forecast | Commercial | Restaurant | Existing | Food Preparation | Natural Gas | Conveyor Oven | E1 |  | Codes & Standards Forecast | 0 | 689.2502 | 1577.1687 | 2616.841 | 4473.8724 | 5743.3739 | 7091.5025 | 8501.6476 | 9959.4778 | 11453.696 | 12975.3332 | 14517.5674 | 16075.0922 | 17643.6451 | 19219.5434 | 20799.9667 | 22382.4717 | 23634.4797 | 24623.5123 | 25403.1105 | 26015.1358 | 26492.6663 | 26862.4985 | 27146.1601 | 27360.8576 | 27520.562 | 27636.3477 | 27717.1296 | 27769.8857 | 27800.2632 | 27812.609 | 27810.6238 | 28237.2565 | 0 | 0 | 0 | 0 | 0 | 0 | 0 | 0 | 0 | 0 | 0 | 0 | 0 | 0 | 0 | 0 | 0 | 0
Commercial_Restaurant_Existing_Food Preparation_Natural Gas_Conveyor Oven_E2_Codes & Standards Forecast | Commercial | Restaurant | Existing | Food Preparation | Natural Gas | Conveyor Oven | E2 |  | Codes & Standards Forecast | 0 | 0 | 0 | 0 | 0 | 0 | 0 | 0 | 0 | 0 | 0 | 0 | 0 | 0 | 0 | 0 | 0 | 0 | 0 | 0 | 0 | 0 | 0 | 0 | 0 | 0 | 0 | 0 | 0 | 0 | 0 | 0 | 0 | 0 | 0 | 0 | 0 | 0 | 0 | 0 | 0 | 0 | 0 | 0 | 0 | 0 | 0 | 0 | 0 | 0 | 0
Commercial_Restaurant_Existing_Food Preparation_Natural Gas_Conveyor Oven_E3_Codes & Standards Forecast | Commercial | Restaurant | Existing | Food Preparation | Natural Gas | Conveyor Oven | E3 |  | Codes & Standards Forecast | 0 | 0 | 0 | 0 | 0 | 0 | 0 | 0 | 0 | 0 | 0 | 0 | 0 | 0 | 0 | 0 | 0 | 0 | 0 | 0 | 0 | 0 | 0 | 0 | 0 | 0 | 0 | 0 | 0 | 0 | 0 | 0 | 0 | 0 | 0 | 0 | 0 | 0 | 0 | 0 | 0 | 0 | 0 | 0 | 0 | 0 | 0 | 0 | 0 | 0 | 0
Commercial_Restaurant_Existing_Food Preparation_Natural Gas_Conveyor Oven_E4_Codes & Standards Forecast | Commercial | Restaurant | Existing | Food Preparation | Natural Gas | Conveyor Oven | E4 |  | Codes & Standards Forecast | 0 | 0 | 0 | 0 | 0 | 0 | 0 | 0 | 0 | 0 | 0 | 0 | 0 | 0 | 0 | 0 | 0 | 0 | 0 | 0 | 0 | 0 | 0 | 0 | 0 | 0 | 0 | 0 | 0 | 0 | 0 | 0 | 0 | 0 | 0 | 0 | 0 | 0 | 0 | 0 | 0 | 0 | 0 | 0 | 0 | 0 | 0 | 0 | 0 | 0 | 0
Commercial_Restaurant_Existing_Food Preparation_Natural Gas_Conveyor Oven_E5_Codes & Standards Forecast | Commercial | Restaurant | Existing | Food Preparation | Natural Gas | Conveyor Oven | E5 |  | Codes & Standards Forecast | 0 | 0 | 0 | 0 | 0 | 0 | 0 | 0 | 0 | 0 | 0 | 0 | 0 | 0 | 0 | 0 | 0 | 0 | 0 | 0 | 0 | 0 | 0 | 0 | 0 | 0 | 0 | 0 | 0 | 0 | 0 | 0 | 0 | 0 | 0 | 0 | 0 | 0 | 0 | 0 | 0 | 0 | 0 | 0 | 0 | 0 | 0 | 0 | 0 | 0 | 0
Commercial_Restaurant_Existing_Food Preparation_Natural Gas_Conveyor Oven_E6_Codes & Standards Forecast | Commercial | Restaurant | Existing | Food Preparation | Natural Gas | Conveyor Oven | E6 |  | Codes & Standards Forecast | 0 | 0 | 0 | 0 | 0 | 0 | 0 | 0 | 0 | 0 | 0 | 0 | 0 | 0 | 0 | 0 | 0 | 0 | 0 | 0 | 0 | 0 | 0 | 0 | 0 | 0 | 0 | 0 | 0 | 0 | 0 | 0 | 0 | 0 | 0 | 0 | 0 | 0 | 0 | 0 | 0 | 0 | 0 | 0 | 0 | 0 | 0 | 0 | 0 | 0 | 0
Commercial_Restaurant_Existing_Food Preparation_Natural Gas_Conveyor Oven_E7_Codes & Standards Forecast | Commercial | Restaurant | Existing | Food Preparation | Natural Gas | Conveyor Oven | E7 |  | Codes & Standards Forecast | 0 | 0 | 0 | 0 | 0 | 0 | 0 | 0 | 0 | 0 | 0 | 0 | 0 | 0 | 0 | 0 | 0 | 0 | 0 | 0 | 0 | 0 | 0 | 0 | 0 | 0 | 0 | 0 | 0 | 0 | 0 | 0 | 0 | 0 | 0 | 0 | 0 | 0 | 0 | 0 | 0 | 0 | 0 | 0 | 0 | 0 | 0 | 0 | 0 | 0 | 0
Commercial_Restaurant_Existing_Food Preparation_Natural Gas_Conveyor Oven_E8_Codes & Standards Forecast | Commercial | Restaurant | Existing | Food Preparation | Natural Gas | Conveyor Oven | E8 |  | Codes & Standards Forecast | 0 | 0 | 0 | 0 | 0 | 0 | 0 | 0 | 0 | 0 | 0 | 0 | 0 | 0 | 0 | 0 | 0 | 0 | 0 | 0 | 0 | 0 | 0 | 0 | 0 | 0 | 0 | 0 | 0 | 0 | 0 | 0 | 0 | 0 | 0 | 0 | 0 | 0 | 0 | 0 | 0 | 0 | 0 | 0 | 0 | 0 | 0 | 0 | 0 | 0 | 0
Commercial_Restaurant_Existing_Food Preparation_Natural Gas_Conveyor Oven_E9_Codes & Standards Forecast | Commercial | Restaurant | Existing | Food Preparation | Natural Gas | Conveyor Oven | E9 |  | Codes & Standards Forecast | 0 | 0 | 0 | 0 | 0 | 0 | 0 | 0 | 0 | 0 | 0 | 0 | 0 | 0 | 0 | 0 | 0 | 0 | 0 | 0 | 0 | 0 | 0 | 0 | 0 | 0 | 0 | 0 | 0 | 0 | 0 | 0 | 0 | 0 | 0 | 0 | 0 | 0 | 0 | 0 | 0 | 0 | 0 | 0 | 0 | 0 | 0 | 0 | 0 | 0 | 0
Commercial_Restaurant_Existing_Food Preparation_Natural Gas_Conveyor Oven_E10_Codes & Standards Forecast | Commercial | Restaurant | Existing | Food Preparation | Natural Gas | Conveyor Oven | E10 |  | Codes & Standards Forecast | 0 | 0 | 0 | 0 | 0 | 0 | 0 | 0 | 0 | 0 | 0 | 0 | 0 | 0 | 0 | 0 | 0 | 0 | 0 | 0 | 0 | 0 | 0 | 0 | 0 | 0 | 0 | 0 | 0 | 0 | 0 | 0 | 0 | 0 | 0 | 0 | 0 | 0 | 0 | 0 | 0 | 0 | 0 | 0 | 0 | 0 | 0 | 0 | 0 | 0 | 0
Commercial_Restaurant_Existing_Food Preparation_Natural Gas_Conveyor Oven_Vintage_Codes & Standards Forecast | Commercial | Restaurant | Existing | Food Preparation | Natural Gas | Conveyor Oven | Vintage |  | Codes & Standards Forecast | 29442.9329 | 28603.8837 | 27566.1662 | 26345.5917 | 25165.2874 | 23816.133 | 22397.6865 | 20924.207 | 19405.1897 | 17850.1635 | 16267.4138 | 14664.1489 | 13046.1136 | 11417.721 | 9782.2761 | 8142.5423 | 6500.6728 | 5189.97 | 4143.7366 | 3308.5879 | 2641.8241 | 2109.4117 | 1684.2659 | 1344.7777 | 1073.6929 | 857.2401 | 684.4136 | 546.4249 | 436.2519 | 348.289 | 278.0582 | 221.9868 | 177.5895 | 0 | 0 | 0 | 0 | 0 | 0 | 0 | 0 | 0 | 0 | 0 | 0 | 0 | 0 | 0 | 0 | 0 | 0
Commercial_Restaurant_Existing_Food Preparation_Natural Gas_Double Rack Oven_E1_Codes & Standards Forecast | Commercial | Restaurant | Existing | Food Preparation | Natural Gas | Double Rack Oven | E1 |  | Codes & Standards Forecast | 0 | 976.4378 | 2234.3223 | 3707.1914 | 6056.0162 | 7855.2345 | 9765.7524 | 11764.0604 | 13829.902 | 15947.2895 | 18103.5237 | 20288.936 | 22021.7335 | 23393.4589 | 24476.7846 | 25329.8842 | 25998.9726 | 26521.801 | 26928.7856 | 27243.7679 | 27484.8543 | 27666.1893 | 27799.5013 | 27894.2965 | 27958.1822 | 27997.4679 | 28017.1056 | 28021.1206 | 28012.5845 | 27994.0259 | 27967.3003 | 27934.1211 | 28336.0543 | 0 | 0 | 0 | 0 | 0 | 0 | 0 | 0 | 0 | 0 | 0 | 0 | 0 | 0 | 0 | 0 | 0 | 0
Commercial_Restaurant_Existing_Food Preparation_Natural Gas_Double Rack Oven_E2_Codes & Standards Forecast | Commercial | Restaurant | Existing | Food Preparation | Natural Gas | Double Rack Oven | E2 |  | Codes & Standards Forecast | 0 | 0 | 0 | 0 | 0 | 0 | 0 | 0 | 0 | 0 | 0 | 0 | 0 | 0 | 0 | 0 | 0 | 0 | 0 | 0 | 0 | 0 | 0 | 0 | 0 | 0 | 0 | 0 | 0 | 0 | 0 | 0 | 0 | 0 | 0 | 0 | 0 | 0 | 0 | 0 | 0 | 0 | 0 | 0 | 0 | 0 | 0 | 0 | 0 | 0 | 0
Commercial_Restaurant_Existing_Food Preparation_Natural Gas_Double Rack Oven_E3_Codes & Standards Forecast | Commercial | Restaurant | Existing | Food Preparation | Natural Gas | Double Rack Oven | E3 |  | Codes & Standards Forecast | 0 | 0 | 0 | 0 | 0 | 0 | 0 | 0 | 0 | 0 | 0 | 0 | 0 | 0 | 0 | 0 | 0 | 0 | 0 | 0 | 0 | 0 | 0 | 0 | 0 | 0 | 0 | 0 | 0 | 0 | 0 | 0 | 0 | 0 | 0 | 0 | 0 | 0 | 0 | 0 | 0 | 0 | 0 | 0 | 0 | 0 | 0 | 0 | 0 | 0 | 0
Commercial_Restaurant_Existing_Food Preparation_Natural Gas_Double Rack Oven_E4_Codes & Standards Forecast | Commercial | Restaurant | Existing | Food Preparation | Natural Gas | Double Rack Oven | E4 |  | Codes & Standards Forecast | 0 | 0 | 0 | 0 | 0 | 0 | 0 | 0 | 0 | 0 | 0 | 0 | 0 | 0 | 0 | 0 | 0 | 0 | 0 | 0 | 0 | 0 | 0 | 0 | 0 | 0 | 0 | 0 | 0 | 0 | 0 | 0 | 0 | 0 | 0 | 0 | 0 | 0 | 0 | 0 | 0 | 0 | 0 | 0 | 0 | 0 | 0 | 0 | 0 | 0 | 0
Commercial_Restaurant_Existing_Food Preparation_Natural Gas_Double Rack Oven_E5_Codes & Standards Forecast | Commercial | Restaurant | Existing | Food Preparation | Natural Gas | Double Rack Oven | E5 |  | Codes & Standards Forecast | 0 | 0 | 0 | 0 | 0 | 0 | 0 | 0 | 0 | 0 | 0 | 0 | 0 | 0 | 0 | 0 | 0 | 0 | 0 | 0 | 0 | 0 | 0 | 0 | 0 | 0 | 0 | 0 | 0 | 0 | 0 | 0 | 0 | 0 | 0 | 0 | 0 | 0 | 0 | 0 | 0 | 0 | 0 | 0 | 0 | 0 | 0 | 0 | 0 | 0 | 0
Commercial_Restaurant_Existing_Food Preparation_Natural Gas_Double Rack Oven_E6_Codes & Standards Forecast | Commercial | Restaurant | Existing | Food Preparation | Natural Gas | Double Rack Oven | E6 |  | Codes & Standards Forecast | 0 | 0 | 0 | 0 | 0 | 0 | 0 | 0 | 0 | 0 | 0 | 0 | 0 | 0 | 0 | 0 | 0 | 0 | 0 | 0 | 0 | 0 | 0 | 0 | 0 | 0 | 0 | 0 | 0 | 0 | 0 | 0 | 0 | 0 | 0 | 0 | 0 | 0 | 0 | 0 | 0 | 0 | 0 | 0 | 0 | 0 | 0 | 0 | 0 | 0 | 0
Commercial_Restaurant_Existing_Food Preparation_Natural Gas_Double Rack Oven_E7_Codes & Standards Forecast | Commercial | Restaurant | Existing | Food Preparation | Natural Gas | Double Rack Oven | E7 |  | Codes & Standards Forecast | 0 | 0 | 0 | 0 | 0 | 0 | 0 | 0 | 0 | 0 | 0 | 0 | 0 | 0 | 0 | 0 | 0 | 0 | 0 | 0 | 0 | 0 | 0 | 0 | 0 | 0 | 0 | 0 | 0 | 0 | 0 | 0 | 0 | 0 | 0 | 0 | 0 | 0 | 0 | 0 | 0 | 0 | 0 | 0 | 0 | 0 | 0 | 0 | 0 | 0 | 0
Commercial_Restaurant_Existing_Food Preparation_Natural Gas_Double Rack Oven_E8_Codes & Standards Forecast | Commercial | Restaurant | Existing | Food Preparation | Natural Gas | Double Rack Oven | E8 |  | Codes & Standards Forecast | 0 | 0 | 0 | 0 | 0 | 0 | 0 | 0 | 0 | 0 | 0 | 0 | 0 | 0 | 0 | 0 | 0 | 0 | 0 | 0 | 0 | 0 | 0 | 0 | 0 | 0 | 0 | 0 | 0 | 0 | 0 | 0 | 0 | 0 | 0 | 0 | 0 | 0 | 0 | 0 | 0 | 0 | 0 | 0 | 0 | 0 | 0 | 0 | 0 | 0 | 0
Commercial_Restaurant_Existing_Food Preparation_Natural Gas_Double Rack Oven_E9_Codes & Standards Forecast | Commercial | Restaurant | Existing | Food Preparation | Natural Gas | Double Rack Oven | E9 |  | Codes & Standards Forecast | 0 | 0 | 0 | 0 | 0 | 0 | 0 | 0 | 0 | 0 | 0 | 0 | 0 | 0 | 0 | 0 | 0 | 0 | 0 | 0 | 0 | 0 | 0 | 0 | 0 | 0 | 0 | 0 | 0 | 0 | 0 | 0 | 0 | 0 | 0 | 0 | 0 | 0 | 0 | 0 | 0 | 0 | 0 | 0 | 0 | 0 | 0 | 0 | 0 | 0 | 0
Commercial_Restaurant_Existing_Food Preparation_Natural Gas_Double Rack Oven_E10_Codes & Standards Forecast | Commercial | Restaurant | Existing | Food Preparation | Natural Gas | Double Rack Oven | E10 |  | Codes & Standards Forecast | 0 | 0 | 0 | 0 | 0 | 0 | 0 | 0 | 0 | 0 | 0 | 0 | 0 | 0 | 0 | 0 | 0 | 0 | 0 | 0 | 0 | 0 | 0 | 0 | 0 | 0 | 0 | 0 | 0 | 0 | 0 | 0 | 0 | 0 | 0 | 0 | 0 | 0 | 0 | 0 | 0 | 0 | 0 | 0 | 0 | 0 | 0 | 0 | 0 | 0 | 0
Commercial_Restaurant_Existing_Food Preparation_Natural Gas_Double Rack Oven_Vintage_Codes & Standards Forecast | Commercial | Restaurant | Existing | Food Preparation | Natural Gas | Double Rack Oven | Vintage |  | Codes & Standards Forecast | 29442.9329 | 28316.6961 | 26909.0126 | 25255.2413 | 23583.1435 | 21704.2724 | 19723.4367 | 17661.7942 | 15534.7655 | 13356.57 | 11139.2233 | 8892.7803 | 7099.4723 | 5667.9072 | 4525.0349 | 3612.6248 | 2884.1719 | 2302.6487 | 1838.4633 | 1467.9306 | 1172.1056 | 935.8887 | 747.263 | 596.6413 | 476.3684 | 380.3341 | 303.6557 | 242.4339 | 193.5531 | 154.5264 | 123.3669 | 98.4895 | 78.7916 | 0 | 0 | 0 | 0 | 0 | 0 | 0 | 0 | 0 | 0 | 0 | 0 | 0 | 0 | 0 | 0 | 0 | 0
Commercial_Restaurant_Existing_Food Preparation_Natural Gas_Fryer_E1_Codes & Standards Forecast | Commercial | Restaurant | Existing | Food Preparation | Natural Gas | Fryer | E1 |  | Codes & Standards Forecast | 0 | 0 | 0 | 0 | 0 | 0 | 0 | 0 | 0 | 0 | 0 | 0 | 0 | 0 | 0 | 0 | 0 | 0 | 0 | 0 | 0 | 0 | 0 | 0 | 0 | 0 | 0 | 0 | 0 | 0 | 0 | 0 | 0 | 0 | 0 | 0 | 0 | 0 | 0 | 0 | 0 | 0 | 0 | 0 | 0 | 0 | 0 | 0 | 0 | 0 | 0
Commercial_Restaurant_Existing_Food Preparation_Natural Gas_Fryer_E2_Codes & Standards Forecast | Commercial | Restaurant | Existing | Food Preparation | Natural Gas | Fryer | E2 |  | Codes & Standards Forecast | 0 | 0 | 0 | 13751.3436 | 69927.1318 | 127888.2131 | 201356.0535 | 287119.2562 | 382583.3542 | 458480.8636 | 518748.5733 | 566542.7938 | 604388.4381 | 634298.6977 | 657869.7062 | 676380.1795 | 690844.9503 | 702096.9635 | 710808.3221 | 717503.8294 | 722578.0923 | 726338.1286 | 729040.5989 | 730894.1586 | 732065.8604 | 732695.2424 | 732891.4546 | 732743.5189 | 732318.7777 | 731672.9969 | 730846.4295 | 729877.2692 | 740292.0061 | 0 | 0 | 0 | 0 | 0 | 0 | 0 | 0 | 0 | 0 | 0 | 0 | 0 | 0 | 0 | 0 | 0 | 0
Commercial_Restaurant_Existing_Food Preparation_Natural Gas_Fryer_E3_Codes & Standards Forecast | Commercial | Restaurant | Existing | Food Preparation | Natural Gas | Fryer | E3 |  | Codes & Standards Forecast | 0 | 0 | 0 | 0 | 0 | 0 | 0 | 0 | 0 | 0 | 0 | 0 | 0 | 0 | 0 | 0 | 0 | 0 | 0 | 0 | 0 | 0 | 0 | 0 | 0 | 0 | 0 | 0 | 0 | 0 | 0 | 0 | 0 | 0 | 0 | 0 | 0 | 0 | 0 | 0 | 0 | 0 | 0 | 0 | 0 | 0 | 0 | 0 | 0 | 0 | 0
Commercial_Restaurant_Existing_Food Preparation_Natural Gas_Fryer_E4_Codes & Standards Forecast | Commercial | Restaurant | Existing | Food Preparation | Natural Gas | Fryer | E4 |  | Codes & Standards Forecast | 0 | 0 | 0 | 0 | 0 | 0 | 0 | 0 | 0 | 0 | 0 | 0 | 0 | 0 | 0 | 0 | 0 | 0 | 0 | 0 | 0 | 0 | 0 | 0 | 0 | 0 | 0 | 0 | 0 | 0 | 0 | 0 | 0 | 0 | 0 | 0 | 0 | 0 | 0 | 0 | 0 | 0 | 0 | 0 | 0 | 0 | 0 | 0 | 0 | 0 | 0
Commercial_Restaurant_Existing_Food Preparation_Natural Gas_Fryer_E5_Codes & Standards Forecast | Commercial | Restaurant | Existing | Food Preparation | Natural Gas | Fryer | E5 |  | Codes & Standards Forecast | 0 | 0 | 0 | 0 | 0 | 0 | 0 | 0 | 0 | 0 | 0 | 0 | 0 | 0 | 0 | 0 | 0 | 0 | 0 | 0 | 0 | 0 | 0 | 0 | 0 | 0 | 0 | 0 | 0 | 0 | 0 | 0 | 0 | 0 | 0 | 0 | 0 | 0 | 0 | 0 | 0 | 0 | 0 | 0 | 0 | 0 | 0 | 0 | 0 | 0 | 0
Commercial_Restaurant_Existing_Food Preparation_Natural Gas_Fryer_E6_Codes & Standards Forecast | Commercial | Restaurant | Existing | Food Preparation | Natural Gas | Fryer | E6 |  | Codes & Standards Forecast | 0 | 0 | 0 | 0 | 0 | 0 | 0 | 0 | 0 | 0 | 0 | 0 | 0 | 0 | 0 | 0 | 0 | 0 | 0 | 0 | 0 | 0 | 0 | 0 | 0 | 0 | 0 | 0 | 0 | 0 | 0 | 0 | 0 | 0 | 0 | 0 | 0 | 0 | 0 | 0 | 0 | 0 | 0 | 0 | 0 | 0 | 0 | 0 | 0 | 0 | 0
Commercial_Restaurant_Existing_Food Preparation_Natural Gas_Fryer_E7_Codes & Standards Forecast | Commercial | Restaurant | Existing | Food Preparation | Natural Gas | Fryer | E7 |  | Codes & Standards Forecast | 0 | 0 | 0 | 0 | 0 | 0 | 0 | 0 | 0 | 0 | 0 | 0 | 0 | 0 | 0 | 0 | 0 | 0 | 0 | 0 | 0 | 0 | 0 | 0 | 0 | 0 | 0 | 0 | 0 | 0 | 0 | 0 | 0 | 0 | 0 | 0 | 0 | 0 | 0 | 0 | 0 | 0 | 0 | 0 | 0 | 0 | 0 | 0 | 0 | 0 | 0
Commercial_Restaurant_Existing_Food Preparation_Natural Gas_Fryer_E8_Codes & Standards Forecast | Commercial | Restaurant | Existing | Food Preparation | Natural Gas | Fryer | E8 |  | Codes & Standards Forecast | 0 | 0 | 0 | 0 | 0 | 0 | 0 | 0 | 0 | 0 | 0 | 0 | 0 | 0 | 0 | 0 | 0 | 0 | 0 | 0 | 0 | 0 | 0 | 0 | 0 | 0 | 0 | 0 | 0 | 0 | 0 | 0 | 0 | 0 | 0 | 0 | 0 | 0 | 0 | 0 | 0 | 0 | 0 | 0 | 0 | 0 | 0 | 0 | 0 | 0 | 0
Commercial_Restaurant_Existing_Food Preparation_Natural Gas_Fryer_E9_Codes & Standards Forecast | Commercial | Restaurant | Existing | Food Preparation | Natural Gas | Fryer | E9 |  | Codes & Standards Forecast | 0 | 0 | 0 | 0 | 0 | 0 | 0 | 0 | 0 | 0 | 0 | 0 | 0 | 0 | 0 | 0 | 0 | 0 | 0 | 0 | 0 | 0 | 0 | 0 | 0 | 0 | 0 | 0 | 0 | 0 | 0 | 0 | 0 | 0 | 0 | 0 | 0 | 0 | 0 | 0 | 0 | 0 | 0 | 0 | 0 | 0 | 0 | 0 | 0 | 0 | 0
Commercial_Restaurant_Existing_Food Preparation_Natural Gas_Fryer_E10_Codes & Standards Forecast | Commercial | Restaurant | Existing | Food Preparation | Natural Gas | Fryer | E10 |  | Codes & Standards Forecast | 0 | 0 | 0 | 0 | 0 | 0 | 0 | 0 | 0 | 0 | 0 | 0 | 0 | 0 | 0 | 0 | 0 | 0 | 0 | 0 | 0 | 0 | 0 | 0 | 0 | 0 | 0 | 0 | 0 | 0 | 0 | 0 | 0 | 0 | 0 | 0 | 0 | 0 | 0 | 0 | 0 | 0 | 0 | 0 | 0 | 0 | 0 | 0 | 0 | 0 | 0
Commercial_Restaurant_Existing_Food Preparation_Natural Gas_Fryer_Vintage_Codes & Standards Forecast | Commercial | Restaurant | Existing | Food Preparation | Natural Gas | Fryer | Vintage |  | Codes & Standards Forecast | 768871.6629 | 764959.8175 | 761047.972 | 742572.5541 | 704068.792 | 644027.658 | 568723.5403 | 481306.4233 | 384244.4907 | 306759.0402 | 244895.4413 | 195507.4687 | 156081.6553 | 124608.7449 | 99482.7376 | 79423.4314 | 63408.4198 | 50623.6515 | 40418.553 | 32272.4028 | 25768.7007 | 20575.4801 | 16428.5513 | 13117.1387 | 10472.9425 | 8361.6329 | 6675.8605 | 5329.9004 | 4255.2582 | 3397.2566 | 2712.2163 | 2165.2887 | 1732.2309 | 0 | 0 | 0 | 0 | 0 | 0 | 0 | 0 | 0 | 0 | 0 | 0 | 0 | 0 | 0 | 0 | 0 | 0
Commercial_Restaurant_Existing_Food Preparation_Natural Gas_Broiler_E1_Codes & Standards Forecast | Commercial | Restaurant | Existing | Food Preparation | Natural Gas | Broiler | E1 |  | Codes & Standards Forecast | 0 | 23038.7273 | 52718.0977 | 87469.9562 | 142889.7031 | 185341.663 | 230419.7015 | 277569.1184 | 326311.9703 | 376271.0283 | 427146.6612 | 478710.7443 | 519595.5275 | 551960.9371 | 577521.6471 | 597650.2514 | 613437.1723 | 625773.1353 | 635375.8006 | 642807.7039 | 648496.0599 | 652774.5991 | 655920.0522 | 658156.7117 | 659664.0734 | 660591.0081 | 661054.3523 | 661149.0863 | 660947.6788 | 660509.794 | 659879.2135 | 659096.36 | 668579.8417 | 0 | 0 | 0 | 0 | 0 | 0 | 0 | 0 | 0 | 0 | 0 | 0 | 0 | 0 | 0 | 0 | 0 | 0
Commercial_Restaurant_Existing_Food Preparation_Natural Gas_Broiler_E2_Codes & Standards Forecast | Commercial | Restaurant | Existing | Food Preparation | Natural Gas | Broiler | E2 |  | Codes & Standards Forecast | 0 | 0 | 0 | 0 | 0 | 0 | 0 | 0 | 0 | 0 | 0 | 0 | 0 | 0 | 0 | 0 | 0 | 0 | 0 | 0 | 0 | 0 | 0 | 0 | 0 | 0 | 0 | 0 | 0 | 0 | 0 | 0 | 0 | 0 | 0 | 0 | 0 | 0 | 0 | 0 | 0 | 0 | 0 | 0 | 0 | 0 | 0 | 0 | 0 | 0 | 0
Commercial_Restaurant_Existing_Food Preparation_Natural Gas_Broiler_E3_Codes & Standards Forecast | Commercial | Restaurant | Existing | Food Preparation | Natural Gas | Broiler | E3 |  | Codes & Standards Forecast | 0 | 0 | 0 | 0 | 0 | 0 | 0 | 0 | 0 | 0 | 0 | 0 | 0 | 0 | 0 | 0 | 0 | 0 | 0 | 0 | 0 | 0 | 0 | 0 | 0 | 0 | 0 | 0 | 0 | 0 | 0 | 0 | 0 | 0 | 0 | 0 | 0 | 0 | 0 | 0 | 0 | 0 | 0 | 0 | 0 | 0 | 0 | 0 | 0 | 0 | 0
Commercial_Restaurant_Existing_Food Preparation_Natural Gas_Broiler_E4_Codes & Standards Forecast | Commercial | Restaurant | Existing | Food Preparation | Natural Gas | Broiler | E4 |  | Codes & Standards Forecast | 0 | 0 | 0 | 0 | 0 | 0 | 0 | 0 | 0 | 0 | 0 | 0 | 0 | 0 | 0 | 0 | 0 | 0 | 0 | 0 | 0 | 0 | 0 | 0 | 0 | 0 | 0 | 0 | 0 | 0 | 0 | 0 | 0 | 0 | 0 | 0 | 0 | 0 | 0 | 0 | 0 | 0 | 0 | 0 | 0 | 0 | 0 | 0 | 0 | 0 | 0
Commercial_Restaurant_Existing_Food Preparation_Natural Gas_Broiler_E5_Codes & Standards Forecast | Commercial | Restaurant | Existing | Food Preparation | Natural Gas | Broiler | E5 |  | Codes & Standards Forecast | 0 | 0 | 0 | 0 | 0 | 0 | 0 | 0 | 0 | 0 | 0 | 0 | 0 | 0 | 0 | 0 | 0 | 0 | 0 | 0 | 0 | 0 | 0 | 0 | 0 | 0 | 0 | 0 | 0 | 0 | 0 | 0 | 0 | 0 | 0 | 0 | 0 | 0 | 0 | 0 | 0 | 0 | 0 | 0 | 0 | 0 | 0 | 0 | 0 | 0 | 0
Commercial_Restaurant_Existing_Food Preparation_Natural Gas_Broiler_E6_Codes & Standards Forecast | Commercial | Restaurant | Existing | Food Preparation | Natural Gas | Broiler | E6 |  | Codes & Standards Forecast | 0 | 0 | 0 | 0 | 0 | 0 | 0 | 0 | 0 | 0 | 0 | 0 | 0 | 0 | 0 | 0 | 0 | 0 | 0 | 0 | 0 | 0 | 0 | 0 | 0 | 0 | 0 | 0 | 0 | 0 | 0 | 0 | 0 | 0 | 0 | 0 | 0 | 0 | 0 | 0 | 0 | 0 | 0 | 0 | 0 | 0 | 0 | 0 | 0 | 0 | 0
Commercial_Restaurant_Existing_Food Preparation_Natural Gas_Broiler_E7_Codes & Standards Forecast | Commercial | Restaurant | Existing | Food Preparation | Natural Gas | Broiler | E7 |  | Codes & Standards Forecast | 0 | 0 | 0 | 0 | 0 | 0 | 0 | 0 | 0 | 0 | 0 | 0 | 0 | 0 | 0 | 0 | 0 | 0 | 0 | 0 | 0 | 0 | 0 | 0 | 0 | 0 | 0 | 0 | 0 | 0 | 0 | 0 | 0 | 0 | 0 | 0 | 0 | 0 | 0 | 0 | 0 | 0 | 0 | 0 | 0 | 0 | 0 | 0 | 0 | 0 | 0
Commercial_Restaurant_Existing_Food Preparation_Natural Gas_Broiler_E8_Codes & Standards Forecast | Commercial | Restaurant | Existing | Food Preparation | Natural Gas | Broiler | E8 |  | Codes & Standards Forecast | 0 | 0 | 0 | 0 | 0 | 0 | 0 | 0 | 0 | 0 | 0 | 0 | 0 | 0 | 0 | 0 | 0 | 0 | 0 | 0 | 0 | 0 | 0 | 0 | 0 | 0 | 0 | 0 | 0 | 0 | 0 | 0 | 0 | 0 | 0 | 0 | 0 | 0 | 0 | 0 | 0 | 0 | 0 | 0 | 0 | 0 | 0 | 0 | 0 | 0 | 0
Commercial_Restaurant_Existing_Food Preparation_Natural Gas_Broiler_E9_Codes & Standards Forecast | Commercial | Restaurant | Existing | Food Preparation | Natural Gas | Broiler | E9 |  | Codes & Standards Forecast | 0 | 0 | 0 | 0 | 0 | 0 | 0 | 0 | 0 | 0 | 0 | 0 | 0 | 0 | 0 | 0 | 0 | 0 | 0 | 0 | 0 | 0 | 0 | 0 | 0 | 0 | 0 | 0 | 0 | 0 | 0 | 0 | 0 | 0 | 0 | 0 | 0 | 0 | 0 | 0 | 0 | 0 | 0 | 0 | 0 | 0 | 0 | 0 | 0 | 0 | 0
Commercial_Restaurant_Existing_Food Preparation_Natural Gas_Broiler_E10_Codes & Standards Forecast | Commercial | Restaurant | Existing | Food Preparation | Natural Gas | Broiler | E10 |  | Codes & Standards Forecast | 0 | 0 | 0 | 0 | 0 | 0 | 0 | 0 | 0 | 0 | 0 | 0 | 0 | 0 | 0 | 0 | 0 | 0 | 0 | 0 | 0 | 0 | 0 | 0 | 0 | 0 | 0 | 0 | 0 | 0 | 0 | 0 | 0 | 0 | 0 | 0 | 0 | 0 | 0 | 0 | 0 | 0 | 0 | 0 | 0 | 0 | 0 | 0 | 0 | 0 | 0
Commercial_Restaurant_Existing_Food Preparation_Natural Gas_Broiler_Vintage_Codes & Standards Forecast | Commercial | Restaurant | Existing | Food Preparation | Natural Gas | Broiler | Vintage |  | Codes & Standards Forecast | 694696.277 | 668123.0918 | 634909.2636 | 595889.0766 | 556436.4818 | 512105.1382 | 465367.9736 | 416724.2006 | 366537.662 | 315143.8565 | 262826.2946 | 209822.2134 | 167509.7049 | 133732.3983 | 106766.7048 | 85238.6882 | 68051.083 | 54330.2345 | 43377.9349 | 34635.3366 | 27655.4438 | 22081.9839 | 17631.4236 | 14077.5546 | 11239.7547 | 8973.8583 | 7164.6563 | 5720.1472 | 4566.8214 | 3645.9983 | 2910.8005 | 2323.8277 | 1859.0621 | 0 | 0 | 0 | 0 | 0 | 0 | 0 | 0 | 0 | 0 | 0 | 0 | 0 | 0 | 0 | 0 | 0 | 0
Commercial_Restaurant_Existing_Food Preparation_Natural Gas_Griddle_E1_Codes & Standards Forecast | Commercial | Restaurant | Existing | Food Preparation | Natural Gas | Griddle | E1 |  | Codes & Standards Forecast | 0 | 26322.4254 | 60231.9814 | 59858.1017 | 59858.1017 | 59697.2378 | 59555.2266 | 59427.3188 | 59303.7479 | 59180.9422 | 59057.5217 | 58934.2666 | 53697.9696 | 42870.1027 | 34225.8096 | 27324.6526 | 21814.8852 | 10781.6078 | 0 | 0 | 0 | 0 | 0 | 0 | 0 | 0 | 0 | 0 | 0 | 0 | 0 | 0 | 0 | 0 | 0 | 0 | 0 | 0 | 0 | 0 | 0 | 0 | 0 | 0 | 0 | 0 | 0 | 0 | 0 | 0 | 0
Commercial_Restaurant_Existing_Food Preparation_Natural Gas_Griddle_E2_Codes & Standards Forecast | Commercial | Restaurant | Existing | Food Preparation | Natural Gas | Griddle | E2 |  | Codes & Standards Forecast | 0 | 0 | 0 | 40078.9029 | 103397.5982 | 152061.0782 | 203706.0778 | 257703.585 | 313517.3017 | 370719.8046 | 428970.136 | 488006.8768 | 539955.2444 | 587761.5462 | 625609.7044 | 655508.3855 | 679055.1755 | 704182.6545 | 725935.5906 | 734426.7593 | 740925.8737 | 745814.2309 | 749408.0039 | 751963.4534 | 753685.6586 | 754744.7088 | 755274.0932 | 755382.3296 | 755152.2156 | 754651.9193 | 753931.4624 | 753037.0293 | 763872.1868 | 0 | 0 | 0 | 0 | 0 | 0 | 0 | 0 | 0 | 0 | 0 | 0 | 0 | 0 | 0 | 0 | 0 | 0
Commercial_Restaurant_Existing_Food Preparation_Natural Gas_Griddle_E3_Codes & Standards Forecast | Commercial | Restaurant | Existing | Food Preparation | Natural Gas | Griddle | E3 |  | Codes & Standards Forecast | 0 | 0 | 0 | 0 | 0 | 0 | 0 | 0 | 0 | 0 | 0 | 0 | 0 | 0 | 0 | 0 | 0 | 0 | 0 | 0 | 0 | 0 | 0 | 0 | 0 | 0 | 0 | 0 | 0 | 0 | 0 | 0 | 0 | 0 | 0 | 0 | 0 | 0 | 0 | 0 | 0 | 0 | 0 | 0 | 0 | 0 | 0 | 0 | 0 | 0 | 0
Commercial_Restaurant_Existing_Food Preparation_Natural Gas_Griddle_E4_Codes & Standards Forecast | Commercial | Restaurant | Existing | Food Preparation | Natural Gas | Griddle | E4 |  | Codes & Standards Forecast | 0 | 0 | 0 | 0 | 0 | 0 | 0 | 0 | 0 | 0 | 0 | 0 | 0 | 0 | 0 | 0 | 0 | 0 | 0 | 0 | 0 | 0 | 0 | 0 | 0 | 0 | 0 | 0 | 0 | 0 | 0 | 0 | 0 | 0 | 0 | 0 | 0 | 0 | 0 | 0 | 0 | 0 | 0 | 0 | 0 | 0 | 0 | 0 | 0 | 0 | 0
Commercial_Restaurant_Existing_Food Preparation_Natural Gas_Griddle_E5_Codes & Standards Forecast | Commercial | Restaurant | Existing | Food Preparation | Natural Gas | Griddle | E5 |  | Codes & Standards Forecast | 0 | 0 | 0 | 0 | 0 | 0 | 0 | 0 | 0 | 0 | 0 | 0 | 0 | 0 | 0 | 0 | 0 | 0 | 0 | 0 | 0 | 0 | 0 | 0 | 0 | 0 | 0 | 0 | 0 | 0 | 0 | 0 | 0 | 0 | 0 | 0 | 0 | 0 | 0 | 0 | 0 | 0 | 0 | 0 | 0 | 0 | 0 | 0 | 0 | 0 | 0
Commercial_Restaurant_Existing_Food Preparation_Natural Gas_Griddle_E6_Codes & Standards Forecast | Commercial | Restaurant | Existing | Food Preparation | Natural Gas | Griddle | E6 |  | Codes & Standards Forecast | 0 | 0 | 0 | 0 | 0 | 0 | 0 | 0 | 0 | 0 | 0 | 0 | 0 | 0 | 0 | 0 | 0 | 0 | 0 | 0 | 0 | 0 | 0 | 0 | 0 | 0 | 0 | 0 | 0 | 0 | 0 | 0 | 0 | 0 | 0 | 0 | 0 | 0 | 0 | 0 | 0 | 0 | 0 | 0 | 0 | 0 | 0 | 0 | 0 | 0 | 0
Commercial_Restaurant_Existing_Food Preparation_Natural Gas_Griddle_E7_Codes & Standards Forecast | Commercial | Restaurant | Existing | Food Preparation | Natural Gas | Griddle | E7 |  | Codes & Standards Forecast | 0 | 0 | 0 | 0 | 0 | 0 | 0 | 0 | 0 | 0 | 0 | 0 | 0 | 0 | 0 | 0 | 0 | 0 | 0 | 0 | 0 | 0 | 0 | 0 | 0 | 0 | 0 | 0 | 0 | 0 | 0 | 0 | 0 | 0 | 0 | 0 | 0 | 0 | 0 | 0 | 0 | 0 | 0 | 0 | 0 | 0 | 0 | 0 | 0 | 0 | 0
Commercial_Restaurant_Existing_Food Preparation_Natural Gas_Griddle_E8_Codes & Standards Forecast | Commercial | Restaurant | Existing | Food Preparation | Natural Gas | Griddle | E8 |  | Codes & Standards Forecast | 0 | 0 | 0 | 0 | 0 | 0 | 0 | 0 | 0 | 0 | 0 | 0 | 0 | 0 | 0 | 0 | 0 | 0 | 0 | 0 | 0 | 0 | 0 | 0 | 0 | 0 | 0 | 0 | 0 | 0 | 0 | 0 | 0 | 0 | 0 | 0 | 0 | 0 | 0 | 0 | 0 | 0 | 0 | 0 | 0 | 0 | 0 | 0 | 0 | 0 | 0
Commercial_Restaurant_Existing_Food Preparation_Natural Gas_Griddle_E9_Codes & Standards Forecast | Commercial | Restaurant | Existing | Food Preparation | Natural Gas | Griddle | E9 |  | Codes & Standards Forecast | 0 | 0 | 0 | 0 | 0 | 0 | 0 | 0 | 0 | 0 | 0 | 0 | 0 | 0 | 0 | 0 | 0 | 0 | 0 | 0 | 0 | 0 | 0 | 0 | 0 | 0 | 0 | 0 | 0 | 0 | 0 | 0 | 0 | 0 | 0 | 0 | 0 | 0 | 0 | 0 | 0 | 0 | 0 | 0 | 0 | 0 | 0 | 0 | 0 | 0 | 0
Commercial_Restaurant_Existing_Food Preparation_Natural Gas_Griddle_E10_Codes & Standards Forecast | Commercial | Restaurant | Existing | Food Preparation | Natural Gas | Griddle | E10 |  | Codes & Standards Forecast | 0 | 0 | 0 | 0 | 0 | 0 | 0 | 0 | 0 | 0 | 0 | 0 | 0 | 0 | 0 | 0 | 0 | 0 | 0 | 0 | 0 | 0 | 0 | 0 | 0 | 0 | 0 | 0 | 0 | 0 | 0 | 0 | 0 | 0 | 0 | 0 | 0 | 0 | 0 | 0 | 0 | 0 | 0 | 0 | 0 | 0 | 0 | 0 | 0 | 0 | 0
Commercial_Restaurant_Existing_Food Preparation_Natural Gas_Griddle_Vintage_Codes & Standards Forecast | Commercial | Restaurant | Existing | Food Preparation | Natural Gas | Griddle | Vintage |  | Codes & Standards Forecast | 793710.9843 | 763350.3366 | 725402.5583 | 680820.8438 | 635745.0907 | 585095.2233 | 531696.6344 | 476119.6891 | 418780.0887 | 360061.1502 | 300286.7928 | 239728.0669 | 191384.778 | 152793.2091 | 121984.109 | 97387.7151 | 77750.3693 | 62073.8952 | 49560.5699 | 39571.8935 | 31597.1601 | 25229.3179 | 20144.4215 | 16084.0213 | 12841.7512 | 10252.8977 | 8185.8311 | 6535.4369 | 5217.7282 | 4165.6606 | 3325.6754 | 2655.0416 | 2124.0333 | 0 | 0 | 0 | 0 | 0 | 0 | 0 | 0 | 0 | 0 | 0 | 0 | 0 | 0 | 0 | 0 | 0 | 0
Commercial_Restaurant_Existing_Food Preparation_Natural Gas_Range_E1_Codes & Standards Forecast | Commercial | Restaurant | Existing | Food Preparation | Natural Gas | Range | E1 |  | Codes & Standards Forecast | 0 | 29279.6101 | 66998.7245 | 111164.3962 | 178214.5372 | 232175.2537 | 289472.3531 | 349401.1428 | 411354.7626 | 474853.9992 | 525237.1941 | 565154.0239 | 596724.514 | 621638.415 | 641233.8947 | 656583.7602 | 668538.6745 | 677799.7947 | 684933.6245 | 690381.0117 | 694470.4959 | 697456.7595 | 699554.282 | 700937.8982 | 701747.6368 | 702101.1987 | 702090.3849 | 701790.2828 | 701257.2644 | 700538.2515 | 699666.6171 | 698674.8041 | 708589.6581 | 0 | 0 | 0 | 0 | 0 | 0 | 0 | 0 | 0 | 0 | 0 | 0 | 0 | 0 | 0 | 0 | 0 | 0
Commercial_Restaurant_Existing_Food Preparation_Natural Gas_Range_E2_Codes & Standards Forecast | Commercial | Restaurant | Existing | Food Preparation | Natural Gas | Range | E2 |  | Codes & Standards Forecast | 0 | 0 | 0 | 0 | 0 | 0 | 0 | 0 | 0 | 0 | 0 | 0 | 0 | 0 | 0 | 0 | 0 | 0 | 0 | 0 | 0 | 0 | 0 | 0 | 0 | 0 | 0 | 0 | 0 | 0 | 0 | 0 | 0 | 0 | 0 | 0 | 0 | 0 | 0 | 0 | 0 | 0 | 0 | 0 | 0 | 0 | 0 | 0 | 0 | 0 | 0
Commercial_Restaurant_Existing_Food Preparation_Natural Gas_Range_E3_Codes & Standards Forecast | Commercial | Restaurant | Existing | Food Preparation | Natural Gas | Range | E3 |  | Codes & Standards Forecast | 0 | 0 | 0 | 0 | 0 | 0 | 0 | 0 | 0 | 0 | 0 | 0 | 0 | 0 | 0 | 0 | 0 | 0 | 0 | 0 | 0 | 0 | 0 | 0 | 0 | 0 | 0 | 0 | 0 | 0 | 0 | 0 | 0 | 0 | 0 | 0 | 0 | 0 | 0 | 0 | 0 | 0 | 0 | 0 | 0 | 0 | 0 | 0 | 0 | 0 | 0
Commercial_Restaurant_Existing_Food Preparation_Natural Gas_Range_E4_Codes & Standards Forecast | Commercial | Restaurant | Existing | Food Preparation | Natural Gas | Range | E4 |  | Codes & Standards Forecast | 0 | 0 | 0 | 0 | 0 | 0 | 0 | 0 | 0 | 0 | 0 | 0 | 0 | 0 | 0 | 0 | 0 | 0 | 0 | 0 | 0 | 0 | 0 | 0 | 0 | 0 | 0 | 0 | 0 | 0 | 0 | 0 | 0 | 0 | 0 | 0 | 0 | 0 | 0 | 0 | 0 | 0 | 0 | 0 | 0 | 0 | 0 | 0 | 0 | 0 | 0
Commercial_Restaurant_Existing_Food Preparation_Natural Gas_Range_E5_Codes & Standards Forecast | Commercial | Restaurant | Existing | Food Preparation | Natural Gas | Range | E5 |  | Codes & Standards Forecast | 0 | 0 | 0 | 0 | 0 | 0 | 0 | 0 | 0 | 0 | 0 | 0 | 0 | 0 | 0 | 0 | 0 | 0 | 0 | 0 | 0 | 0 | 0 | 0 | 0 | 0 | 0 | 0 | 0 | 0 | 0 | 0 | 0 | 0 | 0 | 0 | 0 | 0 | 0 | 0 | 0 | 0 | 0 | 0 | 0 | 0 | 0 | 0 | 0 | 0 | 0
Commercial_Restaurant_Existing_Food Preparation_Natural Gas_Range_E6_Codes & Standards Forecast | Commercial | Restaurant | Existing | Food Preparation | Natural Gas | Range | E6 |  | Codes & Standards Forecast | 0 | 0 | 0 | 0 | 0 | 0 | 0 | 0 | 0 | 0 | 0 | 0 | 0 | 0 | 0 | 0 | 0 | 0 | 0 | 0 | 0 | 0 | 0 | 0 | 0 | 0 | 0 | 0 | 0 | 0 | 0 | 0 | 0 | 0 | 0 | 0 | 0 | 0 | 0 | 0 | 0 | 0 | 0 | 0 | 0 | 0 | 0 | 0 | 0 | 0 | 0
Commercial_Restaurant_Existing_Food Preparation_Natural Gas_Range_E7_Codes & Standards Forecast | Commercial | Restaurant | Existing | Food Preparation | Natural Gas | Range | E7 |  | Codes & Standards Forecast | 0 | 0 | 0 | 0 | 0 | 0 | 0 | 0 | 0 | 0 | 0 | 0 | 0 | 0 | 0 | 0 | 0 | 0 | 0 | 0 | 0 | 0 | 0 | 0 | 0 | 0 | 0 | 0 | 0 | 0 | 0 | 0 | 0 | 0 | 0 | 0 | 0 | 0 | 0 | 0 | 0 | 0 | 0 | 0 | 0 | 0 | 0 | 0 | 0 | 0 | 0
Commercial_Restaurant_Existing_Food Preparation_Natural Gas_Range_E8_Codes & Standards Forecast | Commercial | Restaurant | Existing | Food Preparation | Natural Gas | Range | E8 |  | Codes & Standards Forecast | 0 | 0 | 0 | 0 | 0 | 0 | 0 | 0 | 0 | 0 | 0 | 0 | 0 | 0 | 0 | 0 | 0 | 0 | 0 | 0 | 0 | 0 | 0 | 0 | 0 | 0 | 0 | 0 | 0 | 0 | 0 | 0 | 0 | 0 | 0 | 0 | 0 | 0 | 0 | 0 | 0 | 0 | 0 | 0 | 0 | 0 | 0 | 0 | 0 | 0 | 0
Commercial_Restaurant_Existing_Food Preparation_Natural Gas_Range_E9_Codes & Standards Forecast | Commercial | Restaurant | Existing | Food Preparation | Natural Gas | Range | E9 |  | Codes & Standards Forecast | 0 | 0 | 0 | 0 | 0 | 0 | 0 | 0 | 0 | 0 | 0 | 0 | 0 | 0 | 0 | 0 | 0 | 0 | 0 | 0 | 0 | 0 | 0 | 0 | 0 | 0 | 0 | 0 | 0 | 0 | 0 | 0 | 0 | 0 | 0 | 0 | 0 | 0 | 0 | 0 | 0 | 0 | 0 | 0 | 0 | 0 | 0 | 0 | 0 | 0 | 0
Commercial_Restaurant_Existing_Food Preparation_Natural Gas_Range_E10_Codes & Standards Forecast | Commercial | Restaurant | Existing | Food Preparation | Natural Gas | Range | E10 |  | Codes & Standards Forecast | 0 | 0 | 0 | 0 | 0 | 0 | 0 | 0 | 0 | 0 | 0 | 0 | 0 | 0 | 0 | 0 | 0 | 0 | 0 | 0 | 0 | 0 | 0 | 0 | 0 | 0 | 0 | 0 | 0 | 0 | 0 | 0 | 0 | 0 | 0 | 0 | 0 | 0 | 0 | 0 | 0 | 0 | 0 | 0 | 0 | 0 | 0 | 0 | 0 | 0 | 0
Commercial_Restaurant_Existing_Food Preparation_Natural Gas_Range_Vintage_Codes & Standards Forecast | Commercial | Restaurant | Existing | Food Preparation | Natural Gas | Range | Vintage |  | Codes & Standards Forecast | 735733.4976 | 702710.6416 | 661248.2812 | 612562.1415 | 562422.367 | 506471.2475 | 447417.0139 | 385905.5932 | 322423.005 | 257404.2672 | 205493.9655 | 164052.0738 | 130969.5195 | 104560.3176 | 83476.8591 | 66644.915 | 53206.5748 | 42478.7609 | 33915.571 | 27080.0632 | 21622.7483 | 17265.0703 | 13785.345 | 11006.7089 | 8787.9402 | 7016.3213 | 5601.7745 | 4472.3673 | 3570.6254 | 2850.6685 | 2275.8451 | 1816.9132 | 1453.5306 | 0 | 0 | 0 | 0 | 0 | 0 | 0 | 0 | 0 | 0 | 0 | 0 | 0 | 0 | 0 | 0 | 0 | 0
Commercial_Restaurant_Existing_Food Preparation_Natural Gas_Steamer_E1_Codes & Standards Forecast | Commercial | Restaurant | Existing | Food Preparation | Natural Gas | Steamer | E1 |  | Codes & Standards Forecast | 0 | 1874.803 | 3989.4891 | 3964.7251 | 3964.7251 | 3954.0702 | 3944.664 | 3936.192 | 3928.0072 | 3919.8731 | 3708.4932 | 3289.5586 | 2917.9889 | 2588.4381 | 2296.1195 | 2036.8211 | 1806.7941 | 1602.7755 | 1421.8621 | 708.4782 | 0 | 0 | 0 | 0 | 0 | 0 | 0 | 0 | 0 | 0 | 0 | 0 | 0 | 0 | 0 | 0 | 0 | 0 | 0 | 0 | 0 | 0 | 0 | 0 | 0 | 0 | 0 | 0 | 0 | 0 | 0
Commercial_Restaurant_Existing_Food Preparation_Natural Gas_Steamer_E2_Codes & Standards Forecast | Commercial | Restaurant | Existing | Food Preparation | Natural Gas | Steamer | E2 |  | Codes & Standards Forecast | 0 | 0 | 0 | 2339.9315 | 6052.691 | 8753.2676 | 11602.7359 | 14583.781 | 17678.9864 | 20873.0398 | 23898.4262 | 26801.727 | 29365.7552 | 31629.1647 | 33625.6814 | 35385.4564 | 36934.9131 | 38298.7361 | 39499.2004 | 41108.3307 | 42601.8927 | 43287.5495 | 43884.5123 | 44402.5538 | 44850.38 | 45236.101 | 45566.7531 | 45848.69 | 46087.3004 | 46287.4969 | 46453.362 | 46588.9203 | 47455.2743 | 0 | 0 | 0 | 0 | 0 | 0 | 0 | 0 | 0 | 0 | 0 | 0 | 0 | 0 | 0 | 0 | 0 | 0
Commercial_Restaurant_Existing_Food Preparation_Natural Gas_Steamer_E3_Codes & Standards Forecast | Commercial | Restaurant | Existing | Food Preparation | Natural Gas | Steamer | E3 |  | Codes & Standards Forecast | 0 | 0 | 0 | 0 | 0 | 0 | 0 | 0 | 0 | 0 | 0 | 0 | 0 | 0 | 0 | 0 | 0 | 0 | 0 | 0 | 0 | 0 | 0 | 0 | 0 | 0 | 0 | 0 | 0 | 0 | 0 | 0 | 0 | 0 | 0 | 0 | 0 | 0 | 0 | 0 | 0 | 0 | 0 | 0 | 0 | 0 | 0 | 0 | 0 | 0 | 0
Commercial_Restaurant_Existing_Food Preparation_Natural Gas_Steamer_E4_Codes & Standards Forecast | Commercial | Restaurant | Existing | Food Preparation | Natural Gas | Steamer | E4 |  | Codes & Standards Forecast | 0 | 0 | 0 | 0 | 0 | 0 | 0 | 0 | 0 | 0 | 0 | 0 | 0 | 0 | 0 | 0 | 0 | 0 | 0 | 0 | 0 | 0 | 0 | 0 | 0 | 0 | 0 | 0 | 0 | 0 | 0 | 0 | 0 | 0 | 0 | 0 | 0 | 0 | 0 | 0 | 0 | 0 | 0 | 0 | 0 | 0 | 0 | 0 | 0 | 0 | 0
Commercial_Restaurant_Existing_Food Preparation_Natural Gas_Steamer_E5_Codes & Standards Forecast | Commercial | Restaurant | Existing | Food Preparation | Natural Gas | Steamer | E5 |  | Codes & Standards Forecast | 0 | 0 | 0 | 0 | 0 | 0 | 0 | 0 | 0 | 0 | 0 | 0 | 0 | 0 | 0 | 0 | 0 | 0 | 0 | 0 | 0 | 0 | 0 | 0 | 0 | 0 | 0 | 0 | 0 | 0 | 0 | 0 | 0 | 0 | 0 | 0 | 0 | 0 | 0 | 0 | 0 | 0 | 0 | 0 | 0 | 0 | 0 | 0 | 0 | 0 | 0
Commercial_Restaurant_Existing_Food Preparation_Natural Gas_Steamer_E6_Codes & Standards Forecast | Commercial | Restaurant | Existing | Food Preparation | Natural Gas | Steamer | E6 |  | Codes & Standards Forecast | 0 | 0 | 0 | 0 | 0 | 0 | 0 | 0 | 0 | 0 | 0 | 0 | 0 | 0 | 0 | 0 | 0 | 0 | 0 | 0 | 0 | 0 | 0 | 0 | 0 | 0 | 0 | 0 | 0 | 0 | 0 | 0 | 0 | 0 | 0 | 0 | 0 | 0 | 0 | 0 | 0 | 0 | 0 | 0 | 0 | 0 | 0 | 0 | 0 | 0 | 0
Commercial_Restaurant_Existing_Food Preparation_Natural Gas_Steamer_E7_Codes & Standards Forecast | Commercial | Restaurant | Existing | Food Preparation | Natural Gas | Steamer | E7 |  | Codes & Standards Forecast | 0 | 0 | 0 | 0 | 0 | 0 | 0 | 0 | 0 | 0 | 0 | 0 | 0 | 0 | 0 | 0 | 0 | 0 | 0 | 0 | 0 | 0 | 0 | 0 | 0 | 0 | 0 | 0 | 0 | 0 | 0 | 0 | 0 | 0 | 0 | 0 | 0 | 0 | 0 | 0 | 0 | 0 | 0 | 0 | 0 | 0 | 0 | 0 | 0 | 0 | 0
Commercial_Restaurant_Existing_Food Preparation_Natural Gas_Steamer_E8_Codes & Standards Forecast | Commercial | Restaurant | Existing | Food Preparation | Natural Gas | Steamer | E8 |  | Codes & Standards Forecast | 0 | 0 | 0 | 0 | 0 | 0 | 0 | 0 | 0 | 0 | 0 | 0 | 0 | 0 | 0 | 0 | 0 | 0 | 0 | 0 | 0 | 0 | 0 | 0 | 0 | 0 | 0 | 0 | 0 | 0 | 0 | 0 | 0 | 0 | 0 | 0 | 0 | 0 | 0 | 0 | 0 | 0 | 0 | 0 | 0 | 0 | 0 | 0 | 0 | 0 | 0
Commercial_Restaurant_Existing_Food Preparation_Natural Gas_Steamer_E9_Codes & Standards Forecast | Commercial | Restaurant | Existing | Food Preparation | Natural Gas | Steamer | E9 |  | Codes & Standards Forecast | 0 | 0 | 0 | 0 | 0 | 0 | 0 | 0 | 0 | 0 | 0 | 0 | 0 | 0 | 0 | 0 | 0 | 0 | 0 | 0 | 0 | 0 | 0 | 0 | 0 | 0 | 0 | 0 | 0 | 0 | 0 | 0 | 0 | 0 | 0 | 0 | 0 | 0 | 0 | 0 | 0 | 0 | 0 | 0 | 0 | 0 | 0 | 0 | 0 | 0 | 0
Commercial_Restaurant_Existing_Food Preparation_Natural Gas_Steamer_E10_Codes & Standards Forecast | Commercial | Restaurant | Existing | Food Preparation | Natural Gas | Steamer | E10 |  | Codes & Standards Forecast | 0 | 0 | 0 | 0 | 0 | 0 | 0 | 0 | 0 | 0 | 0 | 0 | 0 | 0 | 0 | 0 | 0 | 0 | 0 | 0 | 0 | 0 | 0 | 0 | 0 | 0 | 0 | 0 | 0 | 0 | 0 | 0 | 0 | 0 | 0 | 0 | 0 | 0 | 0 | 0 | 0 | 0 | 0 | 0 | 0 | 0 | 0 | 0 | 0 | 0 | 0
Commercial_Restaurant_Existing_Food Preparation_Natural Gas_Steamer_Vintage_Codes & Standards Forecast | Commercial | Restaurant | Existing | Food Preparation | Natural Gas | Steamer | Vintage |  | Codes & Standards Forecast | 50878.5408 | 48744.8792 | 46371.3346 | 43743.561 | 41200.2124 | 38372.6474 | 35411.0733 | 32329.0557 | 29136.3017 | 25845.3035 | 22925.6922 | 20335.8627 | 18038.8397 | 16001.5757 | 14194.4787 | 12591.5112 | 11169.4974 | 9908.266 | 8789.8698 | 7798.13 | 6918.456 | 6137.9611 | 5445.4141 | 4830.9022 | 4285.6366 | 3801.852 | 3372.6312 | 2991.8388 | 2654.0097 | 2354.3034 | 2088.4106 | 1852.5284 | 1646.6919 | 0 | 0 | 0 | 0 | 0 | 0 | 0 | 0 | 0 | 0 | 0 | 0 | 0 | 0 | 0 | 0 | 0 | 0
Commercial_Restaurant_Existing_Food Preparation_Natural Gas_Food Prep Other_E1_Codes & Standards Forecast | Commercial | Restaurant | Existing | Food Preparation | Natural Gas | Food Prep Other | E1 |  | Codes & Standards Forecast | 0 | 113.9491 | 260.7426 | 432.6246 | 693.5673 | 903.5692 | 1126.5555 | 1359.7836 | 1600.8919 | 1848.0154 | 2044.0945 | 2199.441 | 2322.3056 | 2419.2644 | 2495.5252 | 2555.2631 | 2601.7887 | 2637.8307 | 2665.5938 | 2686.7937 | 2702.709 | 2714.3308 | 2722.4939 | 2727.8786 | 2731.0299 | 2732.4058 | 2732.3638 | 2731.1958 | 2729.1215 | 2726.3232 | 2722.931 | 2719.0711 | 2757.6573 | 0 | 0 | 0 | 0 | 0 | 0 | 0 | 0 | 0 | 0 | 0 | 0 | 0 | 0 | 0 | 0 | 0 | 0
Commercial_Restaurant_Existing_Food Preparation_Natural Gas_Food Prep Other_E2_Codes & Standards Forecast | Commercial | Restaurant | Existing | Food Preparation | Natural Gas | Food Prep Other | E2 |  | Codes & Standards Forecast | 0 | 0 | 0 | 0 | 0 | 0 | 0 | 0 | 0 | 0 | 0 | 0 | 0 | 0 | 0 | 0 | 0 | 0 | 0 | 0 | 0 | 0 | 0 | 0 | 0 | 0 | 0 | 0 | 0 | 0 | 0 | 0 | 0 | 0 | 0 | 0 | 0 | 0 | 0 | 0 | 0 | 0 | 0 | 0 | 0 | 0 | 0 | 0 | 0 | 0 | 0
Commercial_Restaurant_Existing_Food Preparation_Natural Gas_Food Prep Other_E3_Codes & Standards Forecast | Commercial | Restaurant | Existing | Food Preparation | Natural Gas | Food Prep Other | E3 |  | Codes & Standards Forecast | 0 | 0 | 0 | 0 | 0 | 0 | 0 | 0 | 0 | 0 | 0 | 0 | 0 | 0 | 0 | 0 | 0 | 0 | 0 | 0 | 0 | 0 | 0 | 0 | 0 | 0 | 0 | 0 | 0 | 0 | 0 | 0 | 0 | 0 | 0 | 0 | 0 | 0 | 0 | 0 | 0 | 0 | 0 | 0 | 0 | 0 | 0 | 0 | 0 | 0 | 0
Commercial_Restaurant_Existing_Food Preparation_Natural Gas_Food Prep Other_E4_Codes & Standards Forecast | Commercial | Restaurant | Existing | Food Preparation | Natural Gas | Food Prep Other | E4 |  | Codes & Standards Forecast | 0 | 0 | 0 | 0 | 0 | 0 | 0 | 0 | 0 | 0 | 0 | 0 | 0 | 0 | 0 | 0 | 0 | 0 | 0 | 0 | 0 | 0 | 0 | 0 | 0 | 0 | 0 | 0 | 0 | 0 | 0 | 0 | 0 | 0 | 0 | 0 | 0 | 0 | 0 | 0 | 0 | 0 | 0 | 0 | 0 | 0 | 0 | 0 | 0 | 0 | 0
Commercial_Restaurant_Existing_Food Preparation_Natural Gas_Food Prep Other_E5_Codes & Standards Forecast | Commercial | Restaurant | Existing | Food Preparation | Natural Gas | Food Prep Other | E5 |  | Codes & Standards Forecast | 0 | 0 | 0 | 0 | 0 | 0 | 0 | 0 | 0 | 0 | 0 | 0 | 0 | 0 | 0 | 0 | 0 | 0 | 0 | 0 | 0 | 0 | 0 | 0 | 0 | 0 | 0 | 0 | 0 | 0 | 0 | 0 | 0 | 0 | 0 | 0 | 0 | 0 | 0 | 0 | 0 | 0 | 0 | 0 | 0 | 0 | 0 | 0 | 0 | 0 | 0
Commercial_Restaurant_Existing_Food Preparation_Natural Gas_Food Prep Other_E6_Codes & Standards Forecast | Commercial | Restaurant | Existing | Food Preparation | Natural Gas | Food Prep Other | E6 |  | Codes & Standards Forecast | 0 | 0 | 0 | 0 | 0 | 0 | 0 | 0 | 0 | 0 | 0 | 0 | 0 | 0 | 0 | 0 | 0 | 0 | 0 | 0 | 0 | 0 | 0 | 0 | 0 | 0 | 0 | 0 | 0 | 0 | 0 | 0 | 0 | 0 | 0 | 0 | 0 | 0 | 0 | 0 | 0 | 0 | 0 | 0 | 0 | 0 | 0 | 0 | 0 | 0 | 0
Commercial_Restaurant_Existing_Food Preparation_Natural Gas_Food Prep Other_E7_Codes & Standards Forecast | Commercial | Restaurant | Existing | Food Preparation | Natural Gas | Food Prep Other | E7 |  | Codes & Standards Forecast | 0 | 0 | 0 | 0 | 0 | 0 | 0 | 0 | 0 | 0 | 0 | 0 | 0 | 0 | 0 | 0 | 0 | 0 | 0 | 0 | 0 | 0 | 0 | 0 | 0 | 0 | 0 | 0 | 0 | 0 | 0 | 0 | 0 | 0 | 0 | 0 | 0 | 0 | 0 | 0 | 0 | 0 | 0 | 0 | 0 | 0 | 0 | 0 | 0 | 0 | 0
Commercial_Restaurant_Existing_Food Preparation_Natural Gas_Food Prep Other_E8_Codes & Standards Forecast | Commercial | Restaurant | Existing | Food Preparation | Natural Gas | Food Prep Other | E8 |  | Codes & Standards Forecast | 0 | 0 | 0 | 0 | 0 | 0 | 0 | 0 | 0 | 0 | 0 | 0 | 0 | 0 | 0 | 0 | 0 | 0 | 0 | 0 | 0 | 0 | 0 | 0 | 0 | 0 | 0 | 0 | 0 | 0 | 0 | 0 | 0 | 0 | 0 | 0 | 0 | 0 | 0 | 0 | 0 | 0 | 0 | 0 | 0 | 0 | 0 | 0 | 0 | 0 | 0
Commercial_Restaurant_Existing_Food Preparation_Natural Gas_Food Prep Other_E9_Codes & Standards Forecast | Commercial | Restaurant | Existing | Food Preparation | Natural Gas | Food Prep Other | E9 |  | Codes & Standards Forecast | 0 | 0 | 0 | 0 | 0 | 0 | 0 | 0 | 0 | 0 | 0 | 0 | 0 | 0 | 0 | 0 | 0 | 0 | 0 | 0 | 0 | 0 | 0 | 0 | 0 | 0 | 0 | 0 | 0 | 0 | 0 | 0 | 0 | 0 | 0 | 0 | 0 | 0 | 0 | 0 | 0 | 0 | 0 | 0 | 0 | 0 | 0 | 0 | 0 | 0 | 0
Commercial_Restaurant_Existing_Food Preparation_Natural Gas_Food Prep Other_E10_Codes & Standards Forecast | Commercial | Restaurant | Existing | Food Preparation | Natural Gas | Food Prep Other | E10 |  | Codes & Standards Forecast | 0 | 0 | 0 | 0 | 0 | 0 | 0 | 0 | 0 | 0 | 0 | 0 | 0 | 0 | 0 | 0 | 0 | 0 | 0 | 0 | 0 | 0 | 0 | 0 | 0 | 0 | 0 | 0 | 0 | 0 | 0 | 0 | 0 | 0 | 0 | 0 | 0 | 0 | 0 | 0 | 0 | 0 | 0 | 0 | 0 | 0 | 0 | 0 | 0 | 0 | 0
Commercial_Restaurant_Existing_Food Preparation_Natural Gas_Food Prep Other_Vintage_Codes & Standards Forecast | Commercial | Restaurant | Existing | Food Preparation | Natural Gas | Food Prep Other | Vintage |  | Codes & Standards Forecast | 2863.2945 | 2734.7776 | 2573.4163 | 2383.9418 | 2188.81 | 1971.062 | 1741.2374 | 1501.85 | 1254.7913 | 1001.7543 | 799.7322 | 638.4505 | 509.7013 | 406.9231 | 324.8715 | 259.3657 | 207.067 | 165.3169 | 131.9911 | 105.389 | 84.1504 | 67.1914 | 53.6492 | 42.8354 | 34.2005 | 27.3058 | 21.8007 | 17.4054 | 13.896 | 11.0941 | 8.857 | 7.071 | 5.6568 | 0 | 0 | 0 | 0 | 0 | 0 | 0 | 0 | 0 | 0 | 0 | 0 | 0 | 0 | 0 | 0 | 0 | 0
Commercial_Restaurant_Existing_Miscellaneous_Natural Gas_Pool Heater_E1_Codes & Standards Forecast | Commercial | Restaurant | Existing | Miscellaneous | Natural Gas | Pool Heater | E1 |  | Codes & Standards Forecast | 0 | 0 | 0 | 0 | 0 | 0 | 0 | 0 | 0 | 0 | 0 | 0 | 0 | 0 | 0 | 0 | 0 | 0 | 0 | 0 | 0 | 0 | 0 | 0 | 0 | 0 | 0 | 0 | 0 | 0 | 0 | 0 | 0 | 0 | 0 | 0 | 0 | 0 | 0 | 0 | 0 | 0 | 0 | 0 | 0 | 0 | 0 | 0 | 0 | 0 | 0
Commercial_Restaurant_Existing_Miscellaneous_Natural Gas_Pool Heater_E2_Codes & Standards Forecast | Commercial | Restaurant | Existing | Miscellaneous | Natural Gas | Pool Heater | E2 |  | Codes & Standards Forecast | 0 | 0 | 0 | 0 | 0 | 0 | 0 | 0 | 0 | 0 | 0 | 0 | 0 | 0 | 0 | 0 | 0 | 0 | 0 | 0 | 0 | 0 | 0 | 0 | 0 | 0 | 0 | 0 | 0 | 0 | 0 | 0 | 0 | 0 | 0 | 0 | 0 | 0 | 0 | 0 | 0 | 0 | 0 | 0 | 0 | 0 | 0 | 0 | 0 | 0 | 0
Commercial_Restaurant_Existing_Miscellaneous_Natural Gas_Pool Heater_E3_Codes & Standards Forecast | Commercial | Restaurant | Existing | Miscellaneous | Natural Gas | Pool Heater | E3 |  | Codes & Standards Forecast | 0 | 0 | 0 | 0 | 0 | 0 | 0 | 0 | 0 | 0 | 0 | 0 | 0 | 0 | 0 | 0 | 0 | 0 | 0 | 0 | 0 | 0 | 0 | 0 | 0 | 0 | 0 | 0 | 0 | 0 | 0 | 0 | 0 | 0 | 0 | 0 | 0 | 0 | 0 | 0 | 0 | 0 | 0 | 0 | 0 | 0 | 0 | 0 | 0 | 0 | 0
Commercial_Restaurant_Existing_Miscellaneous_Natural Gas_Pool Heater_E4_Codes & Standards Forecast | Commercial | Restaurant | Existing | Miscellaneous | Natural Gas | Pool Heater | E4 |  | Codes & Standards Forecast | 0 | 0 | 0 | 0 | 0 | 0 | 0 | 0 | 0 | 0 | 0 | 0 | 0 | 0 | 0 | 0 | 0 | 0 | 0 | 0 | 0 | 0 | 0 | 0 | 0 | 0 | 0 | 0 | 0 | 0 | 0 | 0 | 0 | 0 | 0 | 0 | 0 | 0 | 0 | 0 | 0 | 0 | 0 | 0 | 0 | 0 | 0 | 0 | 0 | 0 | 0
Commercial_Restaurant_Existing_Miscellaneous_Natural Gas_Pool Heater_E5_Codes & Standards Forecast | Commercial | Restaurant | Existing | Miscellaneous | Natural Gas | Pool Heater | E5 |  | Codes & Standards Forecast | 0 | 0 | 0 | 0 | 0 | 0 | 0 | 0 | 0 | 0 | 0 | 0 | 0 | 0 | 0 | 0 | 0 | 0 | 0 | 0 | 0 | 0 | 0 | 0 | 0 | 0 | 0 | 0 | 0 | 0 | 0 | 0 | 0 | 0 | 0 | 0 | 0 | 0 | 0 | 0 | 0 | 0 | 0 | 0 | 0 | 0 | 0 | 0 | 0 | 0 | 0
Commercial_Restaurant_Existing_Miscellaneous_Natural Gas_Pool Heater_E6_Codes & Standards Forecast | Commercial | Restaurant | Existing | Miscellaneous | Natural Gas | Pool Heater | E6 |  | Codes & Standards Forecast | 0 | 0 | 0 | 0 | 0 | 0 | 0 | 0 | 0 | 0 | 0 | 0 | 0 | 0 | 0 | 0 | 0 | 0 | 0 | 0 | 0 | 0 | 0 | 0 | 0 | 0 | 0 | 0 | 0 | 0 | 0 | 0 | 0 | 0 | 0 | 0 | 0 | 0 | 0 | 0 | 0 | 0 | 0 | 0 | 0 | 0 | 0 | 0 | 0 | 0 | 0
Commercial_Restaurant_Existing_Miscellaneous_Natural Gas_Pool Heater_E7_Codes & Standards Forecast | Commercial | Restaurant | Existing | Miscellaneous | Natural Gas | Pool Heater | E7 |  | Codes & Standards Forecast | 0 | 0 | 0 | 0 | 0 | 0 | 0 | 0 | 0 | 0 | 0 | 0 | 0 | 0 | 0 | 0 | 0 | 0 | 0 | 0 | 0 | 0 | 0 | 0 | 0 | 0 | 0 | 0 | 0 | 0 | 0 | 0 | 0 | 0 | 0 | 0 | 0 | 0 | 0 | 0 | 0 | 0 | 0 | 0 | 0 | 0 | 0 | 0 | 0 | 0 | 0
Commercial_Restaurant_Existing_Miscellaneous_Natural Gas_Pool Heater_E8_Codes & Standards Forecast | Commercial | Restaurant | Existing | Miscellaneous | Natural Gas | Pool Heater | E8 |  | Codes & Standards Forecast | 0 | 0 | 0 | 0 | 0 | 0 | 0 | 0 | 0 | 0 | 0 | 0 | 0 | 0 | 0 | 0 | 0 | 0 | 0 | 0 | 0 | 0 | 0 | 0 | 0 | 0 | 0 | 0 | 0 | 0 | 0 | 0 | 0 | 0 | 0 | 0 | 0 | 0 | 0 | 0 | 0 | 0 | 0 | 0 | 0 | 0 | 0 | 0 | 0 | 0 | 0
Commercial_Restaurant_Existing_Miscellaneous_Natural Gas_Pool Heater_E9_Codes & Standards Forecast | Commercial | Restaurant | Existing | Miscellaneous | Natural Gas | Pool Heater | E9 |  | Codes & Standards Forecast | 0 | 0 | 0 | 0 | 0 | 0 | 0 | 0 | 0 | 0 | 0 | 0 | 0 | 0 | 0 | 0 | 0 | 0 | 0 | 0 | 0 | 0 | 0 | 0 | 0 | 0 | 0 | 0 | 0 | 0 | 0 | 0 | 0 | 0 | 0 | 0 | 0 | 0 | 0 | 0 | 0 | 0 | 0 | 0 | 0 | 0 | 0 | 0 | 0 | 0 | 0
Commercial_Restaurant_Existing_Miscellaneous_Natural Gas_Pool Heater_E10_Codes & Standards Forecast | Commercial | Restaurant | Existing | Miscellaneous | Natural Gas | Pool Heater | E10 |  | Codes & Standards Forecast | 0 | 0 | 0 | 0 | 0 | 0 | 0 | 0 | 0 | 0 | 0 | 0 | 0 | 0 | 0 | 0 | 0 | 0 | 0 | 0 | 0 | 0 | 0 | 0 | 0 | 0 | 0 | 0 | 0 | 0 | 0 | 0 | 0 | 0 | 0 | 0 | 0 | 0 | 0 | 0 | 0 | 0 | 0 | 0 | 0 | 0 | 0 | 0 | 0 | 0 | 0
Commercial_Restaurant_Existing_Miscellaneous_Natural Gas_Pool Heater_Vintage_Codes & Standards Forecast | Commercial | Restaurant | Existing | Miscellaneous | Natural Gas | Pool Heater | Vintage |  | Codes & Standards Forecast | 0 | 0 | 0 | 0 | 0 | 0 | 0 | 0 | 0 | 0 | 0 | 0 | 0 | 0 | 0 | 0 | 0 | 0 | 0 | 0 | 0 | 0 | 0 | 0 | 0 | 0 | 0 | 0 | 0 | 0 | 0 | 0 | 0 | 0 | 0 | 0 | 0 | 0 | 0 | 0 | 0 | 0 | 0 | 0 | 0 | 0 | 0 | 0 | 0 | 0 | 0
Commercial_Restaurant_Existing_Miscellaneous_Natural Gas_Miscellaneous_E1_Codes & Standards Forecast | Commercial | Restaurant | Existing | Miscellaneous | Natural Gas | Miscellaneous | E1 |  | Codes & Standards Forecast | 0 | 77065.8836 | 167947.7189 | 270054.7069 | 379239.5244 | 453799.9887 | 517348.9042 | 571514.6159 | 617607.8515 | 656772.0945 | 689995.7013 | 718145.1629 | 741965.8781 | 762090.8243 | 779048.0572 | 793295.6119 | 805218.4123 | 815172.7225 | 823470.163 | 830362.2738 | 836035.8439 | 840642.7931 | 844327.9834 | 847220.1082 | 849429.907 | 851059.3363 | 852192.6683 | 852904.0663 | 853252.4209 | 853290.5141 | 853058.4463 | 852597.8121 | 865446.232 | 0 | 0 | 0 | 0 | 0 | 0 | 0 | 0 | 0 | 0 | 0 | 0 | 0 | 0 | 0 | 0 | 0 | 0
Commercial_Restaurant_Existing_Miscellaneous_Natural Gas_Miscellaneous_E2_Codes & Standards Forecast | Commercial | Restaurant | Existing | Miscellaneous | Natural Gas | Miscellaneous | E2 |  | Codes & Standards Forecast | 0 | 0 | 0 | 0 | 0 | 0 | 0 | 0 | 0 | 0 | 0 | 0 | 0 | 0 | 0 | 0 | 0 | 0 | 0 | 0 | 0 | 0 | 0 | 0 | 0 | 0 | 0 | 0 | 0 | 0 | 0 | 0 | 0 | 0 | 0 | 0 | 0 | 0 | 0 | 0 | 0 | 0 | 0 | 0 | 0 | 0 | 0 | 0 | 0 | 0 | 0
Commercial_Restaurant_Existing_Miscellaneous_Natural Gas_Miscellaneous_E3_Codes & Standards Forecast | Commercial | Restaurant | Existing | Miscellaneous | Natural Gas | Miscellaneous | E3 |  | Codes & Standards Forecast | 0 | 0 | 0 | 0 | 0 | 0 | 0 | 0 | 0 | 0 | 0 | 0 | 0 | 0 | 0 | 0 | 0 | 0 | 0 | 0 | 0 | 0 | 0 | 0 | 0 | 0 | 0 | 0 | 0 | 0 | 0 | 0 | 0 | 0 | 0 | 0 | 0 | 0 | 0 | 0 | 0 | 0 | 0 | 0 | 0 | 0 | 0 | 0 | 0 | 0 | 0
Commercial_Restaurant_Existing_Miscellaneous_Natural Gas_Miscellaneous_E4_Codes & Standards Forecast | Commercial | Restaurant | Existing | Miscellaneous | Natural Gas | Miscellaneous | E4 |  | Codes & Standards Forecast | 0 | 0 | 0 | 0 | 0 | 0 | 0 | 0 | 0 | 0 | 0 | 0 | 0 | 0 | 0 | 0 | 0 | 0 | 0 | 0 | 0 | 0 | 0 | 0 | 0 | 0 | 0 | 0 | 0 | 0 | 0 | 0 | 0 | 0 | 0 | 0 | 0 | 0 | 0 | 0 | 0 | 0 | 0 | 0 | 0 | 0 | 0 | 0 | 0 | 0 | 0
Commercial_Restaurant_Existing_Miscellaneous_Natural Gas_Miscellaneous_E5_Codes & Standards Forecast | Commercial | Restaurant | Existing | Miscellaneous | Natural Gas | Miscellaneous | E5 |  | Codes & Standards Forecast | 0 | 0 | 0 | 0 | 0 | 0 | 0 | 0 | 0 | 0 | 0 | 0 | 0 | 0 | 0 | 0 | 0 | 0 | 0 | 0 | 0 | 0 | 0 | 0 | 0 | 0 | 0 | 0 | 0 | 0 | 0 | 0 | 0 | 0 | 0 | 0 | 0 | 0 | 0 | 0 | 0 | 0 | 0 | 0 | 0 | 0 | 0 | 0 | 0 | 0 | 0
Commercial_Restaurant_Existing_Miscellaneous_Natural Gas_Miscellaneous_E6_Codes & Standards Forecast | Commercial | Restaurant | Existing | Miscellaneous | Natural Gas | Miscellaneous | E6 |  | Codes & Standards Forecast | 0 | 0 | 0 | 0 | 0 | 0 | 0 | 0 | 0 | 0 | 0 | 0 | 0 | 0 | 0 | 0 | 0 | 0 | 0 | 0 | 0 | 0 | 0 | 0 | 0 | 0 | 0 | 0 | 0 | 0 | 0 | 0 | 0 | 0 | 0 | 0 | 0 | 0 | 0 | 0 | 0 | 0 | 0 | 0 | 0 | 0 | 0 | 0 | 0 | 0 | 0
Commercial_Restaurant_Existing_Miscellaneous_Natural Gas_Miscellaneous_E7_Codes & Standards Forecast | Commercial | Restaurant | Existing | Miscellaneous | Natural Gas | Miscellaneous | E7 |  | Codes & Standards Forecast | 0 | 0 | 0 | 0 | 0 | 0 | 0 | 0 | 0 | 0 | 0 | 0 | 0 | 0 | 0 | 0 | 0 | 0 | 0 | 0 | 0 | 0 | 0 | 0 | 0 | 0 | 0 | 0 | 0 | 0 | 0 | 0 | 0 | 0 | 0 | 0 | 0 | 0 | 0 | 0 | 0 | 0 | 0 | 0 | 0 | 0 | 0 | 0 | 0 | 0 | 0
Commercial_Restaurant_Existing_Miscellaneous_Natural Gas_Miscellaneous_E8_Codes & Standards Forecast | Commercial | Restaurant | Existing | Miscellaneous | Natural Gas | Miscellaneous | E8 |  | Codes & Standards Forecast | 0 | 0 | 0 | 0 | 0 | 0 | 0 | 0 | 0 | 0 | 0 | 0 | 0 | 0 | 0 | 0 | 0 | 0 | 0 | 0 | 0 | 0 | 0 | 0 | 0 | 0 | 0 | 0 | 0 | 0 | 0 | 0 | 0 | 0 | 0 | 0 | 0 | 0 | 0 | 0 | 0 | 0 | 0 | 0 | 0 | 0 | 0 | 0 | 0 | 0 | 0
Commercial_Restaurant_Existing_Miscellaneous_Natural Gas_Miscellaneous_E9_Codes & Standards Forecast | Commercial | Restaurant | Existing | Miscellaneous | Natural Gas | Miscellaneous | E9 |  | Codes & Standards Forecast | 0 | 0 | 0 | 0 | 0 | 0 | 0 | 0 | 0 | 0 | 0 | 0 | 0 | 0 | 0 | 0 | 0 | 0 | 0 | 0 | 0 | 0 | 0 | 0 | 0 | 0 | 0 | 0 | 0 | 0 | 0 | 0 | 0 | 0 | 0 | 0 | 0 | 0 | 0 | 0 | 0 | 0 | 0 | 0 | 0 | 0 | 0 | 0 | 0 | 0 | 0
Commercial_Restaurant_Existing_Miscellaneous_Natural Gas_Miscellaneous_E10_Codes & Standards Forecast | Commercial | Restaurant | Existing | Miscellaneous | Natural Gas | Miscellaneous | E10 |  | Codes & Standards Forecast | 0 | 0 | 0 | 0 | 0 | 0 | 0 | 0 | 0 | 0 | 0 | 0 | 0 | 0 | 0 | 0 | 0 | 0 | 0 | 0 | 0 | 0 | 0 | 0 | 0 | 0 | 0 | 0 | 0 | 0 | 0 | 0 | 0 | 0 | 0 | 0 | 0 | 0 | 0 | 0 | 0 | 0 | 0 | 0 | 0 | 0 | 0 | 0 | 0 | 0 | 0
Commercial_Restaurant_Existing_Miscellaneous_Natural Gas_Miscellaneous_Vintage_Codes & Standards Forecast | Commercial | Restaurant | Existing | Miscellaneous | Natural Gas | Miscellaneous | Vintage |  | Codes & Standards Forecast | 903699.796 | 822036.0918 | 726556.436 | 618896.9674 | 530483.1149 | 453477.843 | 387770.6436 | 331660.9898 | 283689.7257 | 242659.0828 | 207559.7342 | 177537.0426 | 151859.0623 | 129897.4414 | 111112.5274 | 95044.5389 | 81299.6499 | 69543.803 | 59490.6827 | 50893.5466 | 43539.8731 | 37248.4187 | 31865.4719 | 27259.8473 | 23319.3399 | 19948.1144 | 17064.0152 | 14596.7542 | 12486.0867 | 10680.5102 | 9135.8971 | 7814.5847 | 6698.2154 | 0 | 0 | 0 | 0 | 0 | 0 | 0 | 0 | 0 | 0 | 0 | 0 | 0 | 0 | 0 | 0 | 0 | 0
Commercial_Restaurant_New_Space Heating_Natural Gas_Furnace_E1_Codes & Standards Forecast | Commercial | Restaurant | New | Space Heating | Natural Gas | Furnace | E1 |  | Codes & Standards Forecast | 0 | 0 | 0 | 0 | 0 | 0 | 0 | 0 | 0 | 0 | 0 | 0 | 0 | 0 | 0 | 0 | 0 | 0 | 0 | 0 | 0 | 0 | 0 | 0 | 0 | 0 | 0 | 0 | 0 | 0 | 0 | 0 | 0 | 0 | 0 | 0 | 0 | 0 | 0 | 0 | 0 | 0 | 0 | 0 | 0 | 0 | 0 | 0 | 0 | 0 | 0
Commercial_Restaurant_New_Space Heating_Natural Gas_Furnace_E2_Codes & Standards Forecast | Commercial | Restaurant | New | Space Heating | Natural Gas | Furnace | E2 |  | Codes & Standards Forecast | 0 | 0 | 0 | 0 | 0 | 0 | 0 | 0 | 0 | 0 | 0 | 0 | 0 | 0 | 0 | 0 | 0 | 0 | 0 | 0 | 0 | 0 | 0 | 0 | 0 | 0 | 0 | 0 | 0 | 0 | 0 | 0 | 0 | 0 | 0 | 0 | 0 | 0 | 0 | 0 | 0 | 0 | 0 | 0 | 0 | 0 | 0 | 0 | 0 | 0 | 0
Commercial_Restaurant_New_Space Heating_Natural Gas_Furnace_E3_Codes & Standards Forecast | Commercial | Restaurant | New | Space Heating | Natural Gas | Furnace | E3 |  | Codes & Standards Forecast | 0 | 0 | 0 | 0 | 0 | 0 | 0 | 0 | 0 | 0 | 0 | 0 | 0 | 0 | 0 | 0 | 0 | 0 | 0 | 0 | 0 | 0 | 0 | 0 | 0 | 0 | 0 | 0 | 0 | 0 | 0 | 0 | 0 | 0 | 0 | 0 | 0 | 0 | 0 | 0 | 0 | 0 | 0 | 0 | 0 | 0 | 0 | 0 | 0 | 0 | 0
Commercial_Restaurant_New_Space Heating_Natural Gas_Furnace_E4_Codes & Standards Forecast | Commercial | Restaurant | New | Space Heating | Natural Gas | Furnace | E4 |  | Codes & Standards Forecast | 0 | 0 | 0 | 0 | 0 | 0 | 0 | 0 | 0 | 0 | 0 | 0 | 0 | 0 | 0 | 0 | 0 | 0 | 0 | 0 | 0 | 0 | 0 | 0 | 0 | 0 | 0 | 0 | 0 | 0 | 0 | 0 | 0 | 0 | 0 | 0 | 0 | 0 | 0 | 0 | 0 | 0 | 0 | 0 | 0 | 0 | 0 | 0 | 0 | 0 | 0
Commercial_Restaurant_New_Space Heating_Natural Gas_Furnace_E5_Codes & Standards Forecast | Commercial | Restaurant | New | Space Heating | Natural Gas | Furnace | E5 |  | Codes & Standards Forecast | 0 | 0 | 0 | 0 | 0 | 0 | 0 | 0 | 0 | 0 | 0 | 0 | 0 | 0 | 0 | 0 | 0 | 0 | 0 | 0 | 0 | 0 | 0 | 0 | 0 | 0 | 0 | 0 | 0 | 0 | 0 | 0 | 0 | 0 | 0 | 0 | 0 | 0 | 0 | 0 | 0 | 0 | 0 | 0 | 0 | 0 | 0 | 0 | 0 | 0 | 0
Commercial_Restaurant_New_Space Heating_Natural Gas_Furnace_E6_Codes & Standards Forecast | Commercial | Restaurant | New | Space Heating | Natural Gas | Furnace | E6 |  | Codes & Standards Forecast | 0 | 0 | 0 | 0 | 0 | 0 | 0 | 0 | 0 | 0 | 0 | 0 | 0 | 0 | 0 | 0 | 0 | 0 | 0 | 0 | 0 | 0 | 0 | 0 | 0 | 0 | 0 | 0 | 0 | 0 | 0 | 0 | 0 | 0 | 0 | 0 | 0 | 0 | 0 | 0 | 0 | 0 | 0 | 0 | 0 | 0 | 0 | 0 | 0 | 0 | 0
Commercial_Restaurant_New_Space Heating_Natural Gas_Furnace_E7_Codes & Standards Forecast | Commercial | Restaurant | New | Space Heating | Natural Gas | Furnace | E7 |  | Codes & Standards Forecast | 0 | 0 | 0 | 0 | 0 | 0 | 0 | 0 | 0 | 0 | 0 | 0 | 0 | 0 | 0 | 0 | 0 | 0 | 0 | 0 | 0 | 0 | 0 | 0 | 0 | 0 | 0 | 0 | 0 | 0 | 0 | 0 | 0 | 0 | 0 | 0 | 0 | 0 | 0 | 0 | 0 | 0 | 0 | 0 | 0 | 0 | 0 | 0 | 0 | 0 | 0
Commercial_Restaurant_New_Space Heating_Natural Gas_Furnace_E8_Codes & Standards Forecast | Commercial | Restaurant | New | Space Heating | Natural Gas | Furnace | E8 |  | Codes & Standards Forecast | 0 | 0 | 0 | 0 | 0 | 0 | 0 | 0 | 0 | 0 | 0 | 0 | 0 | 0 | 0 | 0 | 0 | 0 | 0 | 0 | 0 | 0 | 0 | 0 | 0 | 0 | 0 | 0 | 0 | 0 | 0 | 0 | 0 | 0 | 0 | 0 | 0 | 0 | 0 | 0 | 0 | 0 | 0 | 0 | 0 | 0 | 0 | 0 | 0 | 0 | 0
Commercial_Restaurant_New_Space Heating_Natural Gas_Furnace_E9_Codes & Standards Forecast | Commercial | Restaurant | New | Space Heating | Natural Gas | Furnace | E9 |  | Codes & Standards Forecast | 0 | 0 | 0 | 0 | 0 | 0 | 0 | 0 | 0 | 0 | 0 | 0 | 0 | 0 | 0 | 0 | 0 | 0 | 0 | 0 | 0 | 0 | 0 | 0 | 0 | 0 | 0 | 0 | 0 | 0 | 0 | 0 | 0 | 0 | 0 | 0 | 0 | 0 | 0 | 0 | 0 | 0 | 0 | 0 | 0 | 0 | 0 | 0 | 0 | 0 | 0
Commercial_Restaurant_New_Space Heating_Natural Gas_Furnace_E10_Codes & Standards Forecast | Commercial | Restaurant | New | Space Heating | Natural Gas | Furnace | E10 |  | Codes & Standards Forecast | 0 | 0 | 0 | 0 | 0 | 0 | 0 | 0 | 0 | 0 | 0 | 0 | 0 | 0 | 0 | 0 | 0 | 0 | 0 | 0 | 0 | 0 | 0 | 0 | 0 | 0 | 0 | 0 | 0 | 0 | 0 | 0 | 0 | 0 | 0 | 0 | 0 | 0 | 0 | 0 | 0 | 0 | 0 | 0 | 0 | 0 | 0 | 0 | 0 | 0 | 0
Commercial_Restaurant_New_Space Heating_Natural Gas_Furnace_Vintage_Codes & Standards Forecast | Commercial | Restaurant | New | Space Heating | Natural Gas | Furnace | Vintage |  | Codes & Standards Forecast | 0 | 0 | 0 | 0 | 0 | 0 | 0 | 0 | 0 | 0 | 0 | 0 | 0 | 0 | 0 | 0 | 0 | 0 | 0 | 0 | 0 | 0 | 0 | 0 | 0 | 0 | 0 | 0 | 0 | 0 | 0 | 0 | 0 | 0 | 0 | 0 | 0 | 0 | 0 | 0 | 0 | 0 | 0 | 0 | 0 | 0 | 0 | 0 | 0 | 0 | 0
Commercial_Restaurant_New_Space Heating_Natural Gas_Boiler_E1_Codes & Standards Forecast | Commercial | Restaurant | New | Space Heating | Natural Gas | Boiler | E1 |  | Codes & Standards Forecast | 0 | 0 | 0 | 0 | 0 | 0 | 0 | 0 | 0 | 0 | 0 | 0 | 0 | 0 | 0 | 0 | 0 | 0 | 0 | 0 | 0 | 0 | 0 | 0 | 0 | 0 | 0 | 0 | 0 | 0 | 0 | 0 | 0 | 0 | 0 | 0 | 0 | 0 | 0 | 0 | 0 | 0 | 0 | 0 | 0 | 0 | 0 | 0 | 0 | 0 | 0
Commercial_Restaurant_New_Space Heating_Natural Gas_Boiler_E2_Codes & Standards Forecast | Commercial | Restaurant | New | Space Heating | Natural Gas | Boiler | E2 |  | Codes & Standards Forecast | 0 | 0 | 0 | 0 | 0 | 0 | 0 | 0 | 0 | 0 | 0 | 0 | 0 | 0 | 0 | 0 | 0 | 0 | 0 | 0 | 0 | 0 | 0 | 0 | 0 | 0 | 0 | 0 | 0 | 0 | 0 | 0 | 0 | 0 | 0 | 0 | 0 | 0 | 0 | 0 | 0 | 0 | 0 | 0 | 0 | 0 | 0 | 0 | 0 | 0 | 0
Commercial_Restaurant_New_Space Heating_Natural Gas_Boiler_E3_Codes & Standards Forecast | Commercial | Restaurant | New | Space Heating | Natural Gas | Boiler | E3 |  | Codes & Standards Forecast | 0 | 0 | 0 | 0 | 0 | 0 | 0 | 0 | 0 | 0 | 0 | 0 | 0 | 0 | 0 | 0 | 0 | 0 | 0 | 0 | 0 | 0 | 0 | 0 | 0 | 0 | 0 | 0 | 0 | 0 | 0 | 0 | 0 | 0 | 0 | 0 | 0 | 0 | 0 | 0 | 0 | 0 | 0 | 0 | 0 | 0 | 0 | 0 | 0 | 0 | 0
Commercial_Restaurant_New_Space Heating_Natural Gas_Boiler_E4_Codes & Standards Forecast | Commercial | Restaurant | New | Space Heating | Natural Gas | Boiler | E4 |  | Codes & Standards Forecast | 0 | 0 | 0 | 0 | 0 | 0 | 0 | 0 | 0 | 0 | 0 | 0 | 0 | 0 | 0 | 0 | 0 | 0 | 0 | 0 | 0 | 0 | 0 | 0 | 0 | 0 | 0 | 0 | 0 | 0 | 0 | 0 | 0 | 0 | 0 | 0 | 0 | 0 | 0 | 0 | 0 | 0 | 0 | 0 | 0 | 0 | 0 | 0 | 0 | 0 | 0
Commercial_Restaurant_New_Space Heating_Natural Gas_Boiler_E5_Codes & Standards Forecast | Commercial | Restaurant | New | Space Heating | Natural Gas | Boiler | E5 |  | Codes & Standards Forecast | 0 | 0 | 0 | 0 | 0 | 0 | 0 | 0 | 0 | 0 | 0 | 0 | 0 | 0 | 0 | 0 | 0 | 0 | 0 | 0 | 0 | 0 | 0 | 0 | 0 | 0 | 0 | 0 | 0 | 0 | 0 | 0 | 0 | 0 | 0 | 0 | 0 | 0 | 0 | 0 | 0 | 0 | 0 | 0 | 0 | 0 | 0 | 0 | 0 | 0 | 0
Commercial_Restaurant_New_Space Heating_Natural Gas_Boiler_E6_Codes & Standards Forecast | Commercial | Restaurant | New | Space Heating | Natural Gas | Boiler | E6 |  | Codes & Standards Forecast | 0 | 0 | 0 | 0 | 0 | 0 | 0 | 0 | 0 | 0 | 0 | 0 | 0 | 0 | 0 | 0 | 0 | 0 | 0 | 0 | 0 | 0 | 0 | 0 | 0 | 0 | 0 | 0 | 0 | 0 | 0 | 0 | 0 | 0 | 0 | 0 | 0 | 0 | 0 | 0 | 0 | 0 | 0 | 0 | 0 | 0 | 0 | 0 | 0 | 0 | 0
Commercial_Restaurant_New_Space Heating_Natural Gas_Boiler_E7_Codes & Standards Forecast | Commercial | Restaurant | New | Space Heating | Natural Gas | Boiler | E7 |  | Codes & Standards Forecast | 0 | 0 | 0 | 0 | 0 | 0 | 0 | 0 | 0 | 0 | 0 | 0 | 0 | 0 | 0 | 0 | 0 | 0 | 0 | 0 | 0 | 0 | 0 | 0 | 0 | 0 | 0 | 0 | 0 | 0 | 0 | 0 | 0 | 0 | 0 | 0 | 0 | 0 | 0 | 0 | 0 | 0 | 0 | 0 | 0 | 0 | 0 | 0 | 0 | 0 | 0
Commercial_Restaurant_New_Space Heating_Natural Gas_Boiler_E8_Codes & Standards Forecast | Commercial | Restaurant | New | Space Heating | Natural Gas | Boiler | E8 |  | Codes & Standards Forecast | 0 | 0 | 0 | 0 | 0 | 0 | 0 | 0 | 0 | 0 | 0 | 0 | 0 | 0 | 0 | 0 | 0 | 0 | 0 | 0 | 0 | 0 | 0 | 0 | 0 | 0 | 0 | 0 | 0 | 0 | 0 | 0 | 0 | 0 | 0 | 0 | 0 | 0 | 0 | 0 | 0 | 0 | 0 | 0 | 0 | 0 | 0 | 0 | 0 | 0 | 0
Commercial_Restaurant_New_Space Heating_Natural Gas_Boiler_E9_Codes & Standards Forecast | Commercial | Restaurant | New | Space Heating | Natural Gas | Boiler | E9 |  | Codes & Standards Forecast | 0 | 0 | 0 | 0 | 0 | 0 | 0 | 0 | 0 | 0 | 0 | 0 | 0 | 0 | 0 | 0 | 0 | 0 | 0 | 0 | 0 | 0 | 0 | 0 | 0 | 0 | 0 | 0 | 0 | 0 | 0 | 0 | 0 | 0 | 0 | 0 | 0 | 0 | 0 | 0 | 0 | 0 | 0 | 0 | 0 | 0 | 0 | 0 | 0 | 0 | 0
Commercial_Restaurant_New_Space Heating_Natural Gas_Boiler_E10_Codes & Standards Forecast | Commercial | Restaurant | New | Space Heating | Natural Gas | Boiler | E10 |  | Codes & Standards Forecast | 0 | 0 | 0 | 0 | 0 | 0 | 0 | 0 | 0 | 0 | 0 | 0 | 0 | 0 | 0 | 0 | 0 | 0 | 0 | 0 | 0 | 0 | 0 | 0 | 0 | 0 | 0 | 0 | 0 | 0 | 0 | 0 | 0 | 0 | 0 | 0 | 0 | 0 | 0 | 0 | 0 | 0 | 0 | 0 | 0 | 0 | 0 | 0 | 0 | 0 | 0
Commercial_Restaurant_New_Space Heating_Natural Gas_Boiler_Vintage_Codes & Standards Forecast | Commercial | Restaurant | New | Space Heating | Natural Gas | Boiler | Vintage |  | Codes & Standards Forecast | 0 | 0 | 0 | 0 | 0 | 0 | 0 | 0 | 0 | 0 | 0 | 0 | 0 | 0 | 0 | 0 | 0 | 0 | 0 | 0 | 0 | 0 | 0 | 0 | 0 | 0 | 0 | 0 | 0 | 0 | 0 | 0 | 0 | 0 | 0 | 0 | 0 | 0 | 0 | 0 | 0 | 0 | 0 | 0 | 0 | 0 | 0 | 0 | 0 | 0 | 0
Commercial_Restaurant_New_Space Heating_Natural Gas_Unit Heater_E1_Codes & Standards Forecast | Commercial | Restaurant | New | Space Heating | Natural Gas | Unit Heater | E1 |  | Codes & Standards Forecast | 0 | 12.8124 | 74.6114 | 114.1052 | 161.326 | 161.326 | 161.326 | 161.326 | 161.326 | 161.326 | 161.326 | 159.4957 | 149.0984 | 134.5445 | 115.3238 | 98.849 | 84.7277 | 72.6237 | 58.5159 | 32.1509 | 16.0511 | 0 | 0 | 0 | 0 | 0 | 0 | 0 | 0 | 0 | 0 | 0 | 0 | 0 | 0 | 0 | 0 | 0 | 0 | 0 | 0 | 0 | 0 | 0 | 0 | 0 | 0 | 0 | 0 | 0 | 0
Commercial_Restaurant_New_Space Heating_Natural Gas_Unit Heater_E2_Codes & Standards Forecast | Commercial | Restaurant | New | Space Heating | Natural Gas | Unit Heater | E2 |  | Codes & Standards Forecast | 0 | 0 | 0 | 0 | 0 | 48.6653 | 97.5752 | 139.9066 | 181.6447 | 224.3598 | 267.7701 | 312.681 | 365.4851 | 421.8677 | 482.9776 | 541.2149 | 597.3407 | 650.4692 | 703.9721 | 768.461 | 822.7035 | 877.6697 | 917.0919 | 956.9312 | 997.1985 | 1037.5793 | 1078.1179 | 1118.6839 | 1159.4287 | 1200.2624 | 1241.4 | 1282.5674 | 1300.0557 | 0 | 0 | 0 | 0 | 0 | 0 | 0 | 0 | 0 | 0 | 0 | 0 | 0 | 0 | 0 | 0 | 0 | 0
Commercial_Restaurant_New_Space Heating_Natural Gas_Unit Heater_E3_Codes & Standards Forecast | Commercial | Restaurant | New | Space Heating | Natural Gas | Unit Heater | E3 |  | Codes & Standards Forecast | 0 | 0 | 0 | 0 | 0 | 0 | 0 | 0 | 0 | 0 | 0 | 0 | 0 | 0 | 0 | 0 | 0 | 0 | 0 | 0 | 0 | 0 | 0 | 0 | 0 | 0 | 0 | 0 | 0 | 0 | 0 | 0 | 0 | 0 | 0 | 0 | 0 | 0 | 0 | 0 | 0 | 0 | 0 | 0 | 0 | 0 | 0 | 0 | 0 | 0 | 0
Commercial_Restaurant_New_Space Heating_Natural Gas_Unit Heater_E4_Codes & Standards Forecast | Commercial | Restaurant | New | Space Heating | Natural Gas | Unit Heater | E4 |  | Codes & Standards Forecast | 0 | 0 | 0 | 0 | 0 | 0 | 0 | 0 | 0 | 0 | 0 | 0 | 0 | 0 | 0 | 0 | 0 | 0 | 0 | 0 | 0 | 0 | 0 | 0 | 0 | 0 | 0 | 0 | 0 | 0 | 0 | 0 | 0 | 0 | 0 | 0 | 0 | 0 | 0 | 0 | 0 | 0 | 0 | 0 | 0 | 0 | 0 | 0 | 0 | 0 | 0
Commercial_Restaurant_New_Space Heating_Natural Gas_Unit Heater_E5_Codes & Standards Forecast | Commercial | Restaurant | New | Space Heating | Natural Gas | Unit Heater | E5 |  | Codes & Standards Forecast | 0 | 0 | 0 | 0 | 0 | 0 | 0 | 0 | 0 | 0 | 0 | 0 | 0 | 0 | 0 | 0 | 0 | 0 | 0 | 0 | 0 | 0 | 0 | 0 | 0 | 0 | 0 | 0 | 0 | 0 | 0 | 0 | 0 | 0 | 0 | 0 | 0 | 0 | 0 | 0 | 0 | 0 | 0 | 0 | 0 | 0 | 0 | 0 | 0 | 0 | 0
Commercial_Restaurant_New_Space Heating_Natural Gas_Unit Heater_E6_Codes & Standards Forecast | Commercial | Restaurant | New | Space Heating | Natural Gas | Unit Heater | E6 |  | Codes & Standards Forecast | 0 | 0 | 0 | 0 | 0 | 0 | 0 | 0 | 0 | 0 | 0 | 0 | 0 | 0 | 0 | 0 | 0 | 0 | 0 | 0 | 0 | 0 | 0 | 0 | 0 | 0 | 0 | 0 | 0 | 0 | 0 | 0 | 0 | 0 | 0 | 0 | 0 | 0 | 0 | 0 | 0 | 0 | 0 | 0 | 0 | 0 | 0 | 0 | 0 | 0 | 0
Commercial_Restaurant_New_Space Heating_Natural Gas_Unit Heater_E7_Codes & Standards Forecast | Commercial | Restaurant | New | Space Heating | Natural Gas | Unit Heater | E7 |  | Codes & Standards Forecast | 0 | 0 | 0 | 0 | 0 | 0 | 0 | 0 | 0 | 0 | 0 | 0 | 0 | 0 | 0 | 0 | 0 | 0 | 0 | 0 | 0 | 0 | 0 | 0 | 0 | 0 | 0 | 0 | 0 | 0 | 0 | 0 | 0 | 0 | 0 | 0 | 0 | 0 | 0 | 0 | 0 | 0 | 0 | 0 | 0 | 0 | 0 | 0 | 0 | 0 | 0
Commercial_Restaurant_New_Space Heating_Natural Gas_Unit Heater_E8_Codes & Standards Forecast | Commercial | Restaurant | New | Space Heating | Natural Gas | Unit Heater | E8 |  | Codes & Standards Forecast | 0 | 0 | 0 | 0 | 0 | 0 | 0 | 0 | 0 | 0 | 0 | 0 | 0 | 0 | 0 | 0 | 0 | 0 | 0 | 0 | 0 | 0 | 0 | 0 | 0 | 0 | 0 | 0 | 0 | 0 | 0 | 0 | 0 | 0 | 0 | 0 | 0 | 0 | 0 | 0 | 0 | 0 | 0 | 0 | 0 | 0 | 0 | 0 | 0 | 0 | 0
Commercial_Restaurant_New_Space Heating_Natural Gas_Unit Heater_E9_Codes & Standards Forecast | Commercial | Restaurant | New | Space Heating | Natural Gas | Unit Heater | E9 |  | Codes & Standards Forecast | 0 | 0 | 0 | 0 | 0 | 0 | 0 | 0 | 0 | 0 | 0 | 0 | 0 | 0 | 0 | 0 | 0 | 0 | 0 | 0 | 0 | 0 | 0 | 0 | 0 | 0 | 0 | 0 | 0 | 0 | 0 | 0 | 0 | 0 | 0 | 0 | 0 | 0 | 0 | 0 | 0 | 0 | 0 | 0 | 0 | 0 | 0 | 0 | 0 | 0 | 0
Commercial_Restaurant_New_Space Heating_Natural Gas_Unit Heater_E10_Codes & Standards Forecast | Commercial | Restaurant | New | Space Heating | Natural Gas | Unit Heater | E10 |  | Codes & Standards Forecast | 0 | 0 | 0 | 0 | 0 | 0 | 0 | 0 | 0 | 0 | 0 | 0 | 0 | 0 | 0 | 0 | 0 | 0 | 0 | 0 | 0 | 0 | 0 | 0 | 0 | 0 | 0 | 0 | 0 | 0 | 0 | 0 | 0 | 0 | 0 | 0 | 0 | 0 | 0 | 0 | 0 | 0 | 0 | 0 | 0 | 0 | 0 | 0 | 0 | 0 | 0
Commercial_Restaurant_New_Space Heating_Natural Gas_Unit Heater_Vintage_Codes & Standards Forecast | Commercial | Restaurant | New | Space Heating | Natural Gas | Unit Heater | Vintage |  | Codes & Standards Forecast | 0 | 0 | 0 | 0 | 0 | 0 | 0 | 0 | 0 | 0 | 0 | 0 | 0 | 0 | 0 | 0 | 0 | 0 | 0 | 0 | 0 | 0 | 0 | 0 | 0 | 0 | 0 | 0 | 0 | 0 | 0 | 0 | 0 | 0 | 0 | 0 | 0 | 0 | 0 | 0 | 0 | 0 | 0 | 0 | 0 | 0 | 0 | 0 | 0 | 0 | 0
Commercial_Restaurant_New_Water Heating_Natural Gas_Water Heater_E1_Codes & Standards Forecast | Commercial | Restaurant | New | Water Heating | Natural Gas | Water Heater | E1 |  | Codes & Standards Forecast | 0 | 905.9339 | 5275.5895 | 8068.1055 | 11406.9734 | 14847.9822 | 18306.2826 | 21299.4305 | 24250.6309 | 27270.9087 | 30340.3496 | 33386.4724 | 36384.9509 | 39342.5583 | 42304.441 | 45257.3659 | 48227.4036 | 51128.1515 | 53913.6804 | 56609.3334 | 59306.3107 | 62057.8984 | 64845.3465 | 67662.2877 | 70509.492 | 73364.7183 | 76231.1066 | 79099.4256 | 81980.398 | 84867.6505 | 87776.3845 | 90687.2329 | 91923.7878 | 0 | 0 | 0 | 0 | 0 | 0 | 0 | 0 | 0 | 0 | 0 | 0 | 0 | 0 | 0 | 0 | 0 | 0
Commercial_Restaurant_New_Water Heating_Natural Gas_Water Heater_E2_Codes & Standards Forecast | Commercial | Restaurant | New | Water Heating | Natural Gas | Water Heater | E2 |  | Codes & Standards Forecast | 0 | 0 | 0 | 0 | 0 | 0 | 0 | 0 | 0 | 0 | 0 | 0 | 0 | 0 | 0 | 0 | 0 | 0 | 0 | 0 | 0 | 0 | 0 | 0 | 0 | 0 | 0 | 0 | 0 | 0 | 0 | 0 | 0 | 0 | 0 | 0 | 0 | 0 | 0 | 0 | 0 | 0 | 0 | 0 | 0 | 0 | 0 | 0 | 0 | 0 | 0
Commercial_Restaurant_New_Water Heating_Natural Gas_Water Heater_E3_Codes & Standards Forecast | Commercial | Restaurant | New | Water Heating | Natural Gas | Water Heater | E3 |  | Codes & Standards Forecast | 0 | 0 | 0 | 0 | 0 | 0 | 0 | 0 | 0 | 0 | 0 | 0 | 0 | 0 | 0 | 0 | 0 | 0 | 0 | 0 | 0 | 0 | 0 | 0 | 0 | 0 | 0 | 0 | 0 | 0 | 0 | 0 | 0 | 0 | 0 | 0 | 0 | 0 | 0 | 0 | 0 | 0 | 0 | 0 | 0 | 0 | 0 | 0 | 0 | 0 | 0
Commercial_Restaurant_New_Water Heating_Natural Gas_Water Heater_E4_Codes & Standards Forecast | Commercial | Restaurant | New | Water Heating | Natural Gas | Water Heater | E4 |  | Codes & Standards Forecast | 0 | 0 | 0 | 0 | 0 | 0 | 0 | 0 | 0 | 0 | 0 | 0 | 0 | 0 | 0 | 0 | 0 | 0 | 0 | 0 | 0 | 0 | 0 | 0 | 0 | 0 | 0 | 0 | 0 | 0 | 0 | 0 | 0 | 0 | 0 | 0 | 0 | 0 | 0 | 0 | 0 | 0 | 0 | 0 | 0 | 0 | 0 | 0 | 0 | 0 | 0
Commercial_Restaurant_New_Water Heating_Natural Gas_Water Heater_E5_Codes & Standards Forecast | Commercial | Restaurant | New | Water Heating | Natural Gas | Water Heater | E5 |  | Codes & Standards Forecast | 0 | 0 | 0 | 0 | 0 | 0 | 0 | 0 | 0 | 0 | 0 | 0 | 0 | 0 | 0 | 0 | 0 | 0 | 0 | 0 | 0 | 0 | 0 | 0 | 0 | 0 | 0 | 0 | 0 | 0 | 0 | 0 | 0 | 0 | 0 | 0 | 0 | 0 | 0 | 0 | 0 | 0 | 0 | 0 | 0 | 0 | 0 | 0 | 0 | 0 | 0
Commercial_Restaurant_New_Water Heating_Natural Gas_Water Heater_E6_Codes & Standards Forecast | Commercial | Restaurant | New | Water Heating | Natural Gas | Water Heater | E6 |  | Codes & Standards Forecast | 0 | 0 | 0 | 0 | 0 | 0 | 0 | 0 | 0 | 0 | 0 | 0 | 0 | 0 | 0 | 0 | 0 | 0 | 0 | 0 | 0 | 0 | 0 | 0 | 0 | 0 | 0 | 0 | 0 | 0 | 0 | 0 | 0 | 0 | 0 | 0 | 0 | 0 | 0 | 0 | 0 | 0 | 0 | 0 | 0 | 0 | 0 | 0 | 0 | 0 | 0
Commercial_Restaurant_New_Water Heating_Natural Gas_Water Heater_E7_Codes & Standards Forecast | Commercial | Restaurant | New | Water Heating | Natural Gas | Water Heater | E7 |  | Codes & Standards Forecast | 0 | 0 | 0 | 0 | 0 | 0 | 0 | 0 | 0 | 0 | 0 | 0 | 0 | 0 | 0 | 0 | 0 | 0 | 0 | 0 | 0 | 0 | 0 | 0 | 0 | 0 | 0 | 0 | 0 | 0 | 0 | 0 | 0 | 0 | 0 | 0 | 0 | 0 | 0 | 0 | 0 | 0 | 0 | 0 | 0 | 0 | 0 | 0 | 0 | 0 | 0
Commercial_Restaurant_New_Water Heating_Natural Gas_Water Heater_E8_Codes & Standards Forecast | Commercial | Restaurant | New | Water Heating | Natural Gas | Water Heater | E8 |  | Codes & Standards Forecast | 0 | 0 | 0 | 0 | 0 | 0 | 0 | 0 | 0 | 0 | 0 | 0 | 0 | 0 | 0 | 0 | 0 | 0 | 0 | 0 | 0 | 0 | 0 | 0 | 0 | 0 | 0 | 0 | 0 | 0 | 0 | 0 | 0 | 0 | 0 | 0 | 0 | 0 | 0 | 0 | 0 | 0 | 0 | 0 | 0 | 0 | 0 | 0 | 0 | 0 | 0
Commercial_Restaurant_New_Water Heating_Natural Gas_Water Heater_E9_Codes & Standards Forecast | Commercial | Restaurant | New | Water Heating | Natural Gas | Water Heater | E9 |  | Codes & Standards Forecast | 0 | 0 | 0 | 0 | 0 | 0 | 0 | 0 | 0 | 0 | 0 | 0 | 0 | 0 | 0 | 0 | 0 | 0 | 0 | 0 | 0 | 0 | 0 | 0 | 0 | 0 | 0 | 0 | 0 | 0 | 0 | 0 | 0 | 0 | 0 | 0 | 0 | 0 | 0 | 0 | 0 | 0 | 0 | 0 | 0 | 0 | 0 | 0 | 0 | 0 | 0
Commercial_Restaurant_New_Water Heating_Natural Gas_Water Heater_E10_Codes & Standards Forecast | Commercial | Restaurant | New | Water Heating | Natural Gas | Water Heater | E10 |  | Codes & Standards Forecast | 0 | 0 | 0 | 0 | 0 | 0 | 0 | 0 | 0 | 0 | 0 | 0 | 0 | 0 | 0 | 0 | 0 | 0 | 0 | 0 | 0 | 0 | 0 | 0 | 0 | 0 | 0 | 0 | 0 | 0 | 0 | 0 | 0 | 0 | 0 | 0 | 0 | 0 | 0 | 0 | 0 | 0 | 0 | 0 | 0 | 0 | 0 | 0 | 0 | 0 | 0
Commercial_Restaurant_New_Water Heating_Natural Gas_Water Heater_Vintage_Codes & Standards Forecast | Commercial | Restaurant | New | Water Heating | Natural Gas | Water Heater | Vintage |  | Codes & Standards Forecast | 0 | 0 | 0 | 0 | 0 | 0 | 0 | 0 | 0 | 0 | 0 | 0 | 0 | 0 | 0 | 0 | 0 | 0 | 0 | 0 | 0 | 0 | 0 | 0 | 0 | 0 | 0 | 0 | 0 | 0 | 0 | 0 | 0 | 0 | 0 | 0 | 0 | 0 | 0 | 0 | 0 | 0 | 0 | 0 | 0 | 0 | 0 | 0 | 0 | 0 | 0
Commercial_Restaurant_New_Food Preparation_Natural Gas_Oven_E1_Codes & Standards Forecast | Commercial | Restaurant | New | Food Preparation | Natural Gas | Oven | E1 |  | Codes & Standards Forecast | 0 | 233.1367 | 1357.6415 | 2076.2788 | 2935.5165 | 3821.0396 | 4711.0126 | 5481.2813 | 6240.7551 | 7018.0056 | 7807.9079 | 8591.8094 | 9363.45 | 10124.5726 | 10886.7954 | 11646.713 | 12411.0345 | 13157.5247 | 13874.3639 | 14568.0741 | 15262.1251 | 15970.2298 | 16687.563 | 17412.486 | 18145.197 | 18879.9724 | 19617.6204 | 20355.7651 | 21097.1662 | 21840.1834 | 22588.7287 | 23337.8182 | 23656.0382 | 0 | 0 | 0 | 0 | 0 | 0 | 0 | 0 | 0 | 0 | 0 | 0 | 0 | 0 | 0 | 0 | 0 | 0
Commercial_Restaurant_New_Food Preparation_Natural Gas_Oven_E2_Codes & Standards Forecast | Commercial | Restaurant | New | Food Preparation | Natural Gas | Oven | E2 |  | Codes & Standards Forecast | 0 | 0 | 0 | 0 | 0 | 0 | 0 | 0 | 0 | 0 | 0 | 0 | 0 | 0 | 0 | 0 | 0 | 0 | 0 | 0 | 0 | 0 | 0 | 0 | 0 | 0 | 0 | 0 | 0 | 0 | 0 | 0 | 0 | 0 | 0 | 0 | 0 | 0 | 0 | 0 | 0 | 0 | 0 | 0 | 0 | 0 | 0 | 0 | 0 | 0 | 0
Commercial_Restaurant_New_Food Preparation_Natural Gas_Oven_E3_Codes & Standards Forecast | Commercial | Restaurant | New | Food Preparation | Natural Gas | Oven | E3 |  | Codes & Standards Forecast | 0 | 0 | 0 | 0 | 0 | 0 | 0 | 0 | 0 | 0 | 0 | 0 | 0 | 0 | 0 | 0 | 0 | 0 | 0 | 0 | 0 | 0 | 0 | 0 | 0 | 0 | 0 | 0 | 0 | 0 | 0 | 0 | 0 | 0 | 0 | 0 | 0 | 0 | 0 | 0 | 0 | 0 | 0 | 0 | 0 | 0 | 0 | 0 | 0 | 0 | 0
Commercial_Restaurant_New_Food Preparation_Natural Gas_Oven_E4_Codes & Standards Forecast | Commercial | Restaurant | New | Food Preparation | Natural Gas | Oven | E4 |  | Codes & Standards Forecast | 0 | 0 | 0 | 0 | 0 | 0 | 0 | 0 | 0 | 0 | 0 | 0 | 0 | 0 | 0 | 0 | 0 | 0 | 0 | 0 | 0 | 0 | 0 | 0 | 0 | 0 | 0 | 0 | 0 | 0 | 0 | 0 | 0 | 0 | 0 | 0 | 0 | 0 | 0 | 0 | 0 | 0 | 0 | 0 | 0 | 0 | 0 | 0 | 0 | 0 | 0
Commercial_Restaurant_New_Food Preparation_Natural Gas_Oven_E5_Codes & Standards Forecast | Commercial | Restaurant | New | Food Preparation | Natural Gas | Oven | E5 |  | Codes & Standards Forecast | 0 | 0 | 0 | 0 | 0 | 0 | 0 | 0 | 0 | 0 | 0 | 0 | 0 | 0 | 0 | 0 | 0 | 0 | 0 | 0 | 0 | 0 | 0 | 0 | 0 | 0 | 0 | 0 | 0 | 0 | 0 | 0 | 0 | 0 | 0 | 0 | 0 | 0 | 0 | 0 | 0 | 0 | 0 | 0 | 0 | 0 | 0 | 0 | 0 | 0 | 0
Commercial_Restaurant_New_Food Preparation_Natural Gas_Oven_E6_Codes & Standards Forecast | Commercial | Restaurant | New | Food Preparation | Natural Gas | Oven | E6 |  | Codes & Standards Forecast | 0 | 0 | 0 | 0 | 0 | 0 | 0 | 0 | 0 | 0 | 0 | 0 | 0 | 0 | 0 | 0 | 0 | 0 | 0 | 0 | 0 | 0 | 0 | 0 | 0 | 0 | 0 | 0 | 0 | 0 | 0 | 0 | 0 | 0 | 0 | 0 | 0 | 0 | 0 | 0 | 0 | 0 | 0 | 0 | 0 | 0 | 0 | 0 | 0 | 0 | 0
Commercial_Restaurant_New_Food Preparation_Natural Gas_Oven_E7_Codes & Standards Forecast | Commercial | Restaurant | New | Food Preparation | Natural Gas | Oven | E7 |  | Codes & Standards Forecast | 0 | 0 | 0 | 0 | 0 | 0 | 0 | 0 | 0 | 0 | 0 | 0 | 0 | 0 | 0 | 0 | 0 | 0 | 0 | 0 | 0 | 0 | 0 | 0 | 0 | 0 | 0 | 0 | 0 | 0 | 0 | 0 | 0 | 0 | 0 | 0 | 0 | 0 | 0 | 0 | 0 | 0 | 0 | 0 | 0 | 0 | 0 | 0 | 0 | 0 | 0
Commercial_Restaurant_New_Food Preparation_Natural Gas_Oven_E8_Codes & Standards Forecast | Commercial | Restaurant | New | Food Preparation | Natural Gas | Oven | E8 |  | Codes & Standards Forecast | 0 | 0 | 0 | 0 | 0 | 0 | 0 | 0 | 0 | 0 | 0 | 0 | 0 | 0 | 0 | 0 | 0 | 0 | 0 | 0 | 0 | 0 | 0 | 0 | 0 | 0 | 0 | 0 | 0 | 0 | 0 | 0 | 0 | 0 | 0 | 0 | 0 | 0 | 0 | 0 | 0 | 0 | 0 | 0 | 0 | 0 | 0 | 0 | 0 | 0 | 0
Commercial_Restaurant_New_Food Preparation_Natural Gas_Oven_E9_Codes & Standards Forecast | Commercial | Restaurant | New | Food Preparation | Natural Gas | Oven | E9 |  | Codes & Standards Forecast | 0 | 0 | 0 | 0 | 0 | 0 | 0 | 0 | 0 | 0 | 0 | 0 | 0 | 0 | 0 | 0 | 0 | 0 | 0 | 0 | 0 | 0 | 0 | 0 | 0 | 0 | 0 | 0 | 0 | 0 | 0 | 0 | 0 | 0 | 0 | 0 | 0 | 0 | 0 | 0 | 0 | 0 | 0 | 0 | 0 | 0 | 0 | 0 | 0 | 0 | 0
Commercial_Restaurant_New_Food Preparation_Natural Gas_Oven_E10_Codes & Standards Forecast | Commercial | Restaurant | New | Food Preparation | Natural Gas | Oven | E10 |  | Codes & Standards Forecast | 0 | 0 | 0 | 0 | 0 | 0 | 0 | 0 | 0 | 0 | 0 | 0 | 0 | 0 | 0 | 0 | 0 | 0 | 0 | 0 | 0 | 0 | 0 | 0 | 0 | 0 | 0 | 0 | 0 | 0 | 0 | 0 | 0 | 0 | 0 | 0 | 0 | 0 | 0 | 0 | 0 | 0 | 0 | 0 | 0 | 0 | 0 | 0 | 0 | 0 | 0
Commercial_Restaurant_New_Food Preparation_Natural Gas_Oven_Vintage_Codes & Standards Forecast | Commercial | Restaurant | New | Food Preparation | Natural Gas | Oven | Vintage |  | Codes & Standards Forecast | 0 | 0 | 0 | 0 | 0 | 0 | 0 | 0 | 0 | 0 | 0 | 0 | 0 | 0 | 0 | 0 | 0 | 0 | 0 | 0 | 0 | 0 | 0 | 0 | 0 | 0 | 0 | 0 | 0 | 0 | 0 | 0 | 0 | 0 | 0 | 0 | 0 | 0 | 0 | 0 | 0 | 0 | 0 | 0 | 0 | 0 | 0 | 0 | 0 | 0 | 0
Commercial_Restaurant_New_Food Preparation_Natural Gas_Conveyor Oven_E1_Codes & Standards Forecast | Commercial | Restaurant | New | Food Preparation | Natural Gas | Conveyor Oven | E1 |  | Codes & Standards Forecast | 0 | 116.5683 | 678.8207 | 1038.1394 | 1467.7583 | 1910.5198 | 2355.5063 | 2740.6407 | 3120.3776 | 3509.0028 | 3903.954 | 4295.9047 | 4681.725 | 5062.2863 | 5443.3977 | 5823.3565 | 6205.5173 | 6578.7623 | 6937.1819 | 7284.0371 | 7631.0626 | 7985.1149 | 8343.7815 | 8706.243 | 9072.5985 | 9439.9862 | 9808.8102 | 10177.8826 | 10548.5831 | 10920.0917 | 11294.3644 | 11668.9091 | 11828.0191 | 0 | 0 | 0 | 0 | 0 | 0 | 0 | 0 | 0 | 0 | 0 | 0 | 0 | 0 | 0 | 0 | 0 | 0
Commercial_Restaurant_New_Food Preparation_Natural Gas_Conveyor Oven_E2_Codes & Standards Forecast | Commercial | Restaurant | New | Food Preparation | Natural Gas | Conveyor Oven | E2 |  | Codes & Standards Forecast | 0 | 0 | 0 | 0 | 0 | 0 | 0 | 0 | 0 | 0 | 0 | 0 | 0 | 0 | 0 | 0 | 0 | 0 | 0 | 0 | 0 | 0 | 0 | 0 | 0 | 0 | 0 | 0 | 0 | 0 | 0 | 0 | 0 | 0 | 0 | 0 | 0 | 0 | 0 | 0 | 0 | 0 | 0 | 0 | 0 | 0 | 0 | 0 | 0 | 0 | 0
Commercial_Restaurant_New_Food Preparation_Natural Gas_Conveyor Oven_E3_Codes & Standards Forecast | Commercial | Restaurant | New | Food Preparation | Natural Gas | Conveyor Oven | E3 |  | Codes & Standards Forecast | 0 | 0 | 0 | 0 | 0 | 0 | 0 | 0 | 0 | 0 | 0 | 0 | 0 | 0 | 0 | 0 | 0 | 0 | 0 | 0 | 0 | 0 | 0 | 0 | 0 | 0 | 0 | 0 | 0 | 0 | 0 | 0 | 0 | 0 | 0 | 0 | 0 | 0 | 0 | 0 | 0 | 0 | 0 | 0 | 0 | 0 | 0 | 0 | 0 | 0 | 0
Commercial_Restaurant_New_Food Preparation_Natural Gas_Conveyor Oven_E4_Codes & Standards Forecast | Commercial | Restaurant | New | Food Preparation | Natural Gas | Conveyor Oven | E4 |  | Codes & Standards Forecast | 0 | 0 | 0 | 0 | 0 | 0 | 0 | 0 | 0 | 0 | 0 | 0 | 0 | 0 | 0 | 0 | 0 | 0 | 0 | 0 | 0 | 0 | 0 | 0 | 0 | 0 | 0 | 0 | 0 | 0 | 0 | 0 | 0 | 0 | 0 | 0 | 0 | 0 | 0 | 0 | 0 | 0 | 0 | 0 | 0 | 0 | 0 | 0 | 0 | 0 | 0
Commercial_Restaurant_New_Food Preparation_Natural Gas_Conveyor Oven_E5_Codes & Standards Forecast | Commercial | Restaurant | New | Food Preparation | Natural Gas | Conveyor Oven | E5 |  | Codes & Standards Forecast | 0 | 0 | 0 | 0 | 0 | 0 | 0 | 0 | 0 | 0 | 0 | 0 | 0 | 0 | 0 | 0 | 0 | 0 | 0 | 0 | 0 | 0 | 0 | 0 | 0 | 0 | 0 | 0 | 0 | 0 | 0 | 0 | 0 | 0 | 0 | 0 | 0 | 0 | 0 | 0 | 0 | 0 | 0 | 0 | 0 | 0 | 0 | 0 | 0 | 0 | 0
Commercial_Restaurant_New_Food Preparation_Natural Gas_Conveyor Oven_E6_Codes & Standards Forecast | Commercial | Restaurant | New | Food Preparation | Natural Gas | Conveyor Oven | E6 |  | Codes & Standards Forecast | 0 | 0 | 0 | 0 | 0 | 0 | 0 | 0 | 0 | 0 | 0 | 0 | 0 | 0 | 0 | 0 | 0 | 0 | 0 | 0 | 0 | 0 | 0 | 0 | 0 | 0 | 0 | 0 | 0 | 0 | 0 | 0 | 0 | 0 | 0 | 0 | 0 | 0 | 0 | 0 | 0 | 0 | 0 | 0 | 0 | 0 | 0 | 0 | 0 | 0 | 0
Commercial_Restaurant_New_Food Preparation_Natural Gas_Conveyor Oven_E7_Codes & Standards Forecast | Commercial | Restaurant | New | Food Preparation | Natural Gas | Conveyor Oven | E7 |  | Codes & Standards Forecast | 0 | 0 | 0 | 0 | 0 | 0 | 0 | 0 | 0 | 0 | 0 | 0 | 0 | 0 | 0 | 0 | 0 | 0 | 0 | 0 | 0 | 0 | 0 | 0 | 0 | 0 | 0 | 0 | 0 | 0 | 0 | 0 | 0 | 0 | 0 | 0 | 0 | 0 | 0 | 0 | 0 | 0 | 0 | 0 | 0 | 0 | 0 | 0 | 0 | 0 | 0
Commercial_Restaurant_New_Food Preparation_Natural Gas_Conveyor Oven_E8_Codes & Standards Forecast | Commercial | Restaurant | New | Food Preparation | Natural Gas | Conveyor Oven | E8 |  | Codes & Standards Forecast | 0 | 0 | 0 | 0 | 0 | 0 | 0 | 0 | 0 | 0 | 0 | 0 | 0 | 0 | 0 | 0 | 0 | 0 | 0 | 0 | 0 | 0 | 0 | 0 | 0 | 0 | 0 | 0 | 0 | 0 | 0 | 0 | 0 | 0 | 0 | 0 | 0 | 0 | 0 | 0 | 0 | 0 | 0 | 0 | 0 | 0 | 0 | 0 | 0 | 0 | 0
Commercial_Restaurant_New_Food Preparation_Natural Gas_Conveyor Oven_E9_Codes & Standards Forecast | Commercial | Restaurant | New | Food Preparation | Natural Gas | Conveyor Oven | E9 |  | Codes & Standards Forecast | 0 | 0 | 0 | 0 | 0 | 0 | 0 | 0 | 0 | 0 | 0 | 0 | 0 | 0 | 0 | 0 | 0 | 0 | 0 | 0 | 0 | 0 | 0 | 0 | 0 | 0 | 0 | 0 | 0 | 0 | 0 | 0 | 0 | 0 | 0 | 0 | 0 | 0 | 0 | 0 | 0 | 0 | 0 | 0 | 0 | 0 | 0 | 0 | 0 | 0 | 0
Commercial_Restaurant_New_Food Preparation_Natural Gas_Conveyor Oven_E10_Codes & Standards Forecast | Commercial | Restaurant | New | Food Preparation | Natural Gas | Conveyor Oven | E10 |  | Codes & Standards Forecast | 0 | 0 | 0 | 0 | 0 | 0 | 0 | 0 | 0 | 0 | 0 | 0 | 0 | 0 | 0 | 0 | 0 | 0 | 0 | 0 | 0 | 0 | 0 | 0 | 0 | 0 | 0 | 0 | 0 | 0 | 0 | 0 | 0 | 0 | 0 | 0 | 0 | 0 | 0 | 0 | 0 | 0 | 0 | 0 | 0 | 0 | 0 | 0 | 0 | 0 | 0
Commercial_Restaurant_New_Food Preparation_Natural Gas_Conveyor Oven_Vintage_Codes & Standards Forecast | Commercial | Restaurant | New | Food Preparation | Natural Gas | Conveyor Oven | Vintage |  | Codes & Standards Forecast | 0 | 0 | 0 | 0 | 0 | 0 | 0 | 0 | 0 | 0 | 0 | 0 | 0 | 0 | 0 | 0 | 0 | 0 | 0 | 0 | 0 | 0 | 0 | 0 | 0 | 0 | 0 | 0 | 0 | 0 | 0 | 0 | 0 | 0 | 0 | 0 | 0 | 0 | 0 | 0 | 0 | 0 | 0 | 0 | 0 | 0 | 0 | 0 | 0 | 0 | 0
Commercial_Restaurant_New_Food Preparation_Natural Gas_Double Rack Oven_E1_Codes & Standards Forecast | Commercial | Restaurant | New | Food Preparation | Natural Gas | Double Rack Oven | E1 |  | Codes & Standards Forecast | 0 | 116.5683 | 678.8207 | 1038.1394 | 1467.7583 | 1910.5198 | 2355.5063 | 2740.6407 | 3120.3776 | 3509.0028 | 3903.954 | 4295.9047 | 4681.725 | 5062.2863 | 5443.3977 | 5823.3565 | 6205.5173 | 6578.7623 | 6937.1819 | 7284.0371 | 7631.0626 | 7985.1149 | 8343.7815 | 8706.243 | 9072.5985 | 9439.9862 | 9808.8102 | 10177.8826 | 10548.5831 | 10920.0917 | 11294.3644 | 11668.9091 | 11828.0191 | 0 | 0 | 0 | 0 | 0 | 0 | 0 | 0 | 0 | 0 | 0 | 0 | 0 | 0 | 0 | 0 | 0 | 0
Commercial_Restaurant_New_Food Preparation_Natural Gas_Double Rack Oven_E2_Codes & Standards Forecast | Commercial | Restaurant | New | Food Preparation | Natural Gas | Double Rack Oven | E2 |  | Codes & Standards Forecast | 0 | 0 | 0 | 0 | 0 | 0 | 0 | 0 | 0 | 0 | 0 | 0 | 0 | 0 | 0 | 0 | 0 | 0 | 0 | 0 | 0 | 0 | 0 | 0 | 0 | 0 | 0 | 0 | 0 | 0 | 0 | 0 | 0 | 0 | 0 | 0 | 0 | 0 | 0 | 0 | 0 | 0 | 0 | 0 | 0 | 0 | 0 | 0 | 0 | 0 | 0
Commercial_Restaurant_New_Food Preparation_Natural Gas_Double Rack Oven_E3_Codes & Standards Forecast | Commercial | Restaurant | New | Food Preparation | Natural Gas | Double Rack Oven | E3 |  | Codes & Standards Forecast | 0 | 0 | 0 | 0 | 0 | 0 | 0 | 0 | 0 | 0 | 0 | 0 | 0 | 0 | 0 | 0 | 0 | 0 | 0 | 0 | 0 | 0 | 0 | 0 | 0 | 0 | 0 | 0 | 0 | 0 | 0 | 0 | 0 | 0 | 0 | 0 | 0 | 0 | 0 | 0 | 0 | 0 | 0 | 0 | 0 | 0 | 0 | 0 | 0 | 0 | 0
Commercial_Restaurant_New_Food Preparation_Natural Gas_Double Rack Oven_E4_Codes & Standards Forecast | Commercial | Restaurant | New | Food Preparation | Natural Gas | Double Rack Oven | E4 |  | Codes & Standards Forecast | 0 | 0 | 0 | 0 | 0 | 0 | 0 | 0 | 0 | 0 | 0 | 0 | 0 | 0 | 0 | 0 | 0 | 0 | 0 | 0 | 0 | 0 | 0 | 0 | 0 | 0 | 0 | 0 | 0 | 0 | 0 | 0 | 0 | 0 | 0 | 0 | 0 | 0 | 0 | 0 | 0 | 0 | 0 | 0 | 0 | 0 | 0 | 0 | 0 | 0 | 0
Commercial_Restaurant_New_Food Preparation_Natural Gas_Double Rack Oven_E5_Codes & Standards Forecast | Commercial | Restaurant | New | Food Preparation | Natural Gas | Double Rack Oven | E5 |  | Codes & Standards Forecast | 0 | 0 | 0 | 0 | 0 | 0 | 0 | 0 | 0 | 0 | 0 | 0 | 0 | 0 | 0 | 0 | 0 | 0 | 0 | 0 | 0 | 0 | 0 | 0 | 0 | 0 | 0 | 0 | 0 | 0 | 0 | 0 | 0 | 0 | 0 | 0 | 0 | 0 | 0 | 0 | 0 | 0 | 0 | 0 | 0 | 0 | 0 | 0 | 0 | 0 | 0
Commercial_Restaurant_New_Food Preparation_Natural Gas_Double Rack Oven_E6_Codes & Standards Forecast | Commercial | Restaurant | New | Food Preparation | Natural Gas | Double Rack Oven | E6 |  | Codes & Standards Forecast | 0 | 0 | 0 | 0 | 0 | 0 | 0 | 0 | 0 | 0 | 0 | 0 | 0 | 0 | 0 | 0 | 0 | 0 | 0 | 0 | 0 | 0 | 0 | 0 | 0 | 0 | 0 | 0 | 0 | 0 | 0 | 0 | 0 | 0 | 0 | 0 | 0 | 0 | 0 | 0 | 0 | 0 | 0 | 0 | 0 | 0 | 0 | 0 | 0 | 0 | 0
Commercial_Restaurant_New_Food Preparation_Natural Gas_Double Rack Oven_E7_Codes & Standards Forecast | Commercial | Restaurant | New | Food Preparation | Natural Gas | Double Rack Oven | E7 |  | Codes & Standards Forecast | 0 | 0 | 0 | 0 | 0 | 0 | 0 | 0 | 0 | 0 | 0 | 0 | 0 | 0 | 0 | 0 | 0 | 0 | 0 | 0 | 0 | 0 | 0 | 0 | 0 | 0 | 0 | 0 | 0 | 0 | 0 | 0 | 0 | 0 | 0 | 0 | 0 | 0 | 0 | 0 | 0 | 0 | 0 | 0 | 0 | 0 | 0 | 0 | 0 | 0 | 0
Commercial_Restaurant_New_Food Preparation_Natural Gas_Double Rack Oven_E8_Codes & Standards Forecast | Commercial | Restaurant | New | Food Preparation | Natural Gas | Double Rack Oven | E8 |  | Codes & Standards Forecast | 0 | 0 | 0 | 0 | 0 | 0 | 0 | 0 | 0 | 0 | 0 | 0 | 0 | 0 | 0 | 0 | 0 | 0 | 0 | 0 | 0 | 0 | 0 | 0 | 0 | 0 | 0 | 0 | 0 | 0 | 0 | 0 | 0 | 0 | 0 | 0 | 0 | 0 | 0 | 0 | 0 | 0 | 0 | 0 | 0 | 0 | 0 | 0 | 0 | 0 | 0
Commercial_Restaurant_New_Food Preparation_Natural Gas_Double Rack Oven_E9_Codes & Standards Forecast | Commercial | Restaurant | New | Food Preparation | Natural Gas | Double Rack Oven | E9 |  | Codes & Standards Forecast | 0 | 0 | 0 | 0 | 0 | 0 | 0 | 0 | 0 | 0 | 0 | 0 | 0 | 0 | 0 | 0 | 0 | 0 | 0 | 0 | 0 | 0 | 0 | 0 | 0 | 0 | 0 | 0 | 0 | 0 | 0 | 0 | 0 | 0 | 0 | 0 | 0 | 0 | 0 | 0 | 0 | 0 | 0 | 0 | 0 | 0 | 0 | 0 | 0 | 0 | 0
Commercial_Restaurant_New_Food Preparation_Natural Gas_Double Rack Oven_E10_Codes & Standards Forecast | Commercial | Restaurant | New | Food Preparation | Natural Gas | Double Rack Oven | E10 |  | Codes & Standards Forecast | 0 | 0 | 0 | 0 | 0 | 0 | 0 | 0 | 0 | 0 | 0 | 0 | 0 | 0 | 0 | 0 | 0 | 0 | 0 | 0 | 0 | 0 | 0 | 0 | 0 | 0 | 0 | 0 | 0 | 0 | 0 | 0 | 0 | 0 | 0 | 0 | 0 | 0 | 0 | 0 | 0 | 0 | 0 | 0 | 0 | 0 | 0 | 0 | 0 | 0 | 0
Commercial_Restaurant_New_Food Preparation_Natural Gas_Double Rack Oven_Vintage_Codes & Standards Forecast | Commercial | Restaurant | New | Food Preparation | Natural Gas | Double Rack Oven | Vintage |  | Codes & Standards Forecast | 0 | 0 | 0 | 0 | 0 | 0 | 0 | 0 | 0 | 0 | 0 | 0 | 0 | 0 | 0 | 0 | 0 | 0 | 0 | 0 | 0 | 0 | 0 | 0 | 0 | 0 | 0 | 0 | 0 | 0 | 0 | 0 | 0 | 0 | 0 | 0 | 0 | 0 | 0 | 0 | 0 | 0 | 0 | 0 | 0 | 0 | 0 | 0 | 0 | 0 | 0
Commercial_Restaurant_New_Food Preparation_Natural Gas_Fryer_E1_Codes & Standards Forecast | Commercial | Restaurant | New | Food Preparation | Natural Gas | Fryer | E1 |  | Codes & Standards Forecast | 0 | 3044.0613 | 17726.6997 | 17726.6997 | 17726.6997 | 17726.6997 | 17726.6997 | 17726.6997 | 17726.6997 | 17117.8874 | 13694.3099 | 10955.4479 | 8764.3584 | 7011.4867 | 4811.2069 | 0 | 0 | 0 | 0 | 0 | 0 | 0 | 0 | 0 | 0 | 0 | 0 | 0 | 0 | 0 | 0 | 0 | 0 | 0 | 0 | 0 | 0 | 0 | 0 | 0 | 0 | 0 | 0 | 0 | 0 | 0 | 0 | 0 | 0 | 0 | 0
Commercial_Restaurant_New_Food Preparation_Natural Gas_Fryer_E2_Codes & Standards Forecast | Commercial | Restaurant | New | Food Preparation | Natural Gas | Fryer | E2 |  | Codes & Standards Forecast | 0 | 0 | 0 | 9383.2342 | 20602.2855 | 32164.5439 | 43784.9046 | 53842.2894 | 63758.7251 | 74516.0823 | 88253.3994 | 101227.6492 | 113494.0351 | 125184.8707 | 137337.4799 | 152070.917 | 162050.6486 | 171797.5567 | 181157.3133 | 190215.0747 | 199277.2863 | 208522.9959 | 217889.2014 | 227354.5076 | 236921.5022 | 246515.4517 | 256146.907 | 265784.8496 | 275465.3096 | 285166.8713 | 294940.6139 | 304721.4612 | 308876.4544 | 0 | 0 | 0 | 0 | 0 | 0 | 0 | 0 | 0 | 0 | 0 | 0 | 0 | 0 | 0 | 0 | 0 | 0
Commercial_Restaurant_New_Food Preparation_Natural Gas_Fryer_E3_Codes & Standards Forecast | Commercial | Restaurant | New | Food Preparation | Natural Gas | Fryer | E3 |  | Codes & Standards Forecast | 0 | 0 | 0 | 0 | 0 | 0 | 0 | 0 | 0 | 0 | 0 | 0 | 0 | 0 | 0 | 0 | 0 | 0 | 0 | 0 | 0 | 0 | 0 | 0 | 0 | 0 | 0 | 0 | 0 | 0 | 0 | 0 | 0 | 0 | 0 | 0 | 0 | 0 | 0 | 0 | 0 | 0 | 0 | 0 | 0 | 0 | 0 | 0 | 0 | 0 | 0
Commercial_Restaurant_New_Food Preparation_Natural Gas_Fryer_E4_Codes & Standards Forecast | Commercial | Restaurant | New | Food Preparation | Natural Gas | Fryer | E4 |  | Codes & Standards Forecast | 0 | 0 | 0 | 0 | 0 | 0 | 0 | 0 | 0 | 0 | 0 | 0 | 0 | 0 | 0 | 0 | 0 | 0 | 0 | 0 | 0 | 0 | 0 | 0 | 0 | 0 | 0 | 0 | 0 | 0 | 0 | 0 | 0 | 0 | 0 | 0 | 0 | 0 | 0 | 0 | 0 | 0 | 0 | 0 | 0 | 0 | 0 | 0 | 0 | 0 | 0
Commercial_Restaurant_New_Food Preparation_Natural Gas_Fryer_E5_Codes & Standards Forecast | Commercial | Restaurant | New | Food Preparation | Natural Gas | Fryer | E5 |  | Codes & Standards Forecast | 0 | 0 | 0 | 0 | 0 | 0 | 0 | 0 | 0 | 0 | 0 | 0 | 0 | 0 | 0 | 0 | 0 | 0 | 0 | 0 | 0 | 0 | 0 | 0 | 0 | 0 | 0 | 0 | 0 | 0 | 0 | 0 | 0 | 0 | 0 | 0 | 0 | 0 | 0 | 0 | 0 | 0 | 0 | 0 | 0 | 0 | 0 | 0 | 0 | 0 | 0
Commercial_Restaurant_New_Food Preparation_Natural Gas_Fryer_E6_Codes & Standards Forecast | Commercial | Restaurant | New | Food Preparation | Natural Gas | Fryer | E6 |  | Codes & Standards Forecast | 0 | 0 | 0 | 0 | 0 | 0 | 0 | 0 | 0 | 0 | 0 | 0 | 0 | 0 | 0 | 0 | 0 | 0 | 0 | 0 | 0 | 0 | 0 | 0 | 0 | 0 | 0 | 0 | 0 | 0 | 0 | 0 | 0 | 0 | 0 | 0 | 0 | 0 | 0 | 0 | 0 | 0 | 0 | 0 | 0 | 0 | 0 | 0 | 0 | 0 | 0
Commercial_Restaurant_New_Food Preparation_Natural Gas_Fryer_E7_Codes & Standards Forecast | Commercial | Restaurant | New | Food Preparation | Natural Gas | Fryer | E7 |  | Codes & Standards Forecast | 0 | 0 | 0 | 0 | 0 | 0 | 0 | 0 | 0 | 0 | 0 | 0 | 0 | 0 | 0 | 0 | 0 | 0 | 0 | 0 | 0 | 0 | 0 | 0 | 0 | 0 | 0 | 0 | 0 | 0 | 0 | 0 | 0 | 0 | 0 | 0 | 0 | 0 | 0 | 0 | 0 | 0 | 0 | 0 | 0 | 0 | 0 | 0 | 0 | 0 | 0
Commercial_Restaurant_New_Food Preparation_Natural Gas_Fryer_E8_Codes & Standards Forecast | Commercial | Restaurant | New | Food Preparation | Natural Gas | Fryer | E8 |  | Codes & Standards Forecast | 0 | 0 | 0 | 0 | 0 | 0 | 0 | 0 | 0 | 0 | 0 | 0 | 0 | 0 | 0 | 0 | 0 | 0 | 0 | 0 | 0 | 0 | 0 | 0 | 0 | 0 | 0 | 0 | 0 | 0 | 0 | 0 | 0 | 0 | 0 | 0 | 0 | 0 | 0 | 0 | 0 | 0 | 0 | 0 | 0 | 0 | 0 | 0 | 0 | 0 | 0
Commercial_Restaurant_New_Food Preparation_Natural Gas_Fryer_E9_Codes & Standards Forecast | Commercial | Restaurant | New | Food Preparation | Natural Gas | Fryer | E9 |  | Codes & Standards Forecast | 0 | 0 | 0 | 0 | 0 | 0 | 0 | 0 | 0 | 0 | 0 | 0 | 0 | 0 | 0 | 0 | 0 | 0 | 0 | 0 | 0 | 0 | 0 | 0 | 0 | 0 | 0 | 0 | 0 | 0 | 0 | 0 | 0 | 0 | 0 | 0 | 0 | 0 | 0 | 0 | 0 | 0 | 0 | 0 | 0 | 0 | 0 | 0 | 0 | 0 | 0
Commercial_Restaurant_New_Food Preparation_Natural Gas_Fryer_E10_Codes & Standards Forecast | Commercial | Restaurant | New | Food Preparation | Natural Gas | Fryer | E10 |  | Codes & Standards Forecast | 0 | 0 | 0 | 0 | 0 | 0 | 0 | 0 | 0 | 0 | 0 | 0 | 0 | 0 | 0 | 0 | 0 | 0 | 0 | 0 | 0 | 0 | 0 | 0 | 0 | 0 | 0 | 0 | 0 | 0 | 0 | 0 | 0 | 0 | 0 | 0 | 0 | 0 | 0 | 0 | 0 | 0 | 0 | 0 | 0 | 0 | 0 | 0 | 0 | 0 | 0
Commercial_Restaurant_New_Food Preparation_Natural Gas_Fryer_Vintage_Codes & Standards Forecast | Commercial | Restaurant | New | Food Preparation | Natural Gas | Fryer | Vintage |  | Codes & Standards Forecast | 0 | 0 | 0 | 0 | 0 | 0 | 0 | 0 | 0 | 0 | 0 | 0 | 0 | 0 | 0 | 0 | 0 | 0 | 0 | 0 | 0 | 0 | 0 | 0 | 0 | 0 | 0 | 0 | 0 | 0 | 0 | 0 | 0 | 0 | 0 | 0 | 0 | 0 | 0 | 0 | 0 | 0 | 0 | 0 | 0 | 0 | 0 | 0 | 0 | 0 | 0
Commercial_Restaurant_New_Food Preparation_Natural Gas_Broiler_E1_Codes & Standards Forecast | Commercial | Restaurant | New | Food Preparation | Natural Gas | Broiler | E1 |  | Codes & Standards Forecast | 0 | 2750.3915 | 16016.5511 | 24494.5562 | 34631.2715 | 45078.0837 | 55577.3929 | 64664.5112 | 73624.2782 | 82793.7622 | 92112.504 | 101360.4529 | 110463.7547 | 119442.9731 | 128435.1711 | 137400.1735 | 146417.13 | 155223.7243 | 163680.5168 | 171864.4484 | 180052.4009 | 188406.1488 | 196868.768 | 205420.9274 | 214064.9649 | 222733.3569 | 231435.6364 | 240143.7774 | 248890.3341 | 257655.9566 | 266486.7965 | 275324.0558 | 279078.2042 | 0 | 0 | 0 | 0 | 0 | 0 | 0 | 0 | 0 | 0 | 0 | 0 | 0 | 0 | 0 | 0 | 0 | 0
Commercial_Restaurant_New_Food Preparation_Natural Gas_Broiler_E2_Codes & Standards Forecast | Commercial | Restaurant | New | Food Preparation | Natural Gas | Broiler | E2 |  | Codes & Standards Forecast | 0 | 0 | 0 | 0 | 0 | 0 | 0 | 0 | 0 | 0 | 0 | 0 | 0 | 0 | 0 | 0 | 0 | 0 | 0 | 0 | 0 | 0 | 0 | 0 | 0 | 0 | 0 | 0 | 0 | 0 | 0 | 0 | 0 | 0 | 0 | 0 | 0 | 0 | 0 | 0 | 0 | 0 | 0 | 0 | 0 | 0 | 0 | 0 | 0 | 0 | 0
Commercial_Restaurant_New_Food Preparation_Natural Gas_Broiler_E3_Codes & Standards Forecast | Commercial | Restaurant | New | Food Preparation | Natural Gas | Broiler | E3 |  | Codes & Standards Forecast | 0 | 0 | 0 | 0 | 0 | 0 | 0 | 0 | 0 | 0 | 0 | 0 | 0 | 0 | 0 | 0 | 0 | 0 | 0 | 0 | 0 | 0 | 0 | 0 | 0 | 0 | 0 | 0 | 0 | 0 | 0 | 0 | 0 | 0 | 0 | 0 | 0 | 0 | 0 | 0 | 0 | 0 | 0 | 0 | 0 | 0 | 0 | 0 | 0 | 0 | 0
Commercial_Restaurant_New_Food Preparation_Natural Gas_Broiler_E4_Codes & Standards Forecast | Commercial | Restaurant | New | Food Preparation | Natural Gas | Broiler | E4 |  | Codes & Standards Forecast | 0 | 0 | 0 | 0 | 0 | 0 | 0 | 0 | 0 | 0 | 0 | 0 | 0 | 0 | 0 | 0 | 0 | 0 | 0 | 0 | 0 | 0 | 0 | 0 | 0 | 0 | 0 | 0 | 0 | 0 | 0 | 0 | 0 | 0 | 0 | 0 | 0 | 0 | 0 | 0 | 0 | 0 | 0 | 0 | 0 | 0 | 0 | 0 | 0 | 0 | 0
Commercial_Restaurant_New_Food Preparation_Natural Gas_Broiler_E5_Codes & Standards Forecast | Commercial | Restaurant | New | Food Preparation | Natural Gas | Broiler | E5 |  | Codes & Standards Forecast | 0 | 0 | 0 | 0 | 0 | 0 | 0 | 0 | 0 | 0 | 0 | 0 | 0 | 0 | 0 | 0 | 0 | 0 | 0 | 0 | 0 | 0 | 0 | 0 | 0 | 0 | 0 | 0 | 0 | 0 | 0 | 0 | 0 | 0 | 0 | 0 | 0 | 0 | 0 | 0 | 0 | 0 | 0 | 0 | 0 | 0 | 0 | 0 | 0 | 0 | 0
Commercial_Restaurant_New_Food Preparation_Natural Gas_Broiler_E6_Codes & Standards Forecast | Commercial | Restaurant | New | Food Preparation | Natural Gas | Broiler | E6 |  | Codes & Standards Forecast | 0 | 0 | 0 | 0 | 0 | 0 | 0 | 0 | 0 | 0 | 0 | 0 | 0 | 0 | 0 | 0 | 0 | 0 | 0 | 0 | 0 | 0 | 0 | 0 | 0 | 0 | 0 | 0 | 0 | 0 | 0 | 0 | 0 | 0 | 0 | 0 | 0 | 0 | 0 | 0 | 0 | 0 | 0 | 0 | 0 | 0 | 0 | 0 | 0 | 0 | 0
Commercial_Restaurant_New_Food Preparation_Natural Gas_Broiler_E7_Codes & Standards Forecast | Commercial | Restaurant | New | Food Preparation | Natural Gas | Broiler | E7 |  | Codes & Standards Forecast | 0 | 0 | 0 | 0 | 0 | 0 | 0 | 0 | 0 | 0 | 0 | 0 | 0 | 0 | 0 | 0 | 0 | 0 | 0 | 0 | 0 | 0 | 0 | 0 | 0 | 0 | 0 | 0 | 0 | 0 | 0 | 0 | 0 | 0 | 0 | 0 | 0 | 0 | 0 | 0 | 0 | 0 | 0 | 0 | 0 | 0 | 0 | 0 | 0 | 0 | 0
Commercial_Restaurant_New_Food Preparation_Natural Gas_Broiler_E8_Codes & Standards Forecast | Commercial | Restaurant | New | Food Preparation | Natural Gas | Broiler | E8 |  | Codes & Standards Forecast | 0 | 0 | 0 | 0 | 0 | 0 | 0 | 0 | 0 | 0 | 0 | 0 | 0 | 0 | 0 | 0 | 0 | 0 | 0 | 0 | 0 | 0 | 0 | 0 | 0 | 0 | 0 | 0 | 0 | 0 | 0 | 0 | 0 | 0 | 0 | 0 | 0 | 0 | 0 | 0 | 0 | 0 | 0 | 0 | 0 | 0 | 0 | 0 | 0 | 0 | 0
Commercial_Restaurant_New_Food Preparation_Natural Gas_Broiler_E9_Codes & Standards Forecast | Commercial | Restaurant | New | Food Preparation | Natural Gas | Broiler | E9 |  | Codes & Standards Forecast | 0 | 0 | 0 | 0 | 0 | 0 | 0 | 0 | 0 | 0 | 0 | 0 | 0 | 0 | 0 | 0 | 0 | 0 | 0 | 0 | 0 | 0 | 0 | 0 | 0 | 0 | 0 | 0 | 0 | 0 | 0 | 0 | 0 | 0 | 0 | 0 | 0 | 0 | 0 | 0 | 0 | 0 | 0 | 0 | 0 | 0 | 0 | 0 | 0 | 0 | 0
Commercial_Restaurant_New_Food Preparation_Natural Gas_Broiler_E10_Codes & Standards Forecast | Commercial | Restaurant | New | Food Preparation | Natural Gas | Broiler | E10 |  | Codes & Standards Forecast | 0 | 0 | 0 | 0 | 0 | 0 | 0 | 0 | 0 | 0 | 0 | 0 | 0 | 0 | 0 | 0 | 0 | 0 | 0 | 0 | 0 | 0 | 0 | 0 | 0 | 0 | 0 | 0 | 0 | 0 | 0 | 0 | 0 | 0 | 0 | 0 | 0 | 0 | 0 | 0 | 0 | 0 | 0 | 0 | 0 | 0 | 0 | 0 | 0 | 0 | 0
Commercial_Restaurant_New_Food Preparation_Natural Gas_Broiler_Vintage_Codes & Standards Forecast | Commercial | Restaurant | New | Food Preparation | Natural Gas | Broiler | Vintage |  | Codes & Standards Forecast | 0 | 0 | 0 | 0 | 0 | 0 | 0 | 0 | 0 | 0 | 0 | 0 | 0 | 0 | 0 | 0 | 0 | 0 | 0 | 0 | 0 | 0 | 0 | 0 | 0 | 0 | 0 | 0 | 0 | 0 | 0 | 0 | 0 | 0 | 0 | 0 | 0 | 0 | 0 | 0 | 0 | 0 | 0 | 0 | 0 | 0 | 0 | 0 | 0 | 0 | 0
Commercial_Restaurant_New_Food Preparation_Natural Gas_Griddle_E1_Codes & Standards Forecast | Commercial | Restaurant | New | Food Preparation | Natural Gas | Griddle | E1 |  | Codes & Standards Forecast | 0 | 3142.4034 | 18299.382 | 18299.382 | 18299.382 | 18299.382 | 18299.382 | 18299.382 | 18299.382 | 18299.382 | 18299.382 | 18299.382 | 17670.9013 | 14136.721 | 11309.3768 | 9047.5015 | 7238.0012 | 4966.6387 | 0 | 0 | 0 | 0 | 0 | 0 | 0 | 0 | 0 | 0 | 0 | 0 | 0 | 0 | 0 | 0 | 0 | 0 | 0 | 0 | 0 | 0 | 0 | 0 | 0 | 0 | 0 | 0 | 0 | 0 | 0 | 0 | 0
Commercial_Restaurant_New_Food Preparation_Natural Gas_Griddle_E2_Codes & Standards Forecast | Commercial | Restaurant | New | Food Preparation | Natural Gas | Griddle | E2 |  | Codes & Standards Forecast | 0 | 0 | 0 | 9686.3709 | 21267.867 | 33203.6581 | 45199.4285 | 55581.7291 | 65818.5272 | 76294.9331 | 86941.8704 | 97507.9247 | 108537.1962 | 122330.3983 | 135431.5939 | 147936.2489 | 160047.888 | 172381.0441 | 187009.8176 | 196360.2009 | 205715.1781 | 215259.5815 | 224928.3734 | 234699.4677 | 244575.5355 | 254479.429 | 264422.0401 | 274371.348 | 284364.5469 | 294379.5292 | 304469.0242 | 314565.8535 | 318855.0788 | 0 | 0 | 0 | 0 | 0 | 0 | 0 | 0 | 0 | 0 | 0 | 0 | 0 | 0 | 0 | 0 | 0 | 0
Commercial_Restaurant_New_Food Preparation_Natural Gas_Griddle_E3_Codes & Standards Forecast | Commercial | Restaurant | New | Food Preparation | Natural Gas | Griddle | E3 |  | Codes & Standards Forecast | 0 | 0 | 0 | 0 | 0 | 0 | 0 | 0 | 0 | 0 | 0 | 0 | 0 | 0 | 0 | 0 | 0 | 0 | 0 | 0 | 0 | 0 | 0 | 0 | 0 | 0 | 0 | 0 | 0 | 0 | 0 | 0 | 0 | 0 | 0 | 0 | 0 | 0 | 0 | 0 | 0 | 0 | 0 | 0 | 0 | 0 | 0 | 0 | 0 | 0 | 0
Commercial_Restaurant_New_Food Preparation_Natural Gas_Griddle_E4_Codes & Standards Forecast | Commercial | Restaurant | New | Food Preparation | Natural Gas | Griddle | E4 |  | Codes & Standards Forecast | 0 | 0 | 0 | 0 | 0 | 0 | 0 | 0 | 0 | 0 | 0 | 0 | 0 | 0 | 0 | 0 | 0 | 0 | 0 | 0 | 0 | 0 | 0 | 0 | 0 | 0 | 0 | 0 | 0 | 0 | 0 | 0 | 0 | 0 | 0 | 0 | 0 | 0 | 0 | 0 | 0 | 0 | 0 | 0 | 0 | 0 | 0 | 0 | 0 | 0 | 0
Commercial_Restaurant_New_Food Preparation_Natural Gas_Griddle_E5_Codes & Standards Forecast | Commercial | Restaurant | New | Food Preparation | Natural Gas | Griddle | E5 |  | Codes & Standards Forecast | 0 | 0 | 0 | 0 | 0 | 0 | 0 | 0 | 0 | 0 | 0 | 0 | 0 | 0 | 0 | 0 | 0 | 0 | 0 | 0 | 0 | 0 | 0 | 0 | 0 | 0 | 0 | 0 | 0 | 0 | 0 | 0 | 0 | 0 | 0 | 0 | 0 | 0 | 0 | 0 | 0 | 0 | 0 | 0 | 0 | 0 | 0 | 0 | 0 | 0 | 0
Commercial_Restaurant_New_Food Preparation_Natural Gas_Griddle_E6_Codes & Standards Forecast | Commercial | Restaurant | New | Food Preparation | Natural Gas | Griddle | E6 |  | Codes & Standards Forecast | 0 | 0 | 0 | 0 | 0 | 0 | 0 | 0 | 0 | 0 | 0 | 0 | 0 | 0 | 0 | 0 | 0 | 0 | 0 | 0 | 0 | 0 | 0 | 0 | 0 | 0 | 0 | 0 | 0 | 0 | 0 | 0 | 0 | 0 | 0 | 0 | 0 | 0 | 0 | 0 | 0 | 0 | 0 | 0 | 0 | 0 | 0 | 0 | 0 | 0 | 0
Commercial_Restaurant_New_Food Preparation_Natural Gas_Griddle_E7_Codes & Standards Forecast | Commercial | Restaurant | New | Food Preparation | Natural Gas | Griddle | E7 |  | Codes & Standards Forecast | 0 | 0 | 0 | 0 | 0 | 0 | 0 | 0 | 0 | 0 | 0 | 0 | 0 | 0 | 0 | 0 | 0 | 0 | 0 | 0 | 0 | 0 | 0 | 0 | 0 | 0 | 0 | 0 | 0 | 0 | 0 | 0 | 0 | 0 | 0 | 0 | 0 | 0 | 0 | 0 | 0 | 0 | 0 | 0 | 0 | 0 | 0 | 0 | 0 | 0 | 0
Commercial_Restaurant_New_Food Preparation_Natural Gas_Griddle_E8_Codes & Standards Forecast | Commercial | Restaurant | New | Food Preparation | Natural Gas | Griddle | E8 |  | Codes & Standards Forecast | 0 | 0 | 0 | 0 | 0 | 0 | 0 | 0 | 0 | 0 | 0 | 0 | 0 | 0 | 0 | 0 | 0 | 0 | 0 | 0 | 0 | 0 | 0 | 0 | 0 | 0 | 0 | 0 | 0 | 0 | 0 | 0 | 0 | 0 | 0 | 0 | 0 | 0 | 0 | 0 | 0 | 0 | 0 | 0 | 0 | 0 | 0 | 0 | 0 | 0 | 0
Commercial_Restaurant_New_Food Preparation_Natural Gas_Griddle_E9_Codes & Standards Forecast | Commercial | Restaurant | New | Food Preparation | Natural Gas | Griddle | E9 |  | Codes & Standards Forecast | 0 | 0 | 0 | 0 | 0 | 0 | 0 | 0 | 0 | 0 | 0 | 0 | 0 | 0 | 0 | 0 | 0 | 0 | 0 | 0 | 0 | 0 | 0 | 0 | 0 | 0 | 0 | 0 | 0 | 0 | 0 | 0 | 0 | 0 | 0 | 0 | 0 | 0 | 0 | 0 | 0 | 0 | 0 | 0 | 0 | 0 | 0 | 0 | 0 | 0 | 0
Commercial_Restaurant_New_Food Preparation_Natural Gas_Griddle_E10_Codes & Standards Forecast | Commercial | Restaurant | New | Food Preparation | Natural Gas | Griddle | E10 |  | Codes & Standards Forecast | 0 | 0 | 0 | 0 | 0 | 0 | 0 | 0 | 0 | 0 | 0 | 0 | 0 | 0 | 0 | 0 | 0 | 0 | 0 | 0 | 0 | 0 | 0 | 0 | 0 | 0 | 0 | 0 | 0 | 0 | 0 | 0 | 0 | 0 | 0 | 0 | 0 | 0 | 0 | 0 | 0 | 0 | 0 | 0 | 0 | 0 | 0 | 0 | 0 | 0 | 0
Commercial_Restaurant_New_Food Preparation_Natural Gas_Griddle_Vintage_Codes & Standards Forecast | Commercial | Restaurant | New | Food Preparation | Natural Gas | Griddle | Vintage |  | Codes & Standards Forecast | 0 | 0 | 0 | 0 | 0 | 0 | 0 | 0 | 0 | 0 | 0 | 0 | 0 | 0 | 0 | 0 | 0 | 0 | 0 | 0 | 0 | 0 | 0 | 0 | 0 | 0 | 0 | 0 | 0 | 0 | 0 | 0 | 0 | 0 | 0 | 0 | 0 | 0 | 0 | 0 | 0 | 0 | 0 | 0 | 0 | 0 | 0 | 0 | 0 | 0 | 0
Commercial_Restaurant_New_Food Preparation_Natural Gas_Range_E1_Codes & Standards Forecast | Commercial | Restaurant | New | Food Preparation | Natural Gas | Range | E1 |  | Codes & Standards Forecast | 0 | 2912.8631 | 16962.6836 | 25941.5029 | 36677.016 | 47740.9442 | 58860.4704 | 68484.3846 | 77973.4245 | 87684.5699 | 97553.79 | 107348.0354 | 116989.0891 | 126498.7294 | 136022.1161 | 145516.7007 | 155066.3085 | 164393.1274 | 173349.481 | 182016.8553 | 190688.488 | 199535.71 | 208498.2345 | 217555.5885 | 226710.2481 | 235890.7009 | 245107.043 | 254329.5929 | 263592.8277 | 272876.2546 | 282228.7514 | 291588.0468 | 295563.9609 | 0 | 0 | 0 | 0 | 0 | 0 | 0 | 0 | 0 | 0 | 0 | 0 | 0 | 0 | 0 | 0 | 0 | 0
Commercial_Restaurant_New_Food Preparation_Natural Gas_Range_E2_Codes & Standards Forecast | Commercial | Restaurant | New | Food Preparation | Natural Gas | Range | E2 |  | Codes & Standards Forecast | 0 | 0 | 0 | 0 | 0 | 0 | 0 | 0 | 0 | 0 | 0 | 0 | 0 | 0 | 0 | 0 | 0 | 0 | 0 | 0 | 0 | 0 | 0 | 0 | 0 | 0 | 0 | 0 | 0 | 0 | 0 | 0 | 0 | 0 | 0 | 0 | 0 | 0 | 0 | 0 | 0 | 0 | 0 | 0 | 0 | 0 | 0 | 0 | 0 | 0 | 0
Commercial_Restaurant_New_Food Preparation_Natural Gas_Range_E3_Codes & Standards Forecast | Commercial | Restaurant | New | Food Preparation | Natural Gas | Range | E3 |  | Codes & Standards Forecast | 0 | 0 | 0 | 0 | 0 | 0 | 0 | 0 | 0 | 0 | 0 | 0 | 0 | 0 | 0 | 0 | 0 | 0 | 0 | 0 | 0 | 0 | 0 | 0 | 0 | 0 | 0 | 0 | 0 | 0 | 0 | 0 | 0 | 0 | 0 | 0 | 0 | 0 | 0 | 0 | 0 | 0 | 0 | 0 | 0 | 0 | 0 | 0 | 0 | 0 | 0
Commercial_Restaurant_New_Food Preparation_Natural Gas_Range_E4_Codes & Standards Forecast | Commercial | Restaurant | New | Food Preparation | Natural Gas | Range | E4 |  | Codes & Standards Forecast | 0 | 0 | 0 | 0 | 0 | 0 | 0 | 0 | 0 | 0 | 0 | 0 | 0 | 0 | 0 | 0 | 0 | 0 | 0 | 0 | 0 | 0 | 0 | 0 | 0 | 0 | 0 | 0 | 0 | 0 | 0 | 0 | 0 | 0 | 0 | 0 | 0 | 0 | 0 | 0 | 0 | 0 | 0 | 0 | 0 | 0 | 0 | 0 | 0 | 0 | 0
Commercial_Restaurant_New_Food Preparation_Natural Gas_Range_E5_Codes & Standards Forecast | Commercial | Restaurant | New | Food Preparation | Natural Gas | Range | E5 |  | Codes & Standards Forecast | 0 | 0 | 0 | 0 | 0 | 0 | 0 | 0 | 0 | 0 | 0 | 0 | 0 | 0 | 0 | 0 | 0 | 0 | 0 | 0 | 0 | 0 | 0 | 0 | 0 | 0 | 0 | 0 | 0 | 0 | 0 | 0 | 0 | 0 | 0 | 0 | 0 | 0 | 0 | 0 | 0 | 0 | 0 | 0 | 0 | 0 | 0 | 0 | 0 | 0 | 0
Commercial_Restaurant_New_Food Preparation_Natural Gas_Range_E6_Codes & Standards Forecast | Commercial | Restaurant | New | Food Preparation | Natural Gas | Range | E6 |  | Codes & Standards Forecast | 0 | 0 | 0 | 0 | 0 | 0 | 0 | 0 | 0 | 0 | 0 | 0 | 0 | 0 | 0 | 0 | 0 | 0 | 0 | 0 | 0 | 0 | 0 | 0 | 0 | 0 | 0 | 0 | 0 | 0 | 0 | 0 | 0 | 0 | 0 | 0 | 0 | 0 | 0 | 0 | 0 | 0 | 0 | 0 | 0 | 0 | 0 | 0 | 0 | 0 | 0
Commercial_Restaurant_New_Food Preparation_Natural Gas_Range_E7_Codes & Standards Forecast | Commercial | Restaurant | New | Food Preparation | Natural Gas | Range | E7 |  | Codes & Standards Forecast | 0 | 0 | 0 | 0 | 0 | 0 | 0 | 0 | 0 | 0 | 0 | 0 | 0 | 0 | 0 | 0 | 0 | 0 | 0 | 0 | 0 | 0 | 0 | 0 | 0 | 0 | 0 | 0 | 0 | 0 | 0 | 0 | 0 | 0 | 0 | 0 | 0 | 0 | 0 | 0 | 0 | 0 | 0 | 0 | 0 | 0 | 0 | 0 | 0 | 0 | 0
Commercial_Restaurant_New_Food Preparation_Natural Gas_Range_E8_Codes & Standards Forecast | Commercial | Restaurant | New | Food Preparation | Natural Gas | Range | E8 |  | Codes & Standards Forecast | 0 | 0 | 0 | 0 | 0 | 0 | 0 | 0 | 0 | 0 | 0 | 0 | 0 | 0 | 0 | 0 | 0 | 0 | 0 | 0 | 0 | 0 | 0 | 0 | 0 | 0 | 0 | 0 | 0 | 0 | 0 | 0 | 0 | 0 | 0 | 0 | 0 | 0 | 0 | 0 | 0 | 0 | 0 | 0 | 0 | 0 | 0 | 0 | 0 | 0 | 0
Commercial_Restaurant_New_Food Preparation_Natural Gas_Range_E9_Codes & Standards Forecast | Commercial | Restaurant | New | Food Preparation | Natural Gas | Range | E9 |  | Codes & Standards Forecast | 0 | 0 | 0 | 0 | 0 | 0 | 0 | 0 | 0 | 0 | 0 | 0 | 0 | 0 | 0 | 0 | 0 | 0 | 0 | 0 | 0 | 0 | 0 | 0 | 0 | 0 | 0 | 0 | 0 | 0 | 0 | 0 | 0 | 0 | 0 | 0 | 0 | 0 | 0 | 0 | 0 | 0 | 0 | 0 | 0 | 0 | 0 | 0 | 0 | 0 | 0
Commercial_Restaurant_New_Food Preparation_Natural Gas_Range_E10_Codes & Standards Forecast | Commercial | Restaurant | New | Food Preparation | Natural Gas | Range | E10 |  | Codes & Standards Forecast | 0 | 0 | 0 | 0 | 0 | 0 | 0 | 0 | 0 | 0 | 0 | 0 | 0 | 0 | 0 | 0 | 0 | 0 | 0 | 0 | 0 | 0 | 0 | 0 | 0 | 0 | 0 | 0 | 0 | 0 | 0 | 0 | 0 | 0 | 0 | 0 | 0 | 0 | 0 | 0 | 0 | 0 | 0 | 0 | 0 | 0 | 0 | 0 | 0 | 0 | 0
Commercial_Restaurant_New_Food Preparation_Natural Gas_Range_Vintage_Codes & Standards Forecast | Commercial | Restaurant | New | Food Preparation | Natural Gas | Range | Vintage |  | Codes & Standards Forecast | 0 | 0 | 0 | 0 | 0 | 0 | 0 | 0 | 0 | 0 | 0 | 0 | 0 | 0 | 0 | 0 | 0 | 0 | 0 | 0 | 0 | 0 | 0 | 0 | 0 | 0 | 0 | 0 | 0 | 0 | 0 | 0 | 0 | 0 | 0 | 0 | 0 | 0 | 0 | 0 | 0 | 0 | 0 | 0 | 0 | 0 | 0 | 0 | 0 | 0 | 0
Commercial_Restaurant_New_Food Preparation_Natural Gas_Steamer_E1_Codes & Standards Forecast | Commercial | Restaurant | New | Food Preparation | Natural Gas | Steamer | E1 |  | Codes & Standards Forecast | 0 | 201.4347 | 1173.0288 | 1173.0288 | 1173.0288 | 1173.0288 | 1173.0288 | 1173.0288 | 1173.0288 | 1173.0288 | 1150.6472 | 1022.7975 | 909.1533 | 808.1363 | 718.3434 | 638.5274 | 567.5799 | 504.5155 | 448.4582 | 336.5985 | 0 | 0 | 0 | 0 | 0 | 0 | 0 | 0 | 0 | 0 | 0 | 0 | 0 | 0 | 0 | 0 | 0 | 0 | 0 | 0 | 0 | 0 | 0 | 0 | 0 | 0 | 0 | 0 | 0 | 0 | 0
Commercial_Restaurant_New_Food Preparation_Natural Gas_Steamer_E2_Codes & Standards Forecast | Commercial | Restaurant | New | Food Preparation | Natural Gas | Steamer | E2 |  | Codes & Standards Forecast | 0 | 0 | 0 | 620.9167 | 1363.3149 | 2128.4242 | 2897.3783 | 3562.9056 | 4219.1058 | 4890.6654 | 5595.5381 | 6400.694 | 7181.0507 | 7939.6926 | 8688.061 | 9424.4606 | 10155.7968 | 10863.8434 | 11539.2638 | 12250.5027 | 13186.7749 | 13798.5912 | 14418.3811 | 15044.7287 | 15677.8054 | 16312.6658 | 16950.008 | 17587.7796 | 18228.3646 | 18870.346 | 19517.1038 | 20164.3318 | 20439.2801 | 0 | 0 | 0 | 0 | 0 | 0 | 0 | 0 | 0 | 0 | 0 | 0 | 0 | 0 | 0 | 0 | 0 | 0
Commercial_Restaurant_New_Food Preparation_Natural Gas_Steamer_E3_Codes & Standards Forecast | Commercial | Restaurant | New | Food Preparation | Natural Gas | Steamer | E3 |  | Codes & Standards Forecast | 0 | 0 | 0 | 0 | 0 | 0 | 0 | 0 | 0 | 0 | 0 | 0 | 0 | 0 | 0 | 0 | 0 | 0 | 0 | 0 | 0 | 0 | 0 | 0 | 0 | 0 | 0 | 0 | 0 | 0 | 0 | 0 | 0 | 0 | 0 | 0 | 0 | 0 | 0 | 0 | 0 | 0 | 0 | 0 | 0 | 0 | 0 | 0 | 0 | 0 | 0
Commercial_Restaurant_New_Food Preparation_Natural Gas_Steamer_E4_Codes & Standards Forecast | Commercial | Restaurant | New | Food Preparation | Natural Gas | Steamer | E4 |  | Codes & Standards Forecast | 0 | 0 | 0 | 0 | 0 | 0 | 0 | 0 | 0 | 0 | 0 | 0 | 0 | 0 | 0 | 0 | 0 | 0 | 0 | 0 | 0 | 0 | 0 | 0 | 0 | 0 | 0 | 0 | 0 | 0 | 0 | 0 | 0 | 0 | 0 | 0 | 0 | 0 | 0 | 0 | 0 | 0 | 0 | 0 | 0 | 0 | 0 | 0 | 0 | 0 | 0
Commercial_Restaurant_New_Food Preparation_Natural Gas_Steamer_E5_Codes & Standards Forecast | Commercial | Restaurant | New | Food Preparation | Natural Gas | Steamer | E5 |  | Codes & Standards Forecast | 0 | 0 | 0 | 0 | 0 | 0 | 0 | 0 | 0 | 0 | 0 | 0 | 0 | 0 | 0 | 0 | 0 | 0 | 0 | 0 | 0 | 0 | 0 | 0 | 0 | 0 | 0 | 0 | 0 | 0 | 0 | 0 | 0 | 0 | 0 | 0 | 0 | 0 | 0 | 0 | 0 | 0 | 0 | 0 | 0 | 0 | 0 | 0 | 0 | 0 | 0
Commercial_Restaurant_New_Food Preparation_Natural Gas_Steamer_E6_Codes & Standards Forecast | Commercial | Restaurant | New | Food Preparation | Natural Gas | Steamer | E6 |  | Codes & Standards Forecast | 0 | 0 | 0 | 0 | 0 | 0 | 0 | 0 | 0 | 0 | 0 | 0 | 0 | 0 | 0 | 0 | 0 | 0 | 0 | 0 | 0 | 0 | 0 | 0 | 0 | 0 | 0 | 0 | 0 | 0 | 0 | 0 | 0 | 0 | 0 | 0 | 0 | 0 | 0 | 0 | 0 | 0 | 0 | 0 | 0 | 0 | 0 | 0 | 0 | 0 | 0
Commercial_Restaurant_New_Food Preparation_Natural Gas_Steamer_E7_Codes & Standards Forecast | Commercial | Restaurant | New | Food Preparation | Natural Gas | Steamer | E7 |  | Codes & Standards Forecast | 0 | 0 | 0 | 0 | 0 | 0 | 0 | 0 | 0 | 0 | 0 | 0 | 0 | 0 | 0 | 0 | 0 | 0 | 0 | 0 | 0 | 0 | 0 | 0 | 0 | 0 | 0 | 0 | 0 | 0 | 0 | 0 | 0 | 0 | 0 | 0 | 0 | 0 | 0 | 0 | 0 | 0 | 0 | 0 | 0 | 0 | 0 | 0 | 0 | 0 | 0
Commercial_Restaurant_New_Food Preparation_Natural Gas_Steamer_E8_Codes & Standards Forecast | Commercial | Restaurant | New | Food Preparation | Natural Gas | Steamer | E8 |  | Codes & Standards Forecast | 0 | 0 | 0 | 0 | 0 | 0 | 0 | 0 | 0 | 0 | 0 | 0 | 0 | 0 | 0 | 0 | 0 | 0 | 0 | 0 | 0 | 0 | 0 | 0 | 0 | 0 | 0 | 0 | 0 | 0 | 0 | 0 | 0 | 0 | 0 | 0 | 0 | 0 | 0 | 0 | 0 | 0 | 0 | 0 | 0 | 0 | 0 | 0 | 0 | 0 | 0
Commercial_Restaurant_New_Food Preparation_Natural Gas_Steamer_E9_Codes & Standards Forecast | Commercial | Restaurant | New | Food Preparation | Natural Gas | Steamer | E9 |  | Codes & Standards Forecast | 0 | 0 | 0 | 0 | 0 | 0 | 0 | 0 | 0 | 0 | 0 | 0 | 0 | 0 | 0 | 0 | 0 | 0 | 0 | 0 | 0 | 0 | 0 | 0 | 0 | 0 | 0 | 0 | 0 | 0 | 0 | 0 | 0 | 0 | 0 | 0 | 0 | 0 | 0 | 0 | 0 | 0 | 0 | 0 | 0 | 0 | 0 | 0 | 0 | 0 | 0
Commercial_Restaurant_New_Food Preparation_Natural Gas_Steamer_E10_Codes & Standards Forecast | Commercial | Restaurant | New | Food Preparation | Natural Gas | Steamer | E10 |  | Codes & Standards Forecast | 0 | 0 | 0 | 0 | 0 | 0 | 0 | 0 | 0 | 0 | 0 | 0 | 0 | 0 | 0 | 0 | 0 | 0 | 0 | 0 | 0 | 0 | 0 | 0 | 0 | 0 | 0 | 0 | 0 | 0 | 0 | 0 | 0 | 0 | 0 | 0 | 0 | 0 | 0 | 0 | 0 | 0 | 0 | 0 | 0 | 0 | 0 | 0 | 0 | 0 | 0
Commercial_Restaurant_New_Food Preparation_Natural Gas_Steamer_Vintage_Codes & Standards Forecast | Commercial | Restaurant | New | Food Preparation | Natural Gas | Steamer | Vintage |  | Codes & Standards Forecast | 0 | 0 | 0 | 0 | 0 | 0 | 0 | 0 | 0 | 0 | 0 | 0 | 0 | 0 | 0 | 0 | 0 | 0 | 0 | 0 | 0 | 0 | 0 | 0 | 0 | 0 | 0 | 0 | 0 | 0 | 0 | 0 | 0 | 0 | 0 | 0 | 0 | 0 | 0 | 0 | 0 | 0 | 0 | 0 | 0 | 0 | 0 | 0 | 0 | 0 | 0
Commercial_Restaurant_New_Food Preparation_Natural Gas_Food Prep Other_E1_Codes & Standards Forecast | Commercial | Restaurant | New | Food Preparation | Natural Gas | Food Prep Other | E1 |  | Codes & Standards Forecast | 0 | 11.3361 | 66.0146 | 100.958 | 142.738 | 185.7961 | 229.0705 | 266.5244 | 303.4535 | 341.2469 | 379.6554 | 417.7723 | 455.2929 | 492.3021 | 529.3647 | 566.3153 | 603.4801 | 639.7778 | 674.6337 | 708.365 | 742.1129 | 776.5441 | 811.424 | 846.673 | 882.3007 | 918.0288 | 953.8966 | 989.7885 | 1025.8387 | 1061.9675 | 1098.3651 | 1134.7892 | 1150.2625 | 0 | 0 | 0 | 0 | 0 | 0 | 0 | 0 | 0 | 0 | 0 | 0 | 0 | 0 | 0 | 0 | 0 | 0
Commercial_Restaurant_New_Food Preparation_Natural Gas_Food Prep Other_E2_Codes & Standards Forecast | Commercial | Restaurant | New | Food Preparation | Natural Gas | Food Prep Other | E2 |  | Codes & Standards Forecast | 0 | 0 | 0 | 0 | 0 | 0 | 0 | 0 | 0 | 0 | 0 | 0 | 0 | 0 | 0 | 0 | 0 | 0 | 0 | 0 | 0 | 0 | 0 | 0 | 0 | 0 | 0 | 0 | 0 | 0 | 0 | 0 | 0 | 0 | 0 | 0 | 0 | 0 | 0 | 0 | 0 | 0 | 0 | 0 | 0 | 0 | 0 | 0 | 0 | 0 | 0
Commercial_Restaurant_New_Food Preparation_Natural Gas_Food Prep Other_E3_Codes & Standards Forecast | Commercial | Restaurant | New | Food Preparation | Natural Gas | Food Prep Other | E3 |  | Codes & Standards Forecast | 0 | 0 | 0 | 0 | 0 | 0 | 0 | 0 | 0 | 0 | 0 | 0 | 0 | 0 | 0 | 0 | 0 | 0 | 0 | 0 | 0 | 0 | 0 | 0 | 0 | 0 | 0 | 0 | 0 | 0 | 0 | 0 | 0 | 0 | 0 | 0 | 0 | 0 | 0 | 0 | 0 | 0 | 0 | 0 | 0 | 0 | 0 | 0 | 0 | 0 | 0
Commercial_Restaurant_New_Food Preparation_Natural Gas_Food Prep Other_E4_Codes & Standards Forecast | Commercial | Restaurant | New | Food Preparation | Natural Gas | Food Prep Other | E4 |  | Codes & Standards Forecast | 0 | 0 | 0 | 0 | 0 | 0 | 0 | 0 | 0 | 0 | 0 | 0 | 0 | 0 | 0 | 0 | 0 | 0 | 0 | 0 | 0 | 0 | 0 | 0 | 0 | 0 | 0 | 0 | 0 | 0 | 0 | 0 | 0 | 0 | 0 | 0 | 0 | 0 | 0 | 0 | 0 | 0 | 0 | 0 | 0 | 0 | 0 | 0 | 0 | 0 | 0
Commercial_Restaurant_New_Food Preparation_Natural Gas_Food Prep Other_E5_Codes & Standards Forecast | Commercial | Restaurant | New | Food Preparation | Natural Gas | Food Prep Other | E5 |  | Codes & Standards Forecast | 0 | 0 | 0 | 0 | 0 | 0 | 0 | 0 | 0 | 0 | 0 | 0 | 0 | 0 | 0 | 0 | 0 | 0 | 0 | 0 | 0 | 0 | 0 | 0 | 0 | 0 | 0 | 0 | 0 | 0 | 0 | 0 | 0 | 0 | 0 | 0 | 0 | 0 | 0 | 0 | 0 | 0 | 0 | 0 | 0 | 0 | 0 | 0 | 0 | 0 | 0
Commercial_Restaurant_New_Food Preparation_Natural Gas_Food Prep Other_E6_Codes & Standards Forecast | Commercial | Restaurant | New | Food Preparation | Natural Gas | Food Prep Other | E6 |  | Codes & Standards Forecast | 0 | 0 | 0 | 0 | 0 | 0 | 0 | 0 | 0 | 0 | 0 | 0 | 0 | 0 | 0 | 0 | 0 | 0 | 0 | 0 | 0 | 0 | 0 | 0 | 0 | 0 | 0 | 0 | 0 | 0 | 0 | 0 | 0 | 0 | 0 | 0 | 0 | 0 | 0 | 0 | 0 | 0 | 0 | 0 | 0 | 0 | 0 | 0 | 0 | 0 | 0
Commercial_Restaurant_New_Food Preparation_Natural Gas_Food Prep Other_E7_Codes & Standards Forecast | Commercial | Restaurant | New | Food Preparation | Natural Gas | Food Prep Other | E7 |  | Codes & Standards Forecast | 0 | 0 | 0 | 0 | 0 | 0 | 0 | 0 | 0 | 0 | 0 | 0 | 0 | 0 | 0 | 0 | 0 | 0 | 0 | 0 | 0 | 0 | 0 | 0 | 0 | 0 | 0 | 0 | 0 | 0 | 0 | 0 | 0 | 0 | 0 | 0 | 0 | 0 | 0 | 0 | 0 | 0 | 0 | 0 | 0 | 0 | 0 | 0 | 0 | 0 | 0
Commercial_Restaurant_New_Food Preparation_Natural Gas_Food Prep Other_E8_Codes & Standards Forecast | Commercial | Restaurant | New | Food Preparation | Natural Gas | Food Prep Other | E8 |  | Codes & Standards Forecast | 0 | 0 | 0 | 0 | 0 | 0 | 0 | 0 | 0 | 0 | 0 | 0 | 0 | 0 | 0 | 0 | 0 | 0 | 0 | 0 | 0 | 0 | 0 | 0 | 0 | 0 | 0 | 0 | 0 | 0 | 0 | 0 | 0 | 0 | 0 | 0 | 0 | 0 | 0 | 0 | 0 | 0 | 0 | 0 | 0 | 0 | 0 | 0 | 0 | 0 | 0
Commercial_Restaurant_New_Food Preparation_Natural Gas_Food Prep Other_E9_Codes & Standards Forecast | Commercial | Restaurant | New | Food Preparation | Natural Gas | Food Prep Other | E9 |  | Codes & Standards Forecast | 0 | 0 | 0 | 0 | 0 | 0 | 0 | 0 | 0 | 0 | 0 | 0 | 0 | 0 | 0 | 0 | 0 | 0 | 0 | 0 | 0 | 0 | 0 | 0 | 0 | 0 | 0 | 0 | 0 | 0 | 0 | 0 | 0 | 0 | 0 | 0 | 0 | 0 | 0 | 0 | 0 | 0 | 0 | 0 | 0 | 0 | 0 | 0 | 0 | 0 | 0
Commercial_Restaurant_New_Food Preparation_Natural Gas_Food Prep Other_E10_Codes & Standards Forecast | Commercial | Restaurant | New | Food Preparation | Natural Gas | Food Prep Other | E10 |  | Codes & Standards Forecast | 0 | 0 | 0 | 0 | 0 | 0 | 0 | 0 | 0 | 0 | 0 | 0 | 0 | 0 | 0 | 0 | 0 | 0 | 0 | 0 | 0 | 0 | 0 | 0 | 0 | 0 | 0 | 0 | 0 | 0 | 0 | 0 | 0 | 0 | 0 | 0 | 0 | 0 | 0 | 0 | 0 | 0 | 0 | 0 | 0 | 0 | 0 | 0 | 0 | 0 | 0
Commercial_Restaurant_New_Food Preparation_Natural Gas_Food Prep Other_Vintage_Codes & Standards Forecast | Commercial | Restaurant | New | Food Preparation | Natural Gas | Food Prep Other | Vintage |  | Codes & Standards Forecast | 0 | 0 | 0 | 0 | 0 | 0 | 0 | 0 | 0 | 0 | 0 | 0 | 0 | 0 | 0 | 0 | 0 | 0 | 0 | 0 | 0 | 0 | 0 | 0 | 0 | 0 | 0 | 0 | 0 | 0 | 0 | 0 | 0 | 0 | 0 | 0 | 0 | 0 | 0 | 0 | 0 | 0 | 0 | 0 | 0 | 0 | 0 | 0 | 0 | 0 | 0
Commercial_Restaurant_New_Miscellaneous_Natural Gas_Pool Heater_E1_Codes & Standards Forecast | Commercial | Restaurant | New | Miscellaneous | Natural Gas | Pool Heater | E1 |  | Codes & Standards Forecast | 0 | 0 | 0 | 0 | 0 | 0 | 0 | 0 | 0 | 0 | 0 | 0 | 0 | 0 | 0 | 0 | 0 | 0 | 0 | 0 | 0 | 0 | 0 | 0 | 0 | 0 | 0 | 0 | 0 | 0 | 0 | 0 | 0 | 0 | 0 | 0 | 0 | 0 | 0 | 0 | 0 | 0 | 0 | 0 | 0 | 0 | 0 | 0 | 0 | 0 | 0
Commercial_Restaurant_New_Miscellaneous_Natural Gas_Pool Heater_E2_Codes & Standards Forecast | Commercial | Restaurant | New | Miscellaneous | Natural Gas | Pool Heater | E2 |  | Codes & Standards Forecast | 0 | 0 | 0 | 0 | 0 | 0 | 0 | 0 | 0 | 0 | 0 | 0 | 0 | 0 | 0 | 0 | 0 | 0 | 0 | 0 | 0 | 0 | 0 | 0 | 0 | 0 | 0 | 0 | 0 | 0 | 0 | 0 | 0 | 0 | 0 | 0 | 0 | 0 | 0 | 0 | 0 | 0 | 0 | 0 | 0 | 0 | 0 | 0 | 0 | 0 | 0
Commercial_Restaurant_New_Miscellaneous_Natural Gas_Pool Heater_E3_Codes & Standards Forecast | Commercial | Restaurant | New | Miscellaneous | Natural Gas | Pool Heater | E3 |  | Codes & Standards Forecast | 0 | 0 | 0 | 0 | 0 | 0 | 0 | 0 | 0 | 0 | 0 | 0 | 0 | 0 | 0 | 0 | 0 | 0 | 0 | 0 | 0 | 0 | 0 | 0 | 0 | 0 | 0 | 0 | 0 | 0 | 0 | 0 | 0 | 0 | 0 | 0 | 0 | 0 | 0 | 0 | 0 | 0 | 0 | 0 | 0 | 0 | 0 | 0 | 0 | 0 | 0
Commercial_Restaurant_New_Miscellaneous_Natural Gas_Pool Heater_E4_Codes & Standards Forecast | Commercial | Restaurant | New | Miscellaneous | Natural Gas | Pool Heater | E4 |  | Codes & Standards Forecast | 0 | 0 | 0 | 0 | 0 | 0 | 0 | 0 | 0 | 0 | 0 | 0 | 0 | 0 | 0 | 0 | 0 | 0 | 0 | 0 | 0 | 0 | 0 | 0 | 0 | 0 | 0 | 0 | 0 | 0 | 0 | 0 | 0 | 0 | 0 | 0 | 0 | 0 | 0 | 0 | 0 | 0 | 0 | 0 | 0 | 0 | 0 | 0 | 0 | 0 | 0
Commercial_Restaurant_New_Miscellaneous_Natural Gas_Pool Heater_E5_Codes & Standards Forecast | Commercial | Restaurant | New | Miscellaneous | Natural Gas | Pool Heater | E5 |  | Codes & Standards Forecast | 0 | 0 | 0 | 0 | 0 | 0 | 0 | 0 | 0 | 0 | 0 | 0 | 0 | 0 | 0 | 0 | 0 | 0 | 0 | 0 | 0 | 0 | 0 | 0 | 0 | 0 | 0 | 0 | 0 | 0 | 0 | 0 | 0 | 0 | 0 | 0 | 0 | 0 | 0 | 0 | 0 | 0 | 0 | 0 | 0 | 0 | 0 | 0 | 0 | 0 | 0
Commercial_Restaurant_New_Miscellaneous_Natural Gas_Pool Heater_E6_Codes & Standards Forecast | Commercial | Restaurant | New | Miscellaneous | Natural Gas | Pool Heater | E6 |  | Codes & Standards Forecast | 0 | 0 | 0 | 0 | 0 | 0 | 0 | 0 | 0 | 0 | 0 | 0 | 0 | 0 | 0 | 0 | 0 | 0 | 0 | 0 | 0 | 0 | 0 | 0 | 0 | 0 | 0 | 0 | 0 | 0 | 0 | 0 | 0 | 0 | 0 | 0 | 0 | 0 | 0 | 0 | 0 | 0 | 0 | 0 | 0 | 0 | 0 | 0 | 0 | 0 | 0
Commercial_Restaurant_New_Miscellaneous_Natural Gas_Pool Heater_E7_Codes & Standards Forecast | Commercial | Restaurant | New | Miscellaneous | Natural Gas | Pool Heater | E7 |  | Codes & Standards Forecast | 0 | 0 | 0 | 0 | 0 | 0 | 0 | 0 | 0 | 0 | 0 | 0 | 0 | 0 | 0 | 0 | 0 | 0 | 0 | 0 | 0 | 0 | 0 | 0 | 0 | 0 | 0 | 0 | 0 | 0 | 0 | 0 | 0 | 0 | 0 | 0 | 0 | 0 | 0 | 0 | 0 | 0 | 0 | 0 | 0 | 0 | 0 | 0 | 0 | 0 | 0
Commercial_Restaurant_New_Miscellaneous_Natural Gas_Pool Heater_E8_Codes & Standards Forecast | Commercial | Restaurant | New | Miscellaneous | Natural Gas | Pool Heater | E8 |  | Codes & Standards Forecast | 0 | 0 | 0 | 0 | 0 | 0 | 0 | 0 | 0 | 0 | 0 | 0 | 0 | 0 | 0 | 0 | 0 | 0 | 0 | 0 | 0 | 0 | 0 | 0 | 0 | 0 | 0 | 0 | 0 | 0 | 0 | 0 | 0 | 0 | 0 | 0 | 0 | 0 | 0 | 0 | 0 | 0 | 0 | 0 | 0 | 0 | 0 | 0 | 0 | 0 | 0
Commercial_Restaurant_New_Miscellaneous_Natural Gas_Pool Heater_E9_Codes & Standards Forecast | Commercial | Restaurant | New | Miscellaneous | Natural Gas | Pool Heater | E9 |  | Codes & Standards Forecast | 0 | 0 | 0 | 0 | 0 | 0 | 0 | 0 | 0 | 0 | 0 | 0 | 0 | 0 | 0 | 0 | 0 | 0 | 0 | 0 | 0 | 0 | 0 | 0 | 0 | 0 | 0 | 0 | 0 | 0 | 0 | 0 | 0 | 0 | 0 | 0 | 0 | 0 | 0 | 0 | 0 | 0 | 0 | 0 | 0 | 0 | 0 | 0 | 0 | 0 | 0
Commercial_Restaurant_New_Miscellaneous_Natural Gas_Pool Heater_E10_Codes & Standards Forecast | Commercial | Restaurant | New | Miscellaneous | Natural Gas | Pool Heater | E10 |  | Codes & Standards Forecast | 0 | 0 | 0 | 0 | 0 | 0 | 0 | 0 | 0 | 0 | 0 | 0 | 0 | 0 | 0 | 0 | 0 | 0 | 0 | 0 | 0 | 0 | 0 | 0 | 0 | 0 | 0 | 0 | 0 | 0 | 0 | 0 | 0 | 0 | 0 | 0 | 0 | 0 | 0 | 0 | 0 | 0 | 0 | 0 | 0 | 0 | 0 | 0 | 0 | 0 | 0
Commercial_Restaurant_New_Miscellaneous_Natural Gas_Pool Heater_Vintage_Codes & Standards Forecast | Commercial | Restaurant | New | Miscellaneous | Natural Gas | Pool Heater | Vintage |  | Codes & Standards Forecast | 0 | 0 | 0 | 0 | 0 | 0 | 0 | 0 | 0 | 0 | 0 | 0 | 0 | 0 | 0 | 0 | 0 | 0 | 0 | 0 | 0 | 0 | 0 | 0 | 0 | 0 | 0 | 0 | 0 | 0 | 0 | 0 | 0 | 0 | 0 | 0 | 0 | 0 | 0 | 0 | 0 | 0 | 0 | 0 | 0 | 0 | 0 | 0 | 0 | 0 | 0
Commercial_Restaurant_New_Miscellaneous_Natural Gas_Miscellaneous_E1_Codes & Standards Forecast | Commercial | Restaurant | New | Miscellaneous | Natural Gas | Miscellaneous | E1 |  | Codes & Standards Forecast | 0 | 7155.7264 | 41670.4521 | 63727.7791 | 90100.5921 | 117280.1882 | 144596.3661 | 168238.4303 | 191549.163 | 215405.519 | 239650.2006 | 263710.6995 | 287394.8686 | 310756.2081 | 334151.3169 | 357475.6706 | 380935.194 | 403847.4154 | 425849.5533 | 447141.7859 | 468444.4796 | 490178.5252 | 512195.8224 | 534446.0775 | 556935.3731 | 579488.0319 | 602128.8565 | 624784.9308 | 647540.9516 | 670346.5763 | 693321.8779 | 716313.8807 | 726081.0933 | 0 | 0 | 0 | 0 | 0 | 0 | 0 | 0 | 0 | 0 | 0 | 0 | 0 | 0 | 0 | 0 | 0 | 0
Commercial_Restaurant_New_Miscellaneous_Natural Gas_Miscellaneous_E2_Codes & Standards Forecast | Commercial | Restaurant | New | Miscellaneous | Natural Gas | Miscellaneous | E2 |  | Codes & Standards Forecast | 0 | 0 | 0 | 0 | 0 | 0 | 0 | 0 | 0 | 0 | 0 | 0 | 0 | 0 | 0 | 0 | 0 | 0 | 0 | 0 | 0 | 0 | 0 | 0 | 0 | 0 | 0 | 0 | 0 | 0 | 0 | 0 | 0 | 0 | 0 | 0 | 0 | 0 | 0 | 0 | 0 | 0 | 0 | 0 | 0 | 0 | 0 | 0 | 0 | 0 | 0
Commercial_Restaurant_New_Miscellaneous_Natural Gas_Miscellaneous_E3_Codes & Standards Forecast | Commercial | Restaurant | New | Miscellaneous | Natural Gas | Miscellaneous | E3 |  | Codes & Standards Forecast | 0 | 0 | 0 | 0 | 0 | 0 | 0 | 0 | 0 | 0 | 0 | 0 | 0 | 0 | 0 | 0 | 0 | 0 | 0 | 0 | 0 | 0 | 0 | 0 | 0 | 0 | 0 | 0 | 0 | 0 | 0 | 0 | 0 | 0 | 0 | 0 | 0 | 0 | 0 | 0 | 0 | 0 | 0 | 0 | 0 | 0 | 0 | 0 | 0 | 0 | 0
Commercial_Restaurant_New_Miscellaneous_Natural Gas_Miscellaneous_E4_Codes & Standards Forecast | Commercial | Restaurant | New | Miscellaneous | Natural Gas | Miscellaneous | E4 |  | Codes & Standards Forecast | 0 | 0 | 0 | 0 | 0 | 0 | 0 | 0 | 0 | 0 | 0 | 0 | 0 | 0 | 0 | 0 | 0 | 0 | 0 | 0 | 0 | 0 | 0 | 0 | 0 | 0 | 0 | 0 | 0 | 0 | 0 | 0 | 0 | 0 | 0 | 0 | 0 | 0 | 0 | 0 | 0 | 0 | 0 | 0 | 0 | 0 | 0 | 0 | 0 | 0 | 0
Commercial_Restaurant_New_Miscellaneous_Natural Gas_Miscellaneous_E5_Codes & Standards Forecast | Commercial | Restaurant | New | Miscellaneous | Natural Gas | Miscellaneous | E5 |  | Codes & Standards Forecast | 0 | 0 | 0 | 0 | 0 | 0 | 0 | 0 | 0 | 0 | 0 | 0 | 0 | 0 | 0 | 0 | 0 | 0 | 0 | 0 | 0 | 0 | 0 | 0 | 0 | 0 | 0 | 0 | 0 | 0 | 0 | 0 | 0 | 0 | 0 | 0 | 0 | 0 | 0 | 0 | 0 | 0 | 0 | 0 | 0 | 0 | 0 | 0 | 0 | 0 | 0
Commercial_Restaurant_New_Miscellaneous_Natural Gas_Miscellaneous_E6_Codes & Standards Forecast | Commercial | Restaurant | New | Miscellaneous | Natural Gas | Miscellaneous | E6 |  | Codes & Standards Forecast | 0 | 0 | 0 | 0 | 0 | 0 | 0 | 0 | 0 | 0 | 0 | 0 | 0 | 0 | 0 | 0 | 0 | 0 | 0 | 0 | 0 | 0 | 0 | 0 | 0 | 0 | 0 | 0 | 0 | 0 | 0 | 0 | 0 | 0 | 0 | 0 | 0 | 0 | 0 | 0 | 0 | 0 | 0 | 0 | 0 | 0 | 0 | 0 | 0 | 0 | 0
Commercial_Restaurant_New_Miscellaneous_Natural Gas_Miscellaneous_E7_Codes & Standards Forecast | Commercial | Restaurant | New | Miscellaneous | Natural Gas | Miscellaneous | E7 |  | Codes & Standards Forecast | 0 | 0 | 0 | 0 | 0 | 0 | 0 | 0 | 0 | 0 | 0 | 0 | 0 | 0 | 0 | 0 | 0 | 0 | 0 | 0 | 0 | 0 | 0 | 0 | 0 | 0 | 0 | 0 | 0 | 0 | 0 | 0 | 0 | 0 | 0 | 0 | 0 | 0 | 0 | 0 | 0 | 0 | 0 | 0 | 0 | 0 | 0 | 0 | 0 | 0 | 0
Commercial_Restaurant_New_Miscellaneous_Natural Gas_Miscellaneous_E8_Codes & Standards Forecast | Commercial | Restaurant | New | Miscellaneous | Natural Gas | Miscellaneous | E8 |  | Codes & Standards Forecast | 0 | 0 | 0 | 0 | 0 | 0 | 0 | 0 | 0 | 0 | 0 | 0 | 0 | 0 | 0 | 0 | 0 | 0 | 0 | 0 | 0 | 0 | 0 | 0 | 0 | 0 | 0 | 0 | 0 | 0 | 0 | 0 | 0 | 0 | 0 | 0 | 0 | 0 | 0 | 0 | 0 | 0 | 0 | 0 | 0 | 0 | 0 | 0 | 0 | 0 | 0
Commercial_Restaurant_New_Miscellaneous_Natural Gas_Miscellaneous_E9_Codes & Standards Forecast | Commercial | Restaurant | New | Miscellaneous | Natural Gas | Miscellaneous | E9 |  | Codes & Standards Forecast | 0 | 0 | 0 | 0 | 0 | 0 | 0 | 0 | 0 | 0 | 0 | 0 | 0 | 0 | 0 | 0 | 0 | 0 | 0 | 0 | 0 | 0 | 0 | 0 | 0 | 0 | 0 | 0 | 0 | 0 | 0 | 0 | 0 | 0 | 0 | 0 | 0 | 0 | 0 | 0 | 0 | 0 | 0 | 0 | 0 | 0 | 0 | 0 | 0 | 0 | 0
Commercial_Restaurant_New_Miscellaneous_Natural Gas_Miscellaneous_E10_Codes & Standards Forecast | Commercial | Restaurant | New | Miscellaneous | Natural Gas | Miscellaneous | E10 |  | Codes & Standards Forecast | 0 | 0 | 0 | 0 | 0 | 0 | 0 | 0 | 0 | 0 | 0 | 0 | 0 | 0 | 0 | 0 | 0 | 0 | 0 | 0 | 0 | 0 | 0 | 0 | 0 | 0 | 0 | 0 | 0 | 0 | 0 | 0 | 0 | 0 | 0 | 0 | 0 | 0 | 0 | 0 | 0 | 0 | 0 | 0 | 0 | 0 | 0 | 0 | 0 | 0 | 0
Commercial_Restaurant_New_Miscellaneous_Natural Gas_Miscellaneous_Vintage_Codes & Standards Forecast | Commercial | Restaurant | New | Miscellaneous | Natural Gas | Miscellaneous | Vintage |  | Codes & Standards Forecast | 0 | 0 | 0 | 0 | 0 | 0 | 0 | 0 | 0 | 0 | 0 | 0 | 0 | 0 | 0 | 0 | 0 | 0 | 0 | 0 | 0 | 0 | 0 | 0 | 0 | 0 | 0 | 0 | 0 | 0 | 0 | 0 | 0 | 0 | 0 | 0 | 0 | 0 | 0 | 0 | 0 | 0 | 0 | 0 | 0 | 0 | 0 | 0 | 0 | 0 | 0
Commercial_Retail_Existing_Space Heating_Natural Gas_Furnace_E1_Codes & Standards Forecast | Commercial | Retail | Existing | Space Heating | Natural Gas | Furnace | E1 |  | Codes & Standards Forecast | 0 | 310142.4972 | 644803.9532 | 1000363.9337 | 1740424.5548 | 1735747.3017 | 1731618.2074 | 1727899.1788 | 1724306.252 | 1720735.5723 | 1717147.0202 | 1713563.2733 | 1710010.0699 | 1706496.2584 | 1702999.6532 | 1699516.9128 | 1696031.0067 | 1692584.4193 | 1689225.5623 | 1663113.9341 | 1614038.6069 | 1541964.2918 | 1420599.0299 | 1308757.7361 | 1205693.1099 | 1110726.3123 | 1023224.9526 | 942607.4584 | 868331.601 | 799900.4526 | 736851.2559 | 678764.6428 | 531980.8326 | 0 | 0 | 0 | 0 | 0 | 0 | 0 | 0 | 0 | 0 | 0 | 0 | 0 | 0 | 0 | 0 | 0 | 0
Commercial_Retail_Existing_Space Heating_Natural Gas_Furnace_E2_Codes & Standards Forecast | Commercial | Retail | Existing | Space Heating | Natural Gas | Furnace | E2 |  | Codes & Standards Forecast | 0 | 0 | 0 | 0 | 0 | 0 | 0 | 0 | 0 | 0 | 0 | 0 | 0 | 0 | 0 | 0 | 0 | 0 | 0 | 0 | 0 | 0 | 0 | 0 | 0 | 0 | 0 | 0 | 0 | 0 | 0 | 0 | 0 | 0 | 0 | 0 | 0 | 0 | 0 | 0 | 0 | 0 | 0 | 0 | 0 | 0 | 0 | 0 | 0 | 0 | 0
Commercial_Retail_Existing_Space Heating_Natural Gas_Furnace_E3_Codes & Standards Forecast | Commercial | Retail | Existing | Space Heating | Natural Gas | Furnace | E3 |  | Codes & Standards Forecast | 0 | 0 | 0 | 0 | 0 | 403567.7238 | 825093.8342 | 1263210.4494 | 1716424.1009 | 2183302.7916 | 2662513.1763 | 3152893.5659 | 3653408.4357 | 4163098.6244 | 4681011.1024 | 5206297.0429 | 5738124.8286 | 6275923.7472 | 6819259.9004 | 7340988.0102 | 7844654.4446 | 8333248.4085 | 8835940.9864 | 9296624.659 | 9718549.2377 | 10104794.9206 | 10458169.5126 | 10781288.335 | 11076504.4017 | 11346017.4635 | 11591786.306 | 11815716.3724 | 12340779.0039 | 0 | 0 | 0 | 0 | 0 | 0 | 0 | 0 | 0 | 0 | 0 | 0 | 0 | 0 | 0 | 0 | 0 | 0
Commercial_Retail_Existing_Space Heating_Natural Gas_Furnace_E4_Codes & Standards Forecast | Commercial | Retail | Existing | Space Heating | Natural Gas | Furnace | E4 |  | Codes & Standards Forecast | 0 | 0 | 0 | 0 | 0 | 0 | 0 | 0 | 0 | 0 | 0 | 0 | 0 | 0 | 0 | 0 | 0 | 0 | 0 | 0 | 0 | 0 | 0 | 0 | 0 | 0 | 0 | 0 | 0 | 0 | 0 | 0 | 0 | 0 | 0 | 0 | 0 | 0 | 0 | 0 | 0 | 0 | 0 | 0 | 0 | 0 | 0 | 0 | 0 | 0 | 0
Commercial_Retail_Existing_Space Heating_Natural Gas_Furnace_E5_Codes & Standards Forecast | Commercial | Retail | Existing | Space Heating | Natural Gas | Furnace | E5 |  | Codes & Standards Forecast | 0 | 0 | 0 | 0 | 0 | 0 | 0 | 0 | 0 | 0 | 0 | 0 | 0 | 0 | 0 | 0 | 0 | 0 | 0 | 0 | 0 | 0 | 0 | 0 | 0 | 0 | 0 | 0 | 0 | 0 | 0 | 0 | 0 | 0 | 0 | 0 | 0 | 0 | 0 | 0 | 0 | 0 | 0 | 0 | 0 | 0 | 0 | 0 | 0 | 0 | 0
Commercial_Retail_Existing_Space Heating_Natural Gas_Furnace_E6_Codes & Standards Forecast | Commercial | Retail | Existing | Space Heating | Natural Gas | Furnace | E6 |  | Codes & Standards Forecast | 0 | 0 | 0 | 0 | 0 | 0 | 0 | 0 | 0 | 0 | 0 | 0 | 0 | 0 | 0 | 0 | 0 | 0 | 0 | 0 | 0 | 0 | 0 | 0 | 0 | 0 | 0 | 0 | 0 | 0 | 0 | 0 | 0 | 0 | 0 | 0 | 0 | 0 | 0 | 0 | 0 | 0 | 0 | 0 | 0 | 0 | 0 | 0 | 0 | 0 | 0
Commercial_Retail_Existing_Space Heating_Natural Gas_Furnace_E7_Codes & Standards Forecast | Commercial | Retail | Existing | Space Heating | Natural Gas | Furnace | E7 |  | Codes & Standards Forecast | 0 | 0 | 0 | 0 | 0 | 0 | 0 | 0 | 0 | 0 | 0 | 0 | 0 | 0 | 0 | 0 | 0 | 0 | 0 | 0 | 0 | 0 | 0 | 0 | 0 | 0 | 0 | 0 | 0 | 0 | 0 | 0 | 0 | 0 | 0 | 0 | 0 | 0 | 0 | 0 | 0 | 0 | 0 | 0 | 0 | 0 | 0 | 0 | 0 | 0 | 0
Commercial_Retail_Existing_Space Heating_Natural Gas_Furnace_E8_Codes & Standards Forecast | Commercial | Retail | Existing | Space Heating | Natural Gas | Furnace | E8 |  | Codes & Standards Forecast | 0 | 0 | 0 | 0 | 0 | 0 | 0 | 0 | 0 | 0 | 0 | 0 | 0 | 0 | 0 | 0 | 0 | 0 | 0 | 0 | 0 | 0 | 0 | 0 | 0 | 0 | 0 | 0 | 0 | 0 | 0 | 0 | 0 | 0 | 0 | 0 | 0 | 0 | 0 | 0 | 0 | 0 | 0 | 0 | 0 | 0 | 0 | 0 | 0 | 0 | 0
Commercial_Retail_Existing_Space Heating_Natural Gas_Furnace_E9_Codes & Standards Forecast | Commercial | Retail | Existing | Space Heating | Natural Gas | Furnace | E9 |  | Codes & Standards Forecast | 0 | 0 | 0 | 0 | 0 | 0 | 0 | 0 | 0 | 0 | 0 | 0 | 0 | 0 | 0 | 0 | 0 | 0 | 0 | 0 | 0 | 0 | 0 | 0 | 0 | 0 | 0 | 0 | 0 | 0 | 0 | 0 | 0 | 0 | 0 | 0 | 0 | 0 | 0 | 0 | 0 | 0 | 0 | 0 | 0 | 0 | 0 | 0 | 0 | 0 | 0
Commercial_Retail_Existing_Space Heating_Natural Gas_Furnace_E10_Codes & Standards Forecast | Commercial | Retail | Existing | Space Heating | Natural Gas | Furnace | E10 |  | Codes & Standards Forecast | 0 | 0 | 0 | 0 | 0 | 0 | 0 | 0 | 0 | 0 | 0 | 0 | 0 | 0 | 0 | 0 | 0 | 0 | 0 | 0 | 0 | 0 | 0 | 0 | 0 | 0 | 0 | 0 | 0 | 0 | 0 | 0 | 0 | 0 | 0 | 0 | 0 | 0 | 0 | 0 | 0 | 0 | 0 | 0 | 0 | 0 | 0 | 0 | 0 | 0 | 0
Commercial_Retail_Existing_Space Heating_Natural Gas_Furnace_Vintage_Codes & Standards Forecast | Commercial | Retail | Existing | Space Heating | Natural Gas | Furnace | Vintage |  | Codes & Standards Forecast | 15534470.3232 | 15145291.9474 | 14731594.6129 | 14280588.2839 | 13897577.5833 | 13456661.2207 | 13002163.6105 | 12534349.9377 | 12052446.1718 | 11557055.0137 | 11049189.4474 | 10530192.2473 | 10001304.4609 | 9463555.9075 | 8917722.4589 | 8364626.261 | 7804962.9393 | 7239642.4511 | 6669485.2699 | 6144559.645 | 5661087.8009 | 5215611.7477 | 4805100.2401 | 4426803.0455 | 4078192.4598 | 3756972.346 | 3461003.6766 | 3188319.3143 | 2937085.1991 | 2705620.4994 | 2492359.9638 | 2295885.1015 | 2119278.5553 | 0 | 0 | 0 | 0 | 0 | 0 | 0 | 0 | 0 | 0 | 0 | 0 | 0 | 0 | 0 | 0 | 0 | 0
Commercial_Retail_Existing_Space Heating_Natural Gas_Boiler_E1_Codes & Standards Forecast | Commercial | Retail | Existing | Space Heating | Natural Gas | Boiler | E1 |  | Codes & Standards Forecast | 0 | 13126.5996 | 27290.9498 | 42339.8178 | 74976.531 | 74775.0375 | 74597.1584 | 74436.9447 | 74282.1634 | 74128.3405 | 73973.7476 | 73819.3618 | 73666.2917 | 73514.9187 | 73364.2868 | 73214.2523 | 73064.0814 | 72915.6043 | 72770.9066 | 72630.3837 | 72491.9147 | 71389.676 | 69316.2002 | 66272.3151 | 61053.3726 | 56244.4844 | 51813.628 | 47731.3537 | 43970.2046 | 40505.0174 | 37312.3591 | 34370.994 | 31727.0714 | 0 | 0 | 0 | 0 | 0 | 0 | 0 | 0 | 0 | 0 | 0 | 0 | 0 | 0 | 0 | 0 | 0 | 0
Commercial_Retail_Existing_Space Heating_Natural Gas_Boiler_E2_Codes & Standards Forecast | Commercial | Retail | Existing | Space Heating | Natural Gas | Boiler | E2 |  | Codes & Standards Forecast | 0 | 0 | 0 | 0 | 0 | 0 | 0 | 0 | 0 | 0 | 0 | 0 | 0 | 0 | 0 | 0 | 0 | 0 | 0 | 0 | 0 | 0 | 0 | 0 | 0 | 0 | 0 | 0 | 0 | 0 | 0 | 0 | 0 | 0 | 0 | 0 | 0 | 0 | 0 | 0 | 0 | 0 | 0 | 0 | 0 | 0 | 0 | 0 | 0 | 0 | 0
Commercial_Retail_Existing_Space Heating_Natural Gas_Boiler_E3_Codes & Standards Forecast | Commercial | Retail | Existing | Space Heating | Natural Gas | Boiler | E3 |  | Codes & Standards Forecast | 0 | 0 | 0 | 0 | 0 | 17080.7676 | 34921.6134 | 53464.6426 | 72646.6451 | 92407.0123 | 112689.3112 | 133444.3741 | 154628.3729 | 176200.7117 | 198121.0541 | 220353.4739 | 242862.7736 | 265624.7979 | 288621.1824 | 311831.3018 | 335225.5496 | 357648.009 | 379253.2872 | 400178.4342 | 421755.4725 | 441520.8889 | 459617.1492 | 476176.7957 | 491319.4765 | 505156.8362 | 517788.7159 | 529311.5905 | 550213.8075 | 0 | 0 | 0 | 0 | 0 | 0 | 0 | 0 | 0 | 0 | 0 | 0 | 0 | 0 | 0 | 0 | 0 | 0
Commercial_Retail_Existing_Space Heating_Natural Gas_Boiler_E4_Codes & Standards Forecast | Commercial | Retail | Existing | Space Heating | Natural Gas | Boiler | E4 |  | Codes & Standards Forecast | 0 | 0 | 0 | 0 | 0 | 0 | 0 | 0 | 0 | 0 | 0 | 0 | 0 | 0 | 0 | 0 | 0 | 0 | 0 | 0 | 0 | 0 | 0 | 0 | 0 | 0 | 0 | 0 | 0 | 0 | 0 | 0 | 0 | 0 | 0 | 0 | 0 | 0 | 0 | 0 | 0 | 0 | 0 | 0 | 0 | 0 | 0 | 0 | 0 | 0 | 0
Commercial_Retail_Existing_Space Heating_Natural Gas_Boiler_E5_Codes & Standards Forecast | Commercial | Retail | Existing | Space Heating | Natural Gas | Boiler | E5 |  | Codes & Standards Forecast | 0 | 0 | 0 | 0 | 0 | 0 | 0 | 0 | 0 | 0 | 0 | 0 | 0 | 0 | 0 | 0 | 0 | 0 | 0 | 0 | 0 | 0 | 0 | 0 | 0 | 0 | 0 | 0 | 0 | 0 | 0 | 0 | 0 | 0 | 0 | 0 | 0 | 0 | 0 | 0 | 0 | 0 | 0 | 0 | 0 | 0 | 0 | 0 | 0 | 0 | 0
Commercial_Retail_Existing_Space Heating_Natural Gas_Boiler_E6_Codes & Standards Forecast | Commercial | Retail | Existing | Space Heating | Natural Gas | Boiler | E6 |  | Codes & Standards Forecast | 0 | 0 | 0 | 0 | 0 | 0 | 0 | 0 | 0 | 0 | 0 | 0 | 0 | 0 | 0 | 0 | 0 | 0 | 0 | 0 | 0 | 0 | 0 | 0 | 0 | 0 | 0 | 0 | 0 | 0 | 0 | 0 | 0 | 0 | 0 | 0 | 0 | 0 | 0 | 0 | 0 | 0 | 0 | 0 | 0 | 0 | 0 | 0 | 0 | 0 | 0
Commercial_Retail_Existing_Space Heating_Natural Gas_Boiler_E7_Codes & Standards Forecast | Commercial | Retail | Existing | Space Heating | Natural Gas | Boiler | E7 |  | Codes & Standards Forecast | 0 | 0 | 0 | 0 | 0 | 0 | 0 | 0 | 0 | 0 | 0 | 0 | 0 | 0 | 0 | 0 | 0 | 0 | 0 | 0 | 0 | 0 | 0 | 0 | 0 | 0 | 0 | 0 | 0 | 0 | 0 | 0 | 0 | 0 | 0 | 0 | 0 | 0 | 0 | 0 | 0 | 0 | 0 | 0 | 0 | 0 | 0 | 0 | 0 | 0 | 0
Commercial_Retail_Existing_Space Heating_Natural Gas_Boiler_E8_Codes & Standards Forecast | Commercial | Retail | Existing | Space Heating | Natural Gas | Boiler | E8 |  | Codes & Standards Forecast | 0 | 0 | 0 | 0 | 0 | 0 | 0 | 0 | 0 | 0 | 0 | 0 | 0 | 0 | 0 | 0 | 0 | 0 | 0 | 0 | 0 | 0 | 0 | 0 | 0 | 0 | 0 | 0 | 0 | 0 | 0 | 0 | 0 | 0 | 0 | 0 | 0 | 0 | 0 | 0 | 0 | 0 | 0 | 0 | 0 | 0 | 0 | 0 | 0 | 0 | 0
Commercial_Retail_Existing_Space Heating_Natural Gas_Boiler_E9_Codes & Standards Forecast | Commercial | Retail | Existing | Space Heating | Natural Gas | Boiler | E9 |  | Codes & Standards Forecast | 0 | 0 | 0 | 0 | 0 | 0 | 0 | 0 | 0 | 0 | 0 | 0 | 0 | 0 | 0 | 0 | 0 | 0 | 0 | 0 | 0 | 0 | 0 | 0 | 0 | 0 | 0 | 0 | 0 | 0 | 0 | 0 | 0 | 0 | 0 | 0 | 0 | 0 | 0 | 0 | 0 | 0 | 0 | 0 | 0 | 0 | 0 | 0 | 0 | 0 | 0
Commercial_Retail_Existing_Space Heating_Natural Gas_Boiler_E10_Codes & Standards Forecast | Commercial | Retail | Existing | Space Heating | Natural Gas | Boiler | E10 |  | Codes & Standards Forecast | 0 | 0 | 0 | 0 | 0 | 0 | 0 | 0 | 0 | 0 | 0 | 0 | 0 | 0 | 0 | 0 | 0 | 0 | 0 | 0 | 0 | 0 | 0 | 0 | 0 | 0 | 0 | 0 | 0 | 0 | 0 | 0 | 0 | 0 | 0 | 0 | 0 | 0 | 0 | 0 | 0 | 0 | 0 | 0 | 0 | 0 | 0 | 0 | 0 | 0 | 0
Commercial_Retail_Existing_Space Heating_Natural Gas_Boiler_Vintage_Codes & Standards Forecast | Commercial | Retail | Existing | Space Heating | Natural Gas | Boiler | Vintage |  | Codes & Standards Forecast | 714660.1746 | 697897.5453 | 680097.1655 | 660657.3075 | 644446.6039 | 625633.9371 | 606264.165 | 586344.0492 | 565831.6533 | 544749.1303 | 523138.0577 | 501056.0005 | 478556.3171 | 455682.8797 | 432467.8099 | 408945.7965 | 385145.7312 | 361107.5001 | 336867.3938 | 312449.4362 | 287865.0048 | 265212.6505 | 244338.2354 | 225101.9105 | 207375.1429 | 191041.1745 | 175991.2361 | 162125.2994 | 149350.1028 | 137580.1763 | 126735.9275 | 116745.2262 | 107764.8242 | 0 | 0 | 0 | 0 | 0 | 0 | 0 | 0 | 0 | 0 | 0 | 0 | 0 | 0 | 0 | 0 | 0 | 0
Commercial_Retail_Existing_Space Heating_Natural Gas_Unit Heater_E1_Codes & Standards Forecast | Commercial | Retail | Existing | Space Heating | Natural Gas | Unit Heater | E1 |  | Codes & Standards Forecast | 0 | 55090.9307 | 120058.2632 | 193049.9521 | 310045.1111 | 309211.8894 | 308476.3186 | 307813.7983 | 307173.7421 | 306537.6492 | 305898.3724 | 297598.762 | 281326.9991 | 257029.7019 | 219859.7562 | 188065.8251 | 160868.6402 | 137607.1982 | 102311.8873 | 69224.9749 | 38450.7303 | 0 | 0 | 0 | 0 | 0 | 0 | 0 | 0 | 0 | 0 | 0 | 0 | 0 | 0 | 0 | 0 | 0 | 0 | 0 | 0 | 0 | 0 | 0 | 0 | 0 | 0 | 0 | 0 | 0 | 0
Commercial_Retail_Existing_Space Heating_Natural Gas_Unit Heater_E2_Codes & Standards Forecast | Commercial | Retail | Existing | Space Heating | Natural Gas | Unit Heater | E2 |  | Codes & Standards Forecast | 0 | 0 | 0 | 0 | 0 | 87656.7631 | 180468.3353 | 277666.6724 | 378548.6408 | 482500.7367 | 588994.4746 | 687376.9476 | 780257.6052 | 869650.3928 | 962059.5195 | 1040662.1144 | 1107446.0027 | 1164148.3829 | 1227672.0178 | 1284549.6326 | 1335293.2287 | 1390404.8719 | 1404219.8277 | 1415592.2147 | 1424868.2001 | 1432356.0973 | 1438314.8399 | 1442969.4988 | 1446504.9641 | 1449083.4766 | 1450835.2553 | 1451884.0845 | 1475481.3607 | 0 | 0 | 0 | 0 | 0 | 0 | 0 | 0 | 0 | 0 | 0 | 0 | 0 | 0 | 0 | 0 | 0 | 0
Commercial_Retail_Existing_Space Heating_Natural Gas_Unit Heater_E3_Codes & Standards Forecast | Commercial | Retail | Existing | Space Heating | Natural Gas | Unit Heater | E3 |  | Codes & Standards Forecast | 0 | 0 | 0 | 0 | 0 | 0 | 0 | 0 | 0 | 0 | 0 | 0 | 0 | 0 | 0 | 0 | 0 | 0 | 0 | 0 | 0 | 0 | 0 | 0 | 0 | 0 | 0 | 0 | 0 | 0 | 0 | 0 | 0 | 0 | 0 | 0 | 0 | 0 | 0 | 0 | 0 | 0 | 0 | 0 | 0 | 0 | 0 | 0 | 0 | 0 | 0
Commercial_Retail_Existing_Space Heating_Natural Gas_Unit Heater_E4_Codes & Standards Forecast | Commercial | Retail | Existing | Space Heating | Natural Gas | Unit Heater | E4 |  | Codes & Standards Forecast | 0 | 0 | 0 | 0 | 0 | 0 | 0 | 0 | 0 | 0 | 0 | 0 | 0 | 0 | 0 | 0 | 0 | 0 | 0 | 0 | 0 | 0 | 0 | 0 | 0 | 0 | 0 | 0 | 0 | 0 | 0 | 0 | 0 | 0 | 0 | 0 | 0 | 0 | 0 | 0 | 0 | 0 | 0 | 0 | 0 | 0 | 0 | 0 | 0 | 0 | 0
Commercial_Retail_Existing_Space Heating_Natural Gas_Unit Heater_E5_Codes & Standards Forecast | Commercial | Retail | Existing | Space Heating | Natural Gas | Unit Heater | E5 |  | Codes & Standards Forecast | 0 | 0 | 0 | 0 | 0 | 0 | 0 | 0 | 0 | 0 | 0 | 0 | 0 | 0 | 0 | 0 | 0 | 0 | 0 | 0 | 0 | 0 | 0 | 0 | 0 | 0 | 0 | 0 | 0 | 0 | 0 | 0 | 0 | 0 | 0 | 0 | 0 | 0 | 0 | 0 | 0 | 0 | 0 | 0 | 0 | 0 | 0 | 0 | 0 | 0 | 0
Commercial_Retail_Existing_Space Heating_Natural Gas_Unit Heater_E6_Codes & Standards Forecast | Commercial | Retail | Existing | Space Heating | Natural Gas | Unit Heater | E6 |  | Codes & Standards Forecast | 0 | 0 | 0 | 0 | 0 | 0 | 0 | 0 | 0 | 0 | 0 | 0 | 0 | 0 | 0 | 0 | 0 | 0 | 0 | 0 | 0 | 0 | 0 | 0 | 0 | 0 | 0 | 0 | 0 | 0 | 0 | 0 | 0 | 0 | 0 | 0 | 0 | 0 | 0 | 0 | 0 | 0 | 0 | 0 | 0 | 0 | 0 | 0 | 0 | 0 | 0
Commercial_Retail_Existing_Space Heating_Natural Gas_Unit Heater_E7_Codes & Standards Forecast | Commercial | Retail | Existing | Space Heating | Natural Gas | Unit Heater | E7 |  | Codes & Standards Forecast | 0 | 0 | 0 | 0 | 0 | 0 | 0 | 0 | 0 | 0 | 0 | 0 | 0 | 0 | 0 | 0 | 0 | 0 | 0 | 0 | 0 | 0 | 0 | 0 | 0 | 0 | 0 | 0 | 0 | 0 | 0 | 0 | 0 | 0 | 0 | 0 | 0 | 0 | 0 | 0 | 0 | 0 | 0 | 0 | 0 | 0 | 0 | 0 | 0 | 0 | 0
Commercial_Retail_Existing_Space Heating_Natural Gas_Unit Heater_E8_Codes & Standards Forecast | Commercial | Retail | Existing | Space Heating | Natural Gas | Unit Heater | E8 |  | Codes & Standards Forecast | 0 | 0 | 0 | 0 | 0 | 0 | 0 | 0 | 0 | 0 | 0 | 0 | 0 | 0 | 0 | 0 | 0 | 0 | 0 | 0 | 0 | 0 | 0 | 0 | 0 | 0 | 0 | 0 | 0 | 0 | 0 | 0 | 0 | 0 | 0 | 0 | 0 | 0 | 0 | 0 | 0 | 0 | 0 | 0 | 0 | 0 | 0 | 0 | 0 | 0 | 0
Commercial_Retail_Existing_Space Heating_Natural Gas_Unit Heater_E9_Codes & Standards Forecast | Commercial | Retail | Existing | Space Heating | Natural Gas | Unit Heater | E9 |  | Codes & Standards Forecast | 0 | 0 | 0 | 0 | 0 | 0 | 0 | 0 | 0 | 0 | 0 | 0 | 0 | 0 | 0 | 0 | 0 | 0 | 0 | 0 | 0 | 0 | 0 | 0 | 0 | 0 | 0 | 0 | 0 | 0 | 0 | 0 | 0 | 0 | 0 | 0 | 0 | 0 | 0 | 0 | 0 | 0 | 0 | 0 | 0 | 0 | 0 | 0 | 0 | 0 | 0
Commercial_Retail_Existing_Space Heating_Natural Gas_Unit Heater_E10_Codes & Standards Forecast | Commercial | Retail | Existing | Space Heating | Natural Gas | Unit Heater | E10 |  | Codes & Standards Forecast | 0 | 0 | 0 | 0 | 0 | 0 | 0 | 0 | 0 | 0 | 0 | 0 | 0 | 0 | 0 | 0 | 0 | 0 | 0 | 0 | 0 | 0 | 0 | 0 | 0 | 0 | 0 | 0 | 0 | 0 | 0 | 0 | 0 | 0 | 0 | 0 | 0 | 0 | 0 | 0 | 0 | 0 | 0 | 0 | 0 | 0 | 0 | 0 | 0 | 0 | 0
Commercial_Retail_Existing_Space Heating_Natural Gas_Unit Heater_Vintage_Codes & Standards Forecast | Commercial | Retail | Existing | Space Heating | Natural Gas | Unit Heater | Vintage |  | Codes & Standards Forecast | 1550434.3192 | 1487455.1287 | 1414599.5363 | 1332081.7232 | 1250722.3109 | 1159704.3307 | 1063925.4651 | 964054.5203 | 860590.5648 | 754072.4692 | 644999.8881 | 551703.2146 | 471907.8996 | 403661.3146 | 345286.4691 | 295354.5743 | 252641.801 | 216110.0531 | 184869.5936 | 158153.661 | 135301.8369 | 115750.8992 | 99023.1842 | 84711.028 | 72465.7491 | 61989.5357 | 53027.0861 | 45359.9773 | 38800.9965 | 33190.0978 | 28390.1531 | 24284.1236 | 20814.9631 | 0 | 0 | 0 | 0 | 0 | 0 | 0 | 0 | 0 | 0 | 0 | 0 | 0 | 0 | 0 | 0 | 0 | 0
Commercial_Retail_Existing_Water Heating_Natural Gas_Water Heater_E1_Codes & Standards Forecast | Commercial | Retail | Existing | Water Heating | Natural Gas | Water Heater | E1 |  | Codes & Standards Forecast | 0 | 341186.4126 | 780715.8093 | 1295364.9812 | 2076679.9316 | 2705467.7884 | 3373133.5038 | 4071465.5076 | 4793392.2417 | 5533329.5801 | 6120429.6641 | 6585568.3706 | 6953449.7135 | 7243763.843 | 7472104.0225 | 7650971.3477 | 7790278.3374 | 7898195.3608 | 7981323.715 | 8044800.4656 | 8092453.9838 | 8127252.0075 | 8151693.8007 | 8167816.661 | 8177252.2989 | 8181372.2483 | 8181246.2386 | 8177749.2401 | 8171538.1382 | 8163159.699 | 8153002.8082 | 8141445.5123 | 8256980.2977 | 0 | 0 | 0 | 0 | 0 | 0 | 0 | 0 | 0 | 0 | 0 | 0 | 0 | 0 | 0 | 0 | 0 | 0
Commercial_Retail_Existing_Water Heating_Natural Gas_Water Heater_E2_Codes & Standards Forecast | Commercial | Retail | Existing | Water Heating | Natural Gas | Water Heater | E2 |  | Codes & Standards Forecast | 0 | 0 | 0 | 0 | 0 | 0 | 0 | 0 | 0 | 0 | 0 | 0 | 0 | 0 | 0 | 0 | 0 | 0 | 0 | 0 | 0 | 0 | 0 | 0 | 0 | 0 | 0 | 0 | 0 | 0 | 0 | 0 | 0 | 0 | 0 | 0 | 0 | 0 | 0 | 0 | 0 | 0 | 0 | 0 | 0 | 0 | 0 | 0 | 0 | 0 | 0
Commercial_Retail_Existing_Water Heating_Natural Gas_Water Heater_E3_Codes & Standards Forecast | Commercial | Retail | Existing | Water Heating | Natural Gas | Water Heater | E3 |  | Codes & Standards Forecast | 0 | 0 | 0 | 0 | 0 | 0 | 0 | 0 | 0 | 0 | 0 | 0 | 0 | 0 | 0 | 0 | 0 | 0 | 0 | 0 | 0 | 0 | 0 | 0 | 0 | 0 | 0 | 0 | 0 | 0 | 0 | 0 | 0 | 0 | 0 | 0 | 0 | 0 | 0 | 0 | 0 | 0 | 0 | 0 | 0 | 0 | 0 | 0 | 0 | 0 | 0
Commercial_Retail_Existing_Water Heating_Natural Gas_Water Heater_E4_Codes & Standards Forecast | Commercial | Retail | Existing | Water Heating | Natural Gas | Water Heater | E4 |  | Codes & Standards Forecast | 0 | 0 | 0 | 0 | 0 | 0 | 0 | 0 | 0 | 0 | 0 | 0 | 0 | 0 | 0 | 0 | 0 | 0 | 0 | 0 | 0 | 0 | 0 | 0 | 0 | 0 | 0 | 0 | 0 | 0 | 0 | 0 | 0 | 0 | 0 | 0 | 0 | 0 | 0 | 0 | 0 | 0 | 0 | 0 | 0 | 0 | 0 | 0 | 0 | 0 | 0
Commercial_Retail_Existing_Water Heating_Natural Gas_Water Heater_E5_Codes & Standards Forecast | Commercial | Retail | Existing | Water Heating | Natural Gas | Water Heater | E5 |  | Codes & Standards Forecast | 0 | 0 | 0 | 0 | 0 | 0 | 0 | 0 | 0 | 0 | 0 | 0 | 0 | 0 | 0 | 0 | 0 | 0 | 0 | 0 | 0 | 0 | 0 | 0 | 0 | 0 | 0 | 0 | 0 | 0 | 0 | 0 | 0 | 0 | 0 | 0 | 0 | 0 | 0 | 0 | 0 | 0 | 0 | 0 | 0 | 0 | 0 | 0 | 0 | 0 | 0
Commercial_Retail_Existing_Water Heating_Natural Gas_Water Heater_E6_Codes & Standards Forecast | Commercial | Retail | Existing | Water Heating | Natural Gas | Water Heater | E6 |  | Codes & Standards Forecast | 0 | 0 | 0 | 0 | 0 | 0 | 0 | 0 | 0 | 0 | 0 | 0 | 0 | 0 | 0 | 0 | 0 | 0 | 0 | 0 | 0 | 0 | 0 | 0 | 0 | 0 | 0 | 0 | 0 | 0 | 0 | 0 | 0 | 0 | 0 | 0 | 0 | 0 | 0 | 0 | 0 | 0 | 0 | 0 | 0 | 0 | 0 | 0 | 0 | 0 | 0
Commercial_Retail_Existing_Water Heating_Natural Gas_Water Heater_E7_Codes & Standards Forecast | Commercial | Retail | Existing | Water Heating | Natural Gas | Water Heater | E7 |  | Codes & Standards Forecast | 0 | 0 | 0 | 0 | 0 | 0 | 0 | 0 | 0 | 0 | 0 | 0 | 0 | 0 | 0 | 0 | 0 | 0 | 0 | 0 | 0 | 0 | 0 | 0 | 0 | 0 | 0 | 0 | 0 | 0 | 0 | 0 | 0 | 0 | 0 | 0 | 0 | 0 | 0 | 0 | 0 | 0 | 0 | 0 | 0 | 0 | 0 | 0 | 0 | 0 | 0
Commercial_Retail_Existing_Water Heating_Natural Gas_Water Heater_E8_Codes & Standards Forecast | Commercial | Retail | Existing | Water Heating | Natural Gas | Water Heater | E8 |  | Codes & Standards Forecast | 0 | 0 | 0 | 0 | 0 | 0 | 0 | 0 | 0 | 0 | 0 | 0 | 0 | 0 | 0 | 0 | 0 | 0 | 0 | 0 | 0 | 0 | 0 | 0 | 0 | 0 | 0 | 0 | 0 | 0 | 0 | 0 | 0 | 0 | 0 | 0 | 0 | 0 | 0 | 0 | 0 | 0 | 0 | 0 | 0 | 0 | 0 | 0 | 0 | 0 | 0
Commercial_Retail_Existing_Water Heating_Natural Gas_Water Heater_E9_Codes & Standards Forecast | Commercial | Retail | Existing | Water Heating | Natural Gas | Water Heater | E9 |  | Codes & Standards Forecast | 0 | 0 | 0 | 0 | 0 | 0 | 0 | 0 | 0 | 0 | 0 | 0 | 0 | 0 | 0 | 0 | 0 | 0 | 0 | 0 | 0 | 0 | 0 | 0 | 0 | 0 | 0 | 0 | 0 | 0 | 0 | 0 | 0 | 0 | 0 | 0 | 0 | 0 | 0 | 0 | 0 | 0 | 0 | 0 | 0 | 0 | 0 | 0 | 0 | 0 | 0
Commercial_Retail_Existing_Water Heating_Natural Gas_Water Heater_E10_Codes & Standards Forecast | Commercial | Retail | Existing | Water Heating | Natural Gas | Water Heater | E10 |  | Codes & Standards Forecast | 0 | 0 | 0 | 0 | 0 | 0 | 0 | 0 | 0 | 0 | 0 | 0 | 0 | 0 | 0 | 0 | 0 | 0 | 0 | 0 | 0 | 0 | 0 | 0 | 0 | 0 | 0 | 0 | 0 | 0 | 0 | 0 | 0 | 0 | 0 | 0 | 0 | 0 | 0 | 0 | 0 | 0 | 0 | 0 | 0 | 0 | 0 | 0 | 0 | 0 | 0
Commercial_Retail_Existing_Water Heating_Natural Gas_Water Heater_Vintage_Codes & Standards Forecast | Commercial | Retail | Existing | Water Heating | Natural Gas | Water Heater | Vintage |  | Codes & Standards Forecast | 8573279.224 | 8188473.9019 | 7705325.5957 | 7138000.7818 | 6553737.2018 | 5901755.7827 | 5213614.715 | 4496840.7925 | 3757097.4532 | 2999453.8284 | 2394558.8324 | 1911649.0424 | 1526148.0745 | 1218409.6573 | 972730.5119 | 776592.9739 | 620000.0734 | 494992.1128 | 395207.8587 | 315555.7598 | 251963.3253 | 201184.6255 | 160636.4431 | 128257.8397 | 102403.2007 | 81759.063 | 65275.7786 | 52115.1394 | 41607.4147 | 33217.9755 | 26519.7325 | 21171.9381 | 16937.5505 | 0 | 0 | 0 | 0 | 0 | 0 | 0 | 0 | 0 | 0 | 0 | 0 | 0 | 0 | 0 | 0 | 0 | 0
Commercial_Retail_Existing_Food Preparation_Natural Gas_Oven_E1_Codes & Standards Forecast | Commercial | Retail | Existing | Food Preparation | Natural Gas | Oven | E1 |  | Codes & Standards Forecast | 0 | 18236.7602 | 37798.9607 | 58349.9262 | 87762.4449 | 110164.1839 | 133206.8152 | 156774.8734 | 180751.9777 | 205045.044 | 225130.6966 | 241719.5551 | 255404.4494 | 266677.1051 | 275941.768 | 283536.6326 | 289740.4388 | 294794.6296 | 298902.7799 | 302229.001 | 304899.4469 | 307015.8769 | 308668.0806 | 309932.4023 | 310872.5576 | 311544.1736 | 311992.4925 | 312255.9198 | 312364.764 | 312345.1009 | 312216.7796 | 311998.9421 | 316638.5071 | 0 | 0 | 0 | 0 | 0 | 0 | 0 | 0 | 0 | 0 | 0 | 0 | 0 | 0 | 0 | 0 | 0 | 0
Commercial_Retail_Existing_Food Preparation_Natural Gas_Oven_E2_Codes & Standards Forecast | Commercial | Retail | Existing | Food Preparation | Natural Gas | Oven | E2 |  | Codes & Standards Forecast | 0 | 0 | 0 | 0 | 0 | 0 | 0 | 0 | 0 | 0 | 0 | 0 | 0 | 0 | 0 | 0 | 0 | 0 | 0 | 0 | 0 | 0 | 0 | 0 | 0 | 0 | 0 | 0 | 0 | 0 | 0 | 0 | 0 | 0 | 0 | 0 | 0 | 0 | 0 | 0 | 0 | 0 | 0 | 0 | 0 | 0 | 0 | 0 | 0 | 0 | 0
Commercial_Retail_Existing_Food Preparation_Natural Gas_Oven_E3_Codes & Standards Forecast | Commercial | Retail | Existing | Food Preparation | Natural Gas | Oven | E3 |  | Codes & Standards Forecast | 0 | 0 | 0 | 0 | 0 | 0 | 0 | 0 | 0 | 0 | 0 | 0 | 0 | 0 | 0 | 0 | 0 | 0 | 0 | 0 | 0 | 0 | 0 | 0 | 0 | 0 | 0 | 0 | 0 | 0 | 0 | 0 | 0 | 0 | 0 | 0 | 0 | 0 | 0 | 0 | 0 | 0 | 0 | 0 | 0 | 0 | 0 | 0 | 0 | 0 | 0
Commercial_Retail_Existing_Food Preparation_Natural Gas_Oven_E4_Codes & Standards Forecast | Commercial | Retail | Existing | Food Preparation | Natural Gas | Oven | E4 |  | Codes & Standards Forecast | 0 | 0 | 0 | 0 | 0 | 0 | 0 | 0 | 0 | 0 | 0 | 0 | 0 | 0 | 0 | 0 | 0 | 0 | 0 | 0 | 0 | 0 | 0 | 0 | 0 | 0 | 0 | 0 | 0 | 0 | 0 | 0 | 0 | 0 | 0 | 0 | 0 | 0 | 0 | 0 | 0 | 0 | 0 | 0 | 0 | 0 | 0 | 0 | 0 | 0 | 0
Commercial_Retail_Existing_Food Preparation_Natural Gas_Oven_E5_Codes & Standards Forecast | Commercial | Retail | Existing | Food Preparation | Natural Gas | Oven | E5 |  | Codes & Standards Forecast | 0 | 0 | 0 | 0 | 0 | 0 | 0 | 0 | 0 | 0 | 0 | 0 | 0 | 0 | 0 | 0 | 0 | 0 | 0 | 0 | 0 | 0 | 0 | 0 | 0 | 0 | 0 | 0 | 0 | 0 | 0 | 0 | 0 | 0 | 0 | 0 | 0 | 0 | 0 | 0 | 0 | 0 | 0 | 0 | 0 | 0 | 0 | 0 | 0 | 0 | 0
Commercial_Retail_Existing_Food Preparation_Natural Gas_Oven_E6_Codes & Standards Forecast | Commercial | Retail | Existing | Food Preparation | Natural Gas | Oven | E6 |  | Codes & Standards Forecast | 0 | 0 | 0 | 0 | 0 | 0 | 0 | 0 | 0 | 0 | 0 | 0 | 0 | 0 | 0 | 0 | 0 | 0 | 0 | 0 | 0 | 0 | 0 | 0 | 0 | 0 | 0 | 0 | 0 | 0 | 0 | 0 | 0 | 0 | 0 | 0 | 0 | 0 | 0 | 0 | 0 | 0 | 0 | 0 | 0 | 0 | 0 | 0 | 0 | 0 | 0
Commercial_Retail_Existing_Food Preparation_Natural Gas_Oven_E7_Codes & Standards Forecast | Commercial | Retail | Existing | Food Preparation | Natural Gas | Oven | E7 |  | Codes & Standards Forecast | 0 | 0 | 0 | 0 | 0 | 0 | 0 | 0 | 0 | 0 | 0 | 0 | 0 | 0 | 0 | 0 | 0 | 0 | 0 | 0 | 0 | 0 | 0 | 0 | 0 | 0 | 0 | 0 | 0 | 0 | 0 | 0 | 0 | 0 | 0 | 0 | 0 | 0 | 0 | 0 | 0 | 0 | 0 | 0 | 0 | 0 | 0 | 0 | 0 | 0 | 0
Commercial_Retail_Existing_Food Preparation_Natural Gas_Oven_E8_Codes & Standards Forecast | Commercial | Retail | Existing | Food Preparation | Natural Gas | Oven | E8 |  | Codes & Standards Forecast | 0 | 0 | 0 | 0 | 0 | 0 | 0 | 0 | 0 | 0 | 0 | 0 | 0 | 0 | 0 | 0 | 0 | 0 | 0 | 0 | 0 | 0 | 0 | 0 | 0 | 0 | 0 | 0 | 0 | 0 | 0 | 0 | 0 | 0 | 0 | 0 | 0 | 0 | 0 | 0 | 0 | 0 | 0 | 0 | 0 | 0 | 0 | 0 | 0 | 0 | 0
Commercial_Retail_Existing_Food Preparation_Natural Gas_Oven_E9_Codes & Standards Forecast | Commercial | Retail | Existing | Food Preparation | Natural Gas | Oven | E9 |  | Codes & Standards Forecast | 0 | 0 | 0 | 0 | 0 | 0 | 0 | 0 | 0 | 0 | 0 | 0 | 0 | 0 | 0 | 0 | 0 | 0 | 0 | 0 | 0 | 0 | 0 | 0 | 0 | 0 | 0 | 0 | 0 | 0 | 0 | 0 | 0 | 0 | 0 | 0 | 0 | 0 | 0 | 0 | 0 | 0 | 0 | 0 | 0 | 0 | 0 | 0 | 0 | 0 | 0
Commercial_Retail_Existing_Food Preparation_Natural Gas_Oven_E10_Codes & Standards Forecast | Commercial | Retail | Existing | Food Preparation | Natural Gas | Oven | E10 |  | Codes & Standards Forecast | 0 | 0 | 0 | 0 | 0 | 0 | 0 | 0 | 0 | 0 | 0 | 0 | 0 | 0 | 0 | 0 | 0 | 0 | 0 | 0 | 0 | 0 | 0 | 0 | 0 | 0 | 0 | 0 | 0 | 0 | 0 | 0 | 0 | 0 | 0 | 0 | 0 | 0 | 0 | 0 | 0 | 0 | 0 | 0 | 0 | 0 | 0 | 0 | 0 | 0 | 0
Commercial_Retail_Existing_Food Preparation_Natural Gas_Oven_Vintage_Codes & Standards Forecast | Commercial | Retail | Existing | Food Preparation | Natural Gas | Oven | Vintage |  | Codes & Standards Forecast | 329940.3447 | 310024.9226 | 288784.06 | 266205.8866 | 244376.8369 | 221082.4999 | 197251.8801 | 172974.0897 | 148311.3181 | 123336.8301 | 102566.3452 | 85293.5713 | 70930.5905 | 58987.3657 | 49055.4174 | 40795.9133 | 33926.8635 | 28214.9325 | 23465.7844 | 19517.0593 | 16233.2086 | 13501.7665 | 11229.7128 | 9339.7932 | 7767.7571 | 6460.2121 | 5372.689 | 4468.197 | 3715.9333 | 3090.289 | 2569.9451 | 2137.1947 | 1780.9956 | 0 | 0 | 0 | 0 | 0 | 0 | 0 | 0 | 0 | 0 | 0 | 0 | 0 | 0 | 0 | 0 | 0 | 0
Commercial_Retail_Existing_Food Preparation_Natural Gas_Conveyor Oven_E1_Codes & Standards Forecast | Commercial | Retail | Existing | Food Preparation | Natural Gas | Conveyor Oven | E1 |  | Codes & Standards Forecast | 0 | 3861.9021 | 8836.9523 | 14662.2861 | 25067.3226 | 32180.4007 | 39734.0305 | 47635.1411 | 55803.4345 | 64175.6105 | 72701.4174 | 81342.6299 | 90069.5167 | 98858.1941 | 107688.0282 | 116543.2158 | 125410.068 | 132425.129 | 137966.7263 | 142334.8526 | 145764.0599 | 148439.6861 | 150511.8739 | 152101.2437 | 153304.204 | 154199.0353 | 154847.7884 | 155300.4134 | 155596.0084 | 155766.2151 | 155835.3888 | 155824.2656 | 158214.7091 | 0 | 0 | 0 | 0 | 0 | 0 | 0 | 0 | 0 | 0 | 0 | 0 | 0 | 0 | 0 | 0 | 0 | 0
Commercial_Retail_Existing_Food Preparation_Natural Gas_Conveyor Oven_E2_Codes & Standards Forecast | Commercial | Retail | Existing | Food Preparation | Natural Gas | Conveyor Oven | E2 |  | Codes & Standards Forecast | 0 | 0 | 0 | 0 | 0 | 0 | 0 | 0 | 0 | 0 | 0 | 0 | 0 | 0 | 0 | 0 | 0 | 0 | 0 | 0 | 0 | 0 | 0 | 0 | 0 | 0 | 0 | 0 | 0 | 0 | 0 | 0 | 0 | 0 | 0 | 0 | 0 | 0 | 0 | 0 | 0 | 0 | 0 | 0 | 0 | 0 | 0 | 0 | 0 | 0 | 0
Commercial_Retail_Existing_Food Preparation_Natural Gas_Conveyor Oven_E3_Codes & Standards Forecast | Commercial | Retail | Existing | Food Preparation | Natural Gas | Conveyor Oven | E3 |  | Codes & Standards Forecast | 0 | 0 | 0 | 0 | 0 | 0 | 0 | 0 | 0 | 0 | 0 | 0 | 0 | 0 | 0 | 0 | 0 | 0 | 0 | 0 | 0 | 0 | 0 | 0 | 0 | 0 | 0 | 0 | 0 | 0 | 0 | 0 | 0 | 0 | 0 | 0 | 0 | 0 | 0 | 0 | 0 | 0 | 0 | 0 | 0 | 0 | 0 | 0 | 0 | 0 | 0
Commercial_Retail_Existing_Food Preparation_Natural Gas_Conveyor Oven_E4_Codes & Standards Forecast | Commercial | Retail | Existing | Food Preparation | Natural Gas | Conveyor Oven | E4 |  | Codes & Standards Forecast | 0 | 0 | 0 | 0 | 0 | 0 | 0 | 0 | 0 | 0 | 0 | 0 | 0 | 0 | 0 | 0 | 0 | 0 | 0 | 0 | 0 | 0 | 0 | 0 | 0 | 0 | 0 | 0 | 0 | 0 | 0 | 0 | 0 | 0 | 0 | 0 | 0 | 0 | 0 | 0 | 0 | 0 | 0 | 0 | 0 | 0 | 0 | 0 | 0 | 0 | 0
Commercial_Retail_Existing_Food Preparation_Natural Gas_Conveyor Oven_E5_Codes & Standards Forecast | Commercial | Retail | Existing | Food Preparation | Natural Gas | Conveyor Oven | E5 |  | Codes & Standards Forecast | 0 | 0 | 0 | 0 | 0 | 0 | 0 | 0 | 0 | 0 | 0 | 0 | 0 | 0 | 0 | 0 | 0 | 0 | 0 | 0 | 0 | 0 | 0 | 0 | 0 | 0 | 0 | 0 | 0 | 0 | 0 | 0 | 0 | 0 | 0 | 0 | 0 | 0 | 0 | 0 | 0 | 0 | 0 | 0 | 0 | 0 | 0 | 0 | 0 | 0 | 0
Commercial_Retail_Existing_Food Preparation_Natural Gas_Conveyor Oven_E6_Codes & Standards Forecast | Commercial | Retail | Existing | Food Preparation | Natural Gas | Conveyor Oven | E6 |  | Codes & Standards Forecast | 0 | 0 | 0 | 0 | 0 | 0 | 0 | 0 | 0 | 0 | 0 | 0 | 0 | 0 | 0 | 0 | 0 | 0 | 0 | 0 | 0 | 0 | 0 | 0 | 0 | 0 | 0 | 0 | 0 | 0 | 0 | 0 | 0 | 0 | 0 | 0 | 0 | 0 | 0 | 0 | 0 | 0 | 0 | 0 | 0 | 0 | 0 | 0 | 0 | 0 | 0
Commercial_Retail_Existing_Food Preparation_Natural Gas_Conveyor Oven_E7_Codes & Standards Forecast | Commercial | Retail | Existing | Food Preparation | Natural Gas | Conveyor Oven | E7 |  | Codes & Standards Forecast | 0 | 0 | 0 | 0 | 0 | 0 | 0 | 0 | 0 | 0 | 0 | 0 | 0 | 0 | 0 | 0 | 0 | 0 | 0 | 0 | 0 | 0 | 0 | 0 | 0 | 0 | 0 | 0 | 0 | 0 | 0 | 0 | 0 | 0 | 0 | 0 | 0 | 0 | 0 | 0 | 0 | 0 | 0 | 0 | 0 | 0 | 0 | 0 | 0 | 0 | 0
Commercial_Retail_Existing_Food Preparation_Natural Gas_Conveyor Oven_E8_Codes & Standards Forecast | Commercial | Retail | Existing | Food Preparation | Natural Gas | Conveyor Oven | E8 |  | Codes & Standards Forecast | 0 | 0 | 0 | 0 | 0 | 0 | 0 | 0 | 0 | 0 | 0 | 0 | 0 | 0 | 0 | 0 | 0 | 0 | 0 | 0 | 0 | 0 | 0 | 0 | 0 | 0 | 0 | 0 | 0 | 0 | 0 | 0 | 0 | 0 | 0 | 0 | 0 | 0 | 0 | 0 | 0 | 0 | 0 | 0 | 0 | 0 | 0 | 0 | 0 | 0 | 0
Commercial_Retail_Existing_Food Preparation_Natural Gas_Conveyor Oven_E9_Codes & Standards Forecast | Commercial | Retail | Existing | Food Preparation | Natural Gas | Conveyor Oven | E9 |  | Codes & Standards Forecast | 0 | 0 | 0 | 0 | 0 | 0 | 0 | 0 | 0 | 0 | 0 | 0 | 0 | 0 | 0 | 0 | 0 | 0 | 0 | 0 | 0 | 0 | 0 | 0 | 0 | 0 | 0 | 0 | 0 | 0 | 0 | 0 | 0 | 0 | 0 | 0 | 0 | 0 | 0 | 0 | 0 | 0 | 0 | 0 | 0 | 0 | 0 | 0 | 0 | 0 | 0
Commercial_Retail_Existing_Food Preparation_Natural Gas_Conveyor Oven_E10_Codes & Standards Forecast | Commercial | Retail | Existing | Food Preparation | Natural Gas | Conveyor Oven | E10 |  | Codes & Standards Forecast | 0 | 0 | 0 | 0 | 0 | 0 | 0 | 0 | 0 | 0 | 0 | 0 | 0 | 0 | 0 | 0 | 0 | 0 | 0 | 0 | 0 | 0 | 0 | 0 | 0 | 0 | 0 | 0 | 0 | 0 | 0 | 0 | 0 | 0 | 0 | 0 | 0 | 0 | 0 | 0 | 0 | 0 | 0 | 0 | 0 | 0 | 0 | 0 | 0 | 0 | 0
Commercial_Retail_Existing_Food Preparation_Natural Gas_Conveyor Oven_Vintage_Codes & Standards Forecast | Commercial | Retail | Existing | Food Preparation | Natural Gas | Conveyor Oven | Vintage |  | Codes & Standards Forecast | 164970.1724 | 160268.9392 | 154454.558 | 147615.6203 | 141002.3183 | 133442.9412 | 125495.3172 | 117239.3404 | 108728.2134 | 100015.3265 | 91147.1035 | 82163.9333 | 73098.0033 | 63974.0414 | 54810.5645 | 45623.0571 | 36423.5832 | 29079.652 | 23217.5558 | 18538.1776 | 14802.2678 | 11819.1356 | 9437.0228 | 7534.8541 | 6015.9533 | 4803.1575 | 3834.8024 | 3061.645 | 2444.3402 | 1951.4799 | 1557.9735 | 1243.8028 | 995.0423 | 0 | 0 | 0 | 0 | 0 | 0 | 0 | 0 | 0 | 0 | 0 | 0 | 0 | 0 | 0 | 0 | 0 | 0
Commercial_Retail_Existing_Food Preparation_Natural Gas_Double Rack Oven_E1_Codes & Standards Forecast | Commercial | Retail | Existing | Food Preparation | Natural Gas | Double Rack Oven | E1 |  | Codes & Standards Forecast | 0 | 5471.028 | 12519.0158 | 20771.572 | 33932.151 | 44013.2574 | 54717.9813 | 65914.5972 | 77489.6077 | 89353.4318 | 101434.9157 | 113679.8866 | 123388.8342 | 131074.6781 | 137144.6038 | 141924.5622 | 145673.497 | 148602.9297 | 150883.2835 | 152648.1445 | 153998.9637 | 155014.9924 | 155761.9461 | 156293.0877 | 156651.0423 | 156871.1624 | 156981.1931 | 157003.6897 | 156955.8613 | 156851.8764 | 156702.1318 | 156516.2269 | 158768.2781 | 0 | 0 | 0 | 0 | 0 | 0 | 0 | 0 | 0 | 0 | 0 | 0 | 0 | 0 | 0 | 0 | 0 | 0
Commercial_Retail_Existing_Food Preparation_Natural Gas_Double Rack Oven_E2_Codes & Standards Forecast | Commercial | Retail | Existing | Food Preparation | Natural Gas | Double Rack Oven | E2 |  | Codes & Standards Forecast | 0 | 0 | 0 | 0 | 0 | 0 | 0 | 0 | 0 | 0 | 0 | 0 | 0 | 0 | 0 | 0 | 0 | 0 | 0 | 0 | 0 | 0 | 0 | 0 | 0 | 0 | 0 | 0 | 0 | 0 | 0 | 0 | 0 | 0 | 0 | 0 | 0 | 0 | 0 | 0 | 0 | 0 | 0 | 0 | 0 | 0 | 0 | 0 | 0 | 0 | 0
Commercial_Retail_Existing_Food Preparation_Natural Gas_Double Rack Oven_E3_Codes & Standards Forecast | Commercial | Retail | Existing | Food Preparation | Natural Gas | Double Rack Oven | E3 |  | Codes & Standards Forecast | 0 | 0 | 0 | 0 | 0 | 0 | 0 | 0 | 0 | 0 | 0 | 0 | 0 | 0 | 0 | 0 | 0 | 0 | 0 | 0 | 0 | 0 | 0 | 0 | 0 | 0 | 0 | 0 | 0 | 0 | 0 | 0 | 0 | 0 | 0 | 0 | 0 | 0 | 0 | 0 | 0 | 0 | 0 | 0 | 0 | 0 | 0 | 0 | 0 | 0 | 0
Commercial_Retail_Existing_Food Preparation_Natural Gas_Double Rack Oven_E4_Codes & Standards Forecast | Commercial | Retail | Existing | Food Preparation | Natural Gas | Double Rack Oven | E4 |  | Codes & Standards Forecast | 0 | 0 | 0 | 0 | 0 | 0 | 0 | 0 | 0 | 0 | 0 | 0 | 0 | 0 | 0 | 0 | 0 | 0 | 0 | 0 | 0 | 0 | 0 | 0 | 0 | 0 | 0 | 0 | 0 | 0 | 0 | 0 | 0 | 0 | 0 | 0 | 0 | 0 | 0 | 0 | 0 | 0 | 0 | 0 | 0 | 0 | 0 | 0 | 0 | 0 | 0
Commercial_Retail_Existing_Food Preparation_Natural Gas_Double Rack Oven_E5_Codes & Standards Forecast | Commercial | Retail | Existing | Food Preparation | Natural Gas | Double Rack Oven | E5 |  | Codes & Standards Forecast | 0 | 0 | 0 | 0 | 0 | 0 | 0 | 0 | 0 | 0 | 0 | 0 | 0 | 0 | 0 | 0 | 0 | 0 | 0 | 0 | 0 | 0 | 0 | 0 | 0 | 0 | 0 | 0 | 0 | 0 | 0 | 0 | 0 | 0 | 0 | 0 | 0 | 0 | 0 | 0 | 0 | 0 | 0 | 0 | 0 | 0 | 0 | 0 | 0 | 0 | 0
Commercial_Retail_Existing_Food Preparation_Natural Gas_Double Rack Oven_E6_Codes & Standards Forecast | Commercial | Retail | Existing | Food Preparation | Natural Gas | Double Rack Oven | E6 |  | Codes & Standards Forecast | 0 | 0 | 0 | 0 | 0 | 0 | 0 | 0 | 0 | 0 | 0 | 0 | 0 | 0 | 0 | 0 | 0 | 0 | 0 | 0 | 0 | 0 | 0 | 0 | 0 | 0 | 0 | 0 | 0 | 0 | 0 | 0 | 0 | 0 | 0 | 0 | 0 | 0 | 0 | 0 | 0 | 0 | 0 | 0 | 0 | 0 | 0 | 0 | 0 | 0 | 0
Commercial_Retail_Existing_Food Preparation_Natural Gas_Double Rack Oven_E7_Codes & Standards Forecast | Commercial | Retail | Existing | Food Preparation | Natural Gas | Double Rack Oven | E7 |  | Codes & Standards Forecast | 0 | 0 | 0 | 0 | 0 | 0 | 0 | 0 | 0 | 0 | 0 | 0 | 0 | 0 | 0 | 0 | 0 | 0 | 0 | 0 | 0 | 0 | 0 | 0 | 0 | 0 | 0 | 0 | 0 | 0 | 0 | 0 | 0 | 0 | 0 | 0 | 0 | 0 | 0 | 0 | 0 | 0 | 0 | 0 | 0 | 0 | 0 | 0 | 0 | 0 | 0
Commercial_Retail_Existing_Food Preparation_Natural Gas_Double Rack Oven_E8_Codes & Standards Forecast | Commercial | Retail | Existing | Food Preparation | Natural Gas | Double Rack Oven | E8 |  | Codes & Standards Forecast | 0 | 0 | 0 | 0 | 0 | 0 | 0 | 0 | 0 | 0 | 0 | 0 | 0 | 0 | 0 | 0 | 0 | 0 | 0 | 0 | 0 | 0 | 0 | 0 | 0 | 0 | 0 | 0 | 0 | 0 | 0 | 0 | 0 | 0 | 0 | 0 | 0 | 0 | 0 | 0 | 0 | 0 | 0 | 0 | 0 | 0 | 0 | 0 | 0 | 0 | 0
Commercial_Retail_Existing_Food Preparation_Natural Gas_Double Rack Oven_E9_Codes & Standards Forecast | Commercial | Retail | Existing | Food Preparation | Natural Gas | Double Rack Oven | E9 |  | Codes & Standards Forecast | 0 | 0 | 0 | 0 | 0 | 0 | 0 | 0 | 0 | 0 | 0 | 0 | 0 | 0 | 0 | 0 | 0 | 0 | 0 | 0 | 0 | 0 | 0 | 0 | 0 | 0 | 0 | 0 | 0 | 0 | 0 | 0 | 0 | 0 | 0 | 0 | 0 | 0 | 0 | 0 | 0 | 0 | 0 | 0 | 0 | 0 | 0 | 0 | 0 | 0 | 0
Commercial_Retail_Existing_Food Preparation_Natural Gas_Double Rack Oven_E10_Codes & Standards Forecast | Commercial | Retail | Existing | Food Preparation | Natural Gas | Double Rack Oven | E10 |  | Codes & Standards Forecast | 0 | 0 | 0 | 0 | 0 | 0 | 0 | 0 | 0 | 0 | 0 | 0 | 0 | 0 | 0 | 0 | 0 | 0 | 0 | 0 | 0 | 0 | 0 | 0 | 0 | 0 | 0 | 0 | 0 | 0 | 0 | 0 | 0 | 0 | 0 | 0 | 0 | 0 | 0 | 0 | 0 | 0 | 0 | 0 | 0 | 0 | 0 | 0 | 0 | 0 | 0
Commercial_Retail_Existing_Food Preparation_Natural Gas_Double Rack Oven_Vintage_Codes & Standards Forecast | Commercial | Retail | Existing | Food Preparation | Natural Gas | Double Rack Oven | Vintage |  | Codes & Standards Forecast | 164970.1724 | 158659.8133 | 150772.4946 | 141506.3344 | 132137.4899 | 121610.0844 | 110511.3664 | 98959.8843 | 87042.0402 | 74837.5053 | 62413.6051 | 49826.6766 | 39778.6857 | 31757.5573 | 25353.9889 | 20241.7107 | 16160.1541 | 12901.8514 | 10300.9986 | 8224.8857 | 6567.364 | 5243.8293 | 4186.9506 | 3343.01 | 2669.115 | 2131.0305 | 1701.3976 | 1358.3687 | 1084.4873 | 865.8186 | 691.2305 | 551.8415 | 441.4732 | 0 | 0 | 0 | 0 | 0 | 0 | 0 | 0 | 0 | 0 | 0 | 0 | 0 | 0 | 0 | 0 | 0 | 0
Commercial_Retail_Existing_Food Preparation_Natural Gas_Fryer_E1_Codes & Standards Forecast | Commercial | Retail | Existing | Food Preparation | Natural Gas | Fryer | E1 |  | Codes & Standards Forecast | 0 | 0 | 0 | 0 | 0 | 0 | 0 | 0 | 0 | 0 | 0 | 0 | 0 | 0 | 0 | 0 | 0 | 0 | 0 | 0 | 0 | 0 | 0 | 0 | 0 | 0 | 0 | 0 | 0 | 0 | 0 | 0 | 0 | 0 | 0 | 0 | 0 | 0 | 0 | 0 | 0 | 0 | 0 | 0 | 0 | 0 | 0 | 0 | 0 | 0 | 0
Commercial_Retail_Existing_Food Preparation_Natural Gas_Fryer_E2_Codes & Standards Forecast | Commercial | Retail | Existing | Food Preparation | Natural Gas | Fryer | E2 |  | Codes & Standards Forecast | 0 | 0 | 0 | 11802.0296 | 60014.6503 | 109759.4908 | 172812.9385 | 246418.8263 | 328350.4643 | 393489.1647 | 445213.6588 | 486232.8362 | 518713.6924 | 544384.0398 | 564613.7531 | 580500.2846 | 592914.6099 | 602571.6002 | 610048.0851 | 615794.4745 | 620149.4381 | 623376.4725 | 625695.8556 | 627286.665 | 628292.2729 | 628832.4372 | 629000.8354 | 628873.8703 | 628509.338 | 627955.0996 | 627245.7017 | 626413.9243 | 635352.3259 | 0 | 0 | 0 | 0 | 0 | 0 | 0 | 0 | 0 | 0 | 0 | 0 | 0 | 0 | 0 | 0 | 0 | 0
Commercial_Retail_Existing_Food Preparation_Natural Gas_Fryer_E3_Codes & Standards Forecast | Commercial | Retail | Existing | Food Preparation | Natural Gas | Fryer | E3 |  | Codes & Standards Forecast | 0 | 0 | 0 | 0 | 0 | 0 | 0 | 0 | 0 | 0 | 0 | 0 | 0 | 0 | 0 | 0 | 0 | 0 | 0 | 0 | 0 | 0 | 0 | 0 | 0 | 0 | 0 | 0 | 0 | 0 | 0 | 0 | 0 | 0 | 0 | 0 | 0 | 0 | 0 | 0 | 0 | 0 | 0 | 0 | 0 | 0 | 0 | 0 | 0 | 0 | 0
Commercial_Retail_Existing_Food Preparation_Natural Gas_Fryer_E4_Codes & Standards Forecast | Commercial | Retail | Existing | Food Preparation | Natural Gas | Fryer | E4 |  | Codes & Standards Forecast | 0 | 0 | 0 | 0 | 0 | 0 | 0 | 0 | 0 | 0 | 0 | 0 | 0 | 0 | 0 | 0 | 0 | 0 | 0 | 0 | 0 | 0 | 0 | 0 | 0 | 0 | 0 | 0 | 0 | 0 | 0 | 0 | 0 | 0 | 0 | 0 | 0 | 0 | 0 | 0 | 0 | 0 | 0 | 0 | 0 | 0 | 0 | 0 | 0 | 0 | 0
Commercial_Retail_Existing_Food Preparation_Natural Gas_Fryer_E5_Codes & Standards Forecast | Commercial | Retail | Existing | Food Preparation | Natural Gas | Fryer | E5 |  | Codes & Standards Forecast | 0 | 0 | 0 | 0 | 0 | 0 | 0 | 0 | 0 | 0 | 0 | 0 | 0 | 0 | 0 | 0 | 0 | 0 | 0 | 0 | 0 | 0 | 0 | 0 | 0 | 0 | 0 | 0 | 0 | 0 | 0 | 0 | 0 | 0 | 0 | 0 | 0 | 0 | 0 | 0 | 0 | 0 | 0 | 0 | 0 | 0 | 0 | 0 | 0 | 0 | 0
Commercial_Retail_Existing_Food Preparation_Natural Gas_Fryer_E6_Codes & Standards Forecast | Commercial | Retail | Existing | Food Preparation | Natural Gas | Fryer | E6 |  | Codes & Standards Forecast | 0 | 0 | 0 | 0 | 0 | 0 | 0 | 0 | 0 | 0 | 0 | 0 | 0 | 0 | 0 | 0 | 0 | 0 | 0 | 0 | 0 | 0 | 0 | 0 | 0 | 0 | 0 | 0 | 0 | 0 | 0 | 0 | 0 | 0 | 0 | 0 | 0 | 0 | 0 | 0 | 0 | 0 | 0 | 0 | 0 | 0 | 0 | 0 | 0 | 0 | 0
Commercial_Retail_Existing_Food Preparation_Natural Gas_Fryer_E7_Codes & Standards Forecast | Commercial | Retail | Existing | Food Preparation | Natural Gas | Fryer | E7 |  | Codes & Standards Forecast | 0 | 0 | 0 | 0 | 0 | 0 | 0 | 0 | 0 | 0 | 0 | 0 | 0 | 0 | 0 | 0 | 0 | 0 | 0 | 0 | 0 | 0 | 0 | 0 | 0 | 0 | 0 | 0 | 0 | 0 | 0 | 0 | 0 | 0 | 0 | 0 | 0 | 0 | 0 | 0 | 0 | 0 | 0 | 0 | 0 | 0 | 0 | 0 | 0 | 0 | 0
Commercial_Retail_Existing_Food Preparation_Natural Gas_Fryer_E8_Codes & Standards Forecast | Commercial | Retail | Existing | Food Preparation | Natural Gas | Fryer | E8 |  | Codes & Standards Forecast | 0 | 0 | 0 | 0 | 0 | 0 | 0 | 0 | 0 | 0 | 0 | 0 | 0 | 0 | 0 | 0 | 0 | 0 | 0 | 0 | 0 | 0 | 0 | 0 | 0 | 0 | 0 | 0 | 0 | 0 | 0 | 0 | 0 | 0 | 0 | 0 | 0 | 0 | 0 | 0 | 0 | 0 | 0 | 0 | 0 | 0 | 0 | 0 | 0 | 0 | 0
Commercial_Retail_Existing_Food Preparation_Natural Gas_Fryer_E9_Codes & Standards Forecast | Commercial | Retail | Existing | Food Preparation | Natural Gas | Fryer | E9 |  | Codes & Standards Forecast | 0 | 0 | 0 | 0 | 0 | 0 | 0 | 0 | 0 | 0 | 0 | 0 | 0 | 0 | 0 | 0 | 0 | 0 | 0 | 0 | 0 | 0 | 0 | 0 | 0 | 0 | 0 | 0 | 0 | 0 | 0 | 0 | 0 | 0 | 0 | 0 | 0 | 0 | 0 | 0 | 0 | 0 | 0 | 0 | 0 | 0 | 0 | 0 | 0 | 0 | 0
Commercial_Retail_Existing_Food Preparation_Natural Gas_Fryer_E10_Codes & Standards Forecast | Commercial | Retail | Existing | Food Preparation | Natural Gas | Fryer | E10 |  | Codes & Standards Forecast | 0 | 0 | 0 | 0 | 0 | 0 | 0 | 0 | 0 | 0 | 0 | 0 | 0 | 0 | 0 | 0 | 0 | 0 | 0 | 0 | 0 | 0 | 0 | 0 | 0 | 0 | 0 | 0 | 0 | 0 | 0 | 0 | 0 | 0 | 0 | 0 | 0 | 0 | 0 | 0 | 0 | 0 | 0 | 0 | 0 | 0 | 0 | 0 | 0 | 0 | 0
Commercial_Retail_Existing_Food Preparation_Natural Gas_Fryer_Vintage_Codes & Standards Forecast | Commercial | Retail | Existing | Food Preparation | Natural Gas | Fryer | Vintage |  | Codes & Standards Forecast | 659880.6894 | 656523.3654 | 653166.0414 | 637309.5961 | 604263.9133 | 552733.8767 | 488104.4522 | 413079.0999 | 329776.1273 | 263274.5836 | 210180.4247 | 167793.4166 | 133956.3873 | 106944.9018 | 85380.6177 | 68164.8072 | 54419.9946 | 43447.5241 | 34689.0435 | 27697.6463 | 22115.8729 | 17658.8144 | 14099.7312 | 11257.726 | 8988.3564 | 7176.3343 | 5729.5276 | 4574.3633 | 3652.0565 | 2915.6804 | 2327.7476 | 1858.3494 | 1486.6795 | 0 | 0 | 0 | 0 | 0 | 0 | 0 | 0 | 0 | 0 | 0 | 0 | 0 | 0 | 0 | 0 | 0 | 0
Commercial_Retail_Existing_Food Preparation_Natural Gas_Broiler_E1_Codes & Standards Forecast | Commercial | Retail | Existing | Food Preparation | Natural Gas | Broiler | E1 |  | Codes & Standards Forecast | 0 | 0 | 0 | 0 | 0 | 0 | 0 | 0 | 0 | 0 | 0 | 0 | 0 | 0 | 0 | 0 | 0 | 0 | 0 | 0 | 0 | 0 | 0 | 0 | 0 | 0 | 0 | 0 | 0 | 0 | 0 | 0 | 0 | 0 | 0 | 0 | 0 | 0 | 0 | 0 | 0 | 0 | 0 | 0 | 0 | 0 | 0 | 0 | 0 | 0 | 0
Commercial_Retail_Existing_Food Preparation_Natural Gas_Broiler_E2_Codes & Standards Forecast | Commercial | Retail | Existing | Food Preparation | Natural Gas | Broiler | E2 |  | Codes & Standards Forecast | 0 | 0 | 0 | 0 | 0 | 0 | 0 | 0 | 0 | 0 | 0 | 0 | 0 | 0 | 0 | 0 | 0 | 0 | 0 | 0 | 0 | 0 | 0 | 0 | 0 | 0 | 0 | 0 | 0 | 0 | 0 | 0 | 0 | 0 | 0 | 0 | 0 | 0 | 0 | 0 | 0 | 0 | 0 | 0 | 0 | 0 | 0 | 0 | 0 | 0 | 0
Commercial_Retail_Existing_Food Preparation_Natural Gas_Broiler_E3_Codes & Standards Forecast | Commercial | Retail | Existing | Food Preparation | Natural Gas | Broiler | E3 |  | Codes & Standards Forecast | 0 | 0 | 0 | 0 | 0 | 0 | 0 | 0 | 0 | 0 | 0 | 0 | 0 | 0 | 0 | 0 | 0 | 0 | 0 | 0 | 0 | 0 | 0 | 0 | 0 | 0 | 0 | 0 | 0 | 0 | 0 | 0 | 0 | 0 | 0 | 0 | 0 | 0 | 0 | 0 | 0 | 0 | 0 | 0 | 0 | 0 | 0 | 0 | 0 | 0 | 0
Commercial_Retail_Existing_Food Preparation_Natural Gas_Broiler_E4_Codes & Standards Forecast | Commercial | Retail | Existing | Food Preparation | Natural Gas | Broiler | E4 |  | Codes & Standards Forecast | 0 | 0 | 0 | 0 | 0 | 0 | 0 | 0 | 0 | 0 | 0 | 0 | 0 | 0 | 0 | 0 | 0 | 0 | 0 | 0 | 0 | 0 | 0 | 0 | 0 | 0 | 0 | 0 | 0 | 0 | 0 | 0 | 0 | 0 | 0 | 0 | 0 | 0 | 0 | 0 | 0 | 0 | 0 | 0 | 0 | 0 | 0 | 0 | 0 | 0 | 0
Commercial_Retail_Existing_Food Preparation_Natural Gas_Broiler_E5_Codes & Standards Forecast | Commercial | Retail | Existing | Food Preparation | Natural Gas | Broiler | E5 |  | Codes & Standards Forecast | 0 | 0 | 0 | 0 | 0 | 0 | 0 | 0 | 0 | 0 | 0 | 0 | 0 | 0 | 0 | 0 | 0 | 0 | 0 | 0 | 0 | 0 | 0 | 0 | 0 | 0 | 0 | 0 | 0 | 0 | 0 | 0 | 0 | 0 | 0 | 0 | 0 | 0 | 0 | 0 | 0 | 0 | 0 | 0 | 0 | 0 | 0 | 0 | 0 | 0 | 0
Commercial_Retail_Existing_Food Preparation_Natural Gas_Broiler_E6_Codes & Standards Forecast | Commercial | Retail | Existing | Food Preparation | Natural Gas | Broiler | E6 |  | Codes & Standards Forecast | 0 | 0 | 0 | 0 | 0 | 0 | 0 | 0 | 0 | 0 | 0 | 0 | 0 | 0 | 0 | 0 | 0 | 0 | 0 | 0 | 0 | 0 | 0 | 0 | 0 | 0 | 0 | 0 | 0 | 0 | 0 | 0 | 0 | 0 | 0 | 0 | 0 | 0 | 0 | 0 | 0 | 0 | 0 | 0 | 0 | 0 | 0 | 0 | 0 | 0 | 0
Commercial_Retail_Existing_Food Preparation_Natural Gas_Broiler_E7_Codes & Standards Forecast | Commercial | Retail | Existing | Food Preparation | Natural Gas | Broiler | E7 |  | Codes & Standards Forecast | 0 | 0 | 0 | 0 | 0 | 0 | 0 | 0 | 0 | 0 | 0 | 0 | 0 | 0 | 0 | 0 | 0 | 0 | 0 | 0 | 0 | 0 | 0 | 0 | 0 | 0 | 0 | 0 | 0 | 0 | 0 | 0 | 0 | 0 | 0 | 0 | 0 | 0 | 0 | 0 | 0 | 0 | 0 | 0 | 0 | 0 | 0 | 0 | 0 | 0 | 0
Commercial_Retail_Existing_Food Preparation_Natural Gas_Broiler_E8_Codes & Standards Forecast | Commercial | Retail | Existing | Food Preparation | Natural Gas | Broiler | E8 |  | Codes & Standards Forecast | 0 | 0 | 0 | 0 | 0 | 0 | 0 | 0 | 0 | 0 | 0 | 0 | 0 | 0 | 0 | 0 | 0 | 0 | 0 | 0 | 0 | 0 | 0 | 0 | 0 | 0 | 0 | 0 | 0 | 0 | 0 | 0 | 0 | 0 | 0 | 0 | 0 | 0 | 0 | 0 | 0 | 0 | 0 | 0 | 0 | 0 | 0 | 0 | 0 | 0 | 0
Commercial_Retail_Existing_Food Preparation_Natural Gas_Broiler_E9_Codes & Standards Forecast | Commercial | Retail | Existing | Food Preparation | Natural Gas | Broiler | E9 |  | Codes & Standards Forecast | 0 | 0 | 0 | 0 | 0 | 0 | 0 | 0 | 0 | 0 | 0 | 0 | 0 | 0 | 0 | 0 | 0 | 0 | 0 | 0 | 0 | 0 | 0 | 0 | 0 | 0 | 0 | 0 | 0 | 0 | 0 | 0 | 0 | 0 | 0 | 0 | 0 | 0 | 0 | 0 | 0 | 0 | 0 | 0 | 0 | 0 | 0 | 0 | 0 | 0 | 0
Commercial_Retail_Existing_Food Preparation_Natural Gas_Broiler_E10_Codes & Standards Forecast | Commercial | Retail | Existing | Food Preparation | Natural Gas | Broiler | E10 |  | Codes & Standards Forecast | 0 | 0 | 0 | 0 | 0 | 0 | 0 | 0 | 0 | 0 | 0 | 0 | 0 | 0 | 0 | 0 | 0 | 0 | 0 | 0 | 0 | 0 | 0 | 0 | 0 | 0 | 0 | 0 | 0 | 0 | 0 | 0 | 0 | 0 | 0 | 0 | 0 | 0 | 0 | 0 | 0 | 0 | 0 | 0 | 0 | 0 | 0 | 0 | 0 | 0 | 0
Commercial_Retail_Existing_Food Preparation_Natural Gas_Broiler_Vintage_Codes & Standards Forecast | Commercial | Retail | Existing | Food Preparation | Natural Gas | Broiler | Vintage |  | Codes & Standards Forecast | 0 | 0 | 0 | 0 | 0 | 0 | 0 | 0 | 0 | 0 | 0 | 0 | 0 | 0 | 0 | 0 | 0 | 0 | 0 | 0 | 0 | 0 | 0 | 0 | 0 | 0 | 0 | 0 | 0 | 0 | 0 | 0 | 0 | 0 | 0 | 0 | 0 | 0 | 0 | 0 | 0 | 0 | 0 | 0 | 0 | 0 | 0 | 0 | 0 | 0 | 0
Commercial_Retail_Existing_Food Preparation_Natural Gas_Griddle_E1_Codes & Standards Forecast | Commercial | Retail | Existing | Food Preparation | Natural Gas | Griddle | E1 |  | Codes & Standards Forecast | 0 | 0 | 0 | 0 | 0 | 0 | 0 | 0 | 0 | 0 | 0 | 0 | 0 | 0 | 0 | 0 | 0 | 0 | 0 | 0 | 0 | 0 | 0 | 0 | 0 | 0 | 0 | 0 | 0 | 0 | 0 | 0 | 0 | 0 | 0 | 0 | 0 | 0 | 0 | 0 | 0 | 0 | 0 | 0 | 0 | 0 | 0 | 0 | 0 | 0 | 0
Commercial_Retail_Existing_Food Preparation_Natural Gas_Griddle_E2_Codes & Standards Forecast | Commercial | Retail | Existing | Food Preparation | Natural Gas | Griddle | E2 |  | Codes & Standards Forecast | 0 | 0 | 0 | 0 | 0 | 0 | 0 | 0 | 0 | 0 | 0 | 0 | 0 | 0 | 0 | 0 | 0 | 0 | 0 | 0 | 0 | 0 | 0 | 0 | 0 | 0 | 0 | 0 | 0 | 0 | 0 | 0 | 0 | 0 | 0 | 0 | 0 | 0 | 0 | 0 | 0 | 0 | 0 | 0 | 0 | 0 | 0 | 0 | 0 | 0 | 0
Commercial_Retail_Existing_Food Preparation_Natural Gas_Griddle_E3_Codes & Standards Forecast | Commercial | Retail | Existing | Food Preparation | Natural Gas | Griddle | E3 |  | Codes & Standards Forecast | 0 | 0 | 0 | 0 | 0 | 0 | 0 | 0 | 0 | 0 | 0 | 0 | 0 | 0 | 0 | 0 | 0 | 0 | 0 | 0 | 0 | 0 | 0 | 0 | 0 | 0 | 0 | 0 | 0 | 0 | 0 | 0 | 0 | 0 | 0 | 0 | 0 | 0 | 0 | 0 | 0 | 0 | 0 | 0 | 0 | 0 | 0 | 0 | 0 | 0 | 0
Commercial_Retail_Existing_Food Preparation_Natural Gas_Griddle_E4_Codes & Standards Forecast | Commercial | Retail | Existing | Food Preparation | Natural Gas | Griddle | E4 |  | Codes & Standards Forecast | 0 | 0 | 0 | 0 | 0 | 0 | 0 | 0 | 0 | 0 | 0 | 0 | 0 | 0 | 0 | 0 | 0 | 0 | 0 | 0 | 0 | 0 | 0 | 0 | 0 | 0 | 0 | 0 | 0 | 0 | 0 | 0 | 0 | 0 | 0 | 0 | 0 | 0 | 0 | 0 | 0 | 0 | 0 | 0 | 0 | 0 | 0 | 0 | 0 | 0 | 0
Commercial_Retail_Existing_Food Preparation_Natural Gas_Griddle_E5_Codes & Standards Forecast | Commercial | Retail | Existing | Food Preparation | Natural Gas | Griddle | E5 |  | Codes & Standards Forecast | 0 | 0 | 0 | 0 | 0 | 0 | 0 | 0 | 0 | 0 | 0 | 0 | 0 | 0 | 0 | 0 | 0 | 0 | 0 | 0 | 0 | 0 | 0 | 0 | 0 | 0 | 0 | 0 | 0 | 0 | 0 | 0 | 0 | 0 | 0 | 0 | 0 | 0 | 0 | 0 | 0 | 0 | 0 | 0 | 0 | 0 | 0 | 0 | 0 | 0 | 0
Commercial_Retail_Existing_Food Preparation_Natural Gas_Griddle_E6_Codes & Standards Forecast | Commercial | Retail | Existing | Food Preparation | Natural Gas | Griddle | E6 |  | Codes & Standards Forecast | 0 | 0 | 0 | 0 | 0 | 0 | 0 | 0 | 0 | 0 | 0 | 0 | 0 | 0 | 0 | 0 | 0 | 0 | 0 | 0 | 0 | 0 | 0 | 0 | 0 | 0 | 0 | 0 | 0 | 0 | 0 | 0 | 0 | 0 | 0 | 0 | 0 | 0 | 0 | 0 | 0 | 0 | 0 | 0 | 0 | 0 | 0 | 0 | 0 | 0 | 0
Commercial_Retail_Existing_Food Preparation_Natural Gas_Griddle_E7_Codes & Standards Forecast | Commercial | Retail | Existing | Food Preparation | Natural Gas | Griddle | E7 |  | Codes & Standards Forecast | 0 | 0 | 0 | 0 | 0 | 0 | 0 | 0 | 0 | 0 | 0 | 0 | 0 | 0 | 0 | 0 | 0 | 0 | 0 | 0 | 0 | 0 | 0 | 0 | 0 | 0 | 0 | 0 | 0 | 0 | 0 | 0 | 0 | 0 | 0 | 0 | 0 | 0 | 0 | 0 | 0 | 0 | 0 | 0 | 0 | 0 | 0 | 0 | 0 | 0 | 0
Commercial_Retail_Existing_Food Preparation_Natural Gas_Griddle_E8_Codes & Standards Forecast | Commercial | Retail | Existing | Food Preparation | Natural Gas | Griddle | E8 |  | Codes & Standards Forecast | 0 | 0 | 0 | 0 | 0 | 0 | 0 | 0 | 0 | 0 | 0 | 0 | 0 | 0 | 0 | 0 | 0 | 0 | 0 | 0 | 0 | 0 | 0 | 0 | 0 | 0 | 0 | 0 | 0 | 0 | 0 | 0 | 0 | 0 | 0 | 0 | 0 | 0 | 0 | 0 | 0 | 0 | 0 | 0 | 0 | 0 | 0 | 0 | 0 | 0 | 0
Commercial_Retail_Existing_Food Preparation_Natural Gas_Griddle_E9_Codes & Standards Forecast | Commercial | Retail | Existing | Food Preparation | Natural Gas | Griddle | E9 |  | Codes & Standards Forecast | 0 | 0 | 0 | 0 | 0 | 0 | 0 | 0 | 0 | 0 | 0 | 0 | 0 | 0 | 0 | 0 | 0 | 0 | 0 | 0 | 0 | 0 | 0 | 0 | 0 | 0 | 0 | 0 | 0 | 0 | 0 | 0 | 0 | 0 | 0 | 0 | 0 | 0 | 0 | 0 | 0 | 0 | 0 | 0 | 0 | 0 | 0 | 0 | 0 | 0 | 0
Commercial_Retail_Existing_Food Preparation_Natural Gas_Griddle_E10_Codes & Standards Forecast | Commercial | Retail | Existing | Food Preparation | Natural Gas | Griddle | E10 |  | Codes & Standards Forecast | 0 | 0 | 0 | 0 | 0 | 0 | 0 | 0 | 0 | 0 | 0 | 0 | 0 | 0 | 0 | 0 | 0 | 0 | 0 | 0 | 0 | 0 | 0 | 0 | 0 | 0 | 0 | 0 | 0 | 0 | 0 | 0 | 0 | 0 | 0 | 0 | 0 | 0 | 0 | 0 | 0 | 0 | 0 | 0 | 0 | 0 | 0 | 0 | 0 | 0 | 0
Commercial_Retail_Existing_Food Preparation_Natural Gas_Griddle_Vintage_Codes & Standards Forecast | Commercial | Retail | Existing | Food Preparation | Natural Gas | Griddle | Vintage |  | Codes & Standards Forecast | 0 | 0 | 0 | 0 | 0 | 0 | 0 | 0 | 0 | 0 | 0 | 0 | 0 | 0 | 0 | 0 | 0 | 0 | 0 | 0 | 0 | 0 | 0 | 0 | 0 | 0 | 0 | 0 | 0 | 0 | 0 | 0 | 0 | 0 | 0 | 0 | 0 | 0 | 0 | 0 | 0 | 0 | 0 | 0 | 0 | 0 | 0 | 0 | 0 | 0 | 0
Commercial_Retail_Existing_Food Preparation_Natural Gas_Range_E1_Codes & Standards Forecast | Commercial | Retail | Existing | Food Preparation | Natural Gas | Range | E1 |  | Codes & Standards Forecast | 0 | 0 | 0 | 0 | 0 | 0 | 0 | 0 | 0 | 0 | 0 | 0 | 0 | 0 | 0 | 0 | 0 | 0 | 0 | 0 | 0 | 0 | 0 | 0 | 0 | 0 | 0 | 0 | 0 | 0 | 0 | 0 | 0 | 0 | 0 | 0 | 0 | 0 | 0 | 0 | 0 | 0 | 0 | 0 | 0 | 0 | 0 | 0 | 0 | 0 | 0
Commercial_Retail_Existing_Food Preparation_Natural Gas_Range_E2_Codes & Standards Forecast | Commercial | Retail | Existing | Food Preparation | Natural Gas | Range | E2 |  | Codes & Standards Forecast | 0 | 0 | 0 | 0 | 0 | 0 | 0 | 0 | 0 | 0 | 0 | 0 | 0 | 0 | 0 | 0 | 0 | 0 | 0 | 0 | 0 | 0 | 0 | 0 | 0 | 0 | 0 | 0 | 0 | 0 | 0 | 0 | 0 | 0 | 0 | 0 | 0 | 0 | 0 | 0 | 0 | 0 | 0 | 0 | 0 | 0 | 0 | 0 | 0 | 0 | 0
Commercial_Retail_Existing_Food Preparation_Natural Gas_Range_E3_Codes & Standards Forecast | Commercial | Retail | Existing | Food Preparation | Natural Gas | Range | E3 |  | Codes & Standards Forecast | 0 | 0 | 0 | 0 | 0 | 0 | 0 | 0 | 0 | 0 | 0 | 0 | 0 | 0 | 0 | 0 | 0 | 0 | 0 | 0 | 0 | 0 | 0 | 0 | 0 | 0 | 0 | 0 | 0 | 0 | 0 | 0 | 0 | 0 | 0 | 0 | 0 | 0 | 0 | 0 | 0 | 0 | 0 | 0 | 0 | 0 | 0 | 0 | 0 | 0 | 0
Commercial_Retail_Existing_Food Preparation_Natural Gas_Range_E4_Codes & Standards Forecast | Commercial | Retail | Existing | Food Preparation | Natural Gas | Range | E4 |  | Codes & Standards Forecast | 0 | 0 | 0 | 0 | 0 | 0 | 0 | 0 | 0 | 0 | 0 | 0 | 0 | 0 | 0 | 0 | 0 | 0 | 0 | 0 | 0 | 0 | 0 | 0 | 0 | 0 | 0 | 0 | 0 | 0 | 0 | 0 | 0 | 0 | 0 | 0 | 0 | 0 | 0 | 0 | 0 | 0 | 0 | 0 | 0 | 0 | 0 | 0 | 0 | 0 | 0
Commercial_Retail_Existing_Food Preparation_Natural Gas_Range_E5_Codes & Standards Forecast | Commercial | Retail | Existing | Food Preparation | Natural Gas | Range | E5 |  | Codes & Standards Forecast | 0 | 0 | 0 | 0 | 0 | 0 | 0 | 0 | 0 | 0 | 0 | 0 | 0 | 0 | 0 | 0 | 0 | 0 | 0 | 0 | 0 | 0 | 0 | 0 | 0 | 0 | 0 | 0 | 0 | 0 | 0 | 0 | 0 | 0 | 0 | 0 | 0 | 0 | 0 | 0 | 0 | 0 | 0 | 0 | 0 | 0 | 0 | 0 | 0 | 0 | 0
Commercial_Retail_Existing_Food Preparation_Natural Gas_Range_E6_Codes & Standards Forecast | Commercial | Retail | Existing | Food Preparation | Natural Gas | Range | E6 |  | Codes & Standards Forecast | 0 | 0 | 0 | 0 | 0 | 0 | 0 | 0 | 0 | 0 | 0 | 0 | 0 | 0 | 0 | 0 | 0 | 0 | 0 | 0 | 0 | 0 | 0 | 0 | 0 | 0 | 0 | 0 | 0 | 0 | 0 | 0 | 0 | 0 | 0 | 0 | 0 | 0 | 0 | 0 | 0 | 0 | 0 | 0 | 0 | 0 | 0 | 0 | 0 | 0 | 0
Commercial_Retail_Existing_Food Preparation_Natural Gas_Range_E7_Codes & Standards Forecast | Commercial | Retail | Existing | Food Preparation | Natural Gas | Range | E7 |  | Codes & Standards Forecast | 0 | 0 | 0 | 0 | 0 | 0 | 0 | 0 | 0 | 0 | 0 | 0 | 0 | 0 | 0 | 0 | 0 | 0 | 0 | 0 | 0 | 0 | 0 | 0 | 0 | 0 | 0 | 0 | 0 | 0 | 0 | 0 | 0 | 0 | 0 | 0 | 0 | 0 | 0 | 0 | 0 | 0 | 0 | 0 | 0 | 0 | 0 | 0 | 0 | 0 | 0
Commercial_Retail_Existing_Food Preparation_Natural Gas_Range_E8_Codes & Standards Forecast | Commercial | Retail | Existing | Food Preparation | Natural Gas | Range | E8 |  | Codes & Standards Forecast | 0 | 0 | 0 | 0 | 0 | 0 | 0 | 0 | 0 | 0 | 0 | 0 | 0 | 0 | 0 | 0 | 0 | 0 | 0 | 0 | 0 | 0 | 0 | 0 | 0 | 0 | 0 | 0 | 0 | 0 | 0 | 0 | 0 | 0 | 0 | 0 | 0 | 0 | 0 | 0 | 0 | 0 | 0 | 0 | 0 | 0 | 0 | 0 | 0 | 0 | 0
Commercial_Retail_Existing_Food Preparation_Natural Gas_Range_E9_Codes & Standards Forecast | Commercial | Retail | Existing | Food Preparation | Natural Gas | Range | E9 |  | Codes & Standards Forecast | 0 | 0 | 0 | 0 | 0 | 0 | 0 | 0 | 0 | 0 | 0 | 0 | 0 | 0 | 0 | 0 | 0 | 0 | 0 | 0 | 0 | 0 | 0 | 0 | 0 | 0 | 0 | 0 | 0 | 0 | 0 | 0 | 0 | 0 | 0 | 0 | 0 | 0 | 0 | 0 | 0 | 0 | 0 | 0 | 0 | 0 | 0 | 0 | 0 | 0 | 0
Commercial_Retail_Existing_Food Preparation_Natural Gas_Range_E10_Codes & Standards Forecast | Commercial | Retail | Existing | Food Preparation | Natural Gas | Range | E10 |  | Codes & Standards Forecast | 0 | 0 | 0 | 0 | 0 | 0 | 0 | 0 | 0 | 0 | 0 | 0 | 0 | 0 | 0 | 0 | 0 | 0 | 0 | 0 | 0 | 0 | 0 | 0 | 0 | 0 | 0 | 0 | 0 | 0 | 0 | 0 | 0 | 0 | 0 | 0 | 0 | 0 | 0 | 0 | 0 | 0 | 0 | 0 | 0 | 0 | 0 | 0 | 0 | 0 | 0
Commercial_Retail_Existing_Food Preparation_Natural Gas_Range_Vintage_Codes & Standards Forecast | Commercial | Retail | Existing | Food Preparation | Natural Gas | Range | Vintage |  | Codes & Standards Forecast | 0 | 0 | 0 | 0 | 0 | 0 | 0 | 0 | 0 | 0 | 0 | 0 | 0 | 0 | 0 | 0 | 0 | 0 | 0 | 0 | 0 | 0 | 0 | 0 | 0 | 0 | 0 | 0 | 0 | 0 | 0 | 0 | 0 | 0 | 0 | 0 | 0 | 0 | 0 | 0 | 0 | 0 | 0 | 0 | 0 | 0 | 0 | 0 | 0 | 0 | 0
Commercial_Retail_Existing_Food Preparation_Natural Gas_Steamer_E1_Codes & Standards Forecast | Commercial | Retail | Existing | Food Preparation | Natural Gas | Steamer | E1 |  | Codes & Standards Forecast | 0 | 0 | 0 | 0 | 0 | 0 | 0 | 0 | 0 | 0 | 0 | 0 | 0 | 0 | 0 | 0 | 0 | 0 | 0 | 0 | 0 | 0 | 0 | 0 | 0 | 0 | 0 | 0 | 0 | 0 | 0 | 0 | 0 | 0 | 0 | 0 | 0 | 0 | 0 | 0 | 0 | 0 | 0 | 0 | 0 | 0 | 0 | 0 | 0 | 0 | 0
Commercial_Retail_Existing_Food Preparation_Natural Gas_Steamer_E2_Codes & Standards Forecast | Commercial | Retail | Existing | Food Preparation | Natural Gas | Steamer | E2 |  | Codes & Standards Forecast | 0 | 0 | 0 | 0 | 0 | 0 | 0 | 0 | 0 | 0 | 0 | 0 | 0 | 0 | 0 | 0 | 0 | 0 | 0 | 0 | 0 | 0 | 0 | 0 | 0 | 0 | 0 | 0 | 0 | 0 | 0 | 0 | 0 | 0 | 0 | 0 | 0 | 0 | 0 | 0 | 0 | 0 | 0 | 0 | 0 | 0 | 0 | 0 | 0 | 0 | 0
Commercial_Retail_Existing_Food Preparation_Natural Gas_Steamer_E3_Codes & Standards Forecast | Commercial | Retail | Existing | Food Preparation | Natural Gas | Steamer | E3 |  | Codes & Standards Forecast | 0 | 0 | 0 | 0 | 0 | 0 | 0 | 0 | 0 | 0 | 0 | 0 | 0 | 0 | 0 | 0 | 0 | 0 | 0 | 0 | 0 | 0 | 0 | 0 | 0 | 0 | 0 | 0 | 0 | 0 | 0 | 0 | 0 | 0 | 0 | 0 | 0 | 0 | 0 | 0 | 0 | 0 | 0 | 0 | 0 | 0 | 0 | 0 | 0 | 0 | 0
Commercial_Retail_Existing_Food Preparation_Natural Gas_Steamer_E4_Codes & Standards Forecast | Commercial | Retail | Existing | Food Preparation | Natural Gas | Steamer | E4 |  | Codes & Standards Forecast | 0 | 0 | 0 | 0 | 0 | 0 | 0 | 0 | 0 | 0 | 0 | 0 | 0 | 0 | 0 | 0 | 0 | 0 | 0 | 0 | 0 | 0 | 0 | 0 | 0 | 0 | 0 | 0 | 0 | 0 | 0 | 0 | 0 | 0 | 0 | 0 | 0 | 0 | 0 | 0 | 0 | 0 | 0 | 0 | 0 | 0 | 0 | 0 | 0 | 0 | 0
Commercial_Retail_Existing_Food Preparation_Natural Gas_Steamer_E5_Codes & Standards Forecast | Commercial | Retail | Existing | Food Preparation | Natural Gas | Steamer | E5 |  | Codes & Standards Forecast | 0 | 0 | 0 | 0 | 0 | 0 | 0 | 0 | 0 | 0 | 0 | 0 | 0 | 0 | 0 | 0 | 0 | 0 | 0 | 0 | 0 | 0 | 0 | 0 | 0 | 0 | 0 | 0 | 0 | 0 | 0 | 0 | 0 | 0 | 0 | 0 | 0 | 0 | 0 | 0 | 0 | 0 | 0 | 0 | 0 | 0 | 0 | 0 | 0 | 0 | 0
Commercial_Retail_Existing_Food Preparation_Natural Gas_Steamer_E6_Codes & Standards Forecast | Commercial | Retail | Existing | Food Preparation | Natural Gas | Steamer | E6 |  | Codes & Standards Forecast | 0 | 0 | 0 | 0 | 0 | 0 | 0 | 0 | 0 | 0 | 0 | 0 | 0 | 0 | 0 | 0 | 0 | 0 | 0 | 0 | 0 | 0 | 0 | 0 | 0 | 0 | 0 | 0 | 0 | 0 | 0 | 0 | 0 | 0 | 0 | 0 | 0 | 0 | 0 | 0 | 0 | 0 | 0 | 0 | 0 | 0 | 0 | 0 | 0 | 0 | 0
Commercial_Retail_Existing_Food Preparation_Natural Gas_Steamer_E7_Codes & Standards Forecast | Commercial | Retail | Existing | Food Preparation | Natural Gas | Steamer | E7 |  | Codes & Standards Forecast | 0 | 0 | 0 | 0 | 0 | 0 | 0 | 0 | 0 | 0 | 0 | 0 | 0 | 0 | 0 | 0 | 0 | 0 | 0 | 0 | 0 | 0 | 0 | 0 | 0 | 0 | 0 | 0 | 0 | 0 | 0 | 0 | 0 | 0 | 0 | 0 | 0 | 0 | 0 | 0 | 0 | 0 | 0 | 0 | 0 | 0 | 0 | 0 | 0 | 0 | 0
Commercial_Retail_Existing_Food Preparation_Natural Gas_Steamer_E8_Codes & Standards Forecast | Commercial | Retail | Existing | Food Preparation | Natural Gas | Steamer | E8 |  | Codes & Standards Forecast | 0 | 0 | 0 | 0 | 0 | 0 | 0 | 0 | 0 | 0 | 0 | 0 | 0 | 0 | 0 | 0 | 0 | 0 | 0 | 0 | 0 | 0 | 0 | 0 | 0 | 0 | 0 | 0 | 0 | 0 | 0 | 0 | 0 | 0 | 0 | 0 | 0 | 0 | 0 | 0 | 0 | 0 | 0 | 0 | 0 | 0 | 0 | 0 | 0 | 0 | 0
Commercial_Retail_Existing_Food Preparation_Natural Gas_Steamer_E9_Codes & Standards Forecast | Commercial | Retail | Existing | Food Preparation | Natural Gas | Steamer | E9 |  | Codes & Standards Forecast | 0 | 0 | 0 | 0 | 0 | 0 | 0 | 0 | 0 | 0 | 0 | 0 | 0 | 0 | 0 | 0 | 0 | 0 | 0 | 0 | 0 | 0 | 0 | 0 | 0 | 0 | 0 | 0 | 0 | 0 | 0 | 0 | 0 | 0 | 0 | 0 | 0 | 0 | 0 | 0 | 0 | 0 | 0 | 0 | 0 | 0 | 0 | 0 | 0 | 0 | 0
Commercial_Retail_Existing_Food Preparation_Natural Gas_Steamer_E10_Codes & Standards Forecast | Commercial | Retail | Existing | Food Preparation | Natural Gas | Steamer | E10 |  | Codes & Standards Forecast | 0 | 0 | 0 | 0 | 0 | 0 | 0 | 0 | 0 | 0 | 0 | 0 | 0 | 0 | 0 | 0 | 0 | 0 | 0 | 0 | 0 | 0 | 0 | 0 | 0 | 0 | 0 | 0 | 0 | 0 | 0 | 0 | 0 | 0 | 0 | 0 | 0 | 0 | 0 | 0 | 0 | 0 | 0 | 0 | 0 | 0 | 0 | 0 | 0 | 0 | 0
Commercial_Retail_Existing_Food Preparation_Natural Gas_Steamer_Vintage_Codes & Standards Forecast | Commercial | Retail | Existing | Food Preparation | Natural Gas | Steamer | Vintage |  | Codes & Standards Forecast | 0 | 0 | 0 | 0 | 0 | 0 | 0 | 0 | 0 | 0 | 0 | 0 | 0 | 0 | 0 | 0 | 0 | 0 | 0 | 0 | 0 | 0 | 0 | 0 | 0 | 0 | 0 | 0 | 0 | 0 | 0 | 0 | 0 | 0 | 0 | 0 | 0 | 0 | 0 | 0 | 0 | 0 | 0 | 0 | 0 | 0 | 0 | 0 | 0 | 0 | 0
Commercial_Retail_Existing_Food Preparation_Natural Gas_Food Prep Other_E1_Codes & Standards Forecast | Commercial | Retail | Existing | Food Preparation | Natural Gas | Food Prep Other | E1 |  | Codes & Standards Forecast | 0 | 0 | 0 | 0 | 0 | 0 | 0 | 0 | 0 | 0 | 0 | 0 | 0 | 0 | 0 | 0 | 0 | 0 | 0 | 0 | 0 | 0 | 0 | 0 | 0 | 0 | 0 | 0 | 0 | 0 | 0 | 0 | 0 | 0 | 0 | 0 | 0 | 0 | 0 | 0 | 0 | 0 | 0 | 0 | 0 | 0 | 0 | 0 | 0 | 0 | 0
Commercial_Retail_Existing_Food Preparation_Natural Gas_Food Prep Other_E2_Codes & Standards Forecast | Commercial | Retail | Existing | Food Preparation | Natural Gas | Food Prep Other | E2 |  | Codes & Standards Forecast | 0 | 0 | 0 | 0 | 0 | 0 | 0 | 0 | 0 | 0 | 0 | 0 | 0 | 0 | 0 | 0 | 0 | 0 | 0 | 0 | 0 | 0 | 0 | 0 | 0 | 0 | 0 | 0 | 0 | 0 | 0 | 0 | 0 | 0 | 0 | 0 | 0 | 0 | 0 | 0 | 0 | 0 | 0 | 0 | 0 | 0 | 0 | 0 | 0 | 0 | 0
Commercial_Retail_Existing_Food Preparation_Natural Gas_Food Prep Other_E3_Codes & Standards Forecast | Commercial | Retail | Existing | Food Preparation | Natural Gas | Food Prep Other | E3 |  | Codes & Standards Forecast | 0 | 0 | 0 | 0 | 0 | 0 | 0 | 0 | 0 | 0 | 0 | 0 | 0 | 0 | 0 | 0 | 0 | 0 | 0 | 0 | 0 | 0 | 0 | 0 | 0 | 0 | 0 | 0 | 0 | 0 | 0 | 0 | 0 | 0 | 0 | 0 | 0 | 0 | 0 | 0 | 0 | 0 | 0 | 0 | 0 | 0 | 0 | 0 | 0 | 0 | 0
Commercial_Retail_Existing_Food Preparation_Natural Gas_Food Prep Other_E4_Codes & Standards Forecast | Commercial | Retail | Existing | Food Preparation | Natural Gas | Food Prep Other | E4 |  | Codes & Standards Forecast | 0 | 0 | 0 | 0 | 0 | 0 | 0 | 0 | 0 | 0 | 0 | 0 | 0 | 0 | 0 | 0 | 0 | 0 | 0 | 0 | 0 | 0 | 0 | 0 | 0 | 0 | 0 | 0 | 0 | 0 | 0 | 0 | 0 | 0 | 0 | 0 | 0 | 0 | 0 | 0 | 0 | 0 | 0 | 0 | 0 | 0 | 0 | 0 | 0 | 0 | 0
Commercial_Retail_Existing_Food Preparation_Natural Gas_Food Prep Other_E5_Codes & Standards Forecast | Commercial | Retail | Existing | Food Preparation | Natural Gas | Food Prep Other | E5 |  | Codes & Standards Forecast | 0 | 0 | 0 | 0 | 0 | 0 | 0 | 0 | 0 | 0 | 0 | 0 | 0 | 0 | 0 | 0 | 0 | 0 | 0 | 0 | 0 | 0 | 0 | 0 | 0 | 0 | 0 | 0 | 0 | 0 | 0 | 0 | 0 | 0 | 0 | 0 | 0 | 0 | 0 | 0 | 0 | 0 | 0 | 0 | 0 | 0 | 0 | 0 | 0 | 0 | 0
Commercial_Retail_Existing_Food Preparation_Natural Gas_Food Prep Other_E6_Codes & Standards Forecast | Commercial | Retail | Existing | Food Preparation | Natural Gas | Food Prep Other | E6 |  | Codes & Standards Forecast | 0 | 0 | 0 | 0 | 0 | 0 | 0 | 0 | 0 | 0 | 0 | 0 | 0 | 0 | 0 | 0 | 0 | 0 | 0 | 0 | 0 | 0 | 0 | 0 | 0 | 0 | 0 | 0 | 0 | 0 | 0 | 0 | 0 | 0 | 0 | 0 | 0 | 0 | 0 | 0 | 0 | 0 | 0 | 0 | 0 | 0 | 0 | 0 | 0 | 0 | 0
Commercial_Retail_Existing_Food Preparation_Natural Gas_Food Prep Other_E7_Codes & Standards Forecast | Commercial | Retail | Existing | Food Preparation | Natural Gas | Food Prep Other | E7 |  | Codes & Standards Forecast | 0 | 0 | 0 | 0 | 0 | 0 | 0 | 0 | 0 | 0 | 0 | 0 | 0 | 0 | 0 | 0 | 0 | 0 | 0 | 0 | 0 | 0 | 0 | 0 | 0 | 0 | 0 | 0 | 0 | 0 | 0 | 0 | 0 | 0 | 0 | 0 | 0 | 0 | 0 | 0 | 0 | 0 | 0 | 0 | 0 | 0 | 0 | 0 | 0 | 0 | 0
Commercial_Retail_Existing_Food Preparation_Natural Gas_Food Prep Other_E8_Codes & Standards Forecast | Commercial | Retail | Existing | Food Preparation | Natural Gas | Food Prep Other | E8 |  | Codes & Standards Forecast | 0 | 0 | 0 | 0 | 0 | 0 | 0 | 0 | 0 | 0 | 0 | 0 | 0 | 0 | 0 | 0 | 0 | 0 | 0 | 0 | 0 | 0 | 0 | 0 | 0 | 0 | 0 | 0 | 0 | 0 | 0 | 0 | 0 | 0 | 0 | 0 | 0 | 0 | 0 | 0 | 0 | 0 | 0 | 0 | 0 | 0 | 0 | 0 | 0 | 0 | 0
Commercial_Retail_Existing_Food Preparation_Natural Gas_Food Prep Other_E9_Codes & Standards Forecast | Commercial | Retail | Existing | Food Preparation | Natural Gas | Food Prep Other | E9 |  | Codes & Standards Forecast | 0 | 0 | 0 | 0 | 0 | 0 | 0 | 0 | 0 | 0 | 0 | 0 | 0 | 0 | 0 | 0 | 0 | 0 | 0 | 0 | 0 | 0 | 0 | 0 | 0 | 0 | 0 | 0 | 0 | 0 | 0 | 0 | 0 | 0 | 0 | 0 | 0 | 0 | 0 | 0 | 0 | 0 | 0 | 0 | 0 | 0 | 0 | 0 | 0 | 0 | 0
Commercial_Retail_Existing_Food Preparation_Natural Gas_Food Prep Other_E10_Codes & Standards Forecast | Commercial | Retail | Existing | Food Preparation | Natural Gas | Food Prep Other | E10 |  | Codes & Standards Forecast | 0 | 0 | 0 | 0 | 0 | 0 | 0 | 0 | 0 | 0 | 0 | 0 | 0 | 0 | 0 | 0 | 0 | 0 | 0 | 0 | 0 | 0 | 0 | 0 | 0 | 0 | 0 | 0 | 0 | 0 | 0 | 0 | 0 | 0 | 0 | 0 | 0 | 0 | 0 | 0 | 0 | 0 | 0 | 0 | 0 | 0 | 0 | 0 | 0 | 0 | 0
Commercial_Retail_Existing_Food Preparation_Natural Gas_Food Prep Other_Vintage_Codes & Standards Forecast | Commercial | Retail | Existing | Food Preparation | Natural Gas | Food Prep Other | Vintage |  | Codes & Standards Forecast | 0 | 0 | 0 | 0 | 0 | 0 | 0 | 0 | 0 | 0 | 0 | 0 | 0 | 0 | 0 | 0 | 0 | 0 | 0 | 0 | 0 | 0 | 0 | 0 | 0 | 0 | 0 | 0 | 0 | 0 | 0 | 0 | 0 | 0 | 0 | 0 | 0 | 0 | 0 | 0 | 0 | 0 | 0 | 0 | 0 | 0 | 0 | 0 | 0 | 0 | 0
Commercial_Retail_Existing_Miscellaneous_Natural Gas_Pool Heater_E1_Codes & Standards Forecast | Commercial | Retail | Existing | Miscellaneous | Natural Gas | Pool Heater | E1 |  | Codes & Standards Forecast | 0 | 0 | 0 | 0 | 0 | 0 | 0 | 0 | 0 | 0 | 0 | 0 | 0 | 0 | 0 | 0 | 0 | 0 | 0 | 0 | 0 | 0 | 0 | 0 | 0 | 0 | 0 | 0 | 0 | 0 | 0 | 0 | 0 | 0 | 0 | 0 | 0 | 0 | 0 | 0 | 0 | 0 | 0 | 0 | 0 | 0 | 0 | 0 | 0 | 0 | 0
Commercial_Retail_Existing_Miscellaneous_Natural Gas_Pool Heater_E2_Codes & Standards Forecast | Commercial | Retail | Existing | Miscellaneous | Natural Gas | Pool Heater | E2 |  | Codes & Standards Forecast | 0 | 0 | 0 | 0 | 0 | 0 | 0 | 0 | 0 | 0 | 0 | 0 | 0 | 0 | 0 | 0 | 0 | 0 | 0 | 0 | 0 | 0 | 0 | 0 | 0 | 0 | 0 | 0 | 0 | 0 | 0 | 0 | 0 | 0 | 0 | 0 | 0 | 0 | 0 | 0 | 0 | 0 | 0 | 0 | 0 | 0 | 0 | 0 | 0 | 0 | 0
Commercial_Retail_Existing_Miscellaneous_Natural Gas_Pool Heater_E3_Codes & Standards Forecast | Commercial | Retail | Existing | Miscellaneous | Natural Gas | Pool Heater | E3 |  | Codes & Standards Forecast | 0 | 0 | 0 | 0 | 0 | 0 | 0 | 0 | 0 | 0 | 0 | 0 | 0 | 0 | 0 | 0 | 0 | 0 | 0 | 0 | 0 | 0 | 0 | 0 | 0 | 0 | 0 | 0 | 0 | 0 | 0 | 0 | 0 | 0 | 0 | 0 | 0 | 0 | 0 | 0 | 0 | 0 | 0 | 0 | 0 | 0 | 0 | 0 | 0 | 0 | 0
Commercial_Retail_Existing_Miscellaneous_Natural Gas_Pool Heater_E4_Codes & Standards Forecast | Commercial | Retail | Existing | Miscellaneous | Natural Gas | Pool Heater | E4 |  | Codes & Standards Forecast | 0 | 0 | 0 | 0 | 0 | 0 | 0 | 0 | 0 | 0 | 0 | 0 | 0 | 0 | 0 | 0 | 0 | 0 | 0 | 0 | 0 | 0 | 0 | 0 | 0 | 0 | 0 | 0 | 0 | 0 | 0 | 0 | 0 | 0 | 0 | 0 | 0 | 0 | 0 | 0 | 0 | 0 | 0 | 0 | 0 | 0 | 0 | 0 | 0 | 0 | 0
Commercial_Retail_Existing_Miscellaneous_Natural Gas_Pool Heater_E5_Codes & Standards Forecast | Commercial | Retail | Existing | Miscellaneous | Natural Gas | Pool Heater | E5 |  | Codes & Standards Forecast | 0 | 0 | 0 | 0 | 0 | 0 | 0 | 0 | 0 | 0 | 0 | 0 | 0 | 0 | 0 | 0 | 0 | 0 | 0 | 0 | 0 | 0 | 0 | 0 | 0 | 0 | 0 | 0 | 0 | 0 | 0 | 0 | 0 | 0 | 0 | 0 | 0 | 0 | 0 | 0 | 0 | 0 | 0 | 0 | 0 | 0 | 0 | 0 | 0 | 0 | 0
Commercial_Retail_Existing_Miscellaneous_Natural Gas_Pool Heater_E6_Codes & Standards Forecast | Commercial | Retail | Existing | Miscellaneous | Natural Gas | Pool Heater | E6 |  | Codes & Standards Forecast | 0 | 0 | 0 | 0 | 0 | 0 | 0 | 0 | 0 | 0 | 0 | 0 | 0 | 0 | 0 | 0 | 0 | 0 | 0 | 0 | 0 | 0 | 0 | 0 | 0 | 0 | 0 | 0 | 0 | 0 | 0 | 0 | 0 | 0 | 0 | 0 | 0 | 0 | 0 | 0 | 0 | 0 | 0 | 0 | 0 | 0 | 0 | 0 | 0 | 0 | 0
Commercial_Retail_Existing_Miscellaneous_Natural Gas_Pool Heater_E7_Codes & Standards Forecast | Commercial | Retail | Existing | Miscellaneous | Natural Gas | Pool Heater | E7 |  | Codes & Standards Forecast | 0 | 0 | 0 | 0 | 0 | 0 | 0 | 0 | 0 | 0 | 0 | 0 | 0 | 0 | 0 | 0 | 0 | 0 | 0 | 0 | 0 | 0 | 0 | 0 | 0 | 0 | 0 | 0 | 0 | 0 | 0 | 0 | 0 | 0 | 0 | 0 | 0 | 0 | 0 | 0 | 0 | 0 | 0 | 0 | 0 | 0 | 0 | 0 | 0 | 0 | 0
Commercial_Retail_Existing_Miscellaneous_Natural Gas_Pool Heater_E8_Codes & Standards Forecast | Commercial | Retail | Existing | Miscellaneous | Natural Gas | Pool Heater | E8 |  | Codes & Standards Forecast | 0 | 0 | 0 | 0 | 0 | 0 | 0 | 0 | 0 | 0 | 0 | 0 | 0 | 0 | 0 | 0 | 0 | 0 | 0 | 0 | 0 | 0 | 0 | 0 | 0 | 0 | 0 | 0 | 0 | 0 | 0 | 0 | 0 | 0 | 0 | 0 | 0 | 0 | 0 | 0 | 0 | 0 | 0 | 0 | 0 | 0 | 0 | 0 | 0 | 0 | 0
Commercial_Retail_Existing_Miscellaneous_Natural Gas_Pool Heater_E9_Codes & Standards Forecast | Commercial | Retail | Existing | Miscellaneous | Natural Gas | Pool Heater | E9 |  | Codes & Standards Forecast | 0 | 0 | 0 | 0 | 0 | 0 | 0 | 0 | 0 | 0 | 0 | 0 | 0 | 0 | 0 | 0 | 0 | 0 | 0 | 0 | 0 | 0 | 0 | 0 | 0 | 0 | 0 | 0 | 0 | 0 | 0 | 0 | 0 | 0 | 0 | 0 | 0 | 0 | 0 | 0 | 0 | 0 | 0 | 0 | 0 | 0 | 0 | 0 | 0 | 0 | 0
Commercial_Retail_Existing_Miscellaneous_Natural Gas_Pool Heater_E10_Codes & Standards Forecast | Commercial | Retail | Existing | Miscellaneous | Natural Gas | Pool Heater | E10 |  | Codes & Standards Forecast | 0 | 0 | 0 | 0 | 0 | 0 | 0 | 0 | 0 | 0 | 0 | 0 | 0 | 0 | 0 | 0 | 0 | 0 | 0 | 0 | 0 | 0 | 0 | 0 | 0 | 0 | 0 | 0 | 0 | 0 | 0 | 0 | 0 | 0 | 0 | 0 | 0 | 0 | 0 | 0 | 0 | 0 | 0 | 0 | 0 | 0 | 0 | 0 | 0 | 0 | 0
Commercial_Retail_Existing_Miscellaneous_Natural Gas_Pool Heater_Vintage_Codes & Standards Forecast | Commercial | Retail | Existing | Miscellaneous | Natural Gas | Pool Heater | Vintage |  | Codes & Standards Forecast | 0 | 0 | 0 | 0 | 0 | 0 | 0 | 0 | 0 | 0 | 0 | 0 | 0 | 0 | 0 | 0 | 0 | 0 | 0 | 0 | 0 | 0 | 0 | 0 | 0 | 0 | 0 | 0 | 0 | 0 | 0 | 0 | 0 | 0 | 0 | 0 | 0 | 0 | 0 | 0 | 0 | 0 | 0 | 0 | 0 | 0 | 0 | 0 | 0 | 0 | 0
Commercial_Retail_Existing_Miscellaneous_Natural Gas_Miscellaneous_E1_Codes & Standards Forecast | Commercial | Retail | Existing | Miscellaneous | Natural Gas | Miscellaneous | E1 |  | Codes & Standards Forecast | 0 | 1708836.5312 | 3724023.9636 | 5988114.6739 | 8409147.122 | 10062429.2134 | 11471544.4156 | 12672599.1843 | 13694657.2083 | 14563073.7638 | 15299764.3768 | 15923942.3655 | 16452135.9901 | 16898380.7047 | 17274385.4655 | 17590306.6067 | 17854679.3224 | 18075403.3072 | 18259388.344 | 18412212.0068 | 18538016.1025 | 18640169.257 | 18721883.5971 | 18786012.7332 | 18835012.1708 | 18871142.6618 | 18896272.8377 | 18912047.1699 | 18919771.4849 | 18920616.1514 | 18915470.3477 | 18905256.3779 | 19190153.5124 | 0 | 0 | 0 | 0 | 0 | 0 | 0 | 0 | 0 | 0 | 0 | 0 | 0 | 0 | 0 | 0 | 0 | 0
Commercial_Retail_Existing_Miscellaneous_Natural Gas_Miscellaneous_E2_Codes & Standards Forecast | Commercial | Retail | Existing | Miscellaneous | Natural Gas | Miscellaneous | E2 |  | Codes & Standards Forecast | 0 | 0 | 0 | 0 | 0 | 0 | 0 | 0 | 0 | 0 | 0 | 0 | 0 | 0 | 0 | 0 | 0 | 0 | 0 | 0 | 0 | 0 | 0 | 0 | 0 | 0 | 0 | 0 | 0 | 0 | 0 | 0 | 0 | 0 | 0 | 0 | 0 | 0 | 0 | 0 | 0 | 0 | 0 | 0 | 0 | 0 | 0 | 0 | 0 | 0 | 0
Commercial_Retail_Existing_Miscellaneous_Natural Gas_Miscellaneous_E3_Codes & Standards Forecast | Commercial | Retail | Existing | Miscellaneous | Natural Gas | Miscellaneous | E3 |  | Codes & Standards Forecast | 0 | 0 | 0 | 0 | 0 | 0 | 0 | 0 | 0 | 0 | 0 | 0 | 0 | 0 | 0 | 0 | 0 | 0 | 0 | 0 | 0 | 0 | 0 | 0 | 0 | 0 | 0 | 0 | 0 | 0 | 0 | 0 | 0 | 0 | 0 | 0 | 0 | 0 | 0 | 0 | 0 | 0 | 0 | 0 | 0 | 0 | 0 | 0 | 0 | 0 | 0
Commercial_Retail_Existing_Miscellaneous_Natural Gas_Miscellaneous_E4_Codes & Standards Forecast | Commercial | Retail | Existing | Miscellaneous | Natural Gas | Miscellaneous | E4 |  | Codes & Standards Forecast | 0 | 0 | 0 | 0 | 0 | 0 | 0 | 0 | 0 | 0 | 0 | 0 | 0 | 0 | 0 | 0 | 0 | 0 | 0 | 0 | 0 | 0 | 0 | 0 | 0 | 0 | 0 | 0 | 0 | 0 | 0 | 0 | 0 | 0 | 0 | 0 | 0 | 0 | 0 | 0 | 0 | 0 | 0 | 0 | 0 | 0 | 0 | 0 | 0 | 0 | 0
Commercial_Retail_Existing_Miscellaneous_Natural Gas_Miscellaneous_E5_Codes & Standards Forecast | Commercial | Retail | Existing | Miscellaneous | Natural Gas | Miscellaneous | E5 |  | Codes & Standards Forecast | 0 | 0 | 0 | 0 | 0 | 0 | 0 | 0 | 0 | 0 | 0 | 0 | 0 | 0 | 0 | 0 | 0 | 0 | 0 | 0 | 0 | 0 | 0 | 0 | 0 | 0 | 0 | 0 | 0 | 0 | 0 | 0 | 0 | 0 | 0 | 0 | 0 | 0 | 0 | 0 | 0 | 0 | 0 | 0 | 0 | 0 | 0 | 0 | 0 | 0 | 0
Commercial_Retail_Existing_Miscellaneous_Natural Gas_Miscellaneous_E6_Codes & Standards Forecast | Commercial | Retail | Existing | Miscellaneous | Natural Gas | Miscellaneous | E6 |  | Codes & Standards Forecast | 0 | 0 | 0 | 0 | 0 | 0 | 0 | 0 | 0 | 0 | 0 | 0 | 0 | 0 | 0 | 0 | 0 | 0 | 0 | 0 | 0 | 0 | 0 | 0 | 0 | 0 | 0 | 0 | 0 | 0 | 0 | 0 | 0 | 0 | 0 | 0 | 0 | 0 | 0 | 0 | 0 | 0 | 0 | 0 | 0 | 0 | 0 | 0 | 0 | 0 | 0
Commercial_Retail_Existing_Miscellaneous_Natural Gas_Miscellaneous_E7_Codes & Standards Forecast | Commercial | Retail | Existing | Miscellaneous | Natural Gas | Miscellaneous | E7 |  | Codes & Standards Forecast | 0 | 0 | 0 | 0 | 0 | 0 | 0 | 0 | 0 | 0 | 0 | 0 | 0 | 0 | 0 | 0 | 0 | 0 | 0 | 0 | 0 | 0 | 0 | 0 | 0 | 0 | 0 | 0 | 0 | 0 | 0 | 0 | 0 | 0 | 0 | 0 | 0 | 0 | 0 | 0 | 0 | 0 | 0 | 0 | 0 | 0 | 0 | 0 | 0 | 0 | 0
Commercial_Retail_Existing_Miscellaneous_Natural Gas_Miscellaneous_E8_Codes & Standards Forecast | Commercial | Retail | Existing | Miscellaneous | Natural Gas | Miscellaneous | E8 |  | Codes & Standards Forecast | 0 | 0 | 0 | 0 | 0 | 0 | 0 | 0 | 0 | 0 | 0 | 0 | 0 | 0 | 0 | 0 | 0 | 0 | 0 | 0 | 0 | 0 | 0 | 0 | 0 | 0 | 0 | 0 | 0 | 0 | 0 | 0 | 0 | 0 | 0 | 0 | 0 | 0 | 0 | 0 | 0 | 0 | 0 | 0 | 0 | 0 | 0 | 0 | 0 | 0 | 0
Commercial_Retail_Existing_Miscellaneous_Natural Gas_Miscellaneous_E9_Codes & Standards Forecast | Commercial | Retail | Existing | Miscellaneous | Natural Gas | Miscellaneous | E9 |  | Codes & Standards Forecast | 0 | 0 | 0 | 0 | 0 | 0 | 0 | 0 | 0 | 0 | 0 | 0 | 0 | 0 | 0 | 0 | 0 | 0 | 0 | 0 | 0 | 0 | 0 | 0 | 0 | 0 | 0 | 0 | 0 | 0 | 0 | 0 | 0 | 0 | 0 | 0 | 0 | 0 | 0 | 0 | 0 | 0 | 0 | 0 | 0 | 0 | 0 | 0 | 0 | 0 | 0
Commercial_Retail_Existing_Miscellaneous_Natural Gas_Miscellaneous_E10_Codes & Standards Forecast | Commercial | Retail | Existing | Miscellaneous | Natural Gas | Miscellaneous | E10 |  | Codes & Standards Forecast | 0 | 0 | 0 | 0 | 0 | 0 | 0 | 0 | 0 | 0 | 0 | 0 | 0 | 0 | 0 | 0 | 0 | 0 | 0 | 0 | 0 | 0 | 0 | 0 | 0 | 0 | 0 | 0 | 0 | 0 | 0 | 0 | 0 | 0 | 0 | 0 | 0 | 0 | 0 | 0 | 0 | 0 | 0 | 0 | 0 | 0 | 0 | 0 | 0 | 0 | 0
Commercial_Retail_Existing_Miscellaneous_Natural Gas_Miscellaneous_Vintage_Codes & Standards Forecast | Commercial | Retail | Existing | Miscellaneous | Natural Gas | Miscellaneous | Vintage |  | Codes & Standards Forecast | 20038376.9356 | 18227589.6657 | 16110451.4945 | 13723241.6904 | 11762778.5918 | 10055286.0482 | 8598313.6822 | 7354154.5065 | 6290453.6242 | 5380652.0594 | 4602369.2919 | 3936654.8432 | 3367278.7634 | 2880308.1567 | 2463776.9269 | 2107490.0139 | 1802714.8352 | 1542044.1003 | 1319129.1289 | 1128498.7275 | 965440.5073 | 825935.6224 | 706575.7226 | 604451.9403 | 517076.2731 | 442323.6977 | 378372.5192 | 323664.1904 | 276862.8619 | 236826.5326 | 202576.731 | 173278.332 | 148524.2846 | 0 | 0 | 0 | 0 | 0 | 0 | 0 | 0 | 0 | 0 | 0 | 0 | 0 | 0 | 0 | 0 | 0 | 0
Commercial_Retail_New_Space Heating_Natural Gas_Furnace_E1_Codes & Standards Forecast | Commercial | Retail | New | Space Heating | Natural Gas | Furnace | E1 |  | Codes & Standards Forecast | 0 | 0 | 0 | 0 | 0 | 0 | 0 | 0 | 0 | 0 | 0 | 0 | 0 | 0 | 0 | 0 | 0 | 0 | 0 | 0 | 0 | 0 | 0 | 0 | 0 | 0 | 0 | 0 | 0 | 0 | 0 | 0 | 0 | 0 | 0 | 0 | 0 | 0 | 0 | 0 | 0 | 0 | 0 | 0 | 0 | 0 | 0 | 0 | 0 | 0 | 0
Commercial_Retail_New_Space Heating_Natural Gas_Furnace_E2_Codes & Standards Forecast | Commercial | Retail | New | Space Heating | Natural Gas | Furnace | E2 |  | Codes & Standards Forecast | 0 | 0 | 0 | 0 | 0 | 0 | 0 | 0 | 0 | 0 | 0 | 0 | 0 | 0 | 0 | 0 | 0 | 0 | 0 | 0 | 0 | 0 | 0 | 0 | 0 | 0 | 0 | 0 | 0 | 0 | 0 | 0 | 0 | 0 | 0 | 0 | 0 | 0 | 0 | 0 | 0 | 0 | 0 | 0 | 0 | 0 | 0 | 0 | 0 | 0 | 0
Commercial_Retail_New_Space Heating_Natural Gas_Furnace_E3_Codes & Standards Forecast | Commercial | Retail | New | Space Heating | Natural Gas | Furnace | E3 |  | Codes & Standards Forecast | 0 | 0 | 0 | 0 | 0 | 0 | 0 | 0 | 0 | 0 | 0 | 0 | 0 | 0 | 0 | 0 | 0 | 0 | 0 | 0 | 0 | 0 | 0 | 0 | 0 | 0 | 0 | 0 | 0 | 0 | 0 | 0 | 0 | 0 | 0 | 0 | 0 | 0 | 0 | 0 | 0 | 0 | 0 | 0 | 0 | 0 | 0 | 0 | 0 | 0 | 0
Commercial_Retail_New_Space Heating_Natural Gas_Furnace_E4_Codes & Standards Forecast | Commercial | Retail | New | Space Heating | Natural Gas | Furnace | E4 |  | Codes & Standards Forecast | 0 | 0 | 0 | 0 | 0 | 0 | 0 | 0 | 0 | 0 | 0 | 0 | 0 | 0 | 0 | 0 | 0 | 0 | 0 | 0 | 0 | 0 | 0 | 0 | 0 | 0 | 0 | 0 | 0 | 0 | 0 | 0 | 0 | 0 | 0 | 0 | 0 | 0 | 0 | 0 | 0 | 0 | 0 | 0 | 0 | 0 | 0 | 0 | 0 | 0 | 0
Commercial_Retail_New_Space Heating_Natural Gas_Furnace_E5_Codes & Standards Forecast | Commercial | Retail | New | Space Heating | Natural Gas | Furnace | E5 |  | Codes & Standards Forecast | 0 | 0 | 0 | 0 | 0 | 0 | 0 | 0 | 0 | 0 | 0 | 0 | 0 | 0 | 0 | 0 | 0 | 0 | 0 | 0 | 0 | 0 | 0 | 0 | 0 | 0 | 0 | 0 | 0 | 0 | 0 | 0 | 0 | 0 | 0 | 0 | 0 | 0 | 0 | 0 | 0 | 0 | 0 | 0 | 0 | 0 | 0 | 0 | 0 | 0 | 0
Commercial_Retail_New_Space Heating_Natural Gas_Furnace_E6_Codes & Standards Forecast | Commercial | Retail | New | Space Heating | Natural Gas | Furnace | E6 |  | Codes & Standards Forecast | 0 | 0 | 0 | 0 | 0 | 0 | 0 | 0 | 0 | 0 | 0 | 0 | 0 | 0 | 0 | 0 | 0 | 0 | 0 | 0 | 0 | 0 | 0 | 0 | 0 | 0 | 0 | 0 | 0 | 0 | 0 | 0 | 0 | 0 | 0 | 0 | 0 | 0 | 0 | 0 | 0 | 0 | 0 | 0 | 0 | 0 | 0 | 0 | 0 | 0 | 0
Commercial_Retail_New_Space Heating_Natural Gas_Furnace_E7_Codes & Standards Forecast | Commercial | Retail | New | Space Heating | Natural Gas | Furnace | E7 |  | Codes & Standards Forecast | 0 | 0 | 0 | 0 | 0 | 0 | 0 | 0 | 0 | 0 | 0 | 0 | 0 | 0 | 0 | 0 | 0 | 0 | 0 | 0 | 0 | 0 | 0 | 0 | 0 | 0 | 0 | 0 | 0 | 0 | 0 | 0 | 0 | 0 | 0 | 0 | 0 | 0 | 0 | 0 | 0 | 0 | 0 | 0 | 0 | 0 | 0 | 0 | 0 | 0 | 0
Commercial_Retail_New_Space Heating_Natural Gas_Furnace_E8_Codes & Standards Forecast | Commercial | Retail | New | Space Heating | Natural Gas | Furnace | E8 |  | Codes & Standards Forecast | 0 | 0 | 0 | 0 | 0 | 0 | 0 | 0 | 0 | 0 | 0 | 0 | 0 | 0 | 0 | 0 | 0 | 0 | 0 | 0 | 0 | 0 | 0 | 0 | 0 | 0 | 0 | 0 | 0 | 0 | 0 | 0 | 0 | 0 | 0 | 0 | 0 | 0 | 0 | 0 | 0 | 0 | 0 | 0 | 0 | 0 | 0 | 0 | 0 | 0 | 0
Commercial_Retail_New_Space Heating_Natural Gas_Furnace_E9_Codes & Standards Forecast | Commercial | Retail | New | Space Heating | Natural Gas | Furnace | E9 |  | Codes & Standards Forecast | 0 | 0 | 0 | 0 | 0 | 0 | 0 | 0 | 0 | 0 | 0 | 0 | 0 | 0 | 0 | 0 | 0 | 0 | 0 | 0 | 0 | 0 | 0 | 0 | 0 | 0 | 0 | 0 | 0 | 0 | 0 | 0 | 0 | 0 | 0 | 0 | 0 | 0 | 0 | 0 | 0 | 0 | 0 | 0 | 0 | 0 | 0 | 0 | 0 | 0 | 0
Commercial_Retail_New_Space Heating_Natural Gas_Furnace_E10_Codes & Standards Forecast | Commercial | Retail | New | Space Heating | Natural Gas | Furnace | E10 |  | Codes & Standards Forecast | 0 | 0 | 0 | 0 | 0 | 0 | 0 | 0 | 0 | 0 | 0 | 0 | 0 | 0 | 0 | 0 | 0 | 0 | 0 | 0 | 0 | 0 | 0 | 0 | 0 | 0 | 0 | 0 | 0 | 0 | 0 | 0 | 0 | 0 | 0 | 0 | 0 | 0 | 0 | 0 | 0 | 0 | 0 | 0 | 0 | 0 | 0 | 0 | 0 | 0 | 0
Commercial_Retail_New_Space Heating_Natural Gas_Furnace_Vintage_Codes & Standards Forecast | Commercial | Retail | New | Space Heating | Natural Gas | Furnace | Vintage |  | Codes & Standards Forecast | 0 | 0 | 0 | 0 | 0 | 0 | 0 | 0 | 0 | 0 | 0 | 0 | 0 | 0 | 0 | 0 | 0 | 0 | 0 | 0 | 0 | 0 | 0 | 0 | 0 | 0 | 0 | 0 | 0 | 0 | 0 | 0 | 0 | 0 | 0 | 0 | 0 | 0 | 0 | 0 | 0 | 0 | 0 | 0 | 0 | 0 | 0 | 0 | 0 | 0 | 0
Commercial_Retail_New_Space Heating_Natural Gas_Boiler_E1_Codes & Standards Forecast | Commercial | Retail | New | Space Heating | Natural Gas | Boiler | E1 |  | Codes & Standards Forecast | 0 | 0 | 0 | 0 | 0 | 0 | 0 | 0 | 0 | 0 | 0 | 0 | 0 | 0 | 0 | 0 | 0 | 0 | 0 | 0 | 0 | 0 | 0 | 0 | 0 | 0 | 0 | 0 | 0 | 0 | 0 | 0 | 0 | 0 | 0 | 0 | 0 | 0 | 0 | 0 | 0 | 0 | 0 | 0 | 0 | 0 | 0 | 0 | 0 | 0 | 0
Commercial_Retail_New_Space Heating_Natural Gas_Boiler_E2_Codes & Standards Forecast | Commercial | Retail | New | Space Heating | Natural Gas | Boiler | E2 |  | Codes & Standards Forecast | 0 | 0 | 0 | 0 | 0 | 0 | 0 | 0 | 0 | 0 | 0 | 0 | 0 | 0 | 0 | 0 | 0 | 0 | 0 | 0 | 0 | 0 | 0 | 0 | 0 | 0 | 0 | 0 | 0 | 0 | 0 | 0 | 0 | 0 | 0 | 0 | 0 | 0 | 0 | 0 | 0 | 0 | 0 | 0 | 0 | 0 | 0 | 0 | 0 | 0 | 0
Commercial_Retail_New_Space Heating_Natural Gas_Boiler_E3_Codes & Standards Forecast | Commercial | Retail | New | Space Heating | Natural Gas | Boiler | E3 |  | Codes & Standards Forecast | 0 | 0 | 0 | 0 | 0 | 0 | 0 | 0 | 0 | 0 | 0 | 0 | 0 | 0 | 0 | 0 | 0 | 0 | 0 | 0 | 0 | 0 | 0 | 0 | 0 | 0 | 0 | 0 | 0 | 0 | 0 | 0 | 0 | 0 | 0 | 0 | 0 | 0 | 0 | 0 | 0 | 0 | 0 | 0 | 0 | 0 | 0 | 0 | 0 | 0 | 0
Commercial_Retail_New_Space Heating_Natural Gas_Boiler_E4_Codes & Standards Forecast | Commercial | Retail | New | Space Heating | Natural Gas | Boiler | E4 |  | Codes & Standards Forecast | 0 | 0 | 0 | 0 | 0 | 0 | 0 | 0 | 0 | 0 | 0 | 0 | 0 | 0 | 0 | 0 | 0 | 0 | 0 | 0 | 0 | 0 | 0 | 0 | 0 | 0 | 0 | 0 | 0 | 0 | 0 | 0 | 0 | 0 | 0 | 0 | 0 | 0 | 0 | 0 | 0 | 0 | 0 | 0 | 0 | 0 | 0 | 0 | 0 | 0 | 0
Commercial_Retail_New_Space Heating_Natural Gas_Boiler_E5_Codes & Standards Forecast | Commercial | Retail | New | Space Heating | Natural Gas | Boiler | E5 |  | Codes & Standards Forecast | 0 | 0 | 0 | 0 | 0 | 0 | 0 | 0 | 0 | 0 | 0 | 0 | 0 | 0 | 0 | 0 | 0 | 0 | 0 | 0 | 0 | 0 | 0 | 0 | 0 | 0 | 0 | 0 | 0 | 0 | 0 | 0 | 0 | 0 | 0 | 0 | 0 | 0 | 0 | 0 | 0 | 0 | 0 | 0 | 0 | 0 | 0 | 0 | 0 | 0 | 0
Commercial_Retail_New_Space Heating_Natural Gas_Boiler_E6_Codes & Standards Forecast | Commercial | Retail | New | Space Heating | Natural Gas | Boiler | E6 |  | Codes & Standards Forecast | 0 | 0 | 0 | 0 | 0 | 0 | 0 | 0 | 0 | 0 | 0 | 0 | 0 | 0 | 0 | 0 | 0 | 0 | 0 | 0 | 0 | 0 | 0 | 0 | 0 | 0 | 0 | 0 | 0 | 0 | 0 | 0 | 0 | 0 | 0 | 0 | 0 | 0 | 0 | 0 | 0 | 0 | 0 | 0 | 0 | 0 | 0 | 0 | 0 | 0 | 0
Commercial_Retail_New_Space Heating_Natural Gas_Boiler_E7_Codes & Standards Forecast | Commercial | Retail | New | Space Heating | Natural Gas | Boiler | E7 |  | Codes & Standards Forecast | 0 | 0 | 0 | 0 | 0 | 0 | 0 | 0 | 0 | 0 | 0 | 0 | 0 | 0 | 0 | 0 | 0 | 0 | 0 | 0 | 0 | 0 | 0 | 0 | 0 | 0 | 0 | 0 | 0 | 0 | 0 | 0 | 0 | 0 | 0 | 0 | 0 | 0 | 0 | 0 | 0 | 0 | 0 | 0 | 0 | 0 | 0 | 0 | 0 | 0 | 0
Commercial_Retail_New_Space Heating_Natural Gas_Boiler_E8_Codes & Standards Forecast | Commercial | Retail | New | Space Heating | Natural Gas | Boiler | E8 |  | Codes & Standards Forecast | 0 | 0 | 0 | 0 | 0 | 0 | 0 | 0 | 0 | 0 | 0 | 0 | 0 | 0 | 0 | 0 | 0 | 0 | 0 | 0 | 0 | 0 | 0 | 0 | 0 | 0 | 0 | 0 | 0 | 0 | 0 | 0 | 0 | 0 | 0 | 0 | 0 | 0 | 0 | 0 | 0 | 0 | 0 | 0 | 0 | 0 | 0 | 0 | 0 | 0 | 0
Commercial_Retail_New_Space Heating_Natural Gas_Boiler_E9_Codes & Standards Forecast | Commercial | Retail | New | Space Heating | Natural Gas | Boiler | E9 |  | Codes & Standards Forecast | 0 | 0 | 0 | 0 | 0 | 0 | 0 | 0 | 0 | 0 | 0 | 0 | 0 | 0 | 0 | 0 | 0 | 0 | 0 | 0 | 0 | 0 | 0 | 0 | 0 | 0 | 0 | 0 | 0 | 0 | 0 | 0 | 0 | 0 | 0 | 0 | 0 | 0 | 0 | 0 | 0 | 0 | 0 | 0 | 0 | 0 | 0 | 0 | 0 | 0 | 0
Commercial_Retail_New_Space Heating_Natural Gas_Boiler_E10_Codes & Standards Forecast | Commercial | Retail | New | Space Heating | Natural Gas | Boiler | E10 |  | Codes & Standards Forecast | 0 | 0 | 0 | 0 | 0 | 0 | 0 | 0 | 0 | 0 | 0 | 0 | 0 | 0 | 0 | 0 | 0 | 0 | 0 | 0 | 0 | 0 | 0 | 0 | 0 | 0 | 0 | 0 | 0 | 0 | 0 | 0 | 0 | 0 | 0 | 0 | 0 | 0 | 0 | 0 | 0 | 0 | 0 | 0 | 0 | 0 | 0 | 0 | 0 | 0 | 0
Commercial_Retail_New_Space Heating_Natural Gas_Boiler_Vintage_Codes & Standards Forecast | Commercial | Retail | New | Space Heating | Natural Gas | Boiler | Vintage |  | Codes & Standards Forecast | 0 | 0 | 0 | 0 | 0 | 0 | 0 | 0 | 0 | 0 | 0 | 0 | 0 | 0 | 0 | 0 | 0 | 0 | 0 | 0 | 0 | 0 | 0 | 0 | 0 | 0 | 0 | 0 | 0 | 0 | 0 | 0 | 0 | 0 | 0 | 0 | 0 | 0 | 0 | 0 | 0 | 0 | 0 | 0 | 0 | 0 | 0 | 0 | 0 | 0 | 0
Commercial_Retail_New_Space Heating_Natural Gas_Unit Heater_E1_Codes & Standards Forecast | Commercial | Retail | New | Space Heating | Natural Gas | Unit Heater | E1 |  | Codes & Standards Forecast | 0 | 2455.3472 | 14298.3985 | 21866.9377 | 30916.2514 | 30916.2514 | 30916.2514 | 30916.2514 | 30916.2514 | 30916.2514 | 30916.2514 | 30565.4875 | 28572.9682 | 25783.8747 | 22100.4641 | 18943.2549 | 16237.0756 | 13917.4934 | 11213.8971 | 6161.3541 | 3076.0126 | 0 | 0 | 0 | 0 | 0 | 0 | 0 | 0 | 0 | 0 | 0 | 0 | 0 | 0 | 0 | 0 | 0 | 0 | 0 | 0 | 0 | 0 | 0 | 0 | 0 | 0 | 0 | 0 | 0 | 0
Commercial_Retail_New_Space Heating_Natural Gas_Unit Heater_E2_Codes & Standards Forecast | Commercial | Retail | New | Space Heating | Natural Gas | Unit Heater | E2 |  | Codes & Standards Forecast | 0 | 0 | 0 | 0 | 0 | 9326.1454 | 18699.1562 | 26811.4669 | 34810.0877 | 42995.9285 | 51315.0155 | 59921.6678 | 70040.9452 | 80846.0243 | 92557.0078 | 103717.5115 | 114473.3662 | 124654.8279 | 134908.0264 | 147266.5815 | 157661.5246 | 168195.1487 | 175749.9525 | 183384.6912 | 191101.452 | 198839.9546 | 206608.7096 | 214382.6972 | 222190.9795 | 230016.2824 | 237899.8067 | 245789.0616 | 249140.489 | 0 | 0 | 0 | 0 | 0 | 0 | 0 | 0 | 0 | 0 | 0 | 0 | 0 | 0 | 0 | 0 | 0 | 0
Commercial_Retail_New_Space Heating_Natural Gas_Unit Heater_E3_Codes & Standards Forecast | Commercial | Retail | New | Space Heating | Natural Gas | Unit Heater | E3 |  | Codes & Standards Forecast | 0 | 0 | 0 | 0 | 0 | 0 | 0 | 0 | 0 | 0 | 0 | 0 | 0 | 0 | 0 | 0 | 0 | 0 | 0 | 0 | 0 | 0 | 0 | 0 | 0 | 0 | 0 | 0 | 0 | 0 | 0 | 0 | 0 | 0 | 0 | 0 | 0 | 0 | 0 | 0 | 0 | 0 | 0 | 0 | 0 | 0 | 0 | 0 | 0 | 0 | 0
Commercial_Retail_New_Space Heating_Natural Gas_Unit Heater_E4_Codes & Standards Forecast | Commercial | Retail | New | Space Heating | Natural Gas | Unit Heater | E4 |  | Codes & Standards Forecast | 0 | 0 | 0 | 0 | 0 | 0 | 0 | 0 | 0 | 0 | 0 | 0 | 0 | 0 | 0 | 0 | 0 | 0 | 0 | 0 | 0 | 0 | 0 | 0 | 0 | 0 | 0 | 0 | 0 | 0 | 0 | 0 | 0 | 0 | 0 | 0 | 0 | 0 | 0 | 0 | 0 | 0 | 0 | 0 | 0 | 0 | 0 | 0 | 0 | 0 | 0
Commercial_Retail_New_Space Heating_Natural Gas_Unit Heater_E5_Codes & Standards Forecast | Commercial | Retail | New | Space Heating | Natural Gas | Unit Heater | E5 |  | Codes & Standards Forecast | 0 | 0 | 0 | 0 | 0 | 0 | 0 | 0 | 0 | 0 | 0 | 0 | 0 | 0 | 0 | 0 | 0 | 0 | 0 | 0 | 0 | 0 | 0 | 0 | 0 | 0 | 0 | 0 | 0 | 0 | 0 | 0 | 0 | 0 | 0 | 0 | 0 | 0 | 0 | 0 | 0 | 0 | 0 | 0 | 0 | 0 | 0 | 0 | 0 | 0 | 0
Commercial_Retail_New_Space Heating_Natural Gas_Unit Heater_E6_Codes & Standards Forecast | Commercial | Retail | New | Space Heating | Natural Gas | Unit Heater | E6 |  | Codes & Standards Forecast | 0 | 0 | 0 | 0 | 0 | 0 | 0 | 0 | 0 | 0 | 0 | 0 | 0 | 0 | 0 | 0 | 0 | 0 | 0 | 0 | 0 | 0 | 0 | 0 | 0 | 0 | 0 | 0 | 0 | 0 | 0 | 0 | 0 | 0 | 0 | 0 | 0 | 0 | 0 | 0 | 0 | 0 | 0 | 0 | 0 | 0 | 0 | 0 | 0 | 0 | 0
Commercial_Retail_New_Space Heating_Natural Gas_Unit Heater_E7_Codes & Standards Forecast | Commercial | Retail | New | Space Heating | Natural Gas | Unit Heater | E7 |  | Codes & Standards Forecast | 0 | 0 | 0 | 0 | 0 | 0 | 0 | 0 | 0 | 0 | 0 | 0 | 0 | 0 | 0 | 0 | 0 | 0 | 0 | 0 | 0 | 0 | 0 | 0 | 0 | 0 | 0 | 0 | 0 | 0 | 0 | 0 | 0 | 0 | 0 | 0 | 0 | 0 | 0 | 0 | 0 | 0 | 0 | 0 | 0 | 0 | 0 | 0 | 0 | 0 | 0
Commercial_Retail_New_Space Heating_Natural Gas_Unit Heater_E8_Codes & Standards Forecast | Commercial | Retail | New | Space Heating | Natural Gas | Unit Heater | E8 |  | Codes & Standards Forecast | 0 | 0 | 0 | 0 | 0 | 0 | 0 | 0 | 0 | 0 | 0 | 0 | 0 | 0 | 0 | 0 | 0 | 0 | 0 | 0 | 0 | 0 | 0 | 0 | 0 | 0 | 0 | 0 | 0 | 0 | 0 | 0 | 0 | 0 | 0 | 0 | 0 | 0 | 0 | 0 | 0 | 0 | 0 | 0 | 0 | 0 | 0 | 0 | 0 | 0 | 0
Commercial_Retail_New_Space Heating_Natural Gas_Unit Heater_E9_Codes & Standards Forecast | Commercial | Retail | New | Space Heating | Natural Gas | Unit Heater | E9 |  | Codes & Standards Forecast | 0 | 0 | 0 | 0 | 0 | 0 | 0 | 0 | 0 | 0 | 0 | 0 | 0 | 0 | 0 | 0 | 0 | 0 | 0 | 0 | 0 | 0 | 0 | 0 | 0 | 0 | 0 | 0 | 0 | 0 | 0 | 0 | 0 | 0 | 0 | 0 | 0 | 0 | 0 | 0 | 0 | 0 | 0 | 0 | 0 | 0 | 0 | 0 | 0 | 0 | 0
Commercial_Retail_New_Space Heating_Natural Gas_Unit Heater_E10_Codes & Standards Forecast | Commercial | Retail | New | Space Heating | Natural Gas | Unit Heater | E10 |  | Codes & Standards Forecast | 0 | 0 | 0 | 0 | 0 | 0 | 0 | 0 | 0 | 0 | 0 | 0 | 0 | 0 | 0 | 0 | 0 | 0 | 0 | 0 | 0 | 0 | 0 | 0 | 0 | 0 | 0 | 0 | 0 | 0 | 0 | 0 | 0 | 0 | 0 | 0 | 0 | 0 | 0 | 0 | 0 | 0 | 0 | 0 | 0 | 0 | 0 | 0 | 0 | 0 | 0
Commercial_Retail_New_Space Heating_Natural Gas_Unit Heater_Vintage_Codes & Standards Forecast | Commercial | Retail | New | Space Heating | Natural Gas | Unit Heater | Vintage |  | Codes & Standards Forecast | 0 | 0 | 0 | 0 | 0 | 0 | 0 | 0 | 0 | 0 | 0 | 0 | 0 | 0 | 0 | 0 | 0 | 0 | 0 | 0 | 0 | 0 | 0 | 0 | 0 | 0 | 0 | 0 | 0 | 0 | 0 | 0 | 0 | 0 | 0 | 0 | 0 | 0 | 0 | 0 | 0 | 0 | 0 | 0 | 0 | 0 | 0 | 0 | 0 | 0 | 0
Commercial_Retail_New_Water Heating_Natural Gas_Water Heater_E1_Codes & Standards Forecast | Commercial | Retail | New | Water Heating | Natural Gas | Water Heater | E1 |  | Codes & Standards Forecast | 0 | 0 | 0 | 0 | 0 | 0 | 0 | 0 | 0 | 0 | 0 | 0 | 0 | 0 | 0 | 0 | 0 | 0 | 0 | 0 | 0 | 0 | 0 | 0 | 0 | 0 | 0 | 0 | 0 | 0 | 0 | 0 | 0 | 0 | 0 | 0 | 0 | 0 | 0 | 0 | 0 | 0 | 0 | 0 | 0 | 0 | 0 | 0 | 0 | 0 | 0
Commercial_Retail_New_Water Heating_Natural Gas_Water Heater_E2_Codes & Standards Forecast | Commercial | Retail | New | Water Heating | Natural Gas | Water Heater | E2 |  | Codes & Standards Forecast | 0 | 0 | 0 | 0 | 0 | 0 | 0 | 0 | 0 | 0 | 0 | 0 | 0 | 0 | 0 | 0 | 0 | 0 | 0 | 0 | 0 | 0 | 0 | 0 | 0 | 0 | 0 | 0 | 0 | 0 | 0 | 0 | 0 | 0 | 0 | 0 | 0 | 0 | 0 | 0 | 0 | 0 | 0 | 0 | 0 | 0 | 0 | 0 | 0 | 0 | 0
Commercial_Retail_New_Water Heating_Natural Gas_Water Heater_E3_Codes & Standards Forecast | Commercial | Retail | New | Water Heating | Natural Gas | Water Heater | E3 |  | Codes & Standards Forecast | 0 | 0 | 0 | 0 | 0 | 0 | 0 | 0 | 0 | 0 | 0 | 0 | 0 | 0 | 0 | 0 | 0 | 0 | 0 | 0 | 0 | 0 | 0 | 0 | 0 | 0 | 0 | 0 | 0 | 0 | 0 | 0 | 0 | 0 | 0 | 0 | 0 | 0 | 0 | 0 | 0 | 0 | 0 | 0 | 0 | 0 | 0 | 0 | 0 | 0 | 0
Commercial_Retail_New_Water Heating_Natural Gas_Water Heater_E4_Codes & Standards Forecast | Commercial | Retail | New | Water Heating | Natural Gas | Water Heater | E4 |  | Codes & Standards Forecast | 0 | 0 | 0 | 0 | 0 | 0 | 0 | 0 | 0 | 0 | 0 | 0 | 0 | 0 | 0 | 0 | 0 | 0 | 0 | 0 | 0 | 0 | 0 | 0 | 0 | 0 | 0 | 0 | 0 | 0 | 0 | 0 | 0 | 0 | 0 | 0 | 0 | 0 | 0 | 0 | 0 | 0 | 0 | 0 | 0 | 0 | 0 | 0 | 0 | 0 | 0
Commercial_Retail_New_Water Heating_Natural Gas_Water Heater_E5_Codes & Standards Forecast | Commercial | Retail | New | Water Heating | Natural Gas | Water Heater | E5 |  | Codes & Standards Forecast | 0 | 0 | 0 | 0 | 0 | 0 | 0 | 0 | 0 | 0 | 0 | 0 | 0 | 0 | 0 | 0 | 0 | 0 | 0 | 0 | 0 | 0 | 0 | 0 | 0 | 0 | 0 | 0 | 0 | 0 | 0 | 0 | 0 | 0 | 0 | 0 | 0 | 0 | 0 | 0 | 0 | 0 | 0 | 0 | 0 | 0 | 0 | 0 | 0 | 0 | 0
Commercial_Retail_New_Water Heating_Natural Gas_Water Heater_E6_Codes & Standards Forecast | Commercial | Retail | New | Water Heating | Natural Gas | Water Heater | E6 |  | Codes & Standards Forecast | 0 | 0 | 0 | 0 | 0 | 0 | 0 | 0 | 0 | 0 | 0 | 0 | 0 | 0 | 0 | 0 | 0 | 0 | 0 | 0 | 0 | 0 | 0 | 0 | 0 | 0 | 0 | 0 | 0 | 0 | 0 | 0 | 0 | 0 | 0 | 0 | 0 | 0 | 0 | 0 | 0 | 0 | 0 | 0 | 0 | 0 | 0 | 0 | 0 | 0 | 0
Commercial_Retail_New_Water Heating_Natural Gas_Water Heater_E7_Codes & Standards Forecast | Commercial | Retail | New | Water Heating | Natural Gas | Water Heater | E7 |  | Codes & Standards Forecast | 0 | 0 | 0 | 0 | 0 | 0 | 0 | 0 | 0 | 0 | 0 | 0 | 0 | 0 | 0 | 0 | 0 | 0 | 0 | 0 | 0 | 0 | 0 | 0 | 0 | 0 | 0 | 0 | 0 | 0 | 0 | 0 | 0 | 0 | 0 | 0 | 0 | 0 | 0 | 0 | 0 | 0 | 0 | 0 | 0 | 0 | 0 | 0 | 0 | 0 | 0
Commercial_Retail_New_Water Heating_Natural Gas_Water Heater_E8_Codes & Standards Forecast | Commercial | Retail | New | Water Heating | Natural Gas | Water Heater | E8 |  | Codes & Standards Forecast | 0 | 0 | 0 | 0 | 0 | 0 | 0 | 0 | 0 | 0 | 0 | 0 | 0 | 0 | 0 | 0 | 0 | 0 | 0 | 0 | 0 | 0 | 0 | 0 | 0 | 0 | 0 | 0 | 0 | 0 | 0 | 0 | 0 | 0 | 0 | 0 | 0 | 0 | 0 | 0 | 0 | 0 | 0 | 0 | 0 | 0 | 0 | 0 | 0 | 0 | 0
Commercial_Retail_New_Water Heating_Natural Gas_Water Heater_E9_Codes & Standards Forecast | Commercial | Retail | New | Water Heating | Natural Gas | Water Heater | E9 |  | Codes & Standards Forecast | 0 | 0 | 0 | 0 | 0 | 0 | 0 | 0 | 0 | 0 | 0 | 0 | 0 | 0 | 0 | 0 | 0 | 0 | 0 | 0 | 0 | 0 | 0 | 0 | 0 | 0 | 0 | 0 | 0 | 0 | 0 | 0 | 0 | 0 | 0 | 0 | 0 | 0 | 0 | 0 | 0 | 0 | 0 | 0 | 0 | 0 | 0 | 0 | 0 | 0 | 0
Commercial_Retail_New_Water Heating_Natural Gas_Water Heater_E10_Codes & Standards Forecast | Commercial | Retail | New | Water Heating | Natural Gas | Water Heater | E10 |  | Codes & Standards Forecast | 0 | 0 | 0 | 0 | 0 | 0 | 0 | 0 | 0 | 0 | 0 | 0 | 0 | 0 | 0 | 0 | 0 | 0 | 0 | 0 | 0 | 0 | 0 | 0 | 0 | 0 | 0 | 0 | 0 | 0 | 0 | 0 | 0 | 0 | 0 | 0 | 0 | 0 | 0 | 0 | 0 | 0 | 0 | 0 | 0 | 0 | 0 | 0 | 0 | 0 | 0
Commercial_Retail_New_Water Heating_Natural Gas_Water Heater_Vintage_Codes & Standards Forecast | Commercial | Retail | New | Water Heating | Natural Gas | Water Heater | Vintage |  | Codes & Standards Forecast | 0 | 0 | 0 | 0 | 0 | 0 | 0 | 0 | 0 | 0 | 0 | 0 | 0 | 0 | 0 | 0 | 0 | 0 | 0 | 0 | 0 | 0 | 0 | 0 | 0 | 0 | 0 | 0 | 0 | 0 | 0 | 0 | 0 | 0 | 0 | 0 | 0 | 0 | 0 | 0 | 0 | 0 | 0 | 0 | 0 | 0 | 0 | 0 | 0 | 0 | 0
Commercial_Retail_New_Food Preparation_Natural Gas_Oven_E1_Codes & Standards Forecast | Commercial | Retail | New | Food Preparation | Natural Gas | Oven | E1 |  | Codes & Standards Forecast | 0 | 1306.2761 | 7606.9306 | 11633.4902 | 16447.8406 | 21409.4691 | 26396.0306 | 30711.8835 | 34967.2519 | 39322.2238 | 43748.0843 | 48140.3224 | 52463.8616 | 56728.4683 | 60999.2395 | 65257.0945 | 69539.6247 | 73722.2449 | 77738.7297 | 81625.6215 | 85514.4229 | 89481.9675 | 93501.2196 | 97562.9981 | 101668.4134 | 105785.3957 | 109918.4726 | 114054.3333 | 118208.4392 | 122371.6003 | 126565.7359 | 130762.9203 | 132545.9225 | 0 | 0 | 0 | 0 | 0 | 0 | 0 | 0 | 0 | 0 | 0 | 0 | 0 | 0 | 0 | 0 | 0 | 0
Commercial_Retail_New_Food Preparation_Natural Gas_Oven_E2_Codes & Standards Forecast | Commercial | Retail | New | Food Preparation | Natural Gas | Oven | E2 |  | Codes & Standards Forecast | 0 | 0 | 0 | 0 | 0 | 0 | 0 | 0 | 0 | 0 | 0 | 0 | 0 | 0 | 0 | 0 | 0 | 0 | 0 | 0 | 0 | 0 | 0 | 0 | 0 | 0 | 0 | 0 | 0 | 0 | 0 | 0 | 0 | 0 | 0 | 0 | 0 | 0 | 0 | 0 | 0 | 0 | 0 | 0 | 0 | 0 | 0 | 0 | 0 | 0 | 0
Commercial_Retail_New_Food Preparation_Natural Gas_Oven_E3_Codes & Standards Forecast | Commercial | Retail | New | Food Preparation | Natural Gas | Oven | E3 |  | Codes & Standards Forecast | 0 | 0 | 0 | 0 | 0 | 0 | 0 | 0 | 0 | 0 | 0 | 0 | 0 | 0 | 0 | 0 | 0 | 0 | 0 | 0 | 0 | 0 | 0 | 0 | 0 | 0 | 0 | 0 | 0 | 0 | 0 | 0 | 0 | 0 | 0 | 0 | 0 | 0 | 0 | 0 | 0 | 0 | 0 | 0 | 0 | 0 | 0 | 0 | 0 | 0 | 0
Commercial_Retail_New_Food Preparation_Natural Gas_Oven_E4_Codes & Standards Forecast | Commercial | Retail | New | Food Preparation | Natural Gas | Oven | E4 |  | Codes & Standards Forecast | 0 | 0 | 0 | 0 | 0 | 0 | 0 | 0 | 0 | 0 | 0 | 0 | 0 | 0 | 0 | 0 | 0 | 0 | 0 | 0 | 0 | 0 | 0 | 0 | 0 | 0 | 0 | 0 | 0 | 0 | 0 | 0 | 0 | 0 | 0 | 0 | 0 | 0 | 0 | 0 | 0 | 0 | 0 | 0 | 0 | 0 | 0 | 0 | 0 | 0 | 0
Commercial_Retail_New_Food Preparation_Natural Gas_Oven_E5_Codes & Standards Forecast | Commercial | Retail | New | Food Preparation | Natural Gas | Oven | E5 |  | Codes & Standards Forecast | 0 | 0 | 0 | 0 | 0 | 0 | 0 | 0 | 0 | 0 | 0 | 0 | 0 | 0 | 0 | 0 | 0 | 0 | 0 | 0 | 0 | 0 | 0 | 0 | 0 | 0 | 0 | 0 | 0 | 0 | 0 | 0 | 0 | 0 | 0 | 0 | 0 | 0 | 0 | 0 | 0 | 0 | 0 | 0 | 0 | 0 | 0 | 0 | 0 | 0 | 0
Commercial_Retail_New_Food Preparation_Natural Gas_Oven_E6_Codes & Standards Forecast | Commercial | Retail | New | Food Preparation | Natural Gas | Oven | E6 |  | Codes & Standards Forecast | 0 | 0 | 0 | 0 | 0 | 0 | 0 | 0 | 0 | 0 | 0 | 0 | 0 | 0 | 0 | 0 | 0 | 0 | 0 | 0 | 0 | 0 | 0 | 0 | 0 | 0 | 0 | 0 | 0 | 0 | 0 | 0 | 0 | 0 | 0 | 0 | 0 | 0 | 0 | 0 | 0 | 0 | 0 | 0 | 0 | 0 | 0 | 0 | 0 | 0 | 0
Commercial_Retail_New_Food Preparation_Natural Gas_Oven_E7_Codes & Standards Forecast | Commercial | Retail | New | Food Preparation | Natural Gas | Oven | E7 |  | Codes & Standards Forecast | 0 | 0 | 0 | 0 | 0 | 0 | 0 | 0 | 0 | 0 | 0 | 0 | 0 | 0 | 0 | 0 | 0 | 0 | 0 | 0 | 0 | 0 | 0 | 0 | 0 | 0 | 0 | 0 | 0 | 0 | 0 | 0 | 0 | 0 | 0 | 0 | 0 | 0 | 0 | 0 | 0 | 0 | 0 | 0 | 0 | 0 | 0 | 0 | 0 | 0 | 0
Commercial_Retail_New_Food Preparation_Natural Gas_Oven_E8_Codes & Standards Forecast | Commercial | Retail | New | Food Preparation | Natural Gas | Oven | E8 |  | Codes & Standards Forecast | 0 | 0 | 0 | 0 | 0 | 0 | 0 | 0 | 0 | 0 | 0 | 0 | 0 | 0 | 0 | 0 | 0 | 0 | 0 | 0 | 0 | 0 | 0 | 0 | 0 | 0 | 0 | 0 | 0 | 0 | 0 | 0 | 0 | 0 | 0 | 0 | 0 | 0 | 0 | 0 | 0 | 0 | 0 | 0 | 0 | 0 | 0 | 0 | 0 | 0 | 0
Commercial_Retail_New_Food Preparation_Natural Gas_Oven_E9_Codes & Standards Forecast | Commercial | Retail | New | Food Preparation | Natural Gas | Oven | E9 |  | Codes & Standards Forecast | 0 | 0 | 0 | 0 | 0 | 0 | 0 | 0 | 0 | 0 | 0 | 0 | 0 | 0 | 0 | 0 | 0 | 0 | 0 | 0 | 0 | 0 | 0 | 0 | 0 | 0 | 0 | 0 | 0 | 0 | 0 | 0 | 0 | 0 | 0 | 0 | 0 | 0 | 0 | 0 | 0 | 0 | 0 | 0 | 0 | 0 | 0 | 0 | 0 | 0 | 0
Commercial_Retail_New_Food Preparation_Natural Gas_Oven_E10_Codes & Standards Forecast | Commercial | Retail | New | Food Preparation | Natural Gas | Oven | E10 |  | Codes & Standards Forecast | 0 | 0 | 0 | 0 | 0 | 0 | 0 | 0 | 0 | 0 | 0 | 0 | 0 | 0 | 0 | 0 | 0 | 0 | 0 | 0 | 0 | 0 | 0 | 0 | 0 | 0 | 0 | 0 | 0 | 0 | 0 | 0 | 0 | 0 | 0 | 0 | 0 | 0 | 0 | 0 | 0 | 0 | 0 | 0 | 0 | 0 | 0 | 0 | 0 | 0 | 0
Commercial_Retail_New_Food Preparation_Natural Gas_Oven_Vintage_Codes & Standards Forecast | Commercial | Retail | New | Food Preparation | Natural Gas | Oven | Vintage |  | Codes & Standards Forecast | 0 | 0 | 0 | 0 | 0 | 0 | 0 | 0 | 0 | 0 | 0 | 0 | 0 | 0 | 0 | 0 | 0 | 0 | 0 | 0 | 0 | 0 | 0 | 0 | 0 | 0 | 0 | 0 | 0 | 0 | 0 | 0 | 0 | 0 | 0 | 0 | 0 | 0 | 0 | 0 | 0 | 0 | 0 | 0 | 0 | 0 | 0 | 0 | 0 | 0 | 0
Commercial_Retail_New_Food Preparation_Natural Gas_Conveyor Oven_E1_Codes & Standards Forecast | Commercial | Retail | New | Food Preparation | Natural Gas | Conveyor Oven | E1 |  | Codes & Standards Forecast | 0 | 653.138 | 3803.4653 | 5816.7451 | 8223.9203 | 10704.7346 | 13198.0153 | 15355.9417 | 17483.626 | 19661.1119 | 21874.0422 | 24070.1612 | 26231.9308 | 28364.2341 | 30499.6198 | 32628.5472 | 34769.8123 | 36861.1225 | 38869.3649 | 40812.8107 | 42757.2115 | 44740.9838 | 46750.6098 | 48781.4991 | 50834.2067 | 52892.6978 | 54959.2363 | 57027.1666 | 59104.2196 | 61185.8001 | 63282.8679 | 65381.4601 | 66272.9612 | 0 | 0 | 0 | 0 | 0 | 0 | 0 | 0 | 0 | 0 | 0 | 0 | 0 | 0 | 0 | 0 | 0 | 0
Commercial_Retail_New_Food Preparation_Natural Gas_Conveyor Oven_E2_Codes & Standards Forecast | Commercial | Retail | New | Food Preparation | Natural Gas | Conveyor Oven | E2 |  | Codes & Standards Forecast | 0 | 0 | 0 | 0 | 0 | 0 | 0 | 0 | 0 | 0 | 0 | 0 | 0 | 0 | 0 | 0 | 0 | 0 | 0 | 0 | 0 | 0 | 0 | 0 | 0 | 0 | 0 | 0 | 0 | 0 | 0 | 0 | 0 | 0 | 0 | 0 | 0 | 0 | 0 | 0 | 0 | 0 | 0 | 0 | 0 | 0 | 0 | 0 | 0 | 0 | 0
Commercial_Retail_New_Food Preparation_Natural Gas_Conveyor Oven_E3_Codes & Standards Forecast | Commercial | Retail | New | Food Preparation | Natural Gas | Conveyor Oven | E3 |  | Codes & Standards Forecast | 0 | 0 | 0 | 0 | 0 | 0 | 0 | 0 | 0 | 0 | 0 | 0 | 0 | 0 | 0 | 0 | 0 | 0 | 0 | 0 | 0 | 0 | 0 | 0 | 0 | 0 | 0 | 0 | 0 | 0 | 0 | 0 | 0 | 0 | 0 | 0 | 0 | 0 | 0 | 0 | 0 | 0 | 0 | 0 | 0 | 0 | 0 | 0 | 0 | 0 | 0
Commercial_Retail_New_Food Preparation_Natural Gas_Conveyor Oven_E4_Codes & Standards Forecast | Commercial | Retail | New | Food Preparation | Natural Gas | Conveyor Oven | E4 |  | Codes & Standards Forecast | 0 | 0 | 0 | 0 | 0 | 0 | 0 | 0 | 0 | 0 | 0 | 0 | 0 | 0 | 0 | 0 | 0 | 0 | 0 | 0 | 0 | 0 | 0 | 0 | 0 | 0 | 0 | 0 | 0 | 0 | 0 | 0 | 0 | 0 | 0 | 0 | 0 | 0 | 0 | 0 | 0 | 0 | 0 | 0 | 0 | 0 | 0 | 0 | 0 | 0 | 0
Commercial_Retail_New_Food Preparation_Natural Gas_Conveyor Oven_E5_Codes & Standards Forecast | Commercial | Retail | New | Food Preparation | Natural Gas | Conveyor Oven | E5 |  | Codes & Standards Forecast | 0 | 0 | 0 | 0 | 0 | 0 | 0 | 0 | 0 | 0 | 0 | 0 | 0 | 0 | 0 | 0 | 0 | 0 | 0 | 0 | 0 | 0 | 0 | 0 | 0 | 0 | 0 | 0 | 0 | 0 | 0 | 0 | 0 | 0 | 0 | 0 | 0 | 0 | 0 | 0 | 0 | 0 | 0 | 0 | 0 | 0 | 0 | 0 | 0 | 0 | 0
Commercial_Retail_New_Food Preparation_Natural Gas_Conveyor Oven_E6_Codes & Standards Forecast | Commercial | Retail | New | Food Preparation | Natural Gas | Conveyor Oven | E6 |  | Codes & Standards Forecast | 0 | 0 | 0 | 0 | 0 | 0 | 0 | 0 | 0 | 0 | 0 | 0 | 0 | 0 | 0 | 0 | 0 | 0 | 0 | 0 | 0 | 0 | 0 | 0 | 0 | 0 | 0 | 0 | 0 | 0 | 0 | 0 | 0 | 0 | 0 | 0 | 0 | 0 | 0 | 0 | 0 | 0 | 0 | 0 | 0 | 0 | 0 | 0 | 0 | 0 | 0
Commercial_Retail_New_Food Preparation_Natural Gas_Conveyor Oven_E7_Codes & Standards Forecast | Commercial | Retail | New | Food Preparation | Natural Gas | Conveyor Oven | E7 |  | Codes & Standards Forecast | 0 | 0 | 0 | 0 | 0 | 0 | 0 | 0 | 0 | 0 | 0 | 0 | 0 | 0 | 0 | 0 | 0 | 0 | 0 | 0 | 0 | 0 | 0 | 0 | 0 | 0 | 0 | 0 | 0 | 0 | 0 | 0 | 0 | 0 | 0 | 0 | 0 | 0 | 0 | 0 | 0 | 0 | 0 | 0 | 0 | 0 | 0 | 0 | 0 | 0 | 0
Commercial_Retail_New_Food Preparation_Natural Gas_Conveyor Oven_E8_Codes & Standards Forecast | Commercial | Retail | New | Food Preparation | Natural Gas | Conveyor Oven | E8 |  | Codes & Standards Forecast | 0 | 0 | 0 | 0 | 0 | 0 | 0 | 0 | 0 | 0 | 0 | 0 | 0 | 0 | 0 | 0 | 0 | 0 | 0 | 0 | 0 | 0 | 0 | 0 | 0 | 0 | 0 | 0 | 0 | 0 | 0 | 0 | 0 | 0 | 0 | 0 | 0 | 0 | 0 | 0 | 0 | 0 | 0 | 0 | 0 | 0 | 0 | 0 | 0 | 0 | 0
Commercial_Retail_New_Food Preparation_Natural Gas_Conveyor Oven_E9_Codes & Standards Forecast | Commercial | Retail | New | Food Preparation | Natural Gas | Conveyor Oven | E9 |  | Codes & Standards Forecast | 0 | 0 | 0 | 0 | 0 | 0 | 0 | 0 | 0 | 0 | 0 | 0 | 0 | 0 | 0 | 0 | 0 | 0 | 0 | 0 | 0 | 0 | 0 | 0 | 0 | 0 | 0 | 0 | 0 | 0 | 0 | 0 | 0 | 0 | 0 | 0 | 0 | 0 | 0 | 0 | 0 | 0 | 0 | 0 | 0 | 0 | 0 | 0 | 0 | 0 | 0
Commercial_Retail_New_Food Preparation_Natural Gas_Conveyor Oven_E10_Codes & Standards Forecast | Commercial | Retail | New | Food Preparation | Natural Gas | Conveyor Oven | E10 |  | Codes & Standards Forecast | 0 | 0 | 0 | 0 | 0 | 0 | 0 | 0 | 0 | 0 | 0 | 0 | 0 | 0 | 0 | 0 | 0 | 0 | 0 | 0 | 0 | 0 | 0 | 0 | 0 | 0 | 0 | 0 | 0 | 0 | 0 | 0 | 0 | 0 | 0 | 0 | 0 | 0 | 0 | 0 | 0 | 0 | 0 | 0 | 0 | 0 | 0 | 0 | 0 | 0 | 0
Commercial_Retail_New_Food Preparation_Natural Gas_Conveyor Oven_Vintage_Codes & Standards Forecast | Commercial | Retail | New | Food Preparation | Natural Gas | Conveyor Oven | Vintage |  | Codes & Standards Forecast | 0 | 0 | 0 | 0 | 0 | 0 | 0 | 0 | 0 | 0 | 0 | 0 | 0 | 0 | 0 | 0 | 0 | 0 | 0 | 0 | 0 | 0 | 0 | 0 | 0 | 0 | 0 | 0 | 0 | 0 | 0 | 0 | 0 | 0 | 0 | 0 | 0 | 0 | 0 | 0 | 0 | 0 | 0 | 0 | 0 | 0 | 0 | 0 | 0 | 0 | 0
Commercial_Retail_New_Food Preparation_Natural Gas_Double Rack Oven_E1_Codes & Standards Forecast | Commercial | Retail | New | Food Preparation | Natural Gas | Double Rack Oven | E1 |  | Codes & Standards Forecast | 0 | 653.138 | 3803.4653 | 5816.7451 | 8223.9203 | 10704.7346 | 13198.0153 | 15355.9417 | 17483.626 | 19661.1119 | 21874.0422 | 24070.1612 | 26231.9308 | 28364.2341 | 30499.6198 | 32628.5472 | 34769.8123 | 36861.1225 | 38869.3649 | 40812.8107 | 42757.2115 | 44740.9838 | 46750.6098 | 48781.4991 | 50834.2067 | 52892.6978 | 54959.2363 | 57027.1666 | 59104.2196 | 61185.8001 | 63282.8679 | 65381.4601 | 66272.9612 | 0 | 0 | 0 | 0 | 0 | 0 | 0 | 0 | 0 | 0 | 0 | 0 | 0 | 0 | 0 | 0 | 0 | 0
Commercial_Retail_New_Food Preparation_Natural Gas_Double Rack Oven_E2_Codes & Standards Forecast | Commercial | Retail | New | Food Preparation | Natural Gas | Double Rack Oven | E2 |  | Codes & Standards Forecast | 0 | 0 | 0 | 0 | 0 | 0 | 0 | 0 | 0 | 0 | 0 | 0 | 0 | 0 | 0 | 0 | 0 | 0 | 0 | 0 | 0 | 0 | 0 | 0 | 0 | 0 | 0 | 0 | 0 | 0 | 0 | 0 | 0 | 0 | 0 | 0 | 0 | 0 | 0 | 0 | 0 | 0 | 0 | 0 | 0 | 0 | 0 | 0 | 0 | 0 | 0
Commercial_Retail_New_Food Preparation_Natural Gas_Double Rack Oven_E3_Codes & Standards Forecast | Commercial | Retail | New | Food Preparation | Natural Gas | Double Rack Oven | E3 |  | Codes & Standards Forecast | 0 | 0 | 0 | 0 | 0 | 0 | 0 | 0 | 0 | 0 | 0 | 0 | 0 | 0 | 0 | 0 | 0 | 0 | 0 | 0 | 0 | 0 | 0 | 0 | 0 | 0 | 0 | 0 | 0 | 0 | 0 | 0 | 0 | 0 | 0 | 0 | 0 | 0 | 0 | 0 | 0 | 0 | 0 | 0 | 0 | 0 | 0 | 0 | 0 | 0 | 0
Commercial_Retail_New_Food Preparation_Natural Gas_Double Rack Oven_E4_Codes & Standards Forecast | Commercial | Retail | New | Food Preparation | Natural Gas | Double Rack Oven | E4 |  | Codes & Standards Forecast | 0 | 0 | 0 | 0 | 0 | 0 | 0 | 0 | 0 | 0 | 0 | 0 | 0 | 0 | 0 | 0 | 0 | 0 | 0 | 0 | 0 | 0 | 0 | 0 | 0 | 0 | 0 | 0 | 0 | 0 | 0 | 0 | 0 | 0 | 0 | 0 | 0 | 0 | 0 | 0 | 0 | 0 | 0 | 0 | 0 | 0 | 0 | 0 | 0 | 0 | 0
Commercial_Retail_New_Food Preparation_Natural Gas_Double Rack Oven_E5_Codes & Standards Forecast | Commercial | Retail | New | Food Preparation | Natural Gas | Double Rack Oven | E5 |  | Codes & Standards Forecast | 0 | 0 | 0 | 0 | 0 | 0 | 0 | 0 | 0 | 0 | 0 | 0 | 0 | 0 | 0 | 0 | 0 | 0 | 0 | 0 | 0 | 0 | 0 | 0 | 0 | 0 | 0 | 0 | 0 | 0 | 0 | 0 | 0 | 0 | 0 | 0 | 0 | 0 | 0 | 0 | 0 | 0 | 0 | 0 | 0 | 0 | 0 | 0 | 0 | 0 | 0
Commercial_Retail_New_Food Preparation_Natural Gas_Double Rack Oven_E6_Codes & Standards Forecast | Commercial | Retail | New | Food Preparation | Natural Gas | Double Rack Oven | E6 |  | Codes & Standards Forecast | 0 | 0 | 0 | 0 | 0 | 0 | 0 | 0 | 0 | 0 | 0 | 0 | 0 | 0 | 0 | 0 | 0 | 0 | 0 | 0 | 0 | 0 | 0 | 0 | 0 | 0 | 0 | 0 | 0 | 0 | 0 | 0 | 0 | 0 | 0 | 0 | 0 | 0 | 0 | 0 | 0 | 0 | 0 | 0 | 0 | 0 | 0 | 0 | 0 | 0 | 0
Commercial_Retail_New_Food Preparation_Natural Gas_Double Rack Oven_E7_Codes & Standards Forecast | Commercial | Retail | New | Food Preparation | Natural Gas | Double Rack Oven | E7 |  | Codes & Standards Forecast | 0 | 0 | 0 | 0 | 0 | 0 | 0 | 0 | 0 | 0 | 0 | 0 | 0 | 0 | 0 | 0 | 0 | 0 | 0 | 0 | 0 | 0 | 0 | 0 | 0 | 0 | 0 | 0 | 0 | 0 | 0 | 0 | 0 | 0 | 0 | 0 | 0 | 0 | 0 | 0 | 0 | 0 | 0 | 0 | 0 | 0 | 0 | 0 | 0 | 0 | 0
Commercial_Retail_New_Food Preparation_Natural Gas_Double Rack Oven_E8_Codes & Standards Forecast | Commercial | Retail | New | Food Preparation | Natural Gas | Double Rack Oven | E8 |  | Codes & Standards Forecast | 0 | 0 | 0 | 0 | 0 | 0 | 0 | 0 | 0 | 0 | 0 | 0 | 0 | 0 | 0 | 0 | 0 | 0 | 0 | 0 | 0 | 0 | 0 | 0 | 0 | 0 | 0 | 0 | 0 | 0 | 0 | 0 | 0 | 0 | 0 | 0 | 0 | 0 | 0 | 0 | 0 | 0 | 0 | 0 | 0 | 0 | 0 | 0 | 0 | 0 | 0
Commercial_Retail_New_Food Preparation_Natural Gas_Double Rack Oven_E9_Codes & Standards Forecast | Commercial | Retail | New | Food Preparation | Natural Gas | Double Rack Oven | E9 |  | Codes & Standards Forecast | 0 | 0 | 0 | 0 | 0 | 0 | 0 | 0 | 0 | 0 | 0 | 0 | 0 | 0 | 0 | 0 | 0 | 0 | 0 | 0 | 0 | 0 | 0 | 0 | 0 | 0 | 0 | 0 | 0 | 0 | 0 | 0 | 0 | 0 | 0 | 0 | 0 | 0 | 0 | 0 | 0 | 0 | 0 | 0 | 0 | 0 | 0 | 0 | 0 | 0 | 0
Commercial_Retail_New_Food Preparation_Natural Gas_Double Rack Oven_E10_Codes & Standards Forecast | Commercial | Retail | New | Food Preparation | Natural Gas | Double Rack Oven | E10 |  | Codes & Standards Forecast | 0 | 0 | 0 | 0 | 0 | 0 | 0 | 0 | 0 | 0 | 0 | 0 | 0 | 0 | 0 | 0 | 0 | 0 | 0 | 0 | 0 | 0 | 0 | 0 | 0 | 0 | 0 | 0 | 0 | 0 | 0 | 0 | 0 | 0 | 0 | 0 | 0 | 0 | 0 | 0 | 0 | 0 | 0 | 0 | 0 | 0 | 0 | 0 | 0 | 0 | 0
Commercial_Retail_New_Food Preparation_Natural Gas_Double Rack Oven_Vintage_Codes & Standards Forecast | Commercial | Retail | New | Food Preparation | Natural Gas | Double Rack Oven | Vintage |  | Codes & Standards Forecast | 0 | 0 | 0 | 0 | 0 | 0 | 0 | 0 | 0 | 0 | 0 | 0 | 0 | 0 | 0 | 0 | 0 | 0 | 0 | 0 | 0 | 0 | 0 | 0 | 0 | 0 | 0 | 0 | 0 | 0 | 0 | 0 | 0 | 0 | 0 | 0 | 0 | 0 | 0 | 0 | 0 | 0 | 0 | 0 | 0 | 0 | 0 | 0 | 0 | 0 | 0
Commercial_Retail_New_Food Preparation_Natural Gas_Fryer_E1_Codes & Standards Forecast | Commercial | Retail | New | Food Preparation | Natural Gas | Fryer | E1 |  | Codes & Standards Forecast | 0 | 2612.5521 | 15213.8613 | 15213.8613 | 15213.8613 | 15213.8613 | 15213.8613 | 15213.8613 | 15213.8613 | 14691.3508 | 11753.0807 | 9402.4645 | 7521.9716 | 6017.5773 | 4129.197 | 0 | 0 | 0 | 0 | 0 | 0 | 0 | 0 | 0 | 0 | 0 | 0 | 0 | 0 | 0 | 0 | 0 | 0 | 0 | 0 | 0 | 0 | 0 | 0 | 0 | 0 | 0 | 0 | 0 | 0 | 0 | 0 | 0 | 0 | 0 | 0
Commercial_Retail_New_Food Preparation_Natural Gas_Fryer_E2_Codes & Standards Forecast | Commercial | Retail | New | Food Preparation | Natural Gas | Fryer | E2 |  | Codes & Standards Forecast | 0 | 0 | 0 | 8053.1191 | 17681.82 | 27605.0769 | 37578.1999 | 46209.9057 | 54720.6426 | 63953.0967 | 75743.088 | 86878.1803 | 97405.7515 | 107439.3592 | 117869.2821 | 130514.189 | 139079.2493 | 147444.4899 | 155477.4595 | 163251.243 | 171028.8458 | 178963.935 | 187002.4393 | 195125.9963 | 203336.8269 | 211570.7914 | 219836.9451 | 228108.6666 | 236416.8784 | 244743.2006 | 253131.4718 | 261525.8405 | 265091.845 | 0 | 0 | 0 | 0 | 0 | 0 | 0 | 0 | 0 | 0 | 0 | 0 | 0 | 0 | 0 | 0 | 0 | 0
Commercial_Retail_New_Food Preparation_Natural Gas_Fryer_E3_Codes & Standards Forecast | Commercial | Retail | New | Food Preparation | Natural Gas | Fryer | E3 |  | Codes & Standards Forecast | 0 | 0 | 0 | 0 | 0 | 0 | 0 | 0 | 0 | 0 | 0 | 0 | 0 | 0 | 0 | 0 | 0 | 0 | 0 | 0 | 0 | 0 | 0 | 0 | 0 | 0 | 0 | 0 | 0 | 0 | 0 | 0 | 0 | 0 | 0 | 0 | 0 | 0 | 0 | 0 | 0 | 0 | 0 | 0 | 0 | 0 | 0 | 0 | 0 | 0 | 0
Commercial_Retail_New_Food Preparation_Natural Gas_Fryer_E4_Codes & Standards Forecast | Commercial | Retail | New | Food Preparation | Natural Gas | Fryer | E4 |  | Codes & Standards Forecast | 0 | 0 | 0 | 0 | 0 | 0 | 0 | 0 | 0 | 0 | 0 | 0 | 0 | 0 | 0 | 0 | 0 | 0 | 0 | 0 | 0 | 0 | 0 | 0 | 0 | 0 | 0 | 0 | 0 | 0 | 0 | 0 | 0 | 0 | 0 | 0 | 0 | 0 | 0 | 0 | 0 | 0 | 0 | 0 | 0 | 0 | 0 | 0 | 0 | 0 | 0
Commercial_Retail_New_Food Preparation_Natural Gas_Fryer_E5_Codes & Standards Forecast | Commercial | Retail | New | Food Preparation | Natural Gas | Fryer | E5 |  | Codes & Standards Forecast | 0 | 0 | 0 | 0 | 0 | 0 | 0 | 0 | 0 | 0 | 0 | 0 | 0 | 0 | 0 | 0 | 0 | 0 | 0 | 0 | 0 | 0 | 0 | 0 | 0 | 0 | 0 | 0 | 0 | 0 | 0 | 0 | 0 | 0 | 0 | 0 | 0 | 0 | 0 | 0 | 0 | 0 | 0 | 0 | 0 | 0 | 0 | 0 | 0 | 0 | 0
Commercial_Retail_New_Food Preparation_Natural Gas_Fryer_E6_Codes & Standards Forecast | Commercial | Retail | New | Food Preparation | Natural Gas | Fryer | E6 |  | Codes & Standards Forecast | 0 | 0 | 0 | 0 | 0 | 0 | 0 | 0 | 0 | 0 | 0 | 0 | 0 | 0 | 0 | 0 | 0 | 0 | 0 | 0 | 0 | 0 | 0 | 0 | 0 | 0 | 0 | 0 | 0 | 0 | 0 | 0 | 0 | 0 | 0 | 0 | 0 | 0 | 0 | 0 | 0 | 0 | 0 | 0 | 0 | 0 | 0 | 0 | 0 | 0 | 0
Commercial_Retail_New_Food Preparation_Natural Gas_Fryer_E7_Codes & Standards Forecast | Commercial | Retail | New | Food Preparation | Natural Gas | Fryer | E7 |  | Codes & Standards Forecast | 0 | 0 | 0 | 0 | 0 | 0 | 0 | 0 | 0 | 0 | 0 | 0 | 0 | 0 | 0 | 0 | 0 | 0 | 0 | 0 | 0 | 0 | 0 | 0 | 0 | 0 | 0 | 0 | 0 | 0 | 0 | 0 | 0 | 0 | 0 | 0 | 0 | 0 | 0 | 0 | 0 | 0 | 0 | 0 | 0 | 0 | 0 | 0 | 0 | 0 | 0
Commercial_Retail_New_Food Preparation_Natural Gas_Fryer_E8_Codes & Standards Forecast | Commercial | Retail | New | Food Preparation | Natural Gas | Fryer | E8 |  | Codes & Standards Forecast | 0 | 0 | 0 | 0 | 0 | 0 | 0 | 0 | 0 | 0 | 0 | 0 | 0 | 0 | 0 | 0 | 0 | 0 | 0 | 0 | 0 | 0 | 0 | 0 | 0 | 0 | 0 | 0 | 0 | 0 | 0 | 0 | 0 | 0 | 0 | 0 | 0 | 0 | 0 | 0 | 0 | 0 | 0 | 0 | 0 | 0 | 0 | 0 | 0 | 0 | 0
Commercial_Retail_New_Food Preparation_Natural Gas_Fryer_E9_Codes & Standards Forecast | Commercial | Retail | New | Food Preparation | Natural Gas | Fryer | E9 |  | Codes & Standards Forecast | 0 | 0 | 0 | 0 | 0 | 0 | 0 | 0 | 0 | 0 | 0 | 0 | 0 | 0 | 0 | 0 | 0 | 0 | 0 | 0 | 0 | 0 | 0 | 0 | 0 | 0 | 0 | 0 | 0 | 0 | 0 | 0 | 0 | 0 | 0 | 0 | 0 | 0 | 0 | 0 | 0 | 0 | 0 | 0 | 0 | 0 | 0 | 0 | 0 | 0 | 0
Commercial_Retail_New_Food Preparation_Natural Gas_Fryer_E10_Codes & Standards Forecast | Commercial | Retail | New | Food Preparation | Natural Gas | Fryer | E10 |  | Codes & Standards Forecast | 0 | 0 | 0 | 0 | 0 | 0 | 0 | 0 | 0 | 0 | 0 | 0 | 0 | 0 | 0 | 0 | 0 | 0 | 0 | 0 | 0 | 0 | 0 | 0 | 0 | 0 | 0 | 0 | 0 | 0 | 0 | 0 | 0 | 0 | 0 | 0 | 0 | 0 | 0 | 0 | 0 | 0 | 0 | 0 | 0 | 0 | 0 | 0 | 0 | 0 | 0
Commercial_Retail_New_Food Preparation_Natural Gas_Fryer_Vintage_Codes & Standards Forecast | Commercial | Retail | New | Food Preparation | Natural Gas | Fryer | Vintage |  | Codes & Standards Forecast | 0 | 0 | 0 | 0 | 0 | 0 | 0 | 0 | 0 | 0 | 0 | 0 | 0 | 0 | 0 | 0 | 0 | 0 | 0 | 0 | 0 | 0 | 0 | 0 | 0 | 0 | 0 | 0 | 0 | 0 | 0 | 0 | 0 | 0 | 0 | 0 | 0 | 0 | 0 | 0 | 0 | 0 | 0 | 0 | 0 | 0 | 0 | 0 | 0 | 0 | 0
Commercial_Retail_New_Food Preparation_Natural Gas_Broiler_E1_Codes & Standards Forecast | Commercial | Retail | New | Food Preparation | Natural Gas | Broiler | E1 |  | Codes & Standards Forecast | 0 | 0 | 0 | 0 | 0 | 0 | 0 | 0 | 0 | 0 | 0 | 0 | 0 | 0 | 0 | 0 | 0 | 0 | 0 | 0 | 0 | 0 | 0 | 0 | 0 | 0 | 0 | 0 | 0 | 0 | 0 | 0 | 0 | 0 | 0 | 0 | 0 | 0 | 0 | 0 | 0 | 0 | 0 | 0 | 0 | 0 | 0 | 0 | 0 | 0 | 0
Commercial_Retail_New_Food Preparation_Natural Gas_Broiler_E2_Codes & Standards Forecast | Commercial | Retail | New | Food Preparation | Natural Gas | Broiler | E2 |  | Codes & Standards Forecast | 0 | 0 | 0 | 0 | 0 | 0 | 0 | 0 | 0 | 0 | 0 | 0 | 0 | 0 | 0 | 0 | 0 | 0 | 0 | 0 | 0 | 0 | 0 | 0 | 0 | 0 | 0 | 0 | 0 | 0 | 0 | 0 | 0 | 0 | 0 | 0 | 0 | 0 | 0 | 0 | 0 | 0 | 0 | 0 | 0 | 0 | 0 | 0 | 0 | 0 | 0
Commercial_Retail_New_Food Preparation_Natural Gas_Broiler_E3_Codes & Standards Forecast | Commercial | Retail | New | Food Preparation | Natural Gas | Broiler | E3 |  | Codes & Standards Forecast | 0 | 0 | 0 | 0 | 0 | 0 | 0 | 0 | 0 | 0 | 0 | 0 | 0 | 0 | 0 | 0 | 0 | 0 | 0 | 0 | 0 | 0 | 0 | 0 | 0 | 0 | 0 | 0 | 0 | 0 | 0 | 0 | 0 | 0 | 0 | 0 | 0 | 0 | 0 | 0 | 0 | 0 | 0 | 0 | 0 | 0 | 0 | 0 | 0 | 0 | 0
Commercial_Retail_New_Food Preparation_Natural Gas_Broiler_E4_Codes & Standards Forecast | Commercial | Retail | New | Food Preparation | Natural Gas | Broiler | E4 |  | Codes & Standards Forecast | 0 | 0 | 0 | 0 | 0 | 0 | 0 | 0 | 0 | 0 | 0 | 0 | 0 | 0 | 0 | 0 | 0 | 0 | 0 | 0 | 0 | 0 | 0 | 0 | 0 | 0 | 0 | 0 | 0 | 0 | 0 | 0 | 0 | 0 | 0 | 0 | 0 | 0 | 0 | 0 | 0 | 0 | 0 | 0 | 0 | 0 | 0 | 0 | 0 | 0 | 0
Commercial_Retail_New_Food Preparation_Natural Gas_Broiler_E5_Codes & Standards Forecast | Commercial | Retail | New | Food Preparation | Natural Gas | Broiler | E5 |  | Codes & Standards Forecast | 0 | 0 | 0 | 0 | 0 | 0 | 0 | 0 | 0 | 0 | 0 | 0 | 0 | 0 | 0 | 0 | 0 | 0 | 0 | 0 | 0 | 0 | 0 | 0 | 0 | 0 | 0 | 0 | 0 | 0 | 0 | 0 | 0 | 0 | 0 | 0 | 0 | 0 | 0 | 0 | 0 | 0 | 0 | 0 | 0 | 0 | 0 | 0 | 0 | 0 | 0
Commercial_Retail_New_Food Preparation_Natural Gas_Broiler_E6_Codes & Standards Forecast | Commercial | Retail | New | Food Preparation | Natural Gas | Broiler | E6 |  | Codes & Standards Forecast | 0 | 0 | 0 | 0 | 0 | 0 | 0 | 0 | 0 | 0 | 0 | 0 | 0 | 0 | 0 | 0 | 0 | 0 | 0 | 0 | 0 | 0 | 0 | 0 | 0 | 0 | 0 | 0 | 0 | 0 | 0 | 0 | 0 | 0 | 0 | 0 | 0 | 0 | 0 | 0 | 0 | 0 | 0 | 0 | 0 | 0 | 0 | 0 | 0 | 0 | 0
Commercial_Retail_New_Food Preparation_Natural Gas_Broiler_E7_Codes & Standards Forecast | Commercial | Retail | New | Food Preparation | Natural Gas | Broiler | E7 |  | Codes & Standards Forecast | 0 | 0 | 0 | 0 | 0 | 0 | 0 | 0 | 0 | 0 | 0 | 0 | 0 | 0 | 0 | 0 | 0 | 0 | 0 | 0 | 0 | 0 | 0 | 0 | 0 | 0 | 0 | 0 | 0 | 0 | 0 | 0 | 0 | 0 | 0 | 0 | 0 | 0 | 0 | 0 | 0 | 0 | 0 | 0 | 0 | 0 | 0 | 0 | 0 | 0 | 0
Commercial_Retail_New_Food Preparation_Natural Gas_Broiler_E8_Codes & Standards Forecast | Commercial | Retail | New | Food Preparation | Natural Gas | Broiler | E8 |  | Codes & Standards Forecast | 0 | 0 | 0 | 0 | 0 | 0 | 0 | 0 | 0 | 0 | 0 | 0 | 0 | 0 | 0 | 0 | 0 | 0 | 0 | 0 | 0 | 0 | 0 | 0 | 0 | 0 | 0 | 0 | 0 | 0 | 0 | 0 | 0 | 0 | 0 | 0 | 0 | 0 | 0 | 0 | 0 | 0 | 0 | 0 | 0 | 0 | 0 | 0 | 0 | 0 | 0
Commercial_Retail_New_Food Preparation_Natural Gas_Broiler_E9_Codes & Standards Forecast | Commercial | Retail | New | Food Preparation | Natural Gas | Broiler | E9 |  | Codes & Standards Forecast | 0 | 0 | 0 | 0 | 0 | 0 | 0 | 0 | 0 | 0 | 0 | 0 | 0 | 0 | 0 | 0 | 0 | 0 | 0 | 0 | 0 | 0 | 0 | 0 | 0 | 0 | 0 | 0 | 0 | 0 | 0 | 0 | 0 | 0 | 0 | 0 | 0 | 0 | 0 | 0 | 0 | 0 | 0 | 0 | 0 | 0 | 0 | 0 | 0 | 0 | 0
Commercial_Retail_New_Food Preparation_Natural Gas_Broiler_E10_Codes & Standards Forecast | Commercial | Retail | New | Food Preparation | Natural Gas | Broiler | E10 |  | Codes & Standards Forecast | 0 | 0 | 0 | 0 | 0 | 0 | 0 | 0 | 0 | 0 | 0 | 0 | 0 | 0 | 0 | 0 | 0 | 0 | 0 | 0 | 0 | 0 | 0 | 0 | 0 | 0 | 0 | 0 | 0 | 0 | 0 | 0 | 0 | 0 | 0 | 0 | 0 | 0 | 0 | 0 | 0 | 0 | 0 | 0 | 0 | 0 | 0 | 0 | 0 | 0 | 0
Commercial_Retail_New_Food Preparation_Natural Gas_Broiler_Vintage_Codes & Standards Forecast | Commercial | Retail | New | Food Preparation | Natural Gas | Broiler | Vintage |  | Codes & Standards Forecast | 0 | 0 | 0 | 0 | 0 | 0 | 0 | 0 | 0 | 0 | 0 | 0 | 0 | 0 | 0 | 0 | 0 | 0 | 0 | 0 | 0 | 0 | 0 | 0 | 0 | 0 | 0 | 0 | 0 | 0 | 0 | 0 | 0 | 0 | 0 | 0 | 0 | 0 | 0 | 0 | 0 | 0 | 0 | 0 | 0 | 0 | 0 | 0 | 0 | 0 | 0
Commercial_Retail_New_Food Preparation_Natural Gas_Griddle_E1_Codes & Standards Forecast | Commercial | Retail | New | Food Preparation | Natural Gas | Griddle | E1 |  | Codes & Standards Forecast | 0 | 0 | 0 | 0 | 0 | 0 | 0 | 0 | 0 | 0 | 0 | 0 | 0 | 0 | 0 | 0 | 0 | 0 | 0 | 0 | 0 | 0 | 0 | 0 | 0 | 0 | 0 | 0 | 0 | 0 | 0 | 0 | 0 | 0 | 0 | 0 | 0 | 0 | 0 | 0 | 0 | 0 | 0 | 0 | 0 | 0 | 0 | 0 | 0 | 0 | 0
Commercial_Retail_New_Food Preparation_Natural Gas_Griddle_E2_Codes & Standards Forecast | Commercial | Retail | New | Food Preparation | Natural Gas | Griddle | E2 |  | Codes & Standards Forecast | 0 | 0 | 0 | 0 | 0 | 0 | 0 | 0 | 0 | 0 | 0 | 0 | 0 | 0 | 0 | 0 | 0 | 0 | 0 | 0 | 0 | 0 | 0 | 0 | 0 | 0 | 0 | 0 | 0 | 0 | 0 | 0 | 0 | 0 | 0 | 0 | 0 | 0 | 0 | 0 | 0 | 0 | 0 | 0 | 0 | 0 | 0 | 0 | 0 | 0 | 0
Commercial_Retail_New_Food Preparation_Natural Gas_Griddle_E3_Codes & Standards Forecast | Commercial | Retail | New | Food Preparation | Natural Gas | Griddle | E3 |  | Codes & Standards Forecast | 0 | 0 | 0 | 0 | 0 | 0 | 0 | 0 | 0 | 0 | 0 | 0 | 0 | 0 | 0 | 0 | 0 | 0 | 0 | 0 | 0 | 0 | 0 | 0 | 0 | 0 | 0 | 0 | 0 | 0 | 0 | 0 | 0 | 0 | 0 | 0 | 0 | 0 | 0 | 0 | 0 | 0 | 0 | 0 | 0 | 0 | 0 | 0 | 0 | 0 | 0
Commercial_Retail_New_Food Preparation_Natural Gas_Griddle_E4_Codes & Standards Forecast | Commercial | Retail | New | Food Preparation | Natural Gas | Griddle | E4 |  | Codes & Standards Forecast | 0 | 0 | 0 | 0 | 0 | 0 | 0 | 0 | 0 | 0 | 0 | 0 | 0 | 0 | 0 | 0 | 0 | 0 | 0 | 0 | 0 | 0 | 0 | 0 | 0 | 0 | 0 | 0 | 0 | 0 | 0 | 0 | 0 | 0 | 0 | 0 | 0 | 0 | 0 | 0 | 0 | 0 | 0 | 0 | 0 | 0 | 0 | 0 | 0 | 0 | 0
Commercial_Retail_New_Food Preparation_Natural Gas_Griddle_E5_Codes & Standards Forecast | Commercial | Retail | New | Food Preparation | Natural Gas | Griddle | E5 |  | Codes & Standards Forecast | 0 | 0 | 0 | 0 | 0 | 0 | 0 | 0 | 0 | 0 | 0 | 0 | 0 | 0 | 0 | 0 | 0 | 0 | 0 | 0 | 0 | 0 | 0 | 0 | 0 | 0 | 0 | 0 | 0 | 0 | 0 | 0 | 0 | 0 | 0 | 0 | 0 | 0 | 0 | 0 | 0 | 0 | 0 | 0 | 0 | 0 | 0 | 0 | 0 | 0 | 0
Commercial_Retail_New_Food Preparation_Natural Gas_Griddle_E6_Codes & Standards Forecast | Commercial | Retail | New | Food Preparation | Natural Gas | Griddle | E6 |  | Codes & Standards Forecast | 0 | 0 | 0 | 0 | 0 | 0 | 0 | 0 | 0 | 0 | 0 | 0 | 0 | 0 | 0 | 0 | 0 | 0 | 0 | 0 | 0 | 0 | 0 | 0 | 0 | 0 | 0 | 0 | 0 | 0 | 0 | 0 | 0 | 0 | 0 | 0 | 0 | 0 | 0 | 0 | 0 | 0 | 0 | 0 | 0 | 0 | 0 | 0 | 0 | 0 | 0
Commercial_Retail_New_Food Preparation_Natural Gas_Griddle_E7_Codes & Standards Forecast | Commercial | Retail | New | Food Preparation | Natural Gas | Griddle | E7 |  | Codes & Standards Forecast | 0 | 0 | 0 | 0 | 0 | 0 | 0 | 0 | 0 | 0 | 0 | 0 | 0 | 0 | 0 | 0 | 0 | 0 | 0 | 0 | 0 | 0 | 0 | 0 | 0 | 0 | 0 | 0 | 0 | 0 | 0 | 0 | 0 | 0 | 0 | 0 | 0 | 0 | 0 | 0 | 0 | 0 | 0 | 0 | 0 | 0 | 0 | 0 | 0 | 0 | 0
Commercial_Retail_New_Food Preparation_Natural Gas_Griddle_E8_Codes & Standards Forecast | Commercial | Retail | New | Food Preparation | Natural Gas | Griddle | E8 |  | Codes & Standards Forecast | 0 | 0 | 0 | 0 | 0 | 0 | 0 | 0 | 0 | 0 | 0 | 0 | 0 | 0 | 0 | 0 | 0 | 0 | 0 | 0 | 0 | 0 | 0 | 0 | 0 | 0 | 0 | 0 | 0 | 0 | 0 | 0 | 0 | 0 | 0 | 0 | 0 | 0 | 0 | 0 | 0 | 0 | 0 | 0 | 0 | 0 | 0 | 0 | 0 | 0 | 0
Commercial_Retail_New_Food Preparation_Natural Gas_Griddle_E9_Codes & Standards Forecast | Commercial | Retail | New | Food Preparation | Natural Gas | Griddle | E9 |  | Codes & Standards Forecast | 0 | 0 | 0 | 0 | 0 | 0 | 0 | 0 | 0 | 0 | 0 | 0 | 0 | 0 | 0 | 0 | 0 | 0 | 0 | 0 | 0 | 0 | 0 | 0 | 0 | 0 | 0 | 0 | 0 | 0 | 0 | 0 | 0 | 0 | 0 | 0 | 0 | 0 | 0 | 0 | 0 | 0 | 0 | 0 | 0 | 0 | 0 | 0 | 0 | 0 | 0
Commercial_Retail_New_Food Preparation_Natural Gas_Griddle_E10_Codes & Standards Forecast | Commercial | Retail | New | Food Preparation | Natural Gas | Griddle | E10 |  | Codes & Standards Forecast | 0 | 0 | 0 | 0 | 0 | 0 | 0 | 0 | 0 | 0 | 0 | 0 | 0 | 0 | 0 | 0 | 0 | 0 | 0 | 0 | 0 | 0 | 0 | 0 | 0 | 0 | 0 | 0 | 0 | 0 | 0 | 0 | 0 | 0 | 0 | 0 | 0 | 0 | 0 | 0 | 0 | 0 | 0 | 0 | 0 | 0 | 0 | 0 | 0 | 0 | 0
Commercial_Retail_New_Food Preparation_Natural Gas_Griddle_Vintage_Codes & Standards Forecast | Commercial | Retail | New | Food Preparation | Natural Gas | Griddle | Vintage |  | Codes & Standards Forecast | 0 | 0 | 0 | 0 | 0 | 0 | 0 | 0 | 0 | 0 | 0 | 0 | 0 | 0 | 0 | 0 | 0 | 0 | 0 | 0 | 0 | 0 | 0 | 0 | 0 | 0 | 0 | 0 | 0 | 0 | 0 | 0 | 0 | 0 | 0 | 0 | 0 | 0 | 0 | 0 | 0 | 0 | 0 | 0 | 0 | 0 | 0 | 0 | 0 | 0 | 0
Commercial_Retail_New_Food Preparation_Natural Gas_Range_E1_Codes & Standards Forecast | Commercial | Retail | New | Food Preparation | Natural Gas | Range | E1 |  | Codes & Standards Forecast | 0 | 0 | 0 | 0 | 0 | 0 | 0 | 0 | 0 | 0 | 0 | 0 | 0 | 0 | 0 | 0 | 0 | 0 | 0 | 0 | 0 | 0 | 0 | 0 | 0 | 0 | 0 | 0 | 0 | 0 | 0 | 0 | 0 | 0 | 0 | 0 | 0 | 0 | 0 | 0 | 0 | 0 | 0 | 0 | 0 | 0 | 0 | 0 | 0 | 0 | 0
Commercial_Retail_New_Food Preparation_Natural Gas_Range_E2_Codes & Standards Forecast | Commercial | Retail | New | Food Preparation | Natural Gas | Range | E2 |  | Codes & Standards Forecast | 0 | 0 | 0 | 0 | 0 | 0 | 0 | 0 | 0 | 0 | 0 | 0 | 0 | 0 | 0 | 0 | 0 | 0 | 0 | 0 | 0 | 0 | 0 | 0 | 0 | 0 | 0 | 0 | 0 | 0 | 0 | 0 | 0 | 0 | 0 | 0 | 0 | 0 | 0 | 0 | 0 | 0 | 0 | 0 | 0 | 0 | 0 | 0 | 0 | 0 | 0
Commercial_Retail_New_Food Preparation_Natural Gas_Range_E3_Codes & Standards Forecast | Commercial | Retail | New | Food Preparation | Natural Gas | Range | E3 |  | Codes & Standards Forecast | 0 | 0 | 0 | 0 | 0 | 0 | 0 | 0 | 0 | 0 | 0 | 0 | 0 | 0 | 0 | 0 | 0 | 0 | 0 | 0 | 0 | 0 | 0 | 0 | 0 | 0 | 0 | 0 | 0 | 0 | 0 | 0 | 0 | 0 | 0 | 0 | 0 | 0 | 0 | 0 | 0 | 0 | 0 | 0 | 0 | 0 | 0 | 0 | 0 | 0 | 0
Commercial_Retail_New_Food Preparation_Natural Gas_Range_E4_Codes & Standards Forecast | Commercial | Retail | New | Food Preparation | Natural Gas | Range | E4 |  | Codes & Standards Forecast | 0 | 0 | 0 | 0 | 0 | 0 | 0 | 0 | 0 | 0 | 0 | 0 | 0 | 0 | 0 | 0 | 0 | 0 | 0 | 0 | 0 | 0 | 0 | 0 | 0 | 0 | 0 | 0 | 0 | 0 | 0 | 0 | 0 | 0 | 0 | 0 | 0 | 0 | 0 | 0 | 0 | 0 | 0 | 0 | 0 | 0 | 0 | 0 | 0 | 0 | 0
Commercial_Retail_New_Food Preparation_Natural Gas_Range_E5_Codes & Standards Forecast | Commercial | Retail | New | Food Preparation | Natural Gas | Range | E5 |  | Codes & Standards Forecast | 0 | 0 | 0 | 0 | 0 | 0 | 0 | 0 | 0 | 0 | 0 | 0 | 0 | 0 | 0 | 0 | 0 | 0 | 0 | 0 | 0 | 0 | 0 | 0 | 0 | 0 | 0 | 0 | 0 | 0 | 0 | 0 | 0 | 0 | 0 | 0 | 0 | 0 | 0 | 0 | 0 | 0 | 0 | 0 | 0 | 0 | 0 | 0 | 0 | 0 | 0
Commercial_Retail_New_Food Preparation_Natural Gas_Range_E6_Codes & Standards Forecast | Commercial | Retail | New | Food Preparation | Natural Gas | Range | E6 |  | Codes & Standards Forecast | 0 | 0 | 0 | 0 | 0 | 0 | 0 | 0 | 0 | 0 | 0 | 0 | 0 | 0 | 0 | 0 | 0 | 0 | 0 | 0 | 0 | 0 | 0 | 0 | 0 | 0 | 0 | 0 | 0 | 0 | 0 | 0 | 0 | 0 | 0 | 0 | 0 | 0 | 0 | 0 | 0 | 0 | 0 | 0 | 0 | 0 | 0 | 0 | 0 | 0 | 0
Commercial_Retail_New_Food Preparation_Natural Gas_Range_E7_Codes & Standards Forecast | Commercial | Retail | New | Food Preparation | Natural Gas | Range | E7 |  | Codes & Standards Forecast | 0 | 0 | 0 | 0 | 0 | 0 | 0 | 0 | 0 | 0 | 0 | 0 | 0 | 0 | 0 | 0 | 0 | 0 | 0 | 0 | 0 | 0 | 0 | 0 | 0 | 0 | 0 | 0 | 0 | 0 | 0 | 0 | 0 | 0 | 0 | 0 | 0 | 0 | 0 | 0 | 0 | 0 | 0 | 0 | 0 | 0 | 0 | 0 | 0 | 0 | 0
Commercial_Retail_New_Food Preparation_Natural Gas_Range_E8_Codes & Standards Forecast | Commercial | Retail | New | Food Preparation | Natural Gas | Range | E8 |  | Codes & Standards Forecast | 0 | 0 | 0 | 0 | 0 | 0 | 0 | 0 | 0 | 0 | 0 | 0 | 0 | 0 | 0 | 0 | 0 | 0 | 0 | 0 | 0 | 0 | 0 | 0 | 0 | 0 | 0 | 0 | 0 | 0 | 0 | 0 | 0 | 0 | 0 | 0 | 0 | 0 | 0 | 0 | 0 | 0 | 0 | 0 | 0 | 0 | 0 | 0 | 0 | 0 | 0
Commercial_Retail_New_Food Preparation_Natural Gas_Range_E9_Codes & Standards Forecast | Commercial | Retail | New | Food Preparation | Natural Gas | Range | E9 |  | Codes & Standards Forecast | 0 | 0 | 0 | 0 | 0 | 0 | 0 | 0 | 0 | 0 | 0 | 0 | 0 | 0 | 0 | 0 | 0 | 0 | 0 | 0 | 0 | 0 | 0 | 0 | 0 | 0 | 0 | 0 | 0 | 0 | 0 | 0 | 0 | 0 | 0 | 0 | 0 | 0 | 0 | 0 | 0 | 0 | 0 | 0 | 0 | 0 | 0 | 0 | 0 | 0 | 0
Commercial_Retail_New_Food Preparation_Natural Gas_Range_E10_Codes & Standards Forecast | Commercial | Retail | New | Food Preparation | Natural Gas | Range | E10 |  | Codes & Standards Forecast | 0 | 0 | 0 | 0 | 0 | 0 | 0 | 0 | 0 | 0 | 0 | 0 | 0 | 0 | 0 | 0 | 0 | 0 | 0 | 0 | 0 | 0 | 0 | 0 | 0 | 0 | 0 | 0 | 0 | 0 | 0 | 0 | 0 | 0 | 0 | 0 | 0 | 0 | 0 | 0 | 0 | 0 | 0 | 0 | 0 | 0 | 0 | 0 | 0 | 0 | 0
Commercial_Retail_New_Food Preparation_Natural Gas_Range_Vintage_Codes & Standards Forecast | Commercial | Retail | New | Food Preparation | Natural Gas | Range | Vintage |  | Codes & Standards Forecast | 0 | 0 | 0 | 0 | 0 | 0 | 0 | 0 | 0 | 0 | 0 | 0 | 0 | 0 | 0 | 0 | 0 | 0 | 0 | 0 | 0 | 0 | 0 | 0 | 0 | 0 | 0 | 0 | 0 | 0 | 0 | 0 | 0 | 0 | 0 | 0 | 0 | 0 | 0 | 0 | 0 | 0 | 0 | 0 | 0 | 0 | 0 | 0 | 0 | 0 | 0
Commercial_Retail_New_Food Preparation_Natural Gas_Steamer_E1_Codes & Standards Forecast | Commercial | Retail | New | Food Preparation | Natural Gas | Steamer | E1 |  | Codes & Standards Forecast | 0 | 0 | 0 | 0 | 0 | 0 | 0 | 0 | 0 | 0 | 0 | 0 | 0 | 0 | 0 | 0 | 0 | 0 | 0 | 0 | 0 | 0 | 0 | 0 | 0 | 0 | 0 | 0 | 0 | 0 | 0 | 0 | 0 | 0 | 0 | 0 | 0 | 0 | 0 | 0 | 0 | 0 | 0 | 0 | 0 | 0 | 0 | 0 | 0 | 0 | 0
Commercial_Retail_New_Food Preparation_Natural Gas_Steamer_E2_Codes & Standards Forecast | Commercial | Retail | New | Food Preparation | Natural Gas | Steamer | E2 |  | Codes & Standards Forecast | 0 | 0 | 0 | 0 | 0 | 0 | 0 | 0 | 0 | 0 | 0 | 0 | 0 | 0 | 0 | 0 | 0 | 0 | 0 | 0 | 0 | 0 | 0 | 0 | 0 | 0 | 0 | 0 | 0 | 0 | 0 | 0 | 0 | 0 | 0 | 0 | 0 | 0 | 0 | 0 | 0 | 0 | 0 | 0 | 0 | 0 | 0 | 0 | 0 | 0 | 0
Commercial_Retail_New_Food Preparation_Natural Gas_Steamer_E3_Codes & Standards Forecast | Commercial | Retail | New | Food Preparation | Natural Gas | Steamer | E3 |  | Codes & Standards Forecast | 0 | 0 | 0 | 0 | 0 | 0 | 0 | 0 | 0 | 0 | 0 | 0 | 0 | 0 | 0 | 0 | 0 | 0 | 0 | 0 | 0 | 0 | 0 | 0 | 0 | 0 | 0 | 0 | 0 | 0 | 0 | 0 | 0 | 0 | 0 | 0 | 0 | 0 | 0 | 0 | 0 | 0 | 0 | 0 | 0 | 0 | 0 | 0 | 0 | 0 | 0
Commercial_Retail_New_Food Preparation_Natural Gas_Steamer_E4_Codes & Standards Forecast | Commercial | Retail | New | Food Preparation | Natural Gas | Steamer | E4 |  | Codes & Standards Forecast | 0 | 0 | 0 | 0 | 0 | 0 | 0 | 0 | 0 | 0 | 0 | 0 | 0 | 0 | 0 | 0 | 0 | 0 | 0 | 0 | 0 | 0 | 0 | 0 | 0 | 0 | 0 | 0 | 0 | 0 | 0 | 0 | 0 | 0 | 0 | 0 | 0 | 0 | 0 | 0 | 0 | 0 | 0 | 0 | 0 | 0 | 0 | 0 | 0 | 0 | 0
Commercial_Retail_New_Food Preparation_Natural Gas_Steamer_E5_Codes & Standards Forecast | Commercial | Retail | New | Food Preparation | Natural Gas | Steamer | E5 |  | Codes & Standards Forecast | 0 | 0 | 0 | 0 | 0 | 0 | 0 | 0 | 0 | 0 | 0 | 0 | 0 | 0 | 0 | 0 | 0 | 0 | 0 | 0 | 0 | 0 | 0 | 0 | 0 | 0 | 0 | 0 | 0 | 0 | 0 | 0 | 0 | 0 | 0 | 0 | 0 | 0 | 0 | 0 | 0 | 0 | 0 | 0 | 0 | 0 | 0 | 0 | 0 | 0 | 0
Commercial_Retail_New_Food Preparation_Natural Gas_Steamer_E6_Codes & Standards Forecast | Commercial | Retail | New | Food Preparation | Natural Gas | Steamer | E6 |  | Codes & Standards Forecast | 0 | 0 | 0 | 0 | 0 | 0 | 0 | 0 | 0 | 0 | 0 | 0 | 0 | 0 | 0 | 0 | 0 | 0 | 0 | 0 | 0 | 0 | 0 | 0 | 0 | 0 | 0 | 0 | 0 | 0 | 0 | 0 | 0 | 0 | 0 | 0 | 0 | 0 | 0 | 0 | 0 | 0 | 0 | 0 | 0 | 0 | 0 | 0 | 0 | 0 | 0
Commercial_Retail_New_Food Preparation_Natural Gas_Steamer_E7_Codes & Standards Forecast | Commercial | Retail | New | Food Preparation | Natural Gas | Steamer | E7 |  | Codes & Standards Forecast | 0 | 0 | 0 | 0 | 0 | 0 | 0 | 0 | 0 | 0 | 0 | 0 | 0 | 0 | 0 | 0 | 0 | 0 | 0 | 0 | 0 | 0 | 0 | 0 | 0 | 0 | 0 | 0 | 0 | 0 | 0 | 0 | 0 | 0 | 0 | 0 | 0 | 0 | 0 | 0 | 0 | 0 | 0 | 0 | 0 | 0 | 0 | 0 | 0 | 0 | 0
Commercial_Retail_New_Food Preparation_Natural Gas_Steamer_E8_Codes & Standards Forecast | Commercial | Retail | New | Food Preparation | Natural Gas | Steamer | E8 |  | Codes & Standards Forecast | 0 | 0 | 0 | 0 | 0 | 0 | 0 | 0 | 0 | 0 | 0 | 0 | 0 | 0 | 0 | 0 | 0 | 0 | 0 | 0 | 0 | 0 | 0 | 0 | 0 | 0 | 0 | 0 | 0 | 0 | 0 | 0 | 0 | 0 | 0 | 0 | 0 | 0 | 0 | 0 | 0 | 0 | 0 | 0 | 0 | 0 | 0 | 0 | 0 | 0 | 0
Commercial_Retail_New_Food Preparation_Natural Gas_Steamer_E9_Codes & Standards Forecast | Commercial | Retail | New | Food Preparation | Natural Gas | Steamer | E9 |  | Codes & Standards Forecast | 0 | 0 | 0 | 0 | 0 | 0 | 0 | 0 | 0 | 0 | 0 | 0 | 0 | 0 | 0 | 0 | 0 | 0 | 0 | 0 | 0 | 0 | 0 | 0 | 0 | 0 | 0 | 0 | 0 | 0 | 0 | 0 | 0 | 0 | 0 | 0 | 0 | 0 | 0 | 0 | 0 | 0 | 0 | 0 | 0 | 0 | 0 | 0 | 0 | 0 | 0
Commercial_Retail_New_Food Preparation_Natural Gas_Steamer_E10_Codes & Standards Forecast | Commercial | Retail | New | Food Preparation | Natural Gas | Steamer | E10 |  | Codes & Standards Forecast | 0 | 0 | 0 | 0 | 0 | 0 | 0 | 0 | 0 | 0 | 0 | 0 | 0 | 0 | 0 | 0 | 0 | 0 | 0 | 0 | 0 | 0 | 0 | 0 | 0 | 0 | 0 | 0 | 0 | 0 | 0 | 0 | 0 | 0 | 0 | 0 | 0 | 0 | 0 | 0 | 0 | 0 | 0 | 0 | 0 | 0 | 0 | 0 | 0 | 0 | 0
Commercial_Retail_New_Food Preparation_Natural Gas_Steamer_Vintage_Codes & Standards Forecast | Commercial | Retail | New | Food Preparation | Natural Gas | Steamer | Vintage |  | Codes & Standards Forecast | 0 | 0 | 0 | 0 | 0 | 0 | 0 | 0 | 0 | 0 | 0 | 0 | 0 | 0 | 0 | 0 | 0 | 0 | 0 | 0 | 0 | 0 | 0 | 0 | 0 | 0 | 0 | 0 | 0 | 0 | 0 | 0 | 0 | 0 | 0 | 0 | 0 | 0 | 0 | 0 | 0 | 0 | 0 | 0 | 0 | 0 | 0 | 0 | 0 | 0 | 0
Commercial_Retail_New_Food Preparation_Natural Gas_Food Prep Other_E1_Codes & Standards Forecast | Commercial | Retail | New | Food Preparation | Natural Gas | Food Prep Other | E1 |  | Codes & Standards Forecast | 0 | 0 | 0 | 0 | 0 | 0 | 0 | 0 | 0 | 0 | 0 | 0 | 0 | 0 | 0 | 0 | 0 | 0 | 0 | 0 | 0 | 0 | 0 | 0 | 0 | 0 | 0 | 0 | 0 | 0 | 0 | 0 | 0 | 0 | 0 | 0 | 0 | 0 | 0 | 0 | 0 | 0 | 0 | 0 | 0 | 0 | 0 | 0 | 0 | 0 | 0
Commercial_Retail_New_Food Preparation_Natural Gas_Food Prep Other_E2_Codes & Standards Forecast | Commercial | Retail | New | Food Preparation | Natural Gas | Food Prep Other | E2 |  | Codes & Standards Forecast | 0 | 0 | 0 | 0 | 0 | 0 | 0 | 0 | 0 | 0 | 0 | 0 | 0 | 0 | 0 | 0 | 0 | 0 | 0 | 0 | 0 | 0 | 0 | 0 | 0 | 0 | 0 | 0 | 0 | 0 | 0 | 0 | 0 | 0 | 0 | 0 | 0 | 0 | 0 | 0 | 0 | 0 | 0 | 0 | 0 | 0 | 0 | 0 | 0 | 0 | 0
Commercial_Retail_New_Food Preparation_Natural Gas_Food Prep Other_E3_Codes & Standards Forecast | Commercial | Retail | New | Food Preparation | Natural Gas | Food Prep Other | E3 |  | Codes & Standards Forecast | 0 | 0 | 0 | 0 | 0 | 0 | 0 | 0 | 0 | 0 | 0 | 0 | 0 | 0 | 0 | 0 | 0 | 0 | 0 | 0 | 0 | 0 | 0 | 0 | 0 | 0 | 0 | 0 | 0 | 0 | 0 | 0 | 0 | 0 | 0 | 0 | 0 | 0 | 0 | 0 | 0 | 0 | 0 | 0 | 0 | 0 | 0 | 0 | 0 | 0 | 0
Commercial_Retail_New_Food Preparation_Natural Gas_Food Prep Other_E4_Codes & Standards Forecast | Commercial | Retail | New | Food Preparation | Natural Gas | Food Prep Other | E4 |  | Codes & Standards Forecast | 0 | 0 | 0 | 0 | 0 | 0 | 0 | 0 | 0 | 0 | 0 | 0 | 0 | 0 | 0 | 0 | 0 | 0 | 0 | 0 | 0 | 0 | 0 | 0 | 0 | 0 | 0 | 0 | 0 | 0 | 0 | 0 | 0 | 0 | 0 | 0 | 0 | 0 | 0 | 0 | 0 | 0 | 0 | 0 | 0 | 0 | 0 | 0 | 0 | 0 | 0
Commercial_Retail_New_Food Preparation_Natural Gas_Food Prep Other_E5_Codes & Standards Forecast | Commercial | Retail | New | Food Preparation | Natural Gas | Food Prep Other | E5 |  | Codes & Standards Forecast | 0 | 0 | 0 | 0 | 0 | 0 | 0 | 0 | 0 | 0 | 0 | 0 | 0 | 0 | 0 | 0 | 0 | 0 | 0 | 0 | 0 | 0 | 0 | 0 | 0 | 0 | 0 | 0 | 0 | 0 | 0 | 0 | 0 | 0 | 0 | 0 | 0 | 0 | 0 | 0 | 0 | 0 | 0 | 0 | 0 | 0 | 0 | 0 | 0 | 0 | 0
Commercial_Retail_New_Food Preparation_Natural Gas_Food Prep Other_E6_Codes & Standards Forecast | Commercial | Retail | New | Food Preparation | Natural Gas | Food Prep Other | E6 |  | Codes & Standards Forecast | 0 | 0 | 0 | 0 | 0 | 0 | 0 | 0 | 0 | 0 | 0 | 0 | 0 | 0 | 0 | 0 | 0 | 0 | 0 | 0 | 0 | 0 | 0 | 0 | 0 | 0 | 0 | 0 | 0 | 0 | 0 | 0 | 0 | 0 | 0 | 0 | 0 | 0 | 0 | 0 | 0 | 0 | 0 | 0 | 0 | 0 | 0 | 0 | 0 | 0 | 0
Commercial_Retail_New_Food Preparation_Natural Gas_Food Prep Other_E7_Codes & Standards Forecast | Commercial | Retail | New | Food Preparation | Natural Gas | Food Prep Other | E7 |  | Codes & Standards Forecast | 0 | 0 | 0 | 0 | 0 | 0 | 0 | 0 | 0 | 0 | 0 | 0 | 0 | 0 | 0 | 0 | 0 | 0 | 0 | 0 | 0 | 0 | 0 | 0 | 0 | 0 | 0 | 0 | 0 | 0 | 0 | 0 | 0 | 0 | 0 | 0 | 0 | 0 | 0 | 0 | 0 | 0 | 0 | 0 | 0 | 0 | 0 | 0 | 0 | 0 | 0
Commercial_Retail_New_Food Preparation_Natural Gas_Food Prep Other_E8_Codes & Standards Forecast | Commercial | Retail | New | Food Preparation | Natural Gas | Food Prep Other | E8 |  | Codes & Standards Forecast | 0 | 0 | 0 | 0 | 0 | 0 | 0 | 0 | 0 | 0 | 0 | 0 | 0 | 0 | 0 | 0 | 0 | 0 | 0 | 0 | 0 | 0 | 0 | 0 | 0 | 0 | 0 | 0 | 0 | 0 | 0 | 0 | 0 | 0 | 0 | 0 | 0 | 0 | 0 | 0 | 0 | 0 | 0 | 0 | 0 | 0 | 0 | 0 | 0 | 0 | 0
Commercial_Retail_New_Food Preparation_Natural Gas_Food Prep Other_E9_Codes & Standards Forecast | Commercial | Retail | New | Food Preparation | Natural Gas | Food Prep Other | E9 |  | Codes & Standards Forecast | 0 | 0 | 0 | 0 | 0 | 0 | 0 | 0 | 0 | 0 | 0 | 0 | 0 | 0 | 0 | 0 | 0 | 0 | 0 | 0 | 0 | 0 | 0 | 0 | 0 | 0 | 0 | 0 | 0 | 0 | 0 | 0 | 0 | 0 | 0 | 0 | 0 | 0 | 0 | 0 | 0 | 0 | 0 | 0 | 0 | 0 | 0 | 0 | 0 | 0 | 0
Commercial_Retail_New_Food Preparation_Natural Gas_Food Prep Other_E10_Codes & Standards Forecast | Commercial | Retail | New | Food Preparation | Natural Gas | Food Prep Other | E10 |  | Codes & Standards Forecast | 0 | 0 | 0 | 0 | 0 | 0 | 0 | 0 | 0 | 0 | 0 | 0 | 0 | 0 | 0 | 0 | 0 | 0 | 0 | 0 | 0 | 0 | 0 | 0 | 0 | 0 | 0 | 0 | 0 | 0 | 0 | 0 | 0 | 0 | 0 | 0 | 0 | 0 | 0 | 0 | 0 | 0 | 0 | 0 | 0 | 0 | 0 | 0 | 0 | 0 | 0
Commercial_Retail_New_Food Preparation_Natural Gas_Food Prep Other_Vintage_Codes & Standards Forecast | Commercial | Retail | New | Food Preparation | Natural Gas | Food Prep Other | Vintage |  | Codes & Standards Forecast | 0 | 0 | 0 | 0 | 0 | 0 | 0 | 0 | 0 | 0 | 0 | 0 | 0 | 0 | 0 | 0 | 0 | 0 | 0 | 0 | 0 | 0 | 0 | 0 | 0 | 0 | 0 | 0 | 0 | 0 | 0 | 0 | 0 | 0 | 0 | 0 | 0 | 0 | 0 | 0 | 0 | 0 | 0 | 0 | 0 | 0 | 0 | 0 | 0 | 0 | 0
Commercial_Retail_New_Miscellaneous_Natural Gas_Pool Heater_E1_Codes & Standards Forecast | Commercial | Retail | New | Miscellaneous | Natural Gas | Pool Heater | E1 |  | Codes & Standards Forecast | 0 | 0 | 0 | 0 | 0 | 0 | 0 | 0 | 0 | 0 | 0 | 0 | 0 | 0 | 0 | 0 | 0 | 0 | 0 | 0 | 0 | 0 | 0 | 0 | 0 | 0 | 0 | 0 | 0 | 0 | 0 | 0 | 0 | 0 | 0 | 0 | 0 | 0 | 0 | 0 | 0 | 0 | 0 | 0 | 0 | 0 | 0 | 0 | 0 | 0 | 0
Commercial_Retail_New_Miscellaneous_Natural Gas_Pool Heater_E2_Codes & Standards Forecast | Commercial | Retail | New | Miscellaneous | Natural Gas | Pool Heater | E2 |  | Codes & Standards Forecast | 0 | 0 | 0 | 0 | 0 | 0 | 0 | 0 | 0 | 0 | 0 | 0 | 0 | 0 | 0 | 0 | 0 | 0 | 0 | 0 | 0 | 0 | 0 | 0 | 0 | 0 | 0 | 0 | 0 | 0 | 0 | 0 | 0 | 0 | 0 | 0 | 0 | 0 | 0 | 0 | 0 | 0 | 0 | 0 | 0 | 0 | 0 | 0 | 0 | 0 | 0
Commercial_Retail_New_Miscellaneous_Natural Gas_Pool Heater_E3_Codes & Standards Forecast | Commercial | Retail | New | Miscellaneous | Natural Gas | Pool Heater | E3 |  | Codes & Standards Forecast | 0 | 0 | 0 | 0 | 0 | 0 | 0 | 0 | 0 | 0 | 0 | 0 | 0 | 0 | 0 | 0 | 0 | 0 | 0 | 0 | 0 | 0 | 0 | 0 | 0 | 0 | 0 | 0 | 0 | 0 | 0 | 0 | 0 | 0 | 0 | 0 | 0 | 0 | 0 | 0 | 0 | 0 | 0 | 0 | 0 | 0 | 0 | 0 | 0 | 0 | 0
Commercial_Retail_New_Miscellaneous_Natural Gas_Pool Heater_E4_Codes & Standards Forecast | Commercial | Retail | New | Miscellaneous | Natural Gas | Pool Heater | E4 |  | Codes & Standards Forecast | 0 | 0 | 0 | 0 | 0 | 0 | 0 | 0 | 0 | 0 | 0 | 0 | 0 | 0 | 0 | 0 | 0 | 0 | 0 | 0 | 0 | 0 | 0 | 0 | 0 | 0 | 0 | 0 | 0 | 0 | 0 | 0 | 0 | 0 | 0 | 0 | 0 | 0 | 0 | 0 | 0 | 0 | 0 | 0 | 0 | 0 | 0 | 0 | 0 | 0 | 0
Commercial_Retail_New_Miscellaneous_Natural Gas_Pool Heater_E5_Codes & Standards Forecast | Commercial | Retail | New | Miscellaneous | Natural Gas | Pool Heater | E5 |  | Codes & Standards Forecast | 0 | 0 | 0 | 0 | 0 | 0 | 0 | 0 | 0 | 0 | 0 | 0 | 0 | 0 | 0 | 0 | 0 | 0 | 0 | 0 | 0 | 0 | 0 | 0 | 0 | 0 | 0 | 0 | 0 | 0 | 0 | 0 | 0 | 0 | 0 | 0 | 0 | 0 | 0 | 0 | 0 | 0 | 0 | 0 | 0 | 0 | 0 | 0 | 0 | 0 | 0
Commercial_Retail_New_Miscellaneous_Natural Gas_Pool Heater_E6_Codes & Standards Forecast | Commercial | Retail | New | Miscellaneous | Natural Gas | Pool Heater | E6 |  | Codes & Standards Forecast | 0 | 0 | 0 | 0 | 0 | 0 | 0 | 0 | 0 | 0 | 0 | 0 | 0 | 0 | 0 | 0 | 0 | 0 | 0 | 0 | 0 | 0 | 0 | 0 | 0 | 0 | 0 | 0 | 0 | 0 | 0 | 0 | 0 | 0 | 0 | 0 | 0 | 0 | 0 | 0 | 0 | 0 | 0 | 0 | 0 | 0 | 0 | 0 | 0 | 0 | 0
Commercial_Retail_New_Miscellaneous_Natural Gas_Pool Heater_E7_Codes & Standards Forecast | Commercial | Retail | New | Miscellaneous | Natural Gas | Pool Heater | E7 |  | Codes & Standards Forecast | 0 | 0 | 0 | 0 | 0 | 0 | 0 | 0 | 0 | 0 | 0 | 0 | 0 | 0 | 0 | 0 | 0 | 0 | 0 | 0 | 0 | 0 | 0 | 0 | 0 | 0 | 0 | 0 | 0 | 0 | 0 | 0 | 0 | 0 | 0 | 0 | 0 | 0 | 0 | 0 | 0 | 0 | 0 | 0 | 0 | 0 | 0 | 0 | 0 | 0 | 0
Commercial_Retail_New_Miscellaneous_Natural Gas_Pool Heater_E8_Codes & Standards Forecast | Commercial | Retail | New | Miscellaneous | Natural Gas | Pool Heater | E8 |  | Codes & Standards Forecast | 0 | 0 | 0 | 0 | 0 | 0 | 0 | 0 | 0 | 0 | 0 | 0 | 0 | 0 | 0 | 0 | 0 | 0 | 0 | 0 | 0 | 0 | 0 | 0 | 0 | 0 | 0 | 0 | 0 | 0 | 0 | 0 | 0 | 0 | 0 | 0 | 0 | 0 | 0 | 0 | 0 | 0 | 0 | 0 | 0 | 0 | 0 | 0 | 0 | 0 | 0
Commercial_Retail_New_Miscellaneous_Natural Gas_Pool Heater_E9_Codes & Standards Forecast | Commercial | Retail | New | Miscellaneous | Natural Gas | Pool Heater | E9 |  | Codes & Standards Forecast | 0 | 0 | 0 | 0 | 0 | 0 | 0 | 0 | 0 | 0 | 0 | 0 | 0 | 0 | 0 | 0 | 0 | 0 | 0 | 0 | 0 | 0 | 0 | 0 | 0 | 0 | 0 | 0 | 0 | 0 | 0 | 0 | 0 | 0 | 0 | 0 | 0 | 0 | 0 | 0 | 0 | 0 | 0 | 0 | 0 | 0 | 0 | 0 | 0 | 0 | 0
Commercial_Retail_New_Miscellaneous_Natural Gas_Pool Heater_E10_Codes & Standards Forecast | Commercial | Retail | New | Miscellaneous | Natural Gas | Pool Heater | E10 |  | Codes & Standards Forecast | 0 | 0 | 0 | 0 | 0 | 0 | 0 | 0 | 0 | 0 | 0 | 0 | 0 | 0 | 0 | 0 | 0 | 0 | 0 | 0 | 0 | 0 | 0 | 0 | 0 | 0 | 0 | 0 | 0 | 0 | 0 | 0 | 0 | 0 | 0 | 0 | 0 | 0 | 0 | 0 | 0 | 0 | 0 | 0 | 0 | 0 | 0 | 0 | 0 | 0 | 0
Commercial_Retail_New_Miscellaneous_Natural Gas_Pool Heater_Vintage_Codes & Standards Forecast | Commercial | Retail | New | Miscellaneous | Natural Gas | Pool Heater | Vintage |  | Codes & Standards Forecast | 0 | 0 | 0 | 0 | 0 | 0 | 0 | 0 | 0 | 0 | 0 | 0 | 0 | 0 | 0 | 0 | 0 | 0 | 0 | 0 | 0 | 0 | 0 | 0 | 0 | 0 | 0 | 0 | 0 | 0 | 0 | 0 | 0 | 0 | 0 | 0 | 0 | 0 | 0 | 0 | 0 | 0 | 0 | 0 | 0 | 0 | 0 | 0 | 0 | 0 | 0
Commercial_Retail_New_Miscellaneous_Natural Gas_Miscellaneous_E1_Codes & Standards Forecast | Commercial | Retail | New | Miscellaneous | Natural Gas | Miscellaneous | E1 |  | Codes & Standards Forecast | 0 | 158668.9991 | 923988.5074 | 1413081.2748 | 1997864.3742 | 2600536.8469 | 3206237.8463 | 3730470.1135 | 4247355.5338 | 4776339.4458 | 5313933.9785 | 5847444.4966 | 6372610.3857 | 6890617.946 | 7409374.2968 | 7926561.7446 | 8446746.4076 | 8954795.3526 | 9442664.3716 | 9914792.1569 | 10387151.902 | 10869076.3204 | 11357281.4777 | 11850652.1747 | 12349323.2853 | 12849399.3963 | 13351430.4669 | 13853799.682 | 14358385.0809 | 14864070.383 | 15373518.0516 | 15883336.0476 | 16099911.384 | 0 | 0 | 0 | 0 | 0 | 0 | 0 | 0 | 0 | 0 | 0 | 0 | 0 | 0 | 0 | 0 | 0 | 0
Commercial_Retail_New_Miscellaneous_Natural Gas_Miscellaneous_E2_Codes & Standards Forecast | Commercial | Retail | New | Miscellaneous | Natural Gas | Miscellaneous | E2 |  | Codes & Standards Forecast | 0 | 0 | 0 | 0 | 0 | 0 | 0 | 0 | 0 | 0 | 0 | 0 | 0 | 0 | 0 | 0 | 0 | 0 | 0 | 0 | 0 | 0 | 0 | 0 | 0 | 0 | 0 | 0 | 0 | 0 | 0 | 0 | 0 | 0 | 0 | 0 | 0 | 0 | 0 | 0 | 0 | 0 | 0 | 0 | 0 | 0 | 0 | 0 | 0 | 0 | 0
Commercial_Retail_New_Miscellaneous_Natural Gas_Miscellaneous_E3_Codes & Standards Forecast | Commercial | Retail | New | Miscellaneous | Natural Gas | Miscellaneous | E3 |  | Codes & Standards Forecast | 0 | 0 | 0 | 0 | 0 | 0 | 0 | 0 | 0 | 0 | 0 | 0 | 0 | 0 | 0 | 0 | 0 | 0 | 0 | 0 | 0 | 0 | 0 | 0 | 0 | 0 | 0 | 0 | 0 | 0 | 0 | 0 | 0 | 0 | 0 | 0 | 0 | 0 | 0 | 0 | 0 | 0 | 0 | 0 | 0 | 0 | 0 | 0 | 0 | 0 | 0
Commercial_Retail_New_Miscellaneous_Natural Gas_Miscellaneous_E4_Codes & Standards Forecast | Commercial | Retail | New | Miscellaneous | Natural Gas | Miscellaneous | E4 |  | Codes & Standards Forecast | 0 | 0 | 0 | 0 | 0 | 0 | 0 | 0 | 0 | 0 | 0 | 0 | 0 | 0 | 0 | 0 | 0 | 0 | 0 | 0 | 0 | 0 | 0 | 0 | 0 | 0 | 0 | 0 | 0 | 0 | 0 | 0 | 0 | 0 | 0 | 0 | 0 | 0 | 0 | 0 | 0 | 0 | 0 | 0 | 0 | 0 | 0 | 0 | 0 | 0 | 0
Commercial_Retail_New_Miscellaneous_Natural Gas_Miscellaneous_E5_Codes & Standards Forecast | Commercial | Retail | New | Miscellaneous | Natural Gas | Miscellaneous | E5 |  | Codes & Standards Forecast | 0 | 0 | 0 | 0 | 0 | 0 | 0 | 0 | 0 | 0 | 0 | 0 | 0 | 0 | 0 | 0 | 0 | 0 | 0 | 0 | 0 | 0 | 0 | 0 | 0 | 0 | 0 | 0 | 0 | 0 | 0 | 0 | 0 | 0 | 0 | 0 | 0 | 0 | 0 | 0 | 0 | 0 | 0 | 0 | 0 | 0 | 0 | 0 | 0 | 0 | 0
Commercial_Retail_New_Miscellaneous_Natural Gas_Miscellaneous_E6_Codes & Standards Forecast | Commercial | Retail | New | Miscellaneous | Natural Gas | Miscellaneous | E6 |  | Codes & Standards Forecast | 0 | 0 | 0 | 0 | 0 | 0 | 0 | 0 | 0 | 0 | 0 | 0 | 0 | 0 | 0 | 0 | 0 | 0 | 0 | 0 | 0 | 0 | 0 | 0 | 0 | 0 | 0 | 0 | 0 | 0 | 0 | 0 | 0 | 0 | 0 | 0 | 0 | 0 | 0 | 0 | 0 | 0 | 0 | 0 | 0 | 0 | 0 | 0 | 0 | 0 | 0
Commercial_Retail_New_Miscellaneous_Natural Gas_Miscellaneous_E7_Codes & Standards Forecast | Commercial | Retail | New | Miscellaneous | Natural Gas | Miscellaneous | E7 |  | Codes & Standards Forecast | 0 | 0 | 0 | 0 | 0 | 0 | 0 | 0 | 0 | 0 | 0 | 0 | 0 | 0 | 0 | 0 | 0 | 0 | 0 | 0 | 0 | 0 | 0 | 0 | 0 | 0 | 0 | 0 | 0 | 0 | 0 | 0 | 0 | 0 | 0 | 0 | 0 | 0 | 0 | 0 | 0 | 0 | 0 | 0 | 0 | 0 | 0 | 0 | 0 | 0 | 0
Commercial_Retail_New_Miscellaneous_Natural Gas_Miscellaneous_E8_Codes & Standards Forecast | Commercial | Retail | New | Miscellaneous | Natural Gas | Miscellaneous | E8 |  | Codes & Standards Forecast | 0 | 0 | 0 | 0 | 0 | 0 | 0 | 0 | 0 | 0 | 0 | 0 | 0 | 0 | 0 | 0 | 0 | 0 | 0 | 0 | 0 | 0 | 0 | 0 | 0 | 0 | 0 | 0 | 0 | 0 | 0 | 0 | 0 | 0 | 0 | 0 | 0 | 0 | 0 | 0 | 0 | 0 | 0 | 0 | 0 | 0 | 0 | 0 | 0 | 0 | 0
Commercial_Retail_New_Miscellaneous_Natural Gas_Miscellaneous_E9_Codes & Standards Forecast | Commercial | Retail | New | Miscellaneous | Natural Gas | Miscellaneous | E9 |  | Codes & Standards Forecast | 0 | 0 | 0 | 0 | 0 | 0 | 0 | 0 | 0 | 0 | 0 | 0 | 0 | 0 | 0 | 0 | 0 | 0 | 0 | 0 | 0 | 0 | 0 | 0 | 0 | 0 | 0 | 0 | 0 | 0 | 0 | 0 | 0 | 0 | 0 | 0 | 0 | 0 | 0 | 0 | 0 | 0 | 0 | 0 | 0 | 0 | 0 | 0 | 0 | 0 | 0
Commercial_Retail_New_Miscellaneous_Natural Gas_Miscellaneous_E10_Codes & Standards Forecast | Commercial | Retail | New | Miscellaneous | Natural Gas | Miscellaneous | E10 |  | Codes & Standards Forecast | 0 | 0 | 0 | 0 | 0 | 0 | 0 | 0 | 0 | 0 | 0 | 0 | 0 | 0 | 0 | 0 | 0 | 0 | 0 | 0 | 0 | 0 | 0 | 0 | 0 | 0 | 0 | 0 | 0 | 0 | 0 | 0 | 0 | 0 | 0 | 0 | 0 | 0 | 0 | 0 | 0 | 0 | 0 | 0 | 0 | 0 | 0 | 0 | 0 | 0 | 0
Commercial_Retail_New_Miscellaneous_Natural Gas_Miscellaneous_Vintage_Codes & Standards Forecast | Commercial | Retail | New | Miscellaneous | Natural Gas | Miscellaneous | Vintage |  | Codes & Standards Forecast | 0 | 0 | 0 | 0 | 0 | 0 | 0 | 0 | 0 | 0 | 0 | 0 | 0 | 0 | 0 | 0 | 0 | 0 | 0 | 0 | 0 | 0 | 0 | 0 | 0 | 0 | 0 | 0 | 0 | 0 | 0 | 0 | 0 | 0 | 0 | 0 | 0 | 0 | 0 | 0 | 0 | 0 | 0 | 0 | 0 | 0 | 0 | 0 | 0 | 0 | 0
Commercial_Grocery_Existing_Space Heating_Natural Gas_Furnace_E1_Codes & Standards Forecast | Commercial | Grocery | Existing | Space Heating | Natural Gas | Furnace | E1 |  | Codes & Standards Forecast | 0 | 36542.8798 | 75974.7328 | 117868.9773 | 205067.4314 | 204516.3289 | 204029.8139 | 203591.6153 | 203168.2747 | 202747.5555 | 202324.7304 | 201902.4715 | 201483.8114 | 201069.7927 | 200657.8013 | 200247.4436 | 199836.7129 | 199430.615 | 199034.854 | 195958.2228 | 190175.8685 | 181683.6333 | 167383.6383 | 154205.8152 | 142062.1126 | 130872.5456 | 120562.6019 | 111063.7573 | 102312.1229 | 94249.1479 | 86820.3071 | 79976.1882 | 62681.2249 | 0 | 0 | 0 | 0 | 0 | 0 | 0 | 0 | 0 | 0 | 0 | 0 | 0 | 0 | 0 | 0 | 0 | 0
Commercial_Grocery_Existing_Space Heating_Natural Gas_Furnace_E2_Codes & Standards Forecast | Commercial | Grocery | Existing | Space Heating | Natural Gas | Furnace | E2 |  | Codes & Standards Forecast | 0 | 0 | 0 | 0 | 0 | 0 | 0 | 0 | 0 | 0 | 0 | 0 | 0 | 0 | 0 | 0 | 0 | 0 | 0 | 0 | 0 | 0 | 0 | 0 | 0 | 0 | 0 | 0 | 0 | 0 | 0 | 0 | 0 | 0 | 0 | 0 | 0 | 0 | 0 | 0 | 0 | 0 | 0 | 0 | 0 | 0 | 0 | 0 | 0 | 0 | 0
Commercial_Grocery_Existing_Space Heating_Natural Gas_Furnace_E3_Codes & Standards Forecast | Commercial | Grocery | Existing | Space Heating | Natural Gas | Furnace | E3 |  | Codes & Standards Forecast | 0 | 0 | 0 | 0 | 0 | 47550.8095 | 97217.5857 | 148839.1562 | 202239.5516 | 257250.0452 | 313713.5342 | 371493.1413 | 430466.8546 | 490521.66 | 551545.2655 | 613437.6574 | 676100.8494 | 739467.5966 | 803486.7746 | 864959.9611 | 924305.011 | 981874.1305 | 1041104.4347 | 1095384.9935 | 1145098.7196 | 1190608.5407 | 1232245.2894 | 1270317.119 | 1305101.2757 | 1336856.9477 | 1365814.931 | 1392199.7366 | 1454065.8169 | 0 | 0 | 0 | 0 | 0 | 0 | 0 | 0 | 0 | 0 | 0 | 0 | 0 | 0 | 0 | 0 | 0 | 0
Commercial_Grocery_Existing_Space Heating_Natural Gas_Furnace_E4_Codes & Standards Forecast | Commercial | Grocery | Existing | Space Heating | Natural Gas | Furnace | E4 |  | Codes & Standards Forecast | 0 | 0 | 0 | 0 | 0 | 0 | 0 | 0 | 0 | 0 | 0 | 0 | 0 | 0 | 0 | 0 | 0 | 0 | 0 | 0 | 0 | 0 | 0 | 0 | 0 | 0 | 0 | 0 | 0 | 0 | 0 | 0 | 0 | 0 | 0 | 0 | 0 | 0 | 0 | 0 | 0 | 0 | 0 | 0 | 0 | 0 | 0 | 0 | 0 | 0 | 0
Commercial_Grocery_Existing_Space Heating_Natural Gas_Furnace_E5_Codes & Standards Forecast | Commercial | Grocery | Existing | Space Heating | Natural Gas | Furnace | E5 |  | Codes & Standards Forecast | 0 | 0 | 0 | 0 | 0 | 0 | 0 | 0 | 0 | 0 | 0 | 0 | 0 | 0 | 0 | 0 | 0 | 0 | 0 | 0 | 0 | 0 | 0 | 0 | 0 | 0 | 0 | 0 | 0 | 0 | 0 | 0 | 0 | 0 | 0 | 0 | 0 | 0 | 0 | 0 | 0 | 0 | 0 | 0 | 0 | 0 | 0 | 0 | 0 | 0 | 0
Commercial_Grocery_Existing_Space Heating_Natural Gas_Furnace_E6_Codes & Standards Forecast | Commercial | Grocery | Existing | Space Heating | Natural Gas | Furnace | E6 |  | Codes & Standards Forecast | 0 | 0 | 0 | 0 | 0 | 0 | 0 | 0 | 0 | 0 | 0 | 0 | 0 | 0 | 0 | 0 | 0 | 0 | 0 | 0 | 0 | 0 | 0 | 0 | 0 | 0 | 0 | 0 | 0 | 0 | 0 | 0 | 0 | 0 | 0 | 0 | 0 | 0 | 0 | 0 | 0 | 0 | 0 | 0 | 0 | 0 | 0 | 0 | 0 | 0 | 0
Commercial_Grocery_Existing_Space Heating_Natural Gas_Furnace_E7_Codes & Standards Forecast | Commercial | Grocery | Existing | Space Heating | Natural Gas | Furnace | E7 |  | Codes & Standards Forecast | 0 | 0 | 0 | 0 | 0 | 0 | 0 | 0 | 0 | 0 | 0 | 0 | 0 | 0 | 0 | 0 | 0 | 0 | 0 | 0 | 0 | 0 | 0 | 0 | 0 | 0 | 0 | 0 | 0 | 0 | 0 | 0 | 0 | 0 | 0 | 0 | 0 | 0 | 0 | 0 | 0 | 0 | 0 | 0 | 0 | 0 | 0 | 0 | 0 | 0 | 0
Commercial_Grocery_Existing_Space Heating_Natural Gas_Furnace_E8_Codes & Standards Forecast | Commercial | Grocery | Existing | Space Heating | Natural Gas | Furnace | E8 |  | Codes & Standards Forecast | 0 | 0 | 0 | 0 | 0 | 0 | 0 | 0 | 0 | 0 | 0 | 0 | 0 | 0 | 0 | 0 | 0 | 0 | 0 | 0 | 0 | 0 | 0 | 0 | 0 | 0 | 0 | 0 | 0 | 0 | 0 | 0 | 0 | 0 | 0 | 0 | 0 | 0 | 0 | 0 | 0 | 0 | 0 | 0 | 0 | 0 | 0 | 0 | 0 | 0 | 0
Commercial_Grocery_Existing_Space Heating_Natural Gas_Furnace_E9_Codes & Standards Forecast | Commercial | Grocery | Existing | Space Heating | Natural Gas | Furnace | E9 |  | Codes & Standards Forecast | 0 | 0 | 0 | 0 | 0 | 0 | 0 | 0 | 0 | 0 | 0 | 0 | 0 | 0 | 0 | 0 | 0 | 0 | 0 | 0 | 0 | 0 | 0 | 0 | 0 | 0 | 0 | 0 | 0 | 0 | 0 | 0 | 0 | 0 | 0 | 0 | 0 | 0 | 0 | 0 | 0 | 0 | 0 | 0 | 0 | 0 | 0 | 0 | 0 | 0 | 0
Commercial_Grocery_Existing_Space Heating_Natural Gas_Furnace_E10_Codes & Standards Forecast | Commercial | Grocery | Existing | Space Heating | Natural Gas | Furnace | E10 |  | Codes & Standards Forecast | 0 | 0 | 0 | 0 | 0 | 0 | 0 | 0 | 0 | 0 | 0 | 0 | 0 | 0 | 0 | 0 | 0 | 0 | 0 | 0 | 0 | 0 | 0 | 0 | 0 | 0 | 0 | 0 | 0 | 0 | 0 | 0 | 0 | 0 | 0 | 0 | 0 | 0 | 0 | 0 | 0 | 0 | 0 | 0 | 0 | 0 | 0 | 0 | 0 | 0 | 0
Commercial_Grocery_Existing_Space Heating_Natural Gas_Furnace_Vintage_Codes & Standards Forecast | Commercial | Grocery | Existing | Space Heating | Natural Gas | Furnace | Vintage |  | Codes & Standards Forecast | 1830365.9982 | 1784510.6294 | 1735766.2874 | 1682625.9722 | 1637497.3164 | 1585545.8626 | 1531994.1833 | 1476873.5244 | 1420092.6848 | 1361722.6784 | 1301882.8613 | 1240731.4471 | 1178414.6638 | 1115053.8509 | 1050740.4263 | 985571.2604 | 919628.3159 | 853018.8095 | 785839.4145 | 723989.4772 | 667023.8771 | 614535.1727 | 566166.2042 | 521592.9225 | 480517.498 | 442669.3859 | 407796.5529 | 375667.219 | 346065.2839 | 318792.7019 | 293665.0454 | 270515.1794 | 249706.3194 | 0 | 0 | 0 | 0 | 0 | 0 | 0 | 0 | 0 | 0 | 0 | 0 | 0 | 0 | 0 | 0 | 0 | 0
Commercial_Grocery_Existing_Space Heating_Natural Gas_Boiler_E1_Codes & Standards Forecast | Commercial | Grocery | Existing | Space Heating | Natural Gas | Boiler | E1 |  | Codes & Standards Forecast | 0 | 224.4172 | 466.5761 | 723.8571 | 1281.8263 | 1278.3815 | 1275.3404 | 1272.6013 | 1269.9551 | 1267.3253 | 1264.6824 | 1262.0429 | 1259.426 | 1256.8381 | 1254.2628 | 1251.6977 | 1249.1304 | 1246.592 | 1244.1181 | 1241.7157 | 1239.3484 | 1220.5041 | 1185.0552 | 1133.0158 | 1043.7909 | 961.5764 | 885.8248 | 816.0328 | 751.7308 | 692.4887 | 637.9058 | 587.6191 | 542.4177 | 0 | 0 | 0 | 0 | 0 | 0 | 0 | 0 | 0 | 0 | 0 | 0 | 0 | 0 | 0 | 0 | 0 | 0
Commercial_Grocery_Existing_Space Heating_Natural Gas_Boiler_E2_Codes & Standards Forecast | Commercial | Grocery | Existing | Space Heating | Natural Gas | Boiler | E2 |  | Codes & Standards Forecast | 0 | 0 | 0 | 0 | 0 | 0 | 0 | 0 | 0 | 0 | 0 | 0 | 0 | 0 | 0 | 0 | 0 | 0 | 0 | 0 | 0 | 0 | 0 | 0 | 0 | 0 | 0 | 0 | 0 | 0 | 0 | 0 | 0 | 0 | 0 | 0 | 0 | 0 | 0 | 0 | 0 | 0 | 0 | 0 | 0 | 0 | 0 | 0 | 0 | 0 | 0
Commercial_Grocery_Existing_Space Heating_Natural Gas_Boiler_E3_Codes & Standards Forecast | Commercial | Grocery | Existing | Space Heating | Natural Gas | Boiler | E3 |  | Codes & Standards Forecast | 0 | 0 | 0 | 0 | 0 | 292.0191 | 597.0327 | 914.0512 | 1241.9937 | 1579.8242 | 1926.5779 | 2281.414 | 2643.5835 | 3012.3921 | 3387.1503 | 3767.2439 | 4152.0712 | 4541.2191 | 4934.3737 | 5331.1825 | 5731.1391 | 6114.4817 | 6483.8535 | 6841.5975 | 7210.4865 | 7548.4033 | 7857.7836 | 8140.8934 | 8399.7782 | 8636.3468 | 8852.3061 | 9049.3054 | 9406.6573 | 0 | 0 | 0 | 0 | 0 | 0 | 0 | 0 | 0 | 0 | 0 | 0 | 0 | 0 | 0 | 0 | 0 | 0
Commercial_Grocery_Existing_Space Heating_Natural Gas_Boiler_E4_Codes & Standards Forecast | Commercial | Grocery | Existing | Space Heating | Natural Gas | Boiler | E4 |  | Codes & Standards Forecast | 0 | 0 | 0 | 0 | 0 | 0 | 0 | 0 | 0 | 0 | 0 | 0 | 0 | 0 | 0 | 0 | 0 | 0 | 0 | 0 | 0 | 0 | 0 | 0 | 0 | 0 | 0 | 0 | 0 | 0 | 0 | 0 | 0 | 0 | 0 | 0 | 0 | 0 | 0 | 0 | 0 | 0 | 0 | 0 | 0 | 0 | 0 | 0 | 0 | 0 | 0
Commercial_Grocery_Existing_Space Heating_Natural Gas_Boiler_E5_Codes & Standards Forecast | Commercial | Grocery | Existing | Space Heating | Natural Gas | Boiler | E5 |  | Codes & Standards Forecast | 0 | 0 | 0 | 0 | 0 | 0 | 0 | 0 | 0 | 0 | 0 | 0 | 0 | 0 | 0 | 0 | 0 | 0 | 0 | 0 | 0 | 0 | 0 | 0 | 0 | 0 | 0 | 0 | 0 | 0 | 0 | 0 | 0 | 0 | 0 | 0 | 0 | 0 | 0 | 0 | 0 | 0 | 0 | 0 | 0 | 0 | 0 | 0 | 0 | 0 | 0
Commercial_Grocery_Existing_Space Heating_Natural Gas_Boiler_E6_Codes & Standards Forecast | Commercial | Grocery | Existing | Space Heating | Natural Gas | Boiler | E6 |  | Codes & Standards Forecast | 0 | 0 | 0 | 0 | 0 | 0 | 0 | 0 | 0 | 0 | 0 | 0 | 0 | 0 | 0 | 0 | 0 | 0 | 0 | 0 | 0 | 0 | 0 | 0 | 0 | 0 | 0 | 0 | 0 | 0 | 0 | 0 | 0 | 0 | 0 | 0 | 0 | 0 | 0 | 0 | 0 | 0 | 0 | 0 | 0 | 0 | 0 | 0 | 0 | 0 | 0
Commercial_Grocery_Existing_Space Heating_Natural Gas_Boiler_E7_Codes & Standards Forecast | Commercial | Grocery | Existing | Space Heating | Natural Gas | Boiler | E7 |  | Codes & Standards Forecast | 0 | 0 | 0 | 0 | 0 | 0 | 0 | 0 | 0 | 0 | 0 | 0 | 0 | 0 | 0 | 0 | 0 | 0 | 0 | 0 | 0 | 0 | 0 | 0 | 0 | 0 | 0 | 0 | 0 | 0 | 0 | 0 | 0 | 0 | 0 | 0 | 0 | 0 | 0 | 0 | 0 | 0 | 0 | 0 | 0 | 0 | 0 | 0 | 0 | 0 | 0
Commercial_Grocery_Existing_Space Heating_Natural Gas_Boiler_E8_Codes & Standards Forecast | Commercial | Grocery | Existing | Space Heating | Natural Gas | Boiler | E8 |  | Codes & Standards Forecast | 0 | 0 | 0 | 0 | 0 | 0 | 0 | 0 | 0 | 0 | 0 | 0 | 0 | 0 | 0 | 0 | 0 | 0 | 0 | 0 | 0 | 0 | 0 | 0 | 0 | 0 | 0 | 0 | 0 | 0 | 0 | 0 | 0 | 0 | 0 | 0 | 0 | 0 | 0 | 0 | 0 | 0 | 0 | 0 | 0 | 0 | 0 | 0 | 0 | 0 | 0
Commercial_Grocery_Existing_Space Heating_Natural Gas_Boiler_E9_Codes & Standards Forecast | Commercial | Grocery | Existing | Space Heating | Natural Gas | Boiler | E9 |  | Codes & Standards Forecast | 0 | 0 | 0 | 0 | 0 | 0 | 0 | 0 | 0 | 0 | 0 | 0 | 0 | 0 | 0 | 0 | 0 | 0 | 0 | 0 | 0 | 0 | 0 | 0 | 0 | 0 | 0 | 0 | 0 | 0 | 0 | 0 | 0 | 0 | 0 | 0 | 0 | 0 | 0 | 0 | 0 | 0 | 0 | 0 | 0 | 0 | 0 | 0 | 0 | 0 | 0
Commercial_Grocery_Existing_Space Heating_Natural Gas_Boiler_E10_Codes & Standards Forecast | Commercial | Grocery | Existing | Space Heating | Natural Gas | Boiler | E10 |  | Codes & Standards Forecast | 0 | 0 | 0 | 0 | 0 | 0 | 0 | 0 | 0 | 0 | 0 | 0 | 0 | 0 | 0 | 0 | 0 | 0 | 0 | 0 | 0 | 0 | 0 | 0 | 0 | 0 | 0 | 0 | 0 | 0 | 0 | 0 | 0 | 0 | 0 | 0 | 0 | 0 | 0 | 0 | 0 | 0 | 0 | 0 | 0 | 0 | 0 | 0 | 0 | 0 | 0
Commercial_Grocery_Existing_Space Heating_Natural Gas_Boiler_Vintage_Codes & Standards Forecast | Commercial | Grocery | Existing | Space Heating | Natural Gas | Boiler | Vintage |  | Codes & Standards Forecast | 12218.0928 | 11931.5128 | 11627.1909 | 11294.84 | 11017.6958 | 10696.0676 | 10364.9148 | 10024.3532 | 9673.6658 | 9313.2312 | 8943.7604 | 8566.2374 | 8181.5746 | 7790.5219 | 7393.6285 | 6991.4875 | 6584.5929 | 6173.6265 | 5759.2087 | 5341.7503 | 4921.4459 | 4534.1729 | 4177.2962 | 3848.4249 | 3545.3616 | 3266.1101 | 3008.8108 | 2771.7537 | 2553.3442 | 2352.1212 | 2166.724 | 1995.9193 | 1842.387 | 0 | 0 | 0 | 0 | 0 | 0 | 0 | 0 | 0 | 0 | 0 | 0 | 0 | 0 | 0 | 0 | 0 | 0
Commercial_Grocery_Existing_Space Heating_Natural Gas_Unit Heater_E1_Codes & Standards Forecast | Commercial | Grocery | Existing | Space Heating | Natural Gas | Unit Heater | E1 |  | Codes & Standards Forecast | 0 | 0 | 0 | 0 | 0 | 0 | 0 | 0 | 0 | 0 | 0 | 0 | 0 | 0 | 0 | 0 | 0 | 0 | 0 | 0 | 0 | 0 | 0 | 0 | 0 | 0 | 0 | 0 | 0 | 0 | 0 | 0 | 0 | 0 | 0 | 0 | 0 | 0 | 0 | 0 | 0 | 0 | 0 | 0 | 0 | 0 | 0 | 0 | 0 | 0 | 0
Commercial_Grocery_Existing_Space Heating_Natural Gas_Unit Heater_E2_Codes & Standards Forecast | Commercial | Grocery | Existing | Space Heating | Natural Gas | Unit Heater | E2 |  | Codes & Standards Forecast | 0 | 0 | 0 | 0 | 0 | 0 | 0 | 0 | 0 | 0 | 0 | 0 | 0 | 0 | 0 | 0 | 0 | 0 | 0 | 0 | 0 | 0 | 0 | 0 | 0 | 0 | 0 | 0 | 0 | 0 | 0 | 0 | 0 | 0 | 0 | 0 | 0 | 0 | 0 | 0 | 0 | 0 | 0 | 0 | 0 | 0 | 0 | 0 | 0 | 0 | 0
Commercial_Grocery_Existing_Space Heating_Natural Gas_Unit Heater_E3_Codes & Standards Forecast | Commercial | Grocery | Existing | Space Heating | Natural Gas | Unit Heater | E3 |  | Codes & Standards Forecast | 0 | 0 | 0 | 0 | 0 | 0 | 0 | 0 | 0 | 0 | 0 | 0 | 0 | 0 | 0 | 0 | 0 | 0 | 0 | 0 | 0 | 0 | 0 | 0 | 0 | 0 | 0 | 0 | 0 | 0 | 0 | 0 | 0 | 0 | 0 | 0 | 0 | 0 | 0 | 0 | 0 | 0 | 0 | 0 | 0 | 0 | 0 | 0 | 0 | 0 | 0
Commercial_Grocery_Existing_Space Heating_Natural Gas_Unit Heater_E4_Codes & Standards Forecast | Commercial | Grocery | Existing | Space Heating | Natural Gas | Unit Heater | E4 |  | Codes & Standards Forecast | 0 | 0 | 0 | 0 | 0 | 0 | 0 | 0 | 0 | 0 | 0 | 0 | 0 | 0 | 0 | 0 | 0 | 0 | 0 | 0 | 0 | 0 | 0 | 0 | 0 | 0 | 0 | 0 | 0 | 0 | 0 | 0 | 0 | 0 | 0 | 0 | 0 | 0 | 0 | 0 | 0 | 0 | 0 | 0 | 0 | 0 | 0 | 0 | 0 | 0 | 0
Commercial_Grocery_Existing_Space Heating_Natural Gas_Unit Heater_E5_Codes & Standards Forecast | Commercial | Grocery | Existing | Space Heating | Natural Gas | Unit Heater | E5 |  | Codes & Standards Forecast | 0 | 0 | 0 | 0 | 0 | 0 | 0 | 0 | 0 | 0 | 0 | 0 | 0 | 0 | 0 | 0 | 0 | 0 | 0 | 0 | 0 | 0 | 0 | 0 | 0 | 0 | 0 | 0 | 0 | 0 | 0 | 0 | 0 | 0 | 0 | 0 | 0 | 0 | 0 | 0 | 0 | 0 | 0 | 0 | 0 | 0 | 0 | 0 | 0 | 0 | 0
Commercial_Grocery_Existing_Space Heating_Natural Gas_Unit Heater_E6_Codes & Standards Forecast | Commercial | Grocery | Existing | Space Heating | Natural Gas | Unit Heater | E6 |  | Codes & Standards Forecast | 0 | 0 | 0 | 0 | 0 | 0 | 0 | 0 | 0 | 0 | 0 | 0 | 0 | 0 | 0 | 0 | 0 | 0 | 0 | 0 | 0 | 0 | 0 | 0 | 0 | 0 | 0 | 0 | 0 | 0 | 0 | 0 | 0 | 0 | 0 | 0 | 0 | 0 | 0 | 0 | 0 | 0 | 0 | 0 | 0 | 0 | 0 | 0 | 0 | 0 | 0
Commercial_Grocery_Existing_Space Heating_Natural Gas_Unit Heater_E7_Codes & Standards Forecast | Commercial | Grocery | Existing | Space Heating | Natural Gas | Unit Heater | E7 |  | Codes & Standards Forecast | 0 | 0 | 0 | 0 | 0 | 0 | 0 | 0 | 0 | 0 | 0 | 0 | 0 | 0 | 0 | 0 | 0 | 0 | 0 | 0 | 0 | 0 | 0 | 0 | 0 | 0 | 0 | 0 | 0 | 0 | 0 | 0 | 0 | 0 | 0 | 0 | 0 | 0 | 0 | 0 | 0 | 0 | 0 | 0 | 0 | 0 | 0 | 0 | 0 | 0 | 0
Commercial_Grocery_Existing_Space Heating_Natural Gas_Unit Heater_E8_Codes & Standards Forecast | Commercial | Grocery | Existing | Space Heating | Natural Gas | Unit Heater | E8 |  | Codes & Standards Forecast | 0 | 0 | 0 | 0 | 0 | 0 | 0 | 0 | 0 | 0 | 0 | 0 | 0 | 0 | 0 | 0 | 0 | 0 | 0 | 0 | 0 | 0 | 0 | 0 | 0 | 0 | 0 | 0 | 0 | 0 | 0 | 0 | 0 | 0 | 0 | 0 | 0 | 0 | 0 | 0 | 0 | 0 | 0 | 0 | 0 | 0 | 0 | 0 | 0 | 0 | 0
Commercial_Grocery_Existing_Space Heating_Natural Gas_Unit Heater_E9_Codes & Standards Forecast | Commercial | Grocery | Existing | Space Heating | Natural Gas | Unit Heater | E9 |  | Codes & Standards Forecast | 0 | 0 | 0 | 0 | 0 | 0 | 0 | 0 | 0 | 0 | 0 | 0 | 0 | 0 | 0 | 0 | 0 | 0 | 0 | 0 | 0 | 0 | 0 | 0 | 0 | 0 | 0 | 0 | 0 | 0 | 0 | 0 | 0 | 0 | 0 | 0 | 0 | 0 | 0 | 0 | 0 | 0 | 0 | 0 | 0 | 0 | 0 | 0 | 0 | 0 | 0
Commercial_Grocery_Existing_Space Heating_Natural Gas_Unit Heater_E10_Codes & Standards Forecast | Commercial | Grocery | Existing | Space Heating | Natural Gas | Unit Heater | E10 |  | Codes & Standards Forecast | 0 | 0 | 0 | 0 | 0 | 0 | 0 | 0 | 0 | 0 | 0 | 0 | 0 | 0 | 0 | 0 | 0 | 0 | 0 | 0 | 0 | 0 | 0 | 0 | 0 | 0 | 0 | 0 | 0 | 0 | 0 | 0 | 0 | 0 | 0 | 0 | 0 | 0 | 0 | 0 | 0 | 0 | 0 | 0 | 0 | 0 | 0 | 0 | 0 | 0 | 0
Commercial_Grocery_Existing_Space Heating_Natural Gas_Unit Heater_Vintage_Codes & Standards Forecast | Commercial | Grocery | Existing | Space Heating | Natural Gas | Unit Heater | Vintage |  | Codes & Standards Forecast | 0 | 0 | 0 | 0 | 0 | 0 | 0 | 0 | 0 | 0 | 0 | 0 | 0 | 0 | 0 | 0 | 0 | 0 | 0 | 0 | 0 | 0 | 0 | 0 | 0 | 0 | 0 | 0 | 0 | 0 | 0 | 0 | 0 | 0 | 0 | 0 | 0 | 0 | 0 | 0 | 0 | 0 | 0 | 0 | 0 | 0 | 0 | 0 | 0 | 0 | 0
Commercial_Grocery_Existing_Water Heating_Natural Gas_Water Heater_E1_Codes & Standards Forecast | Commercial | Grocery | Existing | Water Heating | Natural Gas | Water Heater | E1 |  | Codes & Standards Forecast | 0 | 55285.2203 | 126505.7573 | 209898.5649 | 336501.4059 | 438389.0365 | 546576.364 | 659732.8006 | 776712.484 | 896610.5727 | 991743.1932 | 1067113.4157 | 1126724.2336 | 1173766.2024 | 1210766.0262 | 1239749.3594 | 1262322.4084 | 1279809.0849 | 1293279.0509 | 1303564.707 | 1311286.3957 | 1316925.0036 | 1320885.507 | 1323498.0256 | 1325026.9591 | 1325694.5481 | 1325674.1298 | 1325107.4825 | 1324101.047 | 1322743.4201 | 1321097.6161 | 1319224.8931 | 1337945.9377 | 0 | 0 | 0 | 0 | 0 | 0 | 0 | 0 | 0 | 0 | 0 | 0 | 0 | 0 | 0 | 0 | 0 | 0
Commercial_Grocery_Existing_Water Heating_Natural Gas_Water Heater_E2_Codes & Standards Forecast | Commercial | Grocery | Existing | Water Heating | Natural Gas | Water Heater | E2 |  | Codes & Standards Forecast | 0 | 0 | 0 | 0 | 0 | 0 | 0 | 0 | 0 | 0 | 0 | 0 | 0 | 0 | 0 | 0 | 0 | 0 | 0 | 0 | 0 | 0 | 0 | 0 | 0 | 0 | 0 | 0 | 0 | 0 | 0 | 0 | 0 | 0 | 0 | 0 | 0 | 0 | 0 | 0 | 0 | 0 | 0 | 0 | 0 | 0 | 0 | 0 | 0 | 0 | 0
Commercial_Grocery_Existing_Water Heating_Natural Gas_Water Heater_E3_Codes & Standards Forecast | Commercial | Grocery | Existing | Water Heating | Natural Gas | Water Heater | E3 |  | Codes & Standards Forecast | 0 | 0 | 0 | 0 | 0 | 0 | 0 | 0 | 0 | 0 | 0 | 0 | 0 | 0 | 0 | 0 | 0 | 0 | 0 | 0 | 0 | 0 | 0 | 0 | 0 | 0 | 0 | 0 | 0 | 0 | 0 | 0 | 0 | 0 | 0 | 0 | 0 | 0 | 0 | 0 | 0 | 0 | 0 | 0 | 0 | 0 | 0 | 0 | 0 | 0 | 0
Commercial_Grocery_Existing_Water Heating_Natural Gas_Water Heater_E4_Codes & Standards Forecast | Commercial | Grocery | Existing | Water Heating | Natural Gas | Water Heater | E4 |  | Codes & Standards Forecast | 0 | 0 | 0 | 0 | 0 | 0 | 0 | 0 | 0 | 0 | 0 | 0 | 0 | 0 | 0 | 0 | 0 | 0 | 0 | 0 | 0 | 0 | 0 | 0 | 0 | 0 | 0 | 0 | 0 | 0 | 0 | 0 | 0 | 0 | 0 | 0 | 0 | 0 | 0 | 0 | 0 | 0 | 0 | 0 | 0 | 0 | 0 | 0 | 0 | 0 | 0
Commercial_Grocery_Existing_Water Heating_Natural Gas_Water Heater_E5_Codes & Standards Forecast | Commercial | Grocery | Existing | Water Heating | Natural Gas | Water Heater | E5 |  | Codes & Standards Forecast | 0 | 0 | 0 | 0 | 0 | 0 | 0 | 0 | 0 | 0 | 0 | 0 | 0 | 0 | 0 | 0 | 0 | 0 | 0 | 0 | 0 | 0 | 0 | 0 | 0 | 0 | 0 | 0 | 0 | 0 | 0 | 0 | 0 | 0 | 0 | 0 | 0 | 0 | 0 | 0 | 0 | 0 | 0 | 0 | 0 | 0 | 0 | 0 | 0 | 0 | 0
Commercial_Grocery_Existing_Water Heating_Natural Gas_Water Heater_E6_Codes & Standards Forecast | Commercial | Grocery | Existing | Water Heating | Natural Gas | Water Heater | E6 |  | Codes & Standards Forecast | 0 | 0 | 0 | 0 | 0 | 0 | 0 | 0 | 0 | 0 | 0 | 0 | 0 | 0 | 0 | 0 | 0 | 0 | 0 | 0 | 0 | 0 | 0 | 0 | 0 | 0 | 0 | 0 | 0 | 0 | 0 | 0 | 0 | 0 | 0 | 0 | 0 | 0 | 0 | 0 | 0 | 0 | 0 | 0 | 0 | 0 | 0 | 0 | 0 | 0 | 0
Commercial_Grocery_Existing_Water Heating_Natural Gas_Water Heater_E7_Codes & Standards Forecast | Commercial | Grocery | Existing | Water Heating | Natural Gas | Water Heater | E7 |  | Codes & Standards Forecast | 0 | 0 | 0 | 0 | 0 | 0 | 0 | 0 | 0 | 0 | 0 | 0 | 0 | 0 | 0 | 0 | 0 | 0 | 0 | 0 | 0 | 0 | 0 | 0 | 0 | 0 | 0 | 0 | 0 | 0 | 0 | 0 | 0 | 0 | 0 | 0 | 0 | 0 | 0 | 0 | 0 | 0 | 0 | 0 | 0 | 0 | 0 | 0 | 0 | 0 | 0
Commercial_Grocery_Existing_Water Heating_Natural Gas_Water Heater_E8_Codes & Standards Forecast | Commercial | Grocery | Existing | Water Heating | Natural Gas | Water Heater | E8 |  | Codes & Standards Forecast | 0 | 0 | 0 | 0 | 0 | 0 | 0 | 0 | 0 | 0 | 0 | 0 | 0 | 0 | 0 | 0 | 0 | 0 | 0 | 0 | 0 | 0 | 0 | 0 | 0 | 0 | 0 | 0 | 0 | 0 | 0 | 0 | 0 | 0 | 0 | 0 | 0 | 0 | 0 | 0 | 0 | 0 | 0 | 0 | 0 | 0 | 0 | 0 | 0 | 0 | 0
Commercial_Grocery_Existing_Water Heating_Natural Gas_Water Heater_E9_Codes & Standards Forecast | Commercial | Grocery | Existing | Water Heating | Natural Gas | Water Heater | E9 |  | Codes & Standards Forecast | 0 | 0 | 0 | 0 | 0 | 0 | 0 | 0 | 0 | 0 | 0 | 0 | 0 | 0 | 0 | 0 | 0 | 0 | 0 | 0 | 0 | 0 | 0 | 0 | 0 | 0 | 0 | 0 | 0 | 0 | 0 | 0 | 0 | 0 | 0 | 0 | 0 | 0 | 0 | 0 | 0 | 0 | 0 | 0 | 0 | 0 | 0 | 0 | 0 | 0 | 0
Commercial_Grocery_Existing_Water Heating_Natural Gas_Water Heater_E10_Codes & Standards Forecast | Commercial | Grocery | Existing | Water Heating | Natural Gas | Water Heater | E10 |  | Codes & Standards Forecast | 0 | 0 | 0 | 0 | 0 | 0 | 0 | 0 | 0 | 0 | 0 | 0 | 0 | 0 | 0 | 0 | 0 | 0 | 0 | 0 | 0 | 0 | 0 | 0 | 0 | 0 | 0 | 0 | 0 | 0 | 0 | 0 | 0 | 0 | 0 | 0 | 0 | 0 | 0 | 0 | 0 | 0 | 0 | 0 | 0 | 0 | 0 | 0 | 0 | 0 | 0
Commercial_Grocery_Existing_Water Heating_Natural Gas_Water Heater_Vintage_Codes & Standards Forecast | Commercial | Grocery | Existing | Water Heating | Natural Gas | Water Heater | Vintage |  | Codes & Standards Forecast | 1389198.4354 | 1326845.2871 | 1248556.822 | 1156628.5501 | 1061955.5515 | 956309.6786 | 844804.5626 | 728659.8313 | 608793.1779 | 486025.995 | 388009.9197 | 309760.1034 | 247294.2339 | 197428.8654 | 157619.4674 | 125837.7006 | 100463.6743 | 80207.6138 | 64038.7563 | 51132.0764 | 40827.6749 | 32599.5876 | 26029.2345 | 20782.665 | 16593.2268 | 13248.0886 | 10577.1674 | 8444.6416 | 6741.9891 | 5382.5798 | 4297.2088 | 3430.662 | 2744.5296 | 0 | 0 | 0 | 0 | 0 | 0 | 0 | 0 | 0 | 0 | 0 | 0 | 0 | 0 | 0 | 0 | 0 | 0
Commercial_Grocery_Existing_Food Preparation_Natural Gas_Oven_E1_Codes & Standards Forecast | Commercial | Grocery | Existing | Food Preparation | Natural Gas | Oven | E1 |  | Codes & Standards Forecast | 0 | 17603.5967 | 36486.6157 | 56324.0707 | 84715.4138 | 106339.3851 | 128581.9976 | 151331.7945 | 174476.436 | 197926.0694 | 217314.3667 | 233327.2753 | 246537.0427 | 257418.3222 | 266361.3246 | 273692.5025 | 279680.9183 | 284559.6323 | 288525.1514 | 291735.8892 | 294313.6196 | 296356.5692 | 297951.4098 | 299171.8355 | 300079.3494 | 300727.6475 | 301160.4012 | 301414.6826 | 301519.7478 | 301500.7674 | 301376.9012 | 301166.6269 | 305645.1105 | 0 | 0 | 0 | 0 | 0 | 0 | 0 | 0 | 0 | 0 | 0 | 0 | 0 | 0 | 0 | 0 | 0 | 0
Commercial_Grocery_Existing_Food Preparation_Natural Gas_Oven_E2_Codes & Standards Forecast | Commercial | Grocery | Existing | Food Preparation | Natural Gas | Oven | E2 |  | Codes & Standards Forecast | 0 | 0 | 0 | 0 | 0 | 0 | 0 | 0 | 0 | 0 | 0 | 0 | 0 | 0 | 0 | 0 | 0 | 0 | 0 | 0 | 0 | 0 | 0 | 0 | 0 | 0 | 0 | 0 | 0 | 0 | 0 | 0 | 0 | 0 | 0 | 0 | 0 | 0 | 0 | 0 | 0 | 0 | 0 | 0 | 0 | 0 | 0 | 0 | 0 | 0 | 0
Commercial_Grocery_Existing_Food Preparation_Natural Gas_Oven_E3_Codes & Standards Forecast | Commercial | Grocery | Existing | Food Preparation | Natural Gas | Oven | E3 |  | Codes & Standards Forecast | 0 | 0 | 0 | 0 | 0 | 0 | 0 | 0 | 0 | 0 | 0 | 0 | 0 | 0 | 0 | 0 | 0 | 0 | 0 | 0 | 0 | 0 | 0 | 0 | 0 | 0 | 0 | 0 | 0 | 0 | 0 | 0 | 0 | 0 | 0 | 0 | 0 | 0 | 0 | 0 | 0 | 0 | 0 | 0 | 0 | 0 | 0 | 0 | 0 | 0 | 0
Commercial_Grocery_Existing_Food Preparation_Natural Gas_Oven_E4_Codes & Standards Forecast | Commercial | Grocery | Existing | Food Preparation | Natural Gas | Oven | E4 |  | Codes & Standards Forecast | 0 | 0 | 0 | 0 | 0 | 0 | 0 | 0 | 0 | 0 | 0 | 0 | 0 | 0 | 0 | 0 | 0 | 0 | 0 | 0 | 0 | 0 | 0 | 0 | 0 | 0 | 0 | 0 | 0 | 0 | 0 | 0 | 0 | 0 | 0 | 0 | 0 | 0 | 0 | 0 | 0 | 0 | 0 | 0 | 0 | 0 | 0 | 0 | 0 | 0 | 0
Commercial_Grocery_Existing_Food Preparation_Natural Gas_Oven_E5_Codes & Standards Forecast | Commercial | Grocery | Existing | Food Preparation | Natural Gas | Oven | E5 |  | Codes & Standards Forecast | 0 | 0 | 0 | 0 | 0 | 0 | 0 | 0 | 0 | 0 | 0 | 0 | 0 | 0 | 0 | 0 | 0 | 0 | 0 | 0 | 0 | 0 | 0 | 0 | 0 | 0 | 0 | 0 | 0 | 0 | 0 | 0 | 0 | 0 | 0 | 0 | 0 | 0 | 0 | 0 | 0 | 0 | 0 | 0 | 0 | 0 | 0 | 0 | 0 | 0 | 0
Commercial_Grocery_Existing_Food Preparation_Natural Gas_Oven_E6_Codes & Standards Forecast | Commercial | Grocery | Existing | Food Preparation | Natural Gas | Oven | E6 |  | Codes & Standards Forecast | 0 | 0 | 0 | 0 | 0 | 0 | 0 | 0 | 0 | 0 | 0 | 0 | 0 | 0 | 0 | 0 | 0 | 0 | 0 | 0 | 0 | 0 | 0 | 0 | 0 | 0 | 0 | 0 | 0 | 0 | 0 | 0 | 0 | 0 | 0 | 0 | 0 | 0 | 0 | 0 | 0 | 0 | 0 | 0 | 0 | 0 | 0 | 0 | 0 | 0 | 0
Commercial_Grocery_Existing_Food Preparation_Natural Gas_Oven_E7_Codes & Standards Forecast | Commercial | Grocery | Existing | Food Preparation | Natural Gas | Oven | E7 |  | Codes & Standards Forecast | 0 | 0 | 0 | 0 | 0 | 0 | 0 | 0 | 0 | 0 | 0 | 0 | 0 | 0 | 0 | 0 | 0 | 0 | 0 | 0 | 0 | 0 | 0 | 0 | 0 | 0 | 0 | 0 | 0 | 0 | 0 | 0 | 0 | 0 | 0 | 0 | 0 | 0 | 0 | 0 | 0 | 0 | 0 | 0 | 0 | 0 | 0 | 0 | 0 | 0 | 0
Commercial_Grocery_Existing_Food Preparation_Natural Gas_Oven_E8_Codes & Standards Forecast | Commercial | Grocery | Existing | Food Preparation | Natural Gas | Oven | E8 |  | Codes & Standards Forecast | 0 | 0 | 0 | 0 | 0 | 0 | 0 | 0 | 0 | 0 | 0 | 0 | 0 | 0 | 0 | 0 | 0 | 0 | 0 | 0 | 0 | 0 | 0 | 0 | 0 | 0 | 0 | 0 | 0 | 0 | 0 | 0 | 0 | 0 | 0 | 0 | 0 | 0 | 0 | 0 | 0 | 0 | 0 | 0 | 0 | 0 | 0 | 0 | 0 | 0 | 0
Commercial_Grocery_Existing_Food Preparation_Natural Gas_Oven_E9_Codes & Standards Forecast | Commercial | Grocery | Existing | Food Preparation | Natural Gas | Oven | E9 |  | Codes & Standards Forecast | 0 | 0 | 0 | 0 | 0 | 0 | 0 | 0 | 0 | 0 | 0 | 0 | 0 | 0 | 0 | 0 | 0 | 0 | 0 | 0 | 0 | 0 | 0 | 0 | 0 | 0 | 0 | 0 | 0 | 0 | 0 | 0 | 0 | 0 | 0 | 0 | 0 | 0 | 0 | 0 | 0 | 0 | 0 | 0 | 0 | 0 | 0 | 0 | 0 | 0 | 0
Commercial_Grocery_Existing_Food Preparation_Natural Gas_Oven_E10_Codes & Standards Forecast | Commercial | Grocery | Existing | Food Preparation | Natural Gas | Oven | E10 |  | Codes & Standards Forecast | 0 | 0 | 0 | 0 | 0 | 0 | 0 | 0 | 0 | 0 | 0 | 0 | 0 | 0 | 0 | 0 | 0 | 0 | 0 | 0 | 0 | 0 | 0 | 0 | 0 | 0 | 0 | 0 | 0 | 0 | 0 | 0 | 0 | 0 | 0 | 0 | 0 | 0 | 0 | 0 | 0 | 0 | 0 | 0 | 0 | 0 | 0 | 0 | 0 | 0 | 0
Commercial_Grocery_Existing_Food Preparation_Natural Gas_Oven_Vintage_Codes & Standards Forecast | Commercial | Grocery | Existing | Food Preparation | Natural Gas | Oven | Vintage |  | Codes & Standards Forecast | 318485.1206 | 299261.1435 | 278757.7441 | 256963.464 | 235892.2988 | 213406.7196 | 190403.477 | 166968.589 | 143162.086 | 119054.6893 | 99005.3363 | 82332.2572 | 68467.9459 | 56939.3789 | 47352.2586 | 39379.5169 | 32748.9541 | 27235.3361 | 22651.074 | 18839.4451 | 15669.6066 | 13032.9977 | 10839.8276 | 9015.5242 | 7498.0678 | 6235.9195 | 5186.1542 | 4313.0653 | 3586.9195 | 2982.9971 | 2480.719 | 2062.9933 | 1719.1611 | 0 | 0 | 0 | 0 | 0 | 0 | 0 | 0 | 0 | 0 | 0 | 0 | 0 | 0 | 0 | 0 | 0 | 0
Commercial_Grocery_Existing_Food Preparation_Natural Gas_Conveyor Oven_E1_Codes & Standards Forecast | Commercial | Grocery | Existing | Food Preparation | Natural Gas | Conveyor Oven | E1 |  | Codes & Standards Forecast | 0 | 3727.8205 | 8530.1415 | 14153.2251 | 24197.0083 | 31063.1269 | 38354.5017 | 45981.293 | 53865.9908 | 61947.4926 | 70177.2913 | 78518.4889 | 86942.3862 | 95425.9288 | 103949.1993 | 112496.943 | 121055.9462 | 127827.4508 | 133176.649 | 137393.1179 | 140703.2663 | 143285.9973 | 145286.2406 | 146820.4289 | 147981.6236 | 148845.3872 | 149471.6161 | 149908.5265 | 150193.8586 | 150358.1559 | 150424.928 | 150414.1909 | 152721.6405 | 0 | 0 | 0 | 0 | 0 | 0 | 0 | 0 | 0 | 0 | 0 | 0 | 0 | 0 | 0 | 0 | 0 | 0
Commercial_Grocery_Existing_Food Preparation_Natural Gas_Conveyor Oven_E2_Codes & Standards Forecast | Commercial | Grocery | Existing | Food Preparation | Natural Gas | Conveyor Oven | E2 |  | Codes & Standards Forecast | 0 | 0 | 0 | 0 | 0 | 0 | 0 | 0 | 0 | 0 | 0 | 0 | 0 | 0 | 0 | 0 | 0 | 0 | 0 | 0 | 0 | 0 | 0 | 0 | 0 | 0 | 0 | 0 | 0 | 0 | 0 | 0 | 0 | 0 | 0 | 0 | 0 | 0 | 0 | 0 | 0 | 0 | 0 | 0 | 0 | 0 | 0 | 0 | 0 | 0 | 0
Commercial_Grocery_Existing_Food Preparation_Natural Gas_Conveyor Oven_E3_Codes & Standards Forecast | Commercial | Grocery | Existing | Food Preparation | Natural Gas | Conveyor Oven | E3 |  | Codes & Standards Forecast | 0 | 0 | 0 | 0 | 0 | 0 | 0 | 0 | 0 | 0 | 0 | 0 | 0 | 0 | 0 | 0 | 0 | 0 | 0 | 0 | 0 | 0 | 0 | 0 | 0 | 0 | 0 | 0 | 0 | 0 | 0 | 0 | 0 | 0 | 0 | 0 | 0 | 0 | 0 | 0 | 0 | 0 | 0 | 0 | 0 | 0 | 0 | 0 | 0 | 0 | 0
Commercial_Grocery_Existing_Food Preparation_Natural Gas_Conveyor Oven_E4_Codes & Standards Forecast | Commercial | Grocery | Existing | Food Preparation | Natural Gas | Conveyor Oven | E4 |  | Codes & Standards Forecast | 0 | 0 | 0 | 0 | 0 | 0 | 0 | 0 | 0 | 0 | 0 | 0 | 0 | 0 | 0 | 0 | 0 | 0 | 0 | 0 | 0 | 0 | 0 | 0 | 0 | 0 | 0 | 0 | 0 | 0 | 0 | 0 | 0 | 0 | 0 | 0 | 0 | 0 | 0 | 0 | 0 | 0 | 0 | 0 | 0 | 0 | 0 | 0 | 0 | 0 | 0
Commercial_Grocery_Existing_Food Preparation_Natural Gas_Conveyor Oven_E5_Codes & Standards Forecast | Commercial | Grocery | Existing | Food Preparation | Natural Gas | Conveyor Oven | E5 |  | Codes & Standards Forecast | 0 | 0 | 0 | 0 | 0 | 0 | 0 | 0 | 0 | 0 | 0 | 0 | 0 | 0 | 0 | 0 | 0 | 0 | 0 | 0 | 0 | 0 | 0 | 0 | 0 | 0 | 0 | 0 | 0 | 0 | 0 | 0 | 0 | 0 | 0 | 0 | 0 | 0 | 0 | 0 | 0 | 0 | 0 | 0 | 0 | 0 | 0 | 0 | 0 | 0 | 0
Commercial_Grocery_Existing_Food Preparation_Natural Gas_Conveyor Oven_E6_Codes & Standards Forecast | Commercial | Grocery | Existing | Food Preparation | Natural Gas | Conveyor Oven | E6 |  | Codes & Standards Forecast | 0 | 0 | 0 | 0 | 0 | 0 | 0 | 0 | 0 | 0 | 0 | 0 | 0 | 0 | 0 | 0 | 0 | 0 | 0 | 0 | 0 | 0 | 0 | 0 | 0 | 0 | 0 | 0 | 0 | 0 | 0 | 0 | 0 | 0 | 0 | 0 | 0 | 0 | 0 | 0 | 0 | 0 | 0 | 0 | 0 | 0 | 0 | 0 | 0 | 0 | 0
Commercial_Grocery_Existing_Food Preparation_Natural Gas_Conveyor Oven_E7_Codes & Standards Forecast | Commercial | Grocery | Existing | Food Preparation | Natural Gas | Conveyor Oven | E7 |  | Codes & Standards Forecast | 0 | 0 | 0 | 0 | 0 | 0 | 0 | 0 | 0 | 0 | 0 | 0 | 0 | 0 | 0 | 0 | 0 | 0 | 0 | 0 | 0 | 0 | 0 | 0 | 0 | 0 | 0 | 0 | 0 | 0 | 0 | 0 | 0 | 0 | 0 | 0 | 0 | 0 | 0 | 0 | 0 | 0 | 0 | 0 | 0 | 0 | 0 | 0 | 0 | 0 | 0
Commercial_Grocery_Existing_Food Preparation_Natural Gas_Conveyor Oven_E8_Codes & Standards Forecast | Commercial | Grocery | Existing | Food Preparation | Natural Gas | Conveyor Oven | E8 |  | Codes & Standards Forecast | 0 | 0 | 0 | 0 | 0 | 0 | 0 | 0 | 0 | 0 | 0 | 0 | 0 | 0 | 0 | 0 | 0 | 0 | 0 | 0 | 0 | 0 | 0 | 0 | 0 | 0 | 0 | 0 | 0 | 0 | 0 | 0 | 0 | 0 | 0 | 0 | 0 | 0 | 0 | 0 | 0 | 0 | 0 | 0 | 0 | 0 | 0 | 0 | 0 | 0 | 0
Commercial_Grocery_Existing_Food Preparation_Natural Gas_Conveyor Oven_E9_Codes & Standards Forecast | Commercial | Grocery | Existing | Food Preparation | Natural Gas | Conveyor Oven | E9 |  | Codes & Standards Forecast | 0 | 0 | 0 | 0 | 0 | 0 | 0 | 0 | 0 | 0 | 0 | 0 | 0 | 0 | 0 | 0 | 0 | 0 | 0 | 0 | 0 | 0 | 0 | 0 | 0 | 0 | 0 | 0 | 0 | 0 | 0 | 0 | 0 | 0 | 0 | 0 | 0 | 0 | 0 | 0 | 0 | 0 | 0 | 0 | 0 | 0 | 0 | 0 | 0 | 0 | 0
Commercial_Grocery_Existing_Food Preparation_Natural Gas_Conveyor Oven_E10_Codes & Standards Forecast | Commercial | Grocery | Existing | Food Preparation | Natural Gas | Conveyor Oven | E10 |  | Codes & Standards Forecast | 0 | 0 | 0 | 0 | 0 | 0 | 0 | 0 | 0 | 0 | 0 | 0 | 0 | 0 | 0 | 0 | 0 | 0 | 0 | 0 | 0 | 0 | 0 | 0 | 0 | 0 | 0 | 0 | 0 | 0 | 0 | 0 | 0 | 0 | 0 | 0 | 0 | 0 | 0 | 0 | 0 | 0 | 0 | 0 | 0 | 0 | 0 | 0 | 0 | 0 | 0
Commercial_Grocery_Existing_Food Preparation_Natural Gas_Conveyor Oven_Vintage_Codes & Standards Forecast | Commercial | Grocery | Existing | Food Preparation | Natural Gas | Conveyor Oven | Vintage |  | Codes & Standards Forecast | 159242.5603 | 154704.5496 | 149092.0384 | 142490.5422 | 136106.848 | 128809.9255 | 121138.2356 | 113168.8988 | 104953.2702 | 96542.8867 | 87982.5602 | 79311.2774 | 70560.1081 | 61752.9217 | 52907.5923 | 44039.0667 | 35158.99 | 28070.0334 | 22411.4637 | 17894.5492 | 14288.3467 | 11408.7861 | 9109.3781 | 7273.2509 | 5807.085 | 4636.3963 | 3701.6616 | 2955.3475 | 2359.475 | 1883.7263 | 1503.8821 | 1200.6191 | 960.4953 | 0 | 0 | 0 | 0 | 0 | 0 | 0 | 0 | 0 | 0 | 0 | 0 | 0 | 0 | 0 | 0 | 0 | 0
Commercial_Grocery_Existing_Food Preparation_Natural Gas_Double Rack Oven_E1_Codes & Standards Forecast | Commercial | Grocery | Existing | Food Preparation | Natural Gas | Double Rack Oven | E1 |  | Codes & Standards Forecast | 0 | 5281.079 | 12084.3671 | 20050.4022 | 32754.058 | 42485.1578 | 52818.2235 | 63626.1033 | 74799.2401 | 86251.1631 | 97913.1891 | 109733.0259 | 119104.8878 | 126523.8863 | 132383.0698 | 136997.0724 | 140615.8477 | 143443.5731 | 145644.7552 | 147348.3419 | 148652.2619 | 149633.015 | 150354.0352 | 150866.736 | 151212.2628 | 151424.7405 | 151530.9511 | 151552.6666 | 151506.4987 | 151406.124 | 151261.5785 | 151082.128 | 153255.9901 | 0 | 0 | 0 | 0 | 0 | 0 | 0 | 0 | 0 | 0 | 0 | 0 | 0 | 0 | 0 | 0 | 0 | 0
Commercial_Grocery_Existing_Food Preparation_Natural Gas_Double Rack Oven_E2_Codes & Standards Forecast | Commercial | Grocery | Existing | Food Preparation | Natural Gas | Double Rack Oven | E2 |  | Codes & Standards Forecast | 0 | 0 | 0 | 0 | 0 | 0 | 0 | 0 | 0 | 0 | 0 | 0 | 0 | 0 | 0 | 0 | 0 | 0 | 0 | 0 | 0 | 0 | 0 | 0 | 0 | 0 | 0 | 0 | 0 | 0 | 0 | 0 | 0 | 0 | 0 | 0 | 0 | 0 | 0 | 0 | 0 | 0 | 0 | 0 | 0 | 0 | 0 | 0 | 0 | 0 | 0
Commercial_Grocery_Existing_Food Preparation_Natural Gas_Double Rack Oven_E3_Codes & Standards Forecast | Commercial | Grocery | Existing | Food Preparation | Natural Gas | Double Rack Oven | E3 |  | Codes & Standards Forecast | 0 | 0 | 0 | 0 | 0 | 0 | 0 | 0 | 0 | 0 | 0 | 0 | 0 | 0 | 0 | 0 | 0 | 0 | 0 | 0 | 0 | 0 | 0 | 0 | 0 | 0 | 0 | 0 | 0 | 0 | 0 | 0 | 0 | 0 | 0 | 0 | 0 | 0 | 0 | 0 | 0 | 0 | 0 | 0 | 0 | 0 | 0 | 0 | 0 | 0 | 0
Commercial_Grocery_Existing_Food Preparation_Natural Gas_Double Rack Oven_E4_Codes & Standards Forecast | Commercial | Grocery | Existing | Food Preparation | Natural Gas | Double Rack Oven | E4 |  | Codes & Standards Forecast | 0 | 0 | 0 | 0 | 0 | 0 | 0 | 0 | 0 | 0 | 0 | 0 | 0 | 0 | 0 | 0 | 0 | 0 | 0 | 0 | 0 | 0 | 0 | 0 | 0 | 0 | 0 | 0 | 0 | 0 | 0 | 0 | 0 | 0 | 0 | 0 | 0 | 0 | 0 | 0 | 0 | 0 | 0 | 0 | 0 | 0 | 0 | 0 | 0 | 0 | 0
Commercial_Grocery_Existing_Food Preparation_Natural Gas_Double Rack Oven_E5_Codes & Standards Forecast | Commercial | Grocery | Existing | Food Preparation | Natural Gas | Double Rack Oven | E5 |  | Codes & Standards Forecast | 0 | 0 | 0 | 0 | 0 | 0 | 0 | 0 | 0 | 0 | 0 | 0 | 0 | 0 | 0 | 0 | 0 | 0 | 0 | 0 | 0 | 0 | 0 | 0 | 0 | 0 | 0 | 0 | 0 | 0 | 0 | 0 | 0 | 0 | 0 | 0 | 0 | 0 | 0 | 0 | 0 | 0 | 0 | 0 | 0 | 0 | 0 | 0 | 0 | 0 | 0
Commercial_Grocery_Existing_Food Preparation_Natural Gas_Double Rack Oven_E6_Codes & Standards Forecast | Commercial | Grocery | Existing | Food Preparation | Natural Gas | Double Rack Oven | E6 |  | Codes & Standards Forecast | 0 | 0 | 0 | 0 | 0 | 0 | 0 | 0 | 0 | 0 | 0 | 0 | 0 | 0 | 0 | 0 | 0 | 0 | 0 | 0 | 0 | 0 | 0 | 0 | 0 | 0 | 0 | 0 | 0 | 0 | 0 | 0 | 0 | 0 | 0 | 0 | 0 | 0 | 0 | 0 | 0 | 0 | 0 | 0 | 0 | 0 | 0 | 0 | 0 | 0 | 0
Commercial_Grocery_Existing_Food Preparation_Natural Gas_Double Rack Oven_E7_Codes & Standards Forecast | Commercial | Grocery | Existing | Food Preparation | Natural Gas | Double Rack Oven | E7 |  | Codes & Standards Forecast | 0 | 0 | 0 | 0 | 0 | 0 | 0 | 0 | 0 | 0 | 0 | 0 | 0 | 0 | 0 | 0 | 0 | 0 | 0 | 0 | 0 | 0 | 0 | 0 | 0 | 0 | 0 | 0 | 0 | 0 | 0 | 0 | 0 | 0 | 0 | 0 | 0 | 0 | 0 | 0 | 0 | 0 | 0 | 0 | 0 | 0 | 0 | 0 | 0 | 0 | 0
Commercial_Grocery_Existing_Food Preparation_Natural Gas_Double Rack Oven_E8_Codes & Standards Forecast | Commercial | Grocery | Existing | Food Preparation | Natural Gas | Double Rack Oven | E8 |  | Codes & Standards Forecast | 0 | 0 | 0 | 0 | 0 | 0 | 0 | 0 | 0 | 0 | 0 | 0 | 0 | 0 | 0 | 0 | 0 | 0 | 0 | 0 | 0 | 0 | 0 | 0 | 0 | 0 | 0 | 0 | 0 | 0 | 0 | 0 | 0 | 0 | 0 | 0 | 0 | 0 | 0 | 0 | 0 | 0 | 0 | 0 | 0 | 0 | 0 | 0 | 0 | 0 | 0
Commercial_Grocery_Existing_Food Preparation_Natural Gas_Double Rack Oven_E9_Codes & Standards Forecast | Commercial | Grocery | Existing | Food Preparation | Natural Gas | Double Rack Oven | E9 |  | Codes & Standards Forecast | 0 | 0 | 0 | 0 | 0 | 0 | 0 | 0 | 0 | 0 | 0 | 0 | 0 | 0 | 0 | 0 | 0 | 0 | 0 | 0 | 0 | 0 | 0 | 0 | 0 | 0 | 0 | 0 | 0 | 0 | 0 | 0 | 0 | 0 | 0 | 0 | 0 | 0 | 0 | 0 | 0 | 0 | 0 | 0 | 0 | 0 | 0 | 0 | 0 | 0 | 0
Commercial_Grocery_Existing_Food Preparation_Natural Gas_Double Rack Oven_E10_Codes & Standards Forecast | Commercial | Grocery | Existing | Food Preparation | Natural Gas | Double Rack Oven | E10 |  | Codes & Standards Forecast | 0 | 0 | 0 | 0 | 0 | 0 | 0 | 0 | 0 | 0 | 0 | 0 | 0 | 0 | 0 | 0 | 0 | 0 | 0 | 0 | 0 | 0 | 0 | 0 | 0 | 0 | 0 | 0 | 0 | 0 | 0 | 0 | 0 | 0 | 0 | 0 | 0 | 0 | 0 | 0 | 0 | 0 | 0 | 0 | 0 | 0 | 0 | 0 | 0 | 0 | 0
Commercial_Grocery_Existing_Food Preparation_Natural Gas_Double Rack Oven_Vintage_Codes & Standards Forecast | Commercial | Grocery | Existing | Food Preparation | Natural Gas | Double Rack Oven | Vintage |  | Codes & Standards Forecast | 159242.5603 | 153151.2911 | 145537.8128 | 136593.3651 | 127549.7983 | 117387.8946 | 106674.5138 | 95524.0885 | 84020.0209 | 72239.2162 | 60246.6624 | 48096.7404 | 38397.6065 | 30654.9642 | 24473.7218 | 19538.9372 | 15599.0885 | 12453.9111 | 9943.3575 | 7939.3252 | 6339.3512 | 5061.7684 | 4041.5835 | 3226.9438 | 2576.4458 | 2057.0431 | 1642.3267 | 1311.2074 | 1046.8349 | 835.7582 | 667.2316 | 532.6821 | 426.1457 | 0 | 0 | 0 | 0 | 0 | 0 | 0 | 0 | 0 | 0 | 0 | 0 | 0 | 0 | 0 | 0 | 0 | 0
Commercial_Grocery_Existing_Food Preparation_Natural Gas_Fryer_E1_Codes & Standards Forecast | Commercial | Grocery | Existing | Food Preparation | Natural Gas | Fryer | E1 |  | Codes & Standards Forecast | 0 | 0 | 0 | 0 | 0 | 0 | 0 | 0 | 0 | 0 | 0 | 0 | 0 | 0 | 0 | 0 | 0 | 0 | 0 | 0 | 0 | 0 | 0 | 0 | 0 | 0 | 0 | 0 | 0 | 0 | 0 | 0 | 0 | 0 | 0 | 0 | 0 | 0 | 0 | 0 | 0 | 0 | 0 | 0 | 0 | 0 | 0 | 0 | 0 | 0 | 0
Commercial_Grocery_Existing_Food Preparation_Natural Gas_Fryer_E2_Codes & Standards Forecast | Commercial | Grocery | Existing | Food Preparation | Natural Gas | Fryer | E2 |  | Codes & Standards Forecast | 0 | 0 | 0 | 11392.274 | 57930.997 | 105948.7426 | 166813.0328 | 237863.3921 | 316950.4393 | 379827.5842 | 429756.2516 | 469351.2811 | 500704.4319 | 525483.5286 | 545010.8849 | 560345.8507 | 572329.1621 | 581650.8706 | 588867.7788 | 594414.6589 | 598618.4222 | 601733.4169 | 603972.2732 | 605507.8512 | 606478.5453 | 606999.9556 | 607162.5072 | 607039.9501 | 606688.0741 | 606153.0783 | 605468.3101 | 604665.4112 | 613293.4797 | 0 | 0 | 0 | 0 | 0 | 0 | 0 | 0 | 0 | 0 | 0 | 0 | 0 | 0 | 0 | 0 | 0 | 0
Commercial_Grocery_Existing_Food Preparation_Natural Gas_Fryer_E3_Codes & Standards Forecast | Commercial | Grocery | Existing | Food Preparation | Natural Gas | Fryer | E3 |  | Codes & Standards Forecast | 0 | 0 | 0 | 0 | 0 | 0 | 0 | 0 | 0 | 0 | 0 | 0 | 0 | 0 | 0 | 0 | 0 | 0 | 0 | 0 | 0 | 0 | 0 | 0 | 0 | 0 | 0 | 0 | 0 | 0 | 0 | 0 | 0 | 0 | 0 | 0 | 0 | 0 | 0 | 0 | 0 | 0 | 0 | 0 | 0 | 0 | 0 | 0 | 0 | 0 | 0
Commercial_Grocery_Existing_Food Preparation_Natural Gas_Fryer_E4_Codes & Standards Forecast | Commercial | Grocery | Existing | Food Preparation | Natural Gas | Fryer | E4 |  | Codes & Standards Forecast | 0 | 0 | 0 | 0 | 0 | 0 | 0 | 0 | 0 | 0 | 0 | 0 | 0 | 0 | 0 | 0 | 0 | 0 | 0 | 0 | 0 | 0 | 0 | 0 | 0 | 0 | 0 | 0 | 0 | 0 | 0 | 0 | 0 | 0 | 0 | 0 | 0 | 0 | 0 | 0 | 0 | 0 | 0 | 0 | 0 | 0 | 0 | 0 | 0 | 0 | 0
Commercial_Grocery_Existing_Food Preparation_Natural Gas_Fryer_E5_Codes & Standards Forecast | Commercial | Grocery | Existing | Food Preparation | Natural Gas | Fryer | E5 |  | Codes & Standards Forecast | 0 | 0 | 0 | 0 | 0 | 0 | 0 | 0 | 0 | 0 | 0 | 0 | 0 | 0 | 0 | 0 | 0 | 0 | 0 | 0 | 0 | 0 | 0 | 0 | 0 | 0 | 0 | 0 | 0 | 0 | 0 | 0 | 0 | 0 | 0 | 0 | 0 | 0 | 0 | 0 | 0 | 0 | 0 | 0 | 0 | 0 | 0 | 0 | 0 | 0 | 0
Commercial_Grocery_Existing_Food Preparation_Natural Gas_Fryer_E6_Codes & Standards Forecast | Commercial | Grocery | Existing | Food Preparation | Natural Gas | Fryer | E6 |  | Codes & Standards Forecast | 0 | 0 | 0 | 0 | 0 | 0 | 0 | 0 | 0 | 0 | 0 | 0 | 0 | 0 | 0 | 0 | 0 | 0 | 0 | 0 | 0 | 0 | 0 | 0 | 0 | 0 | 0 | 0 | 0 | 0 | 0 | 0 | 0 | 0 | 0 | 0 | 0 | 0 | 0 | 0 | 0 | 0 | 0 | 0 | 0 | 0 | 0 | 0 | 0 | 0 | 0
Commercial_Grocery_Existing_Food Preparation_Natural Gas_Fryer_E7_Codes & Standards Forecast | Commercial | Grocery | Existing | Food Preparation | Natural Gas | Fryer | E7 |  | Codes & Standards Forecast | 0 | 0 | 0 | 0 | 0 | 0 | 0 | 0 | 0 | 0 | 0 | 0 | 0 | 0 | 0 | 0 | 0 | 0 | 0 | 0 | 0 | 0 | 0 | 0 | 0 | 0 | 0 | 0 | 0 | 0 | 0 | 0 | 0 | 0 | 0 | 0 | 0 | 0 | 0 | 0 | 0 | 0 | 0 | 0 | 0 | 0 | 0 | 0 | 0 | 0 | 0
Commercial_Grocery_Existing_Food Preparation_Natural Gas_Fryer_E8_Codes & Standards Forecast | Commercial | Grocery | Existing | Food Preparation | Natural Gas | Fryer | E8 |  | Codes & Standards Forecast | 0 | 0 | 0 | 0 | 0 | 0 | 0 | 0 | 0 | 0 | 0 | 0 | 0 | 0 | 0 | 0 | 0 | 0 | 0 | 0 | 0 | 0 | 0 | 0 | 0 | 0 | 0 | 0 | 0 | 0 | 0 | 0 | 0 | 0 | 0 | 0 | 0 | 0 | 0 | 0 | 0 | 0 | 0 | 0 | 0 | 0 | 0 | 0 | 0 | 0 | 0
Commercial_Grocery_Existing_Food Preparation_Natural Gas_Fryer_E9_Codes & Standards Forecast | Commercial | Grocery | Existing | Food Preparation | Natural Gas | Fryer | E9 |  | Codes & Standards Forecast | 0 | 0 | 0 | 0 | 0 | 0 | 0 | 0 | 0 | 0 | 0 | 0 | 0 | 0 | 0 | 0 | 0 | 0 | 0 | 0 | 0 | 0 | 0 | 0 | 0 | 0 | 0 | 0 | 0 | 0 | 0 | 0 | 0 | 0 | 0 | 0 | 0 | 0 | 0 | 0 | 0 | 0 | 0 | 0 | 0 | 0 | 0 | 0 | 0 | 0 | 0
Commercial_Grocery_Existing_Food Preparation_Natural Gas_Fryer_E10_Codes & Standards Forecast | Commercial | Grocery | Existing | Food Preparation | Natural Gas | Fryer | E10 |  | Codes & Standards Forecast | 0 | 0 | 0 | 0 | 0 | 0 | 0 | 0 | 0 | 0 | 0 | 0 | 0 | 0 | 0 | 0 | 0 | 0 | 0 | 0 | 0 | 0 | 0 | 0 | 0 | 0 | 0 | 0 | 0 | 0 | 0 | 0 | 0 | 0 | 0 | 0 | 0 | 0 | 0 | 0 | 0 | 0 | 0 | 0 | 0 | 0 | 0 | 0 | 0 | 0 | 0
Commercial_Grocery_Existing_Food Preparation_Natural Gas_Fryer_Vintage_Codes & Standards Forecast | Commercial | Grocery | Existing | Food Preparation | Natural Gas | Fryer | Vintage |  | Codes & Standards Forecast | 636970.2411 | 633729.4803 | 630488.7195 | 615182.7953 | 583284.4281 | 533543.4669 | 471157.9163 | 398737.3749 | 318326.6047 | 254133.9332 | 202883.1544 | 161967.7841 | 129305.5453 | 103231.8736 | 82416.2814 | 65798.188 | 52530.5826 | 41939.0661 | 33484.672 | 26736.0096 | 21348.0302 | 17045.7167 | 13610.2015 | 10866.8681 | 8676.289 | 6927.1786 | 5530.6037 | 4415.5457 | 3525.2604 | 2814.4506 | 2246.9304 | 1793.8292 | 1435.0634 | 0 | 0 | 0 | 0 | 0 | 0 | 0 | 0 | 0 | 0 | 0 | 0 | 0 | 0 | 0 | 0 | 0 | 0
Commercial_Grocery_Existing_Food Preparation_Natural Gas_Broiler_E1_Codes & Standards Forecast | Commercial | Grocery | Existing | Food Preparation | Natural Gas | Broiler | E1 |  | Codes & Standards Forecast | 0 | 0 | 0 | 0 | 0 | 0 | 0 | 0 | 0 | 0 | 0 | 0 | 0 | 0 | 0 | 0 | 0 | 0 | 0 | 0 | 0 | 0 | 0 | 0 | 0 | 0 | 0 | 0 | 0 | 0 | 0 | 0 | 0 | 0 | 0 | 0 | 0 | 0 | 0 | 0 | 0 | 0 | 0 | 0 | 0 | 0 | 0 | 0 | 0 | 0 | 0
Commercial_Grocery_Existing_Food Preparation_Natural Gas_Broiler_E2_Codes & Standards Forecast | Commercial | Grocery | Existing | Food Preparation | Natural Gas | Broiler | E2 |  | Codes & Standards Forecast | 0 | 0 | 0 | 0 | 0 | 0 | 0 | 0 | 0 | 0 | 0 | 0 | 0 | 0 | 0 | 0 | 0 | 0 | 0 | 0 | 0 | 0 | 0 | 0 | 0 | 0 | 0 | 0 | 0 | 0 | 0 | 0 | 0 | 0 | 0 | 0 | 0 | 0 | 0 | 0 | 0 | 0 | 0 | 0 | 0 | 0 | 0 | 0 | 0 | 0 | 0
Commercial_Grocery_Existing_Food Preparation_Natural Gas_Broiler_E3_Codes & Standards Forecast | Commercial | Grocery | Existing | Food Preparation | Natural Gas | Broiler | E3 |  | Codes & Standards Forecast | 0 | 0 | 0 | 0 | 0 | 0 | 0 | 0 | 0 | 0 | 0 | 0 | 0 | 0 | 0 | 0 | 0 | 0 | 0 | 0 | 0 | 0 | 0 | 0 | 0 | 0 | 0 | 0 | 0 | 0 | 0 | 0 | 0 | 0 | 0 | 0 | 0 | 0 | 0 | 0 | 0 | 0 | 0 | 0 | 0 | 0 | 0 | 0 | 0 | 0 | 0
Commercial_Grocery_Existing_Food Preparation_Natural Gas_Broiler_E4_Codes & Standards Forecast | Commercial | Grocery | Existing | Food Preparation | Natural Gas | Broiler | E4 |  | Codes & Standards Forecast | 0 | 0 | 0 | 0 | 0 | 0 | 0 | 0 | 0 | 0 | 0 | 0 | 0 | 0 | 0 | 0 | 0 | 0 | 0 | 0 | 0 | 0 | 0 | 0 | 0 | 0 | 0 | 0 | 0 | 0 | 0 | 0 | 0 | 0 | 0 | 0 | 0 | 0 | 0 | 0 | 0 | 0 | 0 | 0 | 0 | 0 | 0 | 0 | 0 | 0 | 0
Commercial_Grocery_Existing_Food Preparation_Natural Gas_Broiler_E5_Codes & Standards Forecast | Commercial | Grocery | Existing | Food Preparation | Natural Gas | Broiler | E5 |  | Codes & Standards Forecast | 0 | 0 | 0 | 0 | 0 | 0 | 0 | 0 | 0 | 0 | 0 | 0 | 0 | 0 | 0 | 0 | 0 | 0 | 0 | 0 | 0 | 0 | 0 | 0 | 0 | 0 | 0 | 0 | 0 | 0 | 0 | 0 | 0 | 0 | 0 | 0 | 0 | 0 | 0 | 0 | 0 | 0 | 0 | 0 | 0 | 0 | 0 | 0 | 0 | 0 | 0
Commercial_Grocery_Existing_Food Preparation_Natural Gas_Broiler_E6_Codes & Standards Forecast | Commercial | Grocery | Existing | Food Preparation | Natural Gas | Broiler | E6 |  | Codes & Standards Forecast | 0 | 0 | 0 | 0 | 0 | 0 | 0 | 0 | 0 | 0 | 0 | 0 | 0 | 0 | 0 | 0 | 0 | 0 | 0 | 0 | 0 | 0 | 0 | 0 | 0 | 0 | 0 | 0 | 0 | 0 | 0 | 0 | 0 | 0 | 0 | 0 | 0 | 0 | 0 | 0 | 0 | 0 | 0 | 0 | 0 | 0 | 0 | 0 | 0 | 0 | 0
Commercial_Grocery_Existing_Food Preparation_Natural Gas_Broiler_E7_Codes & Standards Forecast | Commercial | Grocery | Existing | Food Preparation | Natural Gas | Broiler | E7 |  | Codes & Standards Forecast | 0 | 0 | 0 | 0 | 0 | 0 | 0 | 0 | 0 | 0 | 0 | 0 | 0 | 0 | 0 | 0 | 0 | 0 | 0 | 0 | 0 | 0 | 0 | 0 | 0 | 0 | 0 | 0 | 0 | 0 | 0 | 0 | 0 | 0 | 0 | 0 | 0 | 0 | 0 | 0 | 0 | 0 | 0 | 0 | 0 | 0 | 0 | 0 | 0 | 0 | 0
Commercial_Grocery_Existing_Food Preparation_Natural Gas_Broiler_E8_Codes & Standards Forecast | Commercial | Grocery | Existing | Food Preparation | Natural Gas | Broiler | E8 |  | Codes & Standards Forecast | 0 | 0 | 0 | 0 | 0 | 0 | 0 | 0 | 0 | 0 | 0 | 0 | 0 | 0 | 0 | 0 | 0 | 0 | 0 | 0 | 0 | 0 | 0 | 0 | 0 | 0 | 0 | 0 | 0 | 0 | 0 | 0 | 0 | 0 | 0 | 0 | 0 | 0 | 0 | 0 | 0 | 0 | 0 | 0 | 0 | 0 | 0 | 0 | 0 | 0 | 0
Commercial_Grocery_Existing_Food Preparation_Natural Gas_Broiler_E9_Codes & Standards Forecast | Commercial | Grocery | Existing | Food Preparation | Natural Gas | Broiler | E9 |  | Codes & Standards Forecast | 0 | 0 | 0 | 0 | 0 | 0 | 0 | 0 | 0 | 0 | 0 | 0 | 0 | 0 | 0 | 0 | 0 | 0 | 0 | 0 | 0 | 0 | 0 | 0 | 0 | 0 | 0 | 0 | 0 | 0 | 0 | 0 | 0 | 0 | 0 | 0 | 0 | 0 | 0 | 0 | 0 | 0 | 0 | 0 | 0 | 0 | 0 | 0 | 0 | 0 | 0
Commercial_Grocery_Existing_Food Preparation_Natural Gas_Broiler_E10_Codes & Standards Forecast | Commercial | Grocery | Existing | Food Preparation | Natural Gas | Broiler | E10 |  | Codes & Standards Forecast | 0 | 0 | 0 | 0 | 0 | 0 | 0 | 0 | 0 | 0 | 0 | 0 | 0 | 0 | 0 | 0 | 0 | 0 | 0 | 0 | 0 | 0 | 0 | 0 | 0 | 0 | 0 | 0 | 0 | 0 | 0 | 0 | 0 | 0 | 0 | 0 | 0 | 0 | 0 | 0 | 0 | 0 | 0 | 0 | 0 | 0 | 0 | 0 | 0 | 0 | 0
Commercial_Grocery_Existing_Food Preparation_Natural Gas_Broiler_Vintage_Codes & Standards Forecast | Commercial | Grocery | Existing | Food Preparation | Natural Gas | Broiler | Vintage |  | Codes & Standards Forecast | 0 | 0 | 0 | 0 | 0 | 0 | 0 | 0 | 0 | 0 | 0 | 0 | 0 | 0 | 0 | 0 | 0 | 0 | 0 | 0 | 0 | 0 | 0 | 0 | 0 | 0 | 0 | 0 | 0 | 0 | 0 | 0 | 0 | 0 | 0 | 0 | 0 | 0 | 0 | 0 | 0 | 0 | 0 | 0 | 0 | 0 | 0 | 0 | 0 | 0 | 0
Commercial_Grocery_Existing_Food Preparation_Natural Gas_Griddle_E1_Codes & Standards Forecast | Commercial | Grocery | Existing | Food Preparation | Natural Gas | Griddle | E1 |  | Codes & Standards Forecast | 0 | 21124.316 | 48337.4685 | 48037.422 | 48037.422 | 47908.3252 | 47794.3582 | 47691.7093 | 47592.541 | 47493.9868 | 47394.9392 | 47296.0243 | 43093.7826 | 34404.1852 | 27466.9529 | 21928.625 | 17506.9175 | 8652.4735 | 0 | 0 | 0 | 0 | 0 | 0 | 0 | 0 | 0 | 0 | 0 | 0 | 0 | 0 | 0 | 0 | 0 | 0 | 0 | 0 | 0 | 0 | 0 | 0 | 0 | 0 | 0 | 0 | 0 | 0 | 0 | 0 | 0
Commercial_Grocery_Existing_Food Preparation_Natural Gas_Griddle_E2_Codes & Standards Forecast | Commercial | Grocery | Existing | Food Preparation | Natural Gas | Griddle | E2 |  | Codes & Standards Forecast | 0 | 0 | 0 | 32164.1869 | 82978.8101 | 122032.3059 | 163478.5357 | 206812.7038 | 251604.4192 | 297510.6657 | 344257.8172 | 391636.0793 | 433325.7685 | 471691.3602 | 502065.3262 | 526059.6648 | 544956.4733 | 565121.819 | 582579.021 | 589393.3676 | 594609.0476 | 598532.06 | 601416.1406 | 603466.9441 | 604849.051 | 605698.9618 | 606123.8042 | 606210.6663 | 606025.9948 | 605624.4962 | 605046.314 | 604328.512 | 613023.9604 | 0 | 0 | 0 | 0 | 0 | 0 | 0 | 0 | 0 | 0 | 0 | 0 | 0 | 0 | 0 | 0 | 0 | 0
Commercial_Grocery_Existing_Food Preparation_Natural Gas_Griddle_E3_Codes & Standards Forecast | Commercial | Grocery | Existing | Food Preparation | Natural Gas | Griddle | E3 |  | Codes & Standards Forecast | 0 | 0 | 0 | 0 | 0 | 0 | 0 | 0 | 0 | 0 | 0 | 0 | 0 | 0 | 0 | 0 | 0 | 0 | 0 | 0 | 0 | 0 | 0 | 0 | 0 | 0 | 0 | 0 | 0 | 0 | 0 | 0 | 0 | 0 | 0 | 0 | 0 | 0 | 0 | 0 | 0 | 0 | 0 | 0 | 0 | 0 | 0 | 0 | 0 | 0 | 0
Commercial_Grocery_Existing_Food Preparation_Natural Gas_Griddle_E4_Codes & Standards Forecast | Commercial | Grocery | Existing | Food Preparation | Natural Gas | Griddle | E4 |  | Codes & Standards Forecast | 0 | 0 | 0 | 0 | 0 | 0 | 0 | 0 | 0 | 0 | 0 | 0 | 0 | 0 | 0 | 0 | 0 | 0 | 0 | 0 | 0 | 0 | 0 | 0 | 0 | 0 | 0 | 0 | 0 | 0 | 0 | 0 | 0 | 0 | 0 | 0 | 0 | 0 | 0 | 0 | 0 | 0 | 0 | 0 | 0 | 0 | 0 | 0 | 0 | 0 | 0
Commercial_Grocery_Existing_Food Preparation_Natural Gas_Griddle_E5_Codes & Standards Forecast | Commercial | Grocery | Existing | Food Preparation | Natural Gas | Griddle | E5 |  | Codes & Standards Forecast | 0 | 0 | 0 | 0 | 0 | 0 | 0 | 0 | 0 | 0 | 0 | 0 | 0 | 0 | 0 | 0 | 0 | 0 | 0 | 0 | 0 | 0 | 0 | 0 | 0 | 0 | 0 | 0 | 0 | 0 | 0 | 0 | 0 | 0 | 0 | 0 | 0 | 0 | 0 | 0 | 0 | 0 | 0 | 0 | 0 | 0 | 0 | 0 | 0 | 0 | 0
Commercial_Grocery_Existing_Food Preparation_Natural Gas_Griddle_E6_Codes & Standards Forecast | Commercial | Grocery | Existing | Food Preparation | Natural Gas | Griddle | E6 |  | Codes & Standards Forecast | 0 | 0 | 0 | 0 | 0 | 0 | 0 | 0 | 0 | 0 | 0 | 0 | 0 | 0 | 0 | 0 | 0 | 0 | 0 | 0 | 0 | 0 | 0 | 0 | 0 | 0 | 0 | 0 | 0 | 0 | 0 | 0 | 0 | 0 | 0 | 0 | 0 | 0 | 0 | 0 | 0 | 0 | 0 | 0 | 0 | 0 | 0 | 0 | 0 | 0 | 0
Commercial_Grocery_Existing_Food Preparation_Natural Gas_Griddle_E7_Codes & Standards Forecast | Commercial | Grocery | Existing | Food Preparation | Natural Gas | Griddle | E7 |  | Codes & Standards Forecast | 0 | 0 | 0 | 0 | 0 | 0 | 0 | 0 | 0 | 0 | 0 | 0 | 0 | 0 | 0 | 0 | 0 | 0 | 0 | 0 | 0 | 0 | 0 | 0 | 0 | 0 | 0 | 0 | 0 | 0 | 0 | 0 | 0 | 0 | 0 | 0 | 0 | 0 | 0 | 0 | 0 | 0 | 0 | 0 | 0 | 0 | 0 | 0 | 0 | 0 | 0
Commercial_Grocery_Existing_Food Preparation_Natural Gas_Griddle_E8_Codes & Standards Forecast | Commercial | Grocery | Existing | Food Preparation | Natural Gas | Griddle | E8 |  | Codes & Standards Forecast | 0 | 0 | 0 | 0 | 0 | 0 | 0 | 0 | 0 | 0 | 0 | 0 | 0 | 0 | 0 | 0 | 0 | 0 | 0 | 0 | 0 | 0 | 0 | 0 | 0 | 0 | 0 | 0 | 0 | 0 | 0 | 0 | 0 | 0 | 0 | 0 | 0 | 0 | 0 | 0 | 0 | 0 | 0 | 0 | 0 | 0 | 0 | 0 | 0 | 0 | 0
Commercial_Grocery_Existing_Food Preparation_Natural Gas_Griddle_E9_Codes & Standards Forecast | Commercial | Grocery | Existing | Food Preparation | Natural Gas | Griddle | E9 |  | Codes & Standards Forecast | 0 | 0 | 0 | 0 | 0 | 0 | 0 | 0 | 0 | 0 | 0 | 0 | 0 | 0 | 0 | 0 | 0 | 0 | 0 | 0 | 0 | 0 | 0 | 0 | 0 | 0 | 0 | 0 | 0 | 0 | 0 | 0 | 0 | 0 | 0 | 0 | 0 | 0 | 0 | 0 | 0 | 0 | 0 | 0 | 0 | 0 | 0 | 0 | 0 | 0 | 0
Commercial_Grocery_Existing_Food Preparation_Natural Gas_Griddle_E10_Codes & Standards Forecast | Commercial | Grocery | Existing | Food Preparation | Natural Gas | Griddle | E10 |  | Codes & Standards Forecast | 0 | 0 | 0 | 0 | 0 | 0 | 0 | 0 | 0 | 0 | 0 | 0 | 0 | 0 | 0 | 0 | 0 | 0 | 0 | 0 | 0 | 0 | 0 | 0 | 0 | 0 | 0 | 0 | 0 | 0 | 0 | 0 | 0 | 0 | 0 | 0 | 0 | 0 | 0 | 0 | 0 | 0 | 0 | 0 | 0 | 0 | 0 | 0 | 0 | 0 | 0
Commercial_Grocery_Existing_Food Preparation_Natural Gas_Griddle_Vintage_Codes & Standards Forecast | Commercial | Grocery | Existing | Food Preparation | Natural Gas | Griddle | Vintage |  | Codes & Standards Forecast | 636970.2411 | 612605.1643 | 582151.251 | 546373.4604 | 510199.1931 | 469551.5784 | 426698.0552 | 382096.3539 | 336080.0837 | 288956.8649 | 240986.6496 | 192386.9615 | 153590.426 | 122619.8568 | 97894.8873 | 78155.7489 | 62396.3539 | 49815.6442 | 39773.4299 | 31757.3009 | 25357.4048 | 20247.0736 | 16166.3341 | 12907.7752 | 10305.7832 | 8228.1723 | 6569.3066 | 5244.8295 | 4187.3398 | 3343.0328 | 2668.9265 | 2130.7284 | 1704.5827 | 0 | 0 | 0 | 0 | 0 | 0 | 0 | 0 | 0 | 0 | 0 | 0 | 0 | 0 | 0 | 0 | 0 | 0
Commercial_Grocery_Existing_Food Preparation_Natural Gas_Range_E1_Codes & Standards Forecast | Commercial | Grocery | Existing | Food Preparation | Natural Gas | Range | E1 |  | Codes & Standards Forecast | 0 | 25349.1792 | 58004.9622 | 96241.9306 | 154291.4073 | 201008.5551 | 250614.2172 | 302498.2971 | 356135.3984 | 411110.6363 | 454730.5013 | 489288.9831 | 516621.5196 | 538191.033 | 555156.0583 | 568445.3914 | 578795.5042 | 586813.4318 | 592989.6319 | 597705.7738 | 601246.2945 | 603831.6886 | 605647.6443 | 606845.5269 | 607546.568 | 607852.6685 | 607843.3063 | 607583.4893 | 607122.0221 | 606499.5279 | 605744.8998 | 604886.2256 | 613470.1313 | 0 | 0 | 0 | 0 | 0 | 0 | 0 | 0 | 0 | 0 | 0 | 0 | 0 | 0 | 0 | 0 | 0 | 0
Commercial_Grocery_Existing_Food Preparation_Natural Gas_Range_E2_Codes & Standards Forecast | Commercial | Grocery | Existing | Food Preparation | Natural Gas | Range | E2 |  | Codes & Standards Forecast | 0 | 0 | 0 | 0 | 0 | 0 | 0 | 0 | 0 | 0 | 0 | 0 | 0 | 0 | 0 | 0 | 0 | 0 | 0 | 0 | 0 | 0 | 0 | 0 | 0 | 0 | 0 | 0 | 0 | 0 | 0 | 0 | 0 | 0 | 0 | 0 | 0 | 0 | 0 | 0 | 0 | 0 | 0 | 0 | 0 | 0 | 0 | 0 | 0 | 0 | 0
Commercial_Grocery_Existing_Food Preparation_Natural Gas_Range_E3_Codes & Standards Forecast | Commercial | Grocery | Existing | Food Preparation | Natural Gas | Range | E3 |  | Codes & Standards Forecast | 0 | 0 | 0 | 0 | 0 | 0 | 0 | 0 | 0 | 0 | 0 | 0 | 0 | 0 | 0 | 0 | 0 | 0 | 0 | 0 | 0 | 0 | 0 | 0 | 0 | 0 | 0 | 0 | 0 | 0 | 0 | 0 | 0 | 0 | 0 | 0 | 0 | 0 | 0 | 0 | 0 | 0 | 0 | 0 | 0 | 0 | 0 | 0 | 0 | 0 | 0
Commercial_Grocery_Existing_Food Preparation_Natural Gas_Range_E4_Codes & Standards Forecast | Commercial | Grocery | Existing | Food Preparation | Natural Gas | Range | E4 |  | Codes & Standards Forecast | 0 | 0 | 0 | 0 | 0 | 0 | 0 | 0 | 0 | 0 | 0 | 0 | 0 | 0 | 0 | 0 | 0 | 0 | 0 | 0 | 0 | 0 | 0 | 0 | 0 | 0 | 0 | 0 | 0 | 0 | 0 | 0 | 0 | 0 | 0 | 0 | 0 | 0 | 0 | 0 | 0 | 0 | 0 | 0 | 0 | 0 | 0 | 0 | 0 | 0 | 0
Commercial_Grocery_Existing_Food Preparation_Natural Gas_Range_E5_Codes & Standards Forecast | Commercial | Grocery | Existing | Food Preparation | Natural Gas | Range | E5 |  | Codes & Standards Forecast | 0 | 0 | 0 | 0 | 0 | 0 | 0 | 0 | 0 | 0 | 0 | 0 | 0 | 0 | 0 | 0 | 0 | 0 | 0 | 0 | 0 | 0 | 0 | 0 | 0 | 0 | 0 | 0 | 0 | 0 | 0 | 0 | 0 | 0 | 0 | 0 | 0 | 0 | 0 | 0 | 0 | 0 | 0 | 0 | 0 | 0 | 0 | 0 | 0 | 0 | 0
Commercial_Grocery_Existing_Food Preparation_Natural Gas_Range_E6_Codes & Standards Forecast | Commercial | Grocery | Existing | Food Preparation | Natural Gas | Range | E6 |  | Codes & Standards Forecast | 0 | 0 | 0 | 0 | 0 | 0 | 0 | 0 | 0 | 0 | 0 | 0 | 0 | 0 | 0 | 0 | 0 | 0 | 0 | 0 | 0 | 0 | 0 | 0 | 0 | 0 | 0 | 0 | 0 | 0 | 0 | 0 | 0 | 0 | 0 | 0 | 0 | 0 | 0 | 0 | 0 | 0 | 0 | 0 | 0 | 0 | 0 | 0 | 0 | 0 | 0
Commercial_Grocery_Existing_Food Preparation_Natural Gas_Range_E7_Codes & Standards Forecast | Commercial | Grocery | Existing | Food Preparation | Natural Gas | Range | E7 |  | Codes & Standards Forecast | 0 | 0 | 0 | 0 | 0 | 0 | 0 | 0 | 0 | 0 | 0 | 0 | 0 | 0 | 0 | 0 | 0 | 0 | 0 | 0 | 0 | 0 | 0 | 0 | 0 | 0 | 0 | 0 | 0 | 0 | 0 | 0 | 0 | 0 | 0 | 0 | 0 | 0 | 0 | 0 | 0 | 0 | 0 | 0 | 0 | 0 | 0 | 0 | 0 | 0 | 0
Commercial_Grocery_Existing_Food Preparation_Natural Gas_Range_E8_Codes & Standards Forecast | Commercial | Grocery | Existing | Food Preparation | Natural Gas | Range | E8 |  | Codes & Standards Forecast | 0 | 0 | 0 | 0 | 0 | 0 | 0 | 0 | 0 | 0 | 0 | 0 | 0 | 0 | 0 | 0 | 0 | 0 | 0 | 0 | 0 | 0 | 0 | 0 | 0 | 0 | 0 | 0 | 0 | 0 | 0 | 0 | 0 | 0 | 0 | 0 | 0 | 0 | 0 | 0 | 0 | 0 | 0 | 0 | 0 | 0 | 0 | 0 | 0 | 0 | 0
Commercial_Grocery_Existing_Food Preparation_Natural Gas_Range_E9_Codes & Standards Forecast | Commercial | Grocery | Existing | Food Preparation | Natural Gas | Range | E9 |  | Codes & Standards Forecast | 0 | 0 | 0 | 0 | 0 | 0 | 0 | 0 | 0 | 0 | 0 | 0 | 0 | 0 | 0 | 0 | 0 | 0 | 0 | 0 | 0 | 0 | 0 | 0 | 0 | 0 | 0 | 0 | 0 | 0 | 0 | 0 | 0 | 0 | 0 | 0 | 0 | 0 | 0 | 0 | 0 | 0 | 0 | 0 | 0 | 0 | 0 | 0 | 0 | 0 | 0
Commercial_Grocery_Existing_Food Preparation_Natural Gas_Range_E10_Codes & Standards Forecast | Commercial | Grocery | Existing | Food Preparation | Natural Gas | Range | E10 |  | Codes & Standards Forecast | 0 | 0 | 0 | 0 | 0 | 0 | 0 | 0 | 0 | 0 | 0 | 0 | 0 | 0 | 0 | 0 | 0 | 0 | 0 | 0 | 0 | 0 | 0 | 0 | 0 | 0 | 0 | 0 | 0 | 0 | 0 | 0 | 0 | 0 | 0 | 0 | 0 | 0 | 0 | 0 | 0 | 0 | 0 | 0 | 0 | 0 | 0 | 0 | 0 | 0 | 0
Commercial_Grocery_Existing_Food Preparation_Natural Gas_Range_Vintage_Codes & Standards Forecast | Commercial | Grocery | Existing | Food Preparation | Natural Gas | Range | Vintage |  | Codes & Standards Forecast | 636970.2411 | 608380.3011 | 572483.7573 | 530333.1386 | 486924.0178 | 438483.6544 | 387356.7319 | 334102.4699 | 279141.6456 | 222850.881 | 177908.9048 | 142030.082 | 113388.4575 | 90524.3691 | 72271.108 | 57698.6473 | 46064.2405 | 36776.5049 | 29362.8189 | 23444.8947 | 18720.1578 | 14947.445 | 11934.8304 | 9529.1924 | 7608.2663 | 6074.4656 | 4849.8045 | 3872.0065 | 3091.3125 | 2468.001 | 1970.3406 | 1573.0147 | 1258.4118 | 0 | 0 | 0 | 0 | 0 | 0 | 0 | 0 | 0 | 0 | 0 | 0 | 0 | 0 | 0 | 0 | 0 | 0
Commercial_Grocery_Existing_Food Preparation_Natural Gas_Steamer_E1_Codes & Standards Forecast | Commercial | Grocery | Existing | Food Preparation | Natural Gas | Steamer | E1 |  | Codes & Standards Forecast | 0 | 1153.3705 | 2454.316 | 2439.0812 | 2439.0812 | 2432.5264 | 2426.7398 | 2421.5278 | 2416.4926 | 2411.4885 | 2281.4485 | 2023.7218 | 1795.1338 | 1592.3956 | 1412.5625 | 1253.0433 | 1111.5317 | 986.0203 | 874.7232 | 435.8526 | 0 | 0 | 0 | 0 | 0 | 0 | 0 | 0 | 0 | 0 | 0 | 0 | 0 | 0 | 0 | 0 | 0 | 0 | 0 | 0 | 0 | 0 | 0 | 0 | 0 | 0 | 0 | 0 | 0 | 0 | 0
Commercial_Grocery_Existing_Food Preparation_Natural Gas_Steamer_E2_Codes & Standards Forecast | Commercial | Grocery | Existing | Food Preparation | Natural Gas | Steamer | E2 |  | Codes & Standards Forecast | 0 | 0 | 0 | 1439.5155 | 3723.5886 | 5384.9713 | 7137.9515 | 8971.8773 | 10876.0338 | 12841.0013 | 14702.2055 | 16488.3033 | 18065.682 | 19458.1215 | 20686.3697 | 21768.9754 | 22722.1943 | 23561.2121 | 24299.7325 | 25289.6623 | 26208.495 | 26630.308 | 26997.5569 | 27316.2536 | 27591.7543 | 27829.0482 | 28032.4639 | 28205.9102 | 28352.7023 | 28475.8623 | 28577.9018 | 28661.2966 | 29194.2738 | 0 | 0 | 0 | 0 | 0 | 0 | 0 | 0 | 0 | 0 | 0 | 0 | 0 | 0 | 0 | 0 | 0 | 0
Commercial_Grocery_Existing_Food Preparation_Natural Gas_Steamer_E3_Codes & Standards Forecast | Commercial | Grocery | Existing | Food Preparation | Natural Gas | Steamer | E3 |  | Codes & Standards Forecast | 0 | 0 | 0 | 0 | 0 | 0 | 0 | 0 | 0 | 0 | 0 | 0 | 0 | 0 | 0 | 0 | 0 | 0 | 0 | 0 | 0 | 0 | 0 | 0 | 0 | 0 | 0 | 0 | 0 | 0 | 0 | 0 | 0 | 0 | 0 | 0 | 0 | 0 | 0 | 0 | 0 | 0 | 0 | 0 | 0 | 0 | 0 | 0 | 0 | 0 | 0
Commercial_Grocery_Existing_Food Preparation_Natural Gas_Steamer_E4_Codes & Standards Forecast | Commercial | Grocery | Existing | Food Preparation | Natural Gas | Steamer | E4 |  | Codes & Standards Forecast | 0 | 0 | 0 | 0 | 0 | 0 | 0 | 0 | 0 | 0 | 0 | 0 | 0 | 0 | 0 | 0 | 0 | 0 | 0 | 0 | 0 | 0 | 0 | 0 | 0 | 0 | 0 | 0 | 0 | 0 | 0 | 0 | 0 | 0 | 0 | 0 | 0 | 0 | 0 | 0 | 0 | 0 | 0 | 0 | 0 | 0 | 0 | 0 | 0 | 0 | 0
Commercial_Grocery_Existing_Food Preparation_Natural Gas_Steamer_E5_Codes & Standards Forecast | Commercial | Grocery | Existing | Food Preparation | Natural Gas | Steamer | E5 |  | Codes & Standards Forecast | 0 | 0 | 0 | 0 | 0 | 0 | 0 | 0 | 0 | 0 | 0 | 0 | 0 | 0 | 0 | 0 | 0 | 0 | 0 | 0 | 0 | 0 | 0 | 0 | 0 | 0 | 0 | 0 | 0 | 0 | 0 | 0 | 0 | 0 | 0 | 0 | 0 | 0 | 0 | 0 | 0 | 0 | 0 | 0 | 0 | 0 | 0 | 0 | 0 | 0 | 0
Commercial_Grocery_Existing_Food Preparation_Natural Gas_Steamer_E6_Codes & Standards Forecast | Commercial | Grocery | Existing | Food Preparation | Natural Gas | Steamer | E6 |  | Codes & Standards Forecast | 0 | 0 | 0 | 0 | 0 | 0 | 0 | 0 | 0 | 0 | 0 | 0 | 0 | 0 | 0 | 0 | 0 | 0 | 0 | 0 | 0 | 0 | 0 | 0 | 0 | 0 | 0 | 0 | 0 | 0 | 0 | 0 | 0 | 0 | 0 | 0 | 0 | 0 | 0 | 0 | 0 | 0 | 0 | 0 | 0 | 0 | 0 | 0 | 0 | 0 | 0
Commercial_Grocery_Existing_Food Preparation_Natural Gas_Steamer_E7_Codes & Standards Forecast | Commercial | Grocery | Existing | Food Preparation | Natural Gas | Steamer | E7 |  | Codes & Standards Forecast | 0 | 0 | 0 | 0 | 0 | 0 | 0 | 0 | 0 | 0 | 0 | 0 | 0 | 0 | 0 | 0 | 0 | 0 | 0 | 0 | 0 | 0 | 0 | 0 | 0 | 0 | 0 | 0 | 0 | 0 | 0 | 0 | 0 | 0 | 0 | 0 | 0 | 0 | 0 | 0 | 0 | 0 | 0 | 0 | 0 | 0 | 0 | 0 | 0 | 0 | 0
Commercial_Grocery_Existing_Food Preparation_Natural Gas_Steamer_E8_Codes & Standards Forecast | Commercial | Grocery | Existing | Food Preparation | Natural Gas | Steamer | E8 |  | Codes & Standards Forecast | 0 | 0 | 0 | 0 | 0 | 0 | 0 | 0 | 0 | 0 | 0 | 0 | 0 | 0 | 0 | 0 | 0 | 0 | 0 | 0 | 0 | 0 | 0 | 0 | 0 | 0 | 0 | 0 | 0 | 0 | 0 | 0 | 0 | 0 | 0 | 0 | 0 | 0 | 0 | 0 | 0 | 0 | 0 | 0 | 0 | 0 | 0 | 0 | 0 | 0 | 0
Commercial_Grocery_Existing_Food Preparation_Natural Gas_Steamer_E9_Codes & Standards Forecast | Commercial | Grocery | Existing | Food Preparation | Natural Gas | Steamer | E9 |  | Codes & Standards Forecast | 0 | 0 | 0 | 0 | 0 | 0 | 0 | 0 | 0 | 0 | 0 | 0 | 0 | 0 | 0 | 0 | 0 | 0 | 0 | 0 | 0 | 0 | 0 | 0 | 0 | 0 | 0 | 0 | 0 | 0 | 0 | 0 | 0 | 0 | 0 | 0 | 0 | 0 | 0 | 0 | 0 | 0 | 0 | 0 | 0 | 0 | 0 | 0 | 0 | 0 | 0
Commercial_Grocery_Existing_Food Preparation_Natural Gas_Steamer_E10_Codes & Standards Forecast | Commercial | Grocery | Existing | Food Preparation | Natural Gas | Steamer | E10 |  | Codes & Standards Forecast | 0 | 0 | 0 | 0 | 0 | 0 | 0 | 0 | 0 | 0 | 0 | 0 | 0 | 0 | 0 | 0 | 0 | 0 | 0 | 0 | 0 | 0 | 0 | 0 | 0 | 0 | 0 | 0 | 0 | 0 | 0 | 0 | 0 | 0 | 0 | 0 | 0 | 0 | 0 | 0 | 0 | 0 | 0 | 0 | 0 | 0 | 0 | 0 | 0 | 0 | 0
Commercial_Grocery_Existing_Food Preparation_Natural Gas_Steamer_Vintage_Codes & Standards Forecast | Commercial | Grocery | Existing | Food Preparation | Natural Gas | Steamer | Vintage |  | Codes & Standards Forecast | 31300.2521 | 29987.633 | 28527.4389 | 26910.8442 | 25346.1875 | 23606.6821 | 21784.7349 | 19888.6913 | 17924.5232 | 15899.9158 | 14103.7839 | 12510.5323 | 11097.414 | 9844.0982 | 8732.3802 | 7746.2417 | 6871.4251 | 6095.5212 | 5407.4888 | 4797.3749 | 4256.2034 | 3776.0464 | 3349.9945 | 2971.9495 | 2636.5046 | 2338.8825 | 2074.8277 | 1840.5659 | 1632.735 | 1448.357 | 1284.7809 | 1139.6672 | 1013.0375 | 0 | 0 | 0 | 0 | 0 | 0 | 0 | 0 | 0 | 0 | 0 | 0 | 0 | 0 | 0 | 0 | 0 | 0
Commercial_Grocery_Existing_Food Preparation_Natural Gas_Food Prep Other_E1_Codes & Standards Forecast | Commercial | Grocery | Existing | Food Preparation | Natural Gas | Food Prep Other | E1 |  | Codes & Standards Forecast | 0 | 0 | 0 | 0 | 0 | 0 | 0 | 0 | 0 | 0 | 0 | 0 | 0 | 0 | 0 | 0 | 0 | 0 | 0 | 0 | 0 | 0 | 0 | 0 | 0 | 0 | 0 | 0 | 0 | 0 | 0 | 0 | 0 | 0 | 0 | 0 | 0 | 0 | 0 | 0 | 0 | 0 | 0 | 0 | 0 | 0 | 0 | 0 | 0 | 0 | 0
Commercial_Grocery_Existing_Food Preparation_Natural Gas_Food Prep Other_E2_Codes & Standards Forecast | Commercial | Grocery | Existing | Food Preparation | Natural Gas | Food Prep Other | E2 |  | Codes & Standards Forecast | 0 | 0 | 0 | 0 | 0 | 0 | 0 | 0 | 0 | 0 | 0 | 0 | 0 | 0 | 0 | 0 | 0 | 0 | 0 | 0 | 0 | 0 | 0 | 0 | 0 | 0 | 0 | 0 | 0 | 0 | 0 | 0 | 0 | 0 | 0 | 0 | 0 | 0 | 0 | 0 | 0 | 0 | 0 | 0 | 0 | 0 | 0 | 0 | 0 | 0 | 0
Commercial_Grocery_Existing_Food Preparation_Natural Gas_Food Prep Other_E3_Codes & Standards Forecast | Commercial | Grocery | Existing | Food Preparation | Natural Gas | Food Prep Other | E3 |  | Codes & Standards Forecast | 0 | 0 | 0 | 0 | 0 | 0 | 0 | 0 | 0 | 0 | 0 | 0 | 0 | 0 | 0 | 0 | 0 | 0 | 0 | 0 | 0 | 0 | 0 | 0 | 0 | 0 | 0 | 0 | 0 | 0 | 0 | 0 | 0 | 0 | 0 | 0 | 0 | 0 | 0 | 0 | 0 | 0 | 0 | 0 | 0 | 0 | 0 | 0 | 0 | 0 | 0
Commercial_Grocery_Existing_Food Preparation_Natural Gas_Food Prep Other_E4_Codes & Standards Forecast | Commercial | Grocery | Existing | Food Preparation | Natural Gas | Food Prep Other | E4 |  | Codes & Standards Forecast | 0 | 0 | 0 | 0 | 0 | 0 | 0 | 0 | 0 | 0 | 0 | 0 | 0 | 0 | 0 | 0 | 0 | 0 | 0 | 0 | 0 | 0 | 0 | 0 | 0 | 0 | 0 | 0 | 0 | 0 | 0 | 0 | 0 | 0 | 0 | 0 | 0 | 0 | 0 | 0 | 0 | 0 | 0 | 0 | 0 | 0 | 0 | 0 | 0 | 0 | 0
Commercial_Grocery_Existing_Food Preparation_Natural Gas_Food Prep Other_E5_Codes & Standards Forecast | Commercial | Grocery | Existing | Food Preparation | Natural Gas | Food Prep Other | E5 |  | Codes & Standards Forecast | 0 | 0 | 0 | 0 | 0 | 0 | 0 | 0 | 0 | 0 | 0 | 0 | 0 | 0 | 0 | 0 | 0 | 0 | 0 | 0 | 0 | 0 | 0 | 0 | 0 | 0 | 0 | 0 | 0 | 0 | 0 | 0 | 0 | 0 | 0 | 0 | 0 | 0 | 0 | 0 | 0 | 0 | 0 | 0 | 0 | 0 | 0 | 0 | 0 | 0 | 0
Commercial_Grocery_Existing_Food Preparation_Natural Gas_Food Prep Other_E6_Codes & Standards Forecast | Commercial | Grocery | Existing | Food Preparation | Natural Gas | Food Prep Other | E6 |  | Codes & Standards Forecast | 0 | 0 | 0 | 0 | 0 | 0 | 0 | 0 | 0 | 0 | 0 | 0 | 0 | 0 | 0 | 0 | 0 | 0 | 0 | 0 | 0 | 0 | 0 | 0 | 0 | 0 | 0 | 0 | 0 | 0 | 0 | 0 | 0 | 0 | 0 | 0 | 0 | 0 | 0 | 0 | 0 | 0 | 0 | 0 | 0 | 0 | 0 | 0 | 0 | 0 | 0
Commercial_Grocery_Existing_Food Preparation_Natural Gas_Food Prep Other_E7_Codes & Standards Forecast | Commercial | Grocery | Existing | Food Preparation | Natural Gas | Food Prep Other | E7 |  | Codes & Standards Forecast | 0 | 0 | 0 | 0 | 0 | 0 | 0 | 0 | 0 | 0 | 0 | 0 | 0 | 0 | 0 | 0 | 0 | 0 | 0 | 0 | 0 | 0 | 0 | 0 | 0 | 0 | 0 | 0 | 0 | 0 | 0 | 0 | 0 | 0 | 0 | 0 | 0 | 0 | 0 | 0 | 0 | 0 | 0 | 0 | 0 | 0 | 0 | 0 | 0 | 0 | 0
Commercial_Grocery_Existing_Food Preparation_Natural Gas_Food Prep Other_E8_Codes & Standards Forecast | Commercial | Grocery | Existing | Food Preparation | Natural Gas | Food Prep Other | E8 |  | Codes & Standards Forecast | 0 | 0 | 0 | 0 | 0 | 0 | 0 | 0 | 0 | 0 | 0 | 0 | 0 | 0 | 0 | 0 | 0 | 0 | 0 | 0 | 0 | 0 | 0 | 0 | 0 | 0 | 0 | 0 | 0 | 0 | 0 | 0 | 0 | 0 | 0 | 0 | 0 | 0 | 0 | 0 | 0 | 0 | 0 | 0 | 0 | 0 | 0 | 0 | 0 | 0 | 0
Commercial_Grocery_Existing_Food Preparation_Natural Gas_Food Prep Other_E9_Codes & Standards Forecast | Commercial | Grocery | Existing | Food Preparation | Natural Gas | Food Prep Other | E9 |  | Codes & Standards Forecast | 0 | 0 | 0 | 0 | 0 | 0 | 0 | 0 | 0 | 0 | 0 | 0 | 0 | 0 | 0 | 0 | 0 | 0 | 0 | 0 | 0 | 0 | 0 | 0 | 0 | 0 | 0 | 0 | 0 | 0 | 0 | 0 | 0 | 0 | 0 | 0 | 0 | 0 | 0 | 0 | 0 | 0 | 0 | 0 | 0 | 0 | 0 | 0 | 0 | 0 | 0
Commercial_Grocery_Existing_Food Preparation_Natural Gas_Food Prep Other_E10_Codes & Standards Forecast | Commercial | Grocery | Existing | Food Preparation | Natural Gas | Food Prep Other | E10 |  | Codes & Standards Forecast | 0 | 0 | 0 | 0 | 0 | 0 | 0 | 0 | 0 | 0 | 0 | 0 | 0 | 0 | 0 | 0 | 0 | 0 | 0 | 0 | 0 | 0 | 0 | 0 | 0 | 0 | 0 | 0 | 0 | 0 | 0 | 0 | 0 | 0 | 0 | 0 | 0 | 0 | 0 | 0 | 0 | 0 | 0 | 0 | 0 | 0 | 0 | 0 | 0 | 0 | 0
Commercial_Grocery_Existing_Food Preparation_Natural Gas_Food Prep Other_Vintage_Codes & Standards Forecast | Commercial | Grocery | Existing | Food Preparation | Natural Gas | Food Prep Other | Vintage |  | Codes & Standards Forecast | 0 | 0 | 0 | 0 | 0 | 0 | 0 | 0 | 0 | 0 | 0 | 0 | 0 | 0 | 0 | 0 | 0 | 0 | 0 | 0 | 0 | 0 | 0 | 0 | 0 | 0 | 0 | 0 | 0 | 0 | 0 | 0 | 0 | 0 | 0 | 0 | 0 | 0 | 0 | 0 | 0 | 0 | 0 | 0 | 0 | 0 | 0 | 0 | 0 | 0 | 0
Commercial_Grocery_Existing_Miscellaneous_Natural Gas_Pool Heater_E1_Codes & Standards Forecast | Commercial | Grocery | Existing | Miscellaneous | Natural Gas | Pool Heater | E1 |  | Codes & Standards Forecast | 0 | 0 | 0 | 0 | 0 | 0 | 0 | 0 | 0 | 0 | 0 | 0 | 0 | 0 | 0 | 0 | 0 | 0 | 0 | 0 | 0 | 0 | 0 | 0 | 0 | 0 | 0 | 0 | 0 | 0 | 0 | 0 | 0 | 0 | 0 | 0 | 0 | 0 | 0 | 0 | 0 | 0 | 0 | 0 | 0 | 0 | 0 | 0 | 0 | 0 | 0
Commercial_Grocery_Existing_Miscellaneous_Natural Gas_Pool Heater_E2_Codes & Standards Forecast | Commercial | Grocery | Existing | Miscellaneous | Natural Gas | Pool Heater | E2 |  | Codes & Standards Forecast | 0 | 0 | 0 | 0 | 0 | 0 | 0 | 0 | 0 | 0 | 0 | 0 | 0 | 0 | 0 | 0 | 0 | 0 | 0 | 0 | 0 | 0 | 0 | 0 | 0 | 0 | 0 | 0 | 0 | 0 | 0 | 0 | 0 | 0 | 0 | 0 | 0 | 0 | 0 | 0 | 0 | 0 | 0 | 0 | 0 | 0 | 0 | 0 | 0 | 0 | 0
Commercial_Grocery_Existing_Miscellaneous_Natural Gas_Pool Heater_E3_Codes & Standards Forecast | Commercial | Grocery | Existing | Miscellaneous | Natural Gas | Pool Heater | E3 |  | Codes & Standards Forecast | 0 | 0 | 0 | 0 | 0 | 0 | 0 | 0 | 0 | 0 | 0 | 0 | 0 | 0 | 0 | 0 | 0 | 0 | 0 | 0 | 0 | 0 | 0 | 0 | 0 | 0 | 0 | 0 | 0 | 0 | 0 | 0 | 0 | 0 | 0 | 0 | 0 | 0 | 0 | 0 | 0 | 0 | 0 | 0 | 0 | 0 | 0 | 0 | 0 | 0 | 0
Commercial_Grocery_Existing_Miscellaneous_Natural Gas_Pool Heater_E4_Codes & Standards Forecast | Commercial | Grocery | Existing | Miscellaneous | Natural Gas | Pool Heater | E4 |  | Codes & Standards Forecast | 0 | 0 | 0 | 0 | 0 | 0 | 0 | 0 | 0 | 0 | 0 | 0 | 0 | 0 | 0 | 0 | 0 | 0 | 0 | 0 | 0 | 0 | 0 | 0 | 0 | 0 | 0 | 0 | 0 | 0 | 0 | 0 | 0 | 0 | 0 | 0 | 0 | 0 | 0 | 0 | 0 | 0 | 0 | 0 | 0 | 0 | 0 | 0 | 0 | 0 | 0
Commercial_Grocery_Existing_Miscellaneous_Natural Gas_Pool Heater_E5_Codes & Standards Forecast | Commercial | Grocery | Existing | Miscellaneous | Natural Gas | Pool Heater | E5 |  | Codes & Standards Forecast | 0 | 0 | 0 | 0 | 0 | 0 | 0 | 0 | 0 | 0 | 0 | 0 | 0 | 0 | 0 | 0 | 0 | 0 | 0 | 0 | 0 | 0 | 0 | 0 | 0 | 0 | 0 | 0 | 0 | 0 | 0 | 0 | 0 | 0 | 0 | 0 | 0 | 0 | 0 | 0 | 0 | 0 | 0 | 0 | 0 | 0 | 0 | 0 | 0 | 0 | 0
Commercial_Grocery_Existing_Miscellaneous_Natural Gas_Pool Heater_E6_Codes & Standards Forecast | Commercial | Grocery | Existing | Miscellaneous | Natural Gas | Pool Heater | E6 |  | Codes & Standards Forecast | 0 | 0 | 0 | 0 | 0 | 0 | 0 | 0 | 0 | 0 | 0 | 0 | 0 | 0 | 0 | 0 | 0 | 0 | 0 | 0 | 0 | 0 | 0 | 0 | 0 | 0 | 0 | 0 | 0 | 0 | 0 | 0 | 0 | 0 | 0 | 0 | 0 | 0 | 0 | 0 | 0 | 0 | 0 | 0 | 0 | 0 | 0 | 0 | 0 | 0 | 0
Commercial_Grocery_Existing_Miscellaneous_Natural Gas_Pool Heater_E7_Codes & Standards Forecast | Commercial | Grocery | Existing | Miscellaneous | Natural Gas | Pool Heater | E7 |  | Codes & Standards Forecast | 0 | 0 | 0 | 0 | 0 | 0 | 0 | 0 | 0 | 0 | 0 | 0 | 0 | 0 | 0 | 0 | 0 | 0 | 0 | 0 | 0 | 0 | 0 | 0 | 0 | 0 | 0 | 0 | 0 | 0 | 0 | 0 | 0 | 0 | 0 | 0 | 0 | 0 | 0 | 0 | 0 | 0 | 0 | 0 | 0 | 0 | 0 | 0 | 0 | 0 | 0
Commercial_Grocery_Existing_Miscellaneous_Natural Gas_Pool Heater_E8_Codes & Standards Forecast | Commercial | Grocery | Existing | Miscellaneous | Natural Gas | Pool Heater | E8 |  | Codes & Standards Forecast | 0 | 0 | 0 | 0 | 0 | 0 | 0 | 0 | 0 | 0 | 0 | 0 | 0 | 0 | 0 | 0 | 0 | 0 | 0 | 0 | 0 | 0 | 0 | 0 | 0 | 0 | 0 | 0 | 0 | 0 | 0 | 0 | 0 | 0 | 0 | 0 | 0 | 0 | 0 | 0 | 0 | 0 | 0 | 0 | 0 | 0 | 0 | 0 | 0 | 0 | 0
Commercial_Grocery_Existing_Miscellaneous_Natural Gas_Pool Heater_E9_Codes & Standards Forecast | Commercial | Grocery | Existing | Miscellaneous | Natural Gas | Pool Heater | E9 |  | Codes & Standards Forecast | 0 | 0 | 0 | 0 | 0 | 0 | 0 | 0 | 0 | 0 | 0 | 0 | 0 | 0 | 0 | 0 | 0 | 0 | 0 | 0 | 0 | 0 | 0 | 0 | 0 | 0 | 0 | 0 | 0 | 0 | 0 | 0 | 0 | 0 | 0 | 0 | 0 | 0 | 0 | 0 | 0 | 0 | 0 | 0 | 0 | 0 | 0 | 0 | 0 | 0 | 0
Commercial_Grocery_Existing_Miscellaneous_Natural Gas_Pool Heater_E10_Codes & Standards Forecast | Commercial | Grocery | Existing | Miscellaneous | Natural Gas | Pool Heater | E10 |  | Codes & Standards Forecast | 0 | 0 | 0 | 0 | 0 | 0 | 0 | 0 | 0 | 0 | 0 | 0 | 0 | 0 | 0 | 0 | 0 | 0 | 0 | 0 | 0 | 0 | 0 | 0 | 0 | 0 | 0 | 0 | 0 | 0 | 0 | 0 | 0 | 0 | 0 | 0 | 0 | 0 | 0 | 0 | 0 | 0 | 0 | 0 | 0 | 0 | 0 | 0 | 0 | 0 | 0
Commercial_Grocery_Existing_Miscellaneous_Natural Gas_Pool Heater_Vintage_Codes & Standards Forecast | Commercial | Grocery | Existing | Miscellaneous | Natural Gas | Pool Heater | Vintage |  | Codes & Standards Forecast | 0 | 0 | 0 | 0 | 0 | 0 | 0 | 0 | 0 | 0 | 0 | 0 | 0 | 0 | 0 | 0 | 0 | 0 | 0 | 0 | 0 | 0 | 0 | 0 | 0 | 0 | 0 | 0 | 0 | 0 | 0 | 0 | 0 | 0 | 0 | 0 | 0 | 0 | 0 | 0 | 0 | 0 | 0 | 0 | 0 | 0 | 0 | 0 | 0 | 0 | 0
Commercial_Grocery_Existing_Miscellaneous_Natural Gas_Miscellaneous_E1_Codes & Standards Forecast | Commercial | Grocery | Existing | Miscellaneous | Natural Gas | Miscellaneous | E1 |  | Codes & Standards Forecast | 0 | 189642.3558 | 413282.7597 | 664545.8197 | 933225.8769 | 1116702.9414 | 1273082.9823 | 1406373.0025 | 1519798.4167 | 1616173.0894 | 1697929.1502 | 1767198.8445 | 1825816.4369 | 1875339.5466 | 1917067.6038 | 1952127.733 | 1981467.1482 | 2005962.5378 | 2026380.7318 | 2043340.7153 | 2057302.1356 | 2068638.8343 | 2077707.2851 | 2084824.1744 | 2090262.008 | 2094271.6785 | 2097060.5619 | 2098811.1574 | 2099668.3823 | 2099762.1213 | 2099191.053 | 2098057.5325 | 2129674.6958 | 0 | 0 | 0 | 0 | 0 | 0 | 0 | 0 | 0 | 0 | 0 | 0 | 0 | 0 | 0 | 0 | 0 | 0
Commercial_Grocery_Existing_Miscellaneous_Natural Gas_Miscellaneous_E2_Codes & Standards Forecast | Commercial | Grocery | Existing | Miscellaneous | Natural Gas | Miscellaneous | E2 |  | Codes & Standards Forecast | 0 | 0 | 0 | 0 | 0 | 0 | 0 | 0 | 0 | 0 | 0 | 0 | 0 | 0 | 0 | 0 | 0 | 0 | 0 | 0 | 0 | 0 | 0 | 0 | 0 | 0 | 0 | 0 | 0 | 0 | 0 | 0 | 0 | 0 | 0 | 0 | 0 | 0 | 0 | 0 | 0 | 0 | 0 | 0 | 0 | 0 | 0 | 0 | 0 | 0 | 0
Commercial_Grocery_Existing_Miscellaneous_Natural Gas_Miscellaneous_E3_Codes & Standards Forecast | Commercial | Grocery | Existing | Miscellaneous | Natural Gas | Miscellaneous | E3 |  | Codes & Standards Forecast | 0 | 0 | 0 | 0 | 0 | 0 | 0 | 0 | 0 | 0 | 0 | 0 | 0 | 0 | 0 | 0 | 0 | 0 | 0 | 0 | 0 | 0 | 0 | 0 | 0 | 0 | 0 | 0 | 0 | 0 | 0 | 0 | 0 | 0 | 0 | 0 | 0 | 0 | 0 | 0 | 0 | 0 | 0 | 0 | 0 | 0 | 0 | 0 | 0 | 0 | 0
Commercial_Grocery_Existing_Miscellaneous_Natural Gas_Miscellaneous_E4_Codes & Standards Forecast | Commercial | Grocery | Existing | Miscellaneous | Natural Gas | Miscellaneous | E4 |  | Codes & Standards Forecast | 0 | 0 | 0 | 0 | 0 | 0 | 0 | 0 | 0 | 0 | 0 | 0 | 0 | 0 | 0 | 0 | 0 | 0 | 0 | 0 | 0 | 0 | 0 | 0 | 0 | 0 | 0 | 0 | 0 | 0 | 0 | 0 | 0 | 0 | 0 | 0 | 0 | 0 | 0 | 0 | 0 | 0 | 0 | 0 | 0 | 0 | 0 | 0 | 0 | 0 | 0
Commercial_Grocery_Existing_Miscellaneous_Natural Gas_Miscellaneous_E5_Codes & Standards Forecast | Commercial | Grocery | Existing | Miscellaneous | Natural Gas | Miscellaneous | E5 |  | Codes & Standards Forecast | 0 | 0 | 0 | 0 | 0 | 0 | 0 | 0 | 0 | 0 | 0 | 0 | 0 | 0 | 0 | 0 | 0 | 0 | 0 | 0 | 0 | 0 | 0 | 0 | 0 | 0 | 0 | 0 | 0 | 0 | 0 | 0 | 0 | 0 | 0 | 0 | 0 | 0 | 0 | 0 | 0 | 0 | 0 | 0 | 0 | 0 | 0 | 0 | 0 | 0 | 0
Commercial_Grocery_Existing_Miscellaneous_Natural Gas_Miscellaneous_E6_Codes & Standards Forecast | Commercial | Grocery | Existing | Miscellaneous | Natural Gas | Miscellaneous | E6 |  | Codes & Standards Forecast | 0 | 0 | 0 | 0 | 0 | 0 | 0 | 0 | 0 | 0 | 0 | 0 | 0 | 0 | 0 | 0 | 0 | 0 | 0 | 0 | 0 | 0 | 0 | 0 | 0 | 0 | 0 | 0 | 0 | 0 | 0 | 0 | 0 | 0 | 0 | 0 | 0 | 0 | 0 | 0 | 0 | 0 | 0 | 0 | 0 | 0 | 0 | 0 | 0 | 0 | 0
Commercial_Grocery_Existing_Miscellaneous_Natural Gas_Miscellaneous_E7_Codes & Standards Forecast | Commercial | Grocery | Existing | Miscellaneous | Natural Gas | Miscellaneous | E7 |  | Codes & Standards Forecast | 0 | 0 | 0 | 0 | 0 | 0 | 0 | 0 | 0 | 0 | 0 | 0 | 0 | 0 | 0 | 0 | 0 | 0 | 0 | 0 | 0 | 0 | 0 | 0 | 0 | 0 | 0 | 0 | 0 | 0 | 0 | 0 | 0 | 0 | 0 | 0 | 0 | 0 | 0 | 0 | 0 | 0 | 0 | 0 | 0 | 0 | 0 | 0 | 0 | 0 | 0
Commercial_Grocery_Existing_Miscellaneous_Natural Gas_Miscellaneous_E8_Codes & Standards Forecast | Commercial | Grocery | Existing | Miscellaneous | Natural Gas | Miscellaneous | E8 |  | Codes & Standards Forecast | 0 | 0 | 0 | 0 | 0 | 0 | 0 | 0 | 0 | 0 | 0 | 0 | 0 | 0 | 0 | 0 | 0 | 0 | 0 | 0 | 0 | 0 | 0 | 0 | 0 | 0 | 0 | 0 | 0 | 0 | 0 | 0 | 0 | 0 | 0 | 0 | 0 | 0 | 0 | 0 | 0 | 0 | 0 | 0 | 0 | 0 | 0 | 0 | 0 | 0 | 0
Commercial_Grocery_Existing_Miscellaneous_Natural Gas_Miscellaneous_E9_Codes & Standards Forecast | Commercial | Grocery | Existing | Miscellaneous | Natural Gas | Miscellaneous | E9 |  | Codes & Standards Forecast | 0 | 0 | 0 | 0 | 0 | 0 | 0 | 0 | 0 | 0 | 0 | 0 | 0 | 0 | 0 | 0 | 0 | 0 | 0 | 0 | 0 | 0 | 0 | 0 | 0 | 0 | 0 | 0 | 0 | 0 | 0 | 0 | 0 | 0 | 0 | 0 | 0 | 0 | 0 | 0 | 0 | 0 | 0 | 0 | 0 | 0 | 0 | 0 | 0 | 0 | 0
Commercial_Grocery_Existing_Miscellaneous_Natural Gas_Miscellaneous_E10_Codes & Standards Forecast | Commercial | Grocery | Existing | Miscellaneous | Natural Gas | Miscellaneous | E10 |  | Codes & Standards Forecast | 0 | 0 | 0 | 0 | 0 | 0 | 0 | 0 | 0 | 0 | 0 | 0 | 0 | 0 | 0 | 0 | 0 | 0 | 0 | 0 | 0 | 0 | 0 | 0 | 0 | 0 | 0 | 0 | 0 | 0 | 0 | 0 | 0 | 0 | 0 | 0 | 0 | 0 | 0 | 0 | 0 | 0 | 0 | 0 | 0 | 0 | 0 | 0 | 0 | 0 | 0
Commercial_Grocery_Existing_Miscellaneous_Natural Gas_Miscellaneous_Vintage_Codes & Standards Forecast | Commercial | Grocery | Existing | Miscellaneous | Natural Gas | Miscellaneous | Vintage |  | Codes & Standards Forecast | 2223808.3857 | 2022851.7949 | 1787897.1559 | 1522970.6502 | 1305403.4145 | 1115910.211 | 954219.1032 | 816145.465 | 698098.6317 | 597131.1553 | 510759.3024 | 436879.9968 | 373692.0797 | 319649.3136 | 273423.7313 | 233883.9109 | 200060.7325 | 171132.1537 | 146393.614 | 125237.9343 | 107142.1454 | 91660.2462 | 78413.9864 | 67080.5474 | 57383.8169 | 49087.9651 | 41990.8251 | 35919.4331 | 30725.5401 | 26282.4095 | 22481.4532 | 19229.991 | 16482.8494 | 0 | 0 | 0 | 0 | 0 | 0 | 0 | 0 | 0 | 0 | 0 | 0 | 0 | 0 | 0 | 0 | 0 | 0
Commercial_Grocery_New_Space Heating_Natural Gas_Furnace_E1_Codes & Standards Forecast | Commercial | Grocery | New | Space Heating | Natural Gas | Furnace | E1 |  | Codes & Standards Forecast | 0 | 0 | 0 | 0 | 0 | 0 | 0 | 0 | 0 | 0 | 0 | 0 | 0 | 0 | 0 | 0 | 0 | 0 | 0 | 0 | 0 | 0 | 0 | 0 | 0 | 0 | 0 | 0 | 0 | 0 | 0 | 0 | 0 | 0 | 0 | 0 | 0 | 0 | 0 | 0 | 0 | 0 | 0 | 0 | 0 | 0 | 0 | 0 | 0 | 0 | 0
Commercial_Grocery_New_Space Heating_Natural Gas_Furnace_E2_Codes & Standards Forecast | Commercial | Grocery | New | Space Heating | Natural Gas | Furnace | E2 |  | Codes & Standards Forecast | 0 | 0 | 0 | 0 | 0 | 0 | 0 | 0 | 0 | 0 | 0 | 0 | 0 | 0 | 0 | 0 | 0 | 0 | 0 | 0 | 0 | 0 | 0 | 0 | 0 | 0 | 0 | 0 | 0 | 0 | 0 | 0 | 0 | 0 | 0 | 0 | 0 | 0 | 0 | 0 | 0 | 0 | 0 | 0 | 0 | 0 | 0 | 0 | 0 | 0 | 0
Commercial_Grocery_New_Space Heating_Natural Gas_Furnace_E3_Codes & Standards Forecast | Commercial | Grocery | New | Space Heating | Natural Gas | Furnace | E3 |  | Codes & Standards Forecast | 0 | 0 | 0 | 0 | 0 | 0 | 0 | 0 | 0 | 0 | 0 | 0 | 0 | 0 | 0 | 0 | 0 | 0 | 0 | 0 | 0 | 0 | 0 | 0 | 0 | 0 | 0 | 0 | 0 | 0 | 0 | 0 | 0 | 0 | 0 | 0 | 0 | 0 | 0 | 0 | 0 | 0 | 0 | 0 | 0 | 0 | 0 | 0 | 0 | 0 | 0
Commercial_Grocery_New_Space Heating_Natural Gas_Furnace_E4_Codes & Standards Forecast | Commercial | Grocery | New | Space Heating | Natural Gas | Furnace | E4 |  | Codes & Standards Forecast | 0 | 0 | 0 | 0 | 0 | 0 | 0 | 0 | 0 | 0 | 0 | 0 | 0 | 0 | 0 | 0 | 0 | 0 | 0 | 0 | 0 | 0 | 0 | 0 | 0 | 0 | 0 | 0 | 0 | 0 | 0 | 0 | 0 | 0 | 0 | 0 | 0 | 0 | 0 | 0 | 0 | 0 | 0 | 0 | 0 | 0 | 0 | 0 | 0 | 0 | 0
Commercial_Grocery_New_Space Heating_Natural Gas_Furnace_E5_Codes & Standards Forecast | Commercial | Grocery | New | Space Heating | Natural Gas | Furnace | E5 |  | Codes & Standards Forecast | 0 | 0 | 0 | 0 | 0 | 0 | 0 | 0 | 0 | 0 | 0 | 0 | 0 | 0 | 0 | 0 | 0 | 0 | 0 | 0 | 0 | 0 | 0 | 0 | 0 | 0 | 0 | 0 | 0 | 0 | 0 | 0 | 0 | 0 | 0 | 0 | 0 | 0 | 0 | 0 | 0 | 0 | 0 | 0 | 0 | 0 | 0 | 0 | 0 | 0 | 0
Commercial_Grocery_New_Space Heating_Natural Gas_Furnace_E6_Codes & Standards Forecast | Commercial | Grocery | New | Space Heating | Natural Gas | Furnace | E6 |  | Codes & Standards Forecast | 0 | 0 | 0 | 0 | 0 | 0 | 0 | 0 | 0 | 0 | 0 | 0 | 0 | 0 | 0 | 0 | 0 | 0 | 0 | 0 | 0 | 0 | 0 | 0 | 0 | 0 | 0 | 0 | 0 | 0 | 0 | 0 | 0 | 0 | 0 | 0 | 0 | 0 | 0 | 0 | 0 | 0 | 0 | 0 | 0 | 0 | 0 | 0 | 0 | 0 | 0
Commercial_Grocery_New_Space Heating_Natural Gas_Furnace_E7_Codes & Standards Forecast | Commercial | Grocery | New | Space Heating | Natural Gas | Furnace | E7 |  | Codes & Standards Forecast | 0 | 0 | 0 | 0 | 0 | 0 | 0 | 0 | 0 | 0 | 0 | 0 | 0 | 0 | 0 | 0 | 0 | 0 | 0 | 0 | 0 | 0 | 0 | 0 | 0 | 0 | 0 | 0 | 0 | 0 | 0 | 0 | 0 | 0 | 0 | 0 | 0 | 0 | 0 | 0 | 0 | 0 | 0 | 0 | 0 | 0 | 0 | 0 | 0 | 0 | 0
Commercial_Grocery_New_Space Heating_Natural Gas_Furnace_E8_Codes & Standards Forecast | Commercial | Grocery | New | Space Heating | Natural Gas | Furnace | E8 |  | Codes & Standards Forecast | 0 | 0 | 0 | 0 | 0 | 0 | 0 | 0 | 0 | 0 | 0 | 0 | 0 | 0 | 0 | 0 | 0 | 0 | 0 | 0 | 0 | 0 | 0 | 0 | 0 | 0 | 0 | 0 | 0 | 0 | 0 | 0 | 0 | 0 | 0 | 0 | 0 | 0 | 0 | 0 | 0 | 0 | 0 | 0 | 0 | 0 | 0 | 0 | 0 | 0 | 0
Commercial_Grocery_New_Space Heating_Natural Gas_Furnace_E9_Codes & Standards Forecast | Commercial | Grocery | New | Space Heating | Natural Gas | Furnace | E9 |  | Codes & Standards Forecast | 0 | 0 | 0 | 0 | 0 | 0 | 0 | 0 | 0 | 0 | 0 | 0 | 0 | 0 | 0 | 0 | 0 | 0 | 0 | 0 | 0 | 0 | 0 | 0 | 0 | 0 | 0 | 0 | 0 | 0 | 0 | 0 | 0 | 0 | 0 | 0 | 0 | 0 | 0 | 0 | 0 | 0 | 0 | 0 | 0 | 0 | 0 | 0 | 0 | 0 | 0
Commercial_Grocery_New_Space Heating_Natural Gas_Furnace_E10_Codes & Standards Forecast | Commercial | Grocery | New | Space Heating | Natural Gas | Furnace | E10 |  | Codes & Standards Forecast | 0 | 0 | 0 | 0 | 0 | 0 | 0 | 0 | 0 | 0 | 0 | 0 | 0 | 0 | 0 | 0 | 0 | 0 | 0 | 0 | 0 | 0 | 0 | 0 | 0 | 0 | 0 | 0 | 0 | 0 | 0 | 0 | 0 | 0 | 0 | 0 | 0 | 0 | 0 | 0 | 0 | 0 | 0 | 0 | 0 | 0 | 0 | 0 | 0 | 0 | 0
Commercial_Grocery_New_Space Heating_Natural Gas_Furnace_Vintage_Codes & Standards Forecast | Commercial | Grocery | New | Space Heating | Natural Gas | Furnace | Vintage |  | Codes & Standards Forecast | 0 | 0 | 0 | 0 | 0 | 0 | 0 | 0 | 0 | 0 | 0 | 0 | 0 | 0 | 0 | 0 | 0 | 0 | 0 | 0 | 0 | 0 | 0 | 0 | 0 | 0 | 0 | 0 | 0 | 0 | 0 | 0 | 0 | 0 | 0 | 0 | 0 | 0 | 0 | 0 | 0 | 0 | 0 | 0 | 0 | 0 | 0 | 0 | 0 | 0 | 0
Commercial_Grocery_New_Space Heating_Natural Gas_Boiler_E1_Codes & Standards Forecast | Commercial | Grocery | New | Space Heating | Natural Gas | Boiler | E1 |  | Codes & Standards Forecast | 0 | 0 | 0 | 0 | 0 | 0 | 0 | 0 | 0 | 0 | 0 | 0 | 0 | 0 | 0 | 0 | 0 | 0 | 0 | 0 | 0 | 0 | 0 | 0 | 0 | 0 | 0 | 0 | 0 | 0 | 0 | 0 | 0 | 0 | 0 | 0 | 0 | 0 | 0 | 0 | 0 | 0 | 0 | 0 | 0 | 0 | 0 | 0 | 0 | 0 | 0
Commercial_Grocery_New_Space Heating_Natural Gas_Boiler_E2_Codes & Standards Forecast | Commercial | Grocery | New | Space Heating | Natural Gas | Boiler | E2 |  | Codes & Standards Forecast | 0 | 0 | 0 | 0 | 0 | 0 | 0 | 0 | 0 | 0 | 0 | 0 | 0 | 0 | 0 | 0 | 0 | 0 | 0 | 0 | 0 | 0 | 0 | 0 | 0 | 0 | 0 | 0 | 0 | 0 | 0 | 0 | 0 | 0 | 0 | 0 | 0 | 0 | 0 | 0 | 0 | 0 | 0 | 0 | 0 | 0 | 0 | 0 | 0 | 0 | 0
Commercial_Grocery_New_Space Heating_Natural Gas_Boiler_E3_Codes & Standards Forecast | Commercial | Grocery | New | Space Heating | Natural Gas | Boiler | E3 |  | Codes & Standards Forecast | 0 | 0 | 0 | 0 | 0 | 0 | 0 | 0 | 0 | 0 | 0 | 0 | 0 | 0 | 0 | 0 | 0 | 0 | 0 | 0 | 0 | 0 | 0 | 0 | 0 | 0 | 0 | 0 | 0 | 0 | 0 | 0 | 0 | 0 | 0 | 0 | 0 | 0 | 0 | 0 | 0 | 0 | 0 | 0 | 0 | 0 | 0 | 0 | 0 | 0 | 0
Commercial_Grocery_New_Space Heating_Natural Gas_Boiler_E4_Codes & Standards Forecast | Commercial | Grocery | New | Space Heating | Natural Gas | Boiler | E4 |  | Codes & Standards Forecast | 0 | 0 | 0 | 0 | 0 | 0 | 0 | 0 | 0 | 0 | 0 | 0 | 0 | 0 | 0 | 0 | 0 | 0 | 0 | 0 | 0 | 0 | 0 | 0 | 0 | 0 | 0 | 0 | 0 | 0 | 0 | 0 | 0 | 0 | 0 | 0 | 0 | 0 | 0 | 0 | 0 | 0 | 0 | 0 | 0 | 0 | 0 | 0 | 0 | 0 | 0
Commercial_Grocery_New_Space Heating_Natural Gas_Boiler_E5_Codes & Standards Forecast | Commercial | Grocery | New | Space Heating | Natural Gas | Boiler | E5 |  | Codes & Standards Forecast | 0 | 0 | 0 | 0 | 0 | 0 | 0 | 0 | 0 | 0 | 0 | 0 | 0 | 0 | 0 | 0 | 0 | 0 | 0 | 0 | 0 | 0 | 0 | 0 | 0 | 0 | 0 | 0 | 0 | 0 | 0 | 0 | 0 | 0 | 0 | 0 | 0 | 0 | 0 | 0 | 0 | 0 | 0 | 0 | 0 | 0 | 0 | 0 | 0 | 0 | 0
Commercial_Grocery_New_Space Heating_Natural Gas_Boiler_E6_Codes & Standards Forecast | Commercial | Grocery | New | Space Heating | Natural Gas | Boiler | E6 |  | Codes & Standards Forecast | 0 | 0 | 0 | 0 | 0 | 0 | 0 | 0 | 0 | 0 | 0 | 0 | 0 | 0 | 0 | 0 | 0 | 0 | 0 | 0 | 0 | 0 | 0 | 0 | 0 | 0 | 0 | 0 | 0 | 0 | 0 | 0 | 0 | 0 | 0 | 0 | 0 | 0 | 0 | 0 | 0 | 0 | 0 | 0 | 0 | 0 | 0 | 0 | 0 | 0 | 0
Commercial_Grocery_New_Space Heating_Natural Gas_Boiler_E7_Codes & Standards Forecast | Commercial | Grocery | New | Space Heating | Natural Gas | Boiler | E7 |  | Codes & Standards Forecast | 0 | 0 | 0 | 0 | 0 | 0 | 0 | 0 | 0 | 0 | 0 | 0 | 0 | 0 | 0 | 0 | 0 | 0 | 0 | 0 | 0 | 0 | 0 | 0 | 0 | 0 | 0 | 0 | 0 | 0 | 0 | 0 | 0 | 0 | 0 | 0 | 0 | 0 | 0 | 0 | 0 | 0 | 0 | 0 | 0 | 0 | 0 | 0 | 0 | 0 | 0
Commercial_Grocery_New_Space Heating_Natural Gas_Boiler_E8_Codes & Standards Forecast | Commercial | Grocery | New | Space Heating | Natural Gas | Boiler | E8 |  | Codes & Standards Forecast | 0 | 0 | 0 | 0 | 0 | 0 | 0 | 0 | 0 | 0 | 0 | 0 | 0 | 0 | 0 | 0 | 0 | 0 | 0 | 0 | 0 | 0 | 0 | 0 | 0 | 0 | 0 | 0 | 0 | 0 | 0 | 0 | 0 | 0 | 0 | 0 | 0 | 0 | 0 | 0 | 0 | 0 | 0 | 0 | 0 | 0 | 0 | 0 | 0 | 0 | 0
Commercial_Grocery_New_Space Heating_Natural Gas_Boiler_E9_Codes & Standards Forecast | Commercial | Grocery | New | Space Heating | Natural Gas | Boiler | E9 |  | Codes & Standards Forecast | 0 | 0 | 0 | 0 | 0 | 0 | 0 | 0 | 0 | 0 | 0 | 0 | 0 | 0 | 0 | 0 | 0 | 0 | 0 | 0 | 0 | 0 | 0 | 0 | 0 | 0 | 0 | 0 | 0 | 0 | 0 | 0 | 0 | 0 | 0 | 0 | 0 | 0 | 0 | 0 | 0 | 0 | 0 | 0 | 0 | 0 | 0 | 0 | 0 | 0 | 0
Commercial_Grocery_New_Space Heating_Natural Gas_Boiler_E10_Codes & Standards Forecast | Commercial | Grocery | New | Space Heating | Natural Gas | Boiler | E10 |  | Codes & Standards Forecast | 0 | 0 | 0 | 0 | 0 | 0 | 0 | 0 | 0 | 0 | 0 | 0 | 0 | 0 | 0 | 0 | 0 | 0 | 0 | 0 | 0 | 0 | 0 | 0 | 0 | 0 | 0 | 0 | 0 | 0 | 0 | 0 | 0 | 0 | 0 | 0 | 0 | 0 | 0 | 0 | 0 | 0 | 0 | 0 | 0 | 0 | 0 | 0 | 0 | 0 | 0
Commercial_Grocery_New_Space Heating_Natural Gas_Boiler_Vintage_Codes & Standards Forecast | Commercial | Grocery | New | Space Heating | Natural Gas | Boiler | Vintage |  | Codes & Standards Forecast | 0 | 0 | 0 | 0 | 0 | 0 | 0 | 0 | 0 | 0 | 0 | 0 | 0 | 0 | 0 | 0 | 0 | 0 | 0 | 0 | 0 | 0 | 0 | 0 | 0 | 0 | 0 | 0 | 0 | 0 | 0 | 0 | 0 | 0 | 0 | 0 | 0 | 0 | 0 | 0 | 0 | 0 | 0 | 0 | 0 | 0 | 0 | 0 | 0 | 0 | 0
Commercial_Grocery_New_Space Heating_Natural Gas_Unit Heater_E1_Codes & Standards Forecast | Commercial | Grocery | New | Space Heating | Natural Gas | Unit Heater | E1 |  | Codes & Standards Forecast | 0 | 0 | 0 | 0 | 0 | 0 | 0 | 0 | 0 | 0 | 0 | 0 | 0 | 0 | 0 | 0 | 0 | 0 | 0 | 0 | 0 | 0 | 0 | 0 | 0 | 0 | 0 | 0 | 0 | 0 | 0 | 0 | 0 | 0 | 0 | 0 | 0 | 0 | 0 | 0 | 0 | 0 | 0 | 0 | 0 | 0 | 0 | 0 | 0 | 0 | 0
Commercial_Grocery_New_Space Heating_Natural Gas_Unit Heater_E2_Codes & Standards Forecast | Commercial | Grocery | New | Space Heating | Natural Gas | Unit Heater | E2 |  | Codes & Standards Forecast | 0 | 0 | 0 | 0 | 0 | 0 | 0 | 0 | 0 | 0 | 0 | 0 | 0 | 0 | 0 | 0 | 0 | 0 | 0 | 0 | 0 | 0 | 0 | 0 | 0 | 0 | 0 | 0 | 0 | 0 | 0 | 0 | 0 | 0 | 0 | 0 | 0 | 0 | 0 | 0 | 0 | 0 | 0 | 0 | 0 | 0 | 0 | 0 | 0 | 0 | 0
Commercial_Grocery_New_Space Heating_Natural Gas_Unit Heater_E3_Codes & Standards Forecast | Commercial | Grocery | New | Space Heating | Natural Gas | Unit Heater | E3 |  | Codes & Standards Forecast | 0 | 0 | 0 | 0 | 0 | 0 | 0 | 0 | 0 | 0 | 0 | 0 | 0 | 0 | 0 | 0 | 0 | 0 | 0 | 0 | 0 | 0 | 0 | 0 | 0 | 0 | 0 | 0 | 0 | 0 | 0 | 0 | 0 | 0 | 0 | 0 | 0 | 0 | 0 | 0 | 0 | 0 | 0 | 0 | 0 | 0 | 0 | 0 | 0 | 0 | 0
Commercial_Grocery_New_Space Heating_Natural Gas_Unit Heater_E4_Codes & Standards Forecast | Commercial | Grocery | New | Space Heating | Natural Gas | Unit Heater | E4 |  | Codes & Standards Forecast | 0 | 0 | 0 | 0 | 0 | 0 | 0 | 0 | 0 | 0 | 0 | 0 | 0 | 0 | 0 | 0 | 0 | 0 | 0 | 0 | 0 | 0 | 0 | 0 | 0 | 0 | 0 | 0 | 0 | 0 | 0 | 0 | 0 | 0 | 0 | 0 | 0 | 0 | 0 | 0 | 0 | 0 | 0 | 0 | 0 | 0 | 0 | 0 | 0 | 0 | 0
Commercial_Grocery_New_Space Heating_Natural Gas_Unit Heater_E5_Codes & Standards Forecast | Commercial | Grocery | New | Space Heating | Natural Gas | Unit Heater | E5 |  | Codes & Standards Forecast | 0 | 0 | 0 | 0 | 0 | 0 | 0 | 0 | 0 | 0 | 0 | 0 | 0 | 0 | 0 | 0 | 0 | 0 | 0 | 0 | 0 | 0 | 0 | 0 | 0 | 0 | 0 | 0 | 0 | 0 | 0 | 0 | 0 | 0 | 0 | 0 | 0 | 0 | 0 | 0 | 0 | 0 | 0 | 0 | 0 | 0 | 0 | 0 | 0 | 0 | 0
Commercial_Grocery_New_Space Heating_Natural Gas_Unit Heater_E6_Codes & Standards Forecast | Commercial | Grocery | New | Space Heating | Natural Gas | Unit Heater | E6 |  | Codes & Standards Forecast | 0 | 0 | 0 | 0 | 0 | 0 | 0 | 0 | 0 | 0 | 0 | 0 | 0 | 0 | 0 | 0 | 0 | 0 | 0 | 0 | 0 | 0 | 0 | 0 | 0 | 0 | 0 | 0 | 0 | 0 | 0 | 0 | 0 | 0 | 0 | 0 | 0 | 0 | 0 | 0 | 0 | 0 | 0 | 0 | 0 | 0 | 0 | 0 | 0 | 0 | 0
Commercial_Grocery_New_Space Heating_Natural Gas_Unit Heater_E7_Codes & Standards Forecast | Commercial | Grocery | New | Space Heating | Natural Gas | Unit Heater | E7 |  | Codes & Standards Forecast | 0 | 0 | 0 | 0 | 0 | 0 | 0 | 0 | 0 | 0 | 0 | 0 | 0 | 0 | 0 | 0 | 0 | 0 | 0 | 0 | 0 | 0 | 0 | 0 | 0 | 0 | 0 | 0 | 0 | 0 | 0 | 0 | 0 | 0 | 0 | 0 | 0 | 0 | 0 | 0 | 0 | 0 | 0 | 0 | 0 | 0 | 0 | 0 | 0 | 0 | 0
Commercial_Grocery_New_Space Heating_Natural Gas_Unit Heater_E8_Codes & Standards Forecast | Commercial | Grocery | New | Space Heating | Natural Gas | Unit Heater | E8 |  | Codes & Standards Forecast | 0 | 0 | 0 | 0 | 0 | 0 | 0 | 0 | 0 | 0 | 0 | 0 | 0 | 0 | 0 | 0 | 0 | 0 | 0 | 0 | 0 | 0 | 0 | 0 | 0 | 0 | 0 | 0 | 0 | 0 | 0 | 0 | 0 | 0 | 0 | 0 | 0 | 0 | 0 | 0 | 0 | 0 | 0 | 0 | 0 | 0 | 0 | 0 | 0 | 0 | 0
Commercial_Grocery_New_Space Heating_Natural Gas_Unit Heater_E9_Codes & Standards Forecast | Commercial | Grocery | New | Space Heating | Natural Gas | Unit Heater | E9 |  | Codes & Standards Forecast | 0 | 0 | 0 | 0 | 0 | 0 | 0 | 0 | 0 | 0 | 0 | 0 | 0 | 0 | 0 | 0 | 0 | 0 | 0 | 0 | 0 | 0 | 0 | 0 | 0 | 0 | 0 | 0 | 0 | 0 | 0 | 0 | 0 | 0 | 0 | 0 | 0 | 0 | 0 | 0 | 0 | 0 | 0 | 0 | 0 | 0 | 0 | 0 | 0 | 0 | 0
Commercial_Grocery_New_Space Heating_Natural Gas_Unit Heater_E10_Codes & Standards Forecast | Commercial | Grocery | New | Space Heating | Natural Gas | Unit Heater | E10 |  | Codes & Standards Forecast | 0 | 0 | 0 | 0 | 0 | 0 | 0 | 0 | 0 | 0 | 0 | 0 | 0 | 0 | 0 | 0 | 0 | 0 | 0 | 0 | 0 | 0 | 0 | 0 | 0 | 0 | 0 | 0 | 0 | 0 | 0 | 0 | 0 | 0 | 0 | 0 | 0 | 0 | 0 | 0 | 0 | 0 | 0 | 0 | 0 | 0 | 0 | 0 | 0 | 0 | 0
Commercial_Grocery_New_Space Heating_Natural Gas_Unit Heater_Vintage_Codes & Standards Forecast | Commercial | Grocery | New | Space Heating | Natural Gas | Unit Heater | Vintage |  | Codes & Standards Forecast | 0 | 0 | 0 | 0 | 0 | 0 | 0 | 0 | 0 | 0 | 0 | 0 | 0 | 0 | 0 | 0 | 0 | 0 | 0 | 0 | 0 | 0 | 0 | 0 | 0 | 0 | 0 | 0 | 0 | 0 | 0 | 0 | 0 | 0 | 0 | 0 | 0 | 0 | 0 | 0 | 0 | 0 | 0 | 0 | 0 | 0 | 0 | 0 | 0 | 0 | 0
Commercial_Grocery_New_Water Heating_Natural Gas_Water Heater_E1_Codes & Standards Forecast | Commercial | Grocery | New | Water Heating | Natural Gas | Water Heater | E1 |  | Codes & Standards Forecast | 0 | 0 | 0 | 0 | 0 | 0 | 0 | 0 | 0 | 0 | 0 | 0 | 0 | 0 | 0 | 0 | 0 | 0 | 0 | 0 | 0 | 0 | 0 | 0 | 0 | 0 | 0 | 0 | 0 | 0 | 0 | 0 | 0 | 0 | 0 | 0 | 0 | 0 | 0 | 0 | 0 | 0 | 0 | 0 | 0 | 0 | 0 | 0 | 0 | 0 | 0
Commercial_Grocery_New_Water Heating_Natural Gas_Water Heater_E2_Codes & Standards Forecast | Commercial | Grocery | New | Water Heating | Natural Gas | Water Heater | E2 |  | Codes & Standards Forecast | 0 | 0 | 0 | 0 | 0 | 0 | 0 | 0 | 0 | 0 | 0 | 0 | 0 | 0 | 0 | 0 | 0 | 0 | 0 | 0 | 0 | 0 | 0 | 0 | 0 | 0 | 0 | 0 | 0 | 0 | 0 | 0 | 0 | 0 | 0 | 0 | 0 | 0 | 0 | 0 | 0 | 0 | 0 | 0 | 0 | 0 | 0 | 0 | 0 | 0 | 0
Commercial_Grocery_New_Water Heating_Natural Gas_Water Heater_E3_Codes & Standards Forecast | Commercial | Grocery | New | Water Heating | Natural Gas | Water Heater | E3 |  | Codes & Standards Forecast | 0 | 0 | 0 | 0 | 0 | 0 | 0 | 0 | 0 | 0 | 0 | 0 | 0 | 0 | 0 | 0 | 0 | 0 | 0 | 0 | 0 | 0 | 0 | 0 | 0 | 0 | 0 | 0 | 0 | 0 | 0 | 0 | 0 | 0 | 0 | 0 | 0 | 0 | 0 | 0 | 0 | 0 | 0 | 0 | 0 | 0 | 0 | 0 | 0 | 0 | 0
Commercial_Grocery_New_Water Heating_Natural Gas_Water Heater_E4_Codes & Standards Forecast | Commercial | Grocery | New | Water Heating | Natural Gas | Water Heater | E4 |  | Codes & Standards Forecast | 0 | 0 | 0 | 0 | 0 | 0 | 0 | 0 | 0 | 0 | 0 | 0 | 0 | 0 | 0 | 0 | 0 | 0 | 0 | 0 | 0 | 0 | 0 | 0 | 0 | 0 | 0 | 0 | 0 | 0 | 0 | 0 | 0 | 0 | 0 | 0 | 0 | 0 | 0 | 0 | 0 | 0 | 0 | 0 | 0 | 0 | 0 | 0 | 0 | 0 | 0
Commercial_Grocery_New_Water Heating_Natural Gas_Water Heater_E5_Codes & Standards Forecast | Commercial | Grocery | New | Water Heating | Natural Gas | Water Heater | E5 |  | Codes & Standards Forecast | 0 | 0 | 0 | 0 | 0 | 0 | 0 | 0 | 0 | 0 | 0 | 0 | 0 | 0 | 0 | 0 | 0 | 0 | 0 | 0 | 0 | 0 | 0 | 0 | 0 | 0 | 0 | 0 | 0 | 0 | 0 | 0 | 0 | 0 | 0 | 0 | 0 | 0 | 0 | 0 | 0 | 0 | 0 | 0 | 0 | 0 | 0 | 0 | 0 | 0 | 0
Commercial_Grocery_New_Water Heating_Natural Gas_Water Heater_E6_Codes & Standards Forecast | Commercial | Grocery | New | Water Heating | Natural Gas | Water Heater | E6 |  | Codes & Standards Forecast | 0 | 0 | 0 | 0 | 0 | 0 | 0 | 0 | 0 | 0 | 0 | 0 | 0 | 0 | 0 | 0 | 0 | 0 | 0 | 0 | 0 | 0 | 0 | 0 | 0 | 0 | 0 | 0 | 0 | 0 | 0 | 0 | 0 | 0 | 0 | 0 | 0 | 0 | 0 | 0 | 0 | 0 | 0 | 0 | 0 | 0 | 0 | 0 | 0 | 0 | 0
Commercial_Grocery_New_Water Heating_Natural Gas_Water Heater_E7_Codes & Standards Forecast | Commercial | Grocery | New | Water Heating | Natural Gas | Water Heater | E7 |  | Codes & Standards Forecast | 0 | 0 | 0 | 0 | 0 | 0 | 0 | 0 | 0 | 0 | 0 | 0 | 0 | 0 | 0 | 0 | 0 | 0 | 0 | 0 | 0 | 0 | 0 | 0 | 0 | 0 | 0 | 0 | 0 | 0 | 0 | 0 | 0 | 0 | 0 | 0 | 0 | 0 | 0 | 0 | 0 | 0 | 0 | 0 | 0 | 0 | 0 | 0 | 0 | 0 | 0
Commercial_Grocery_New_Water Heating_Natural Gas_Water Heater_E8_Codes & Standards Forecast | Commercial | Grocery | New | Water Heating | Natural Gas | Water Heater | E8 |  | Codes & Standards Forecast | 0 | 0 | 0 | 0 | 0 | 0 | 0 | 0 | 0 | 0 | 0 | 0 | 0 | 0 | 0 | 0 | 0 | 0 | 0 | 0 | 0 | 0 | 0 | 0 | 0 | 0 | 0 | 0 | 0 | 0 | 0 | 0 | 0 | 0 | 0 | 0 | 0 | 0 | 0 | 0 | 0 | 0 | 0 | 0 | 0 | 0 | 0 | 0 | 0 | 0 | 0
Commercial_Grocery_New_Water Heating_Natural Gas_Water Heater_E9_Codes & Standards Forecast | Commercial | Grocery | New | Water Heating | Natural Gas | Water Heater | E9 |  | Codes & Standards Forecast | 0 | 0 | 0 | 0 | 0 | 0 | 0 | 0 | 0 | 0 | 0 | 0 | 0 | 0 | 0 | 0 | 0 | 0 | 0 | 0 | 0 | 0 | 0 | 0 | 0 | 0 | 0 | 0 | 0 | 0 | 0 | 0 | 0 | 0 | 0 | 0 | 0 | 0 | 0 | 0 | 0 | 0 | 0 | 0 | 0 | 0 | 0 | 0 | 0 | 0 | 0
Commercial_Grocery_New_Water Heating_Natural Gas_Water Heater_E10_Codes & Standards Forecast | Commercial | Grocery | New | Water Heating | Natural Gas | Water Heater | E10 |  | Codes & Standards Forecast | 0 | 0 | 0 | 0 | 0 | 0 | 0 | 0 | 0 | 0 | 0 | 0 | 0 | 0 | 0 | 0 | 0 | 0 | 0 | 0 | 0 | 0 | 0 | 0 | 0 | 0 | 0 | 0 | 0 | 0 | 0 | 0 | 0 | 0 | 0 | 0 | 0 | 0 | 0 | 0 | 0 | 0 | 0 | 0 | 0 | 0 | 0 | 0 | 0 | 0 | 0
Commercial_Grocery_New_Water Heating_Natural Gas_Water Heater_Vintage_Codes & Standards Forecast | Commercial | Grocery | New | Water Heating | Natural Gas | Water Heater | Vintage |  | Codes & Standards Forecast | 0 | 0 | 0 | 0 | 0 | 0 | 0 | 0 | 0 | 0 | 0 | 0 | 0 | 0 | 0 | 0 | 0 | 0 | 0 | 0 | 0 | 0 | 0 | 0 | 0 | 0 | 0 | 0 | 0 | 0 | 0 | 0 | 0 | 0 | 0 | 0 | 0 | 0 | 0 | 0 | 0 | 0 | 0 | 0 | 0 | 0 | 0 | 0 | 0 | 0 | 0
Commercial_Grocery_New_Food Preparation_Natural Gas_Oven_E1_Codes & Standards Forecast | Commercial | Grocery | New | Food Preparation | Natural Gas | Oven | E1 |  | Codes & Standards Forecast | 0 | 1260.9234 | 7342.825 | 11229.5861 | 15876.7868 | 20666.1521 | 25479.5848 | 29645.5952 | 33753.2212 | 37956.9925 | 42229.1912 | 46468.9349 | 50642.3647 | 54758.9082 | 58881.4023 | 62991.4284 | 67125.2731 | 71162.6767 | 75039.7128 | 78791.6553 | 82545.4411 | 86375.2362 | 90254.9436 | 94175.7009 | 98138.58 | 102112.6244 | 106102.2047 | 110094.4721 | 114104.3513 | 118122.9713 | 122171.4904 | 126222.9524 | 127944.0504 | 0 | 0 | 0 | 0 | 0 | 0 | 0 | 0 | 0 | 0 | 0 | 0 | 0 | 0 | 0 | 0 | 0 | 0
Commercial_Grocery_New_Food Preparation_Natural Gas_Oven_E2_Codes & Standards Forecast | Commercial | Grocery | New | Food Preparation | Natural Gas | Oven | E2 |  | Codes & Standards Forecast | 0 | 0 | 0 | 0 | 0 | 0 | 0 | 0 | 0 | 0 | 0 | 0 | 0 | 0 | 0 | 0 | 0 | 0 | 0 | 0 | 0 | 0 | 0 | 0 | 0 | 0 | 0 | 0 | 0 | 0 | 0 | 0 | 0 | 0 | 0 | 0 | 0 | 0 | 0 | 0 | 0 | 0 | 0 | 0 | 0 | 0 | 0 | 0 | 0 | 0 | 0
Commercial_Grocery_New_Food Preparation_Natural Gas_Oven_E3_Codes & Standards Forecast | Commercial | Grocery | New | Food Preparation | Natural Gas | Oven | E3 |  | Codes & Standards Forecast | 0 | 0 | 0 | 0 | 0 | 0 | 0 | 0 | 0 | 0 | 0 | 0 | 0 | 0 | 0 | 0 | 0 | 0 | 0 | 0 | 0 | 0 | 0 | 0 | 0 | 0 | 0 | 0 | 0 | 0 | 0 | 0 | 0 | 0 | 0 | 0 | 0 | 0 | 0 | 0 | 0 | 0 | 0 | 0 | 0 | 0 | 0 | 0 | 0 | 0 | 0
Commercial_Grocery_New_Food Preparation_Natural Gas_Oven_E4_Codes & Standards Forecast | Commercial | Grocery | New | Food Preparation | Natural Gas | Oven | E4 |  | Codes & Standards Forecast | 0 | 0 | 0 | 0 | 0 | 0 | 0 | 0 | 0 | 0 | 0 | 0 | 0 | 0 | 0 | 0 | 0 | 0 | 0 | 0 | 0 | 0 | 0 | 0 | 0 | 0 | 0 | 0 | 0 | 0 | 0 | 0 | 0 | 0 | 0 | 0 | 0 | 0 | 0 | 0 | 0 | 0 | 0 | 0 | 0 | 0 | 0 | 0 | 0 | 0 | 0
Commercial_Grocery_New_Food Preparation_Natural Gas_Oven_E5_Codes & Standards Forecast | Commercial | Grocery | New | Food Preparation | Natural Gas | Oven | E5 |  | Codes & Standards Forecast | 0 | 0 | 0 | 0 | 0 | 0 | 0 | 0 | 0 | 0 | 0 | 0 | 0 | 0 | 0 | 0 | 0 | 0 | 0 | 0 | 0 | 0 | 0 | 0 | 0 | 0 | 0 | 0 | 0 | 0 | 0 | 0 | 0 | 0 | 0 | 0 | 0 | 0 | 0 | 0 | 0 | 0 | 0 | 0 | 0 | 0 | 0 | 0 | 0 | 0 | 0
Commercial_Grocery_New_Food Preparation_Natural Gas_Oven_E6_Codes & Standards Forecast | Commercial | Grocery | New | Food Preparation | Natural Gas | Oven | E6 |  | Codes & Standards Forecast | 0 | 0 | 0 | 0 | 0 | 0 | 0 | 0 | 0 | 0 | 0 | 0 | 0 | 0 | 0 | 0 | 0 | 0 | 0 | 0 | 0 | 0 | 0 | 0 | 0 | 0 | 0 | 0 | 0 | 0 | 0 | 0 | 0 | 0 | 0 | 0 | 0 | 0 | 0 | 0 | 0 | 0 | 0 | 0 | 0 | 0 | 0 | 0 | 0 | 0 | 0
Commercial_Grocery_New_Food Preparation_Natural Gas_Oven_E7_Codes & Standards Forecast | Commercial | Grocery | New | Food Preparation | Natural Gas | Oven | E7 |  | Codes & Standards Forecast | 0 | 0 | 0 | 0 | 0 | 0 | 0 | 0 | 0 | 0 | 0 | 0 | 0 | 0 | 0 | 0 | 0 | 0 | 0 | 0 | 0 | 0 | 0 | 0 | 0 | 0 | 0 | 0 | 0 | 0 | 0 | 0 | 0 | 0 | 0 | 0 | 0 | 0 | 0 | 0 | 0 | 0 | 0 | 0 | 0 | 0 | 0 | 0 | 0 | 0 | 0
Commercial_Grocery_New_Food Preparation_Natural Gas_Oven_E8_Codes & Standards Forecast | Commercial | Grocery | New | Food Preparation | Natural Gas | Oven | E8 |  | Codes & Standards Forecast | 0 | 0 | 0 | 0 | 0 | 0 | 0 | 0 | 0 | 0 | 0 | 0 | 0 | 0 | 0 | 0 | 0 | 0 | 0 | 0 | 0 | 0 | 0 | 0 | 0 | 0 | 0 | 0 | 0 | 0 | 0 | 0 | 0 | 0 | 0 | 0 | 0 | 0 | 0 | 0 | 0 | 0 | 0 | 0 | 0 | 0 | 0 | 0 | 0 | 0 | 0
Commercial_Grocery_New_Food Preparation_Natural Gas_Oven_E9_Codes & Standards Forecast | Commercial | Grocery | New | Food Preparation | Natural Gas | Oven | E9 |  | Codes & Standards Forecast | 0 | 0 | 0 | 0 | 0 | 0 | 0 | 0 | 0 | 0 | 0 | 0 | 0 | 0 | 0 | 0 | 0 | 0 | 0 | 0 | 0 | 0 | 0 | 0 | 0 | 0 | 0 | 0 | 0 | 0 | 0 | 0 | 0 | 0 | 0 | 0 | 0 | 0 | 0 | 0 | 0 | 0 | 0 | 0 | 0 | 0 | 0 | 0 | 0 | 0 | 0
Commercial_Grocery_New_Food Preparation_Natural Gas_Oven_E10_Codes & Standards Forecast | Commercial | Grocery | New | Food Preparation | Natural Gas | Oven | E10 |  | Codes & Standards Forecast | 0 | 0 | 0 | 0 | 0 | 0 | 0 | 0 | 0 | 0 | 0 | 0 | 0 | 0 | 0 | 0 | 0 | 0 | 0 | 0 | 0 | 0 | 0 | 0 | 0 | 0 | 0 | 0 | 0 | 0 | 0 | 0 | 0 | 0 | 0 | 0 | 0 | 0 | 0 | 0 | 0 | 0 | 0 | 0 | 0 | 0 | 0 | 0 | 0 | 0 | 0
Commercial_Grocery_New_Food Preparation_Natural Gas_Oven_Vintage_Codes & Standards Forecast | Commercial | Grocery | New | Food Preparation | Natural Gas | Oven | Vintage |  | Codes & Standards Forecast | 0 | 0 | 0 | 0 | 0 | 0 | 0 | 0 | 0 | 0 | 0 | 0 | 0 | 0 | 0 | 0 | 0 | 0 | 0 | 0 | 0 | 0 | 0 | 0 | 0 | 0 | 0 | 0 | 0 | 0 | 0 | 0 | 0 | 0 | 0 | 0 | 0 | 0 | 0 | 0 | 0 | 0 | 0 | 0 | 0 | 0 | 0 | 0 | 0 | 0 | 0
Commercial_Grocery_New_Food Preparation_Natural Gas_Conveyor Oven_E1_Codes & Standards Forecast | Commercial | Grocery | New | Food Preparation | Natural Gas | Conveyor Oven | E1 |  | Codes & Standards Forecast | 0 | 630.4617 | 3671.4125 | 5614.7931 | 7938.3934 | 10333.0761 | 12739.7924 | 14822.7976 | 16876.6106 | 18978.4962 | 21114.5956 | 23234.4674 | 25321.1824 | 27379.4541 | 29440.7011 | 31495.7142 | 33562.6365 | 35581.3383 | 37519.8564 | 39395.8276 | 41272.7205 | 43187.6181 | 45127.4718 | 47087.8505 | 49069.29 | 51056.3122 | 53051.1023 | 55047.2361 | 57052.1757 | 59061.4857 | 61085.7452 | 63111.4762 | 63972.0252 | 0 | 0 | 0 | 0 | 0 | 0 | 0 | 0 | 0 | 0 | 0 | 0 | 0 | 0 | 0 | 0 | 0 | 0
Commercial_Grocery_New_Food Preparation_Natural Gas_Conveyor Oven_E2_Codes & Standards Forecast | Commercial | Grocery | New | Food Preparation | Natural Gas | Conveyor Oven | E2 |  | Codes & Standards Forecast | 0 | 0 | 0 | 0 | 0 | 0 | 0 | 0 | 0 | 0 | 0 | 0 | 0 | 0 | 0 | 0 | 0 | 0 | 0 | 0 | 0 | 0 | 0 | 0 | 0 | 0 | 0 | 0 | 0 | 0 | 0 | 0 | 0 | 0 | 0 | 0 | 0 | 0 | 0 | 0 | 0 | 0 | 0 | 0 | 0 | 0 | 0 | 0 | 0 | 0 | 0
Commercial_Grocery_New_Food Preparation_Natural Gas_Conveyor Oven_E3_Codes & Standards Forecast | Commercial | Grocery | New | Food Preparation | Natural Gas | Conveyor Oven | E3 |  | Codes & Standards Forecast | 0 | 0 | 0 | 0 | 0 | 0 | 0 | 0 | 0 | 0 | 0 | 0 | 0 | 0 | 0 | 0 | 0 | 0 | 0 | 0 | 0 | 0 | 0 | 0 | 0 | 0 | 0 | 0 | 0 | 0 | 0 | 0 | 0 | 0 | 0 | 0 | 0 | 0 | 0 | 0 | 0 | 0 | 0 | 0 | 0 | 0 | 0 | 0 | 0 | 0 | 0
Commercial_Grocery_New_Food Preparation_Natural Gas_Conveyor Oven_E4_Codes & Standards Forecast | Commercial | Grocery | New | Food Preparation | Natural Gas | Conveyor Oven | E4 |  | Codes & Standards Forecast | 0 | 0 | 0 | 0 | 0 | 0 | 0 | 0 | 0 | 0 | 0 | 0 | 0 | 0 | 0 | 0 | 0 | 0 | 0 | 0 | 0 | 0 | 0 | 0 | 0 | 0 | 0 | 0 | 0 | 0 | 0 | 0 | 0 | 0 | 0 | 0 | 0 | 0 | 0 | 0 | 0 | 0 | 0 | 0 | 0 | 0 | 0 | 0 | 0 | 0 | 0
Commercial_Grocery_New_Food Preparation_Natural Gas_Conveyor Oven_E5_Codes & Standards Forecast | Commercial | Grocery | New | Food Preparation | Natural Gas | Conveyor Oven | E5 |  | Codes & Standards Forecast | 0 | 0 | 0 | 0 | 0 | 0 | 0 | 0 | 0 | 0 | 0 | 0 | 0 | 0 | 0 | 0 | 0 | 0 | 0 | 0 | 0 | 0 | 0 | 0 | 0 | 0 | 0 | 0 | 0 | 0 | 0 | 0 | 0 | 0 | 0 | 0 | 0 | 0 | 0 | 0 | 0 | 0 | 0 | 0 | 0 | 0 | 0 | 0 | 0 | 0 | 0
Commercial_Grocery_New_Food Preparation_Natural Gas_Conveyor Oven_E6_Codes & Standards Forecast | Commercial | Grocery | New | Food Preparation | Natural Gas | Conveyor Oven | E6 |  | Codes & Standards Forecast | 0 | 0 | 0 | 0 | 0 | 0 | 0 | 0 | 0 | 0 | 0 | 0 | 0 | 0 | 0 | 0 | 0 | 0 | 0 | 0 | 0 | 0 | 0 | 0 | 0 | 0 | 0 | 0 | 0 | 0 | 0 | 0 | 0 | 0 | 0 | 0 | 0 | 0 | 0 | 0 | 0 | 0 | 0 | 0 | 0 | 0 | 0 | 0 | 0 | 0 | 0
Commercial_Grocery_New_Food Preparation_Natural Gas_Conveyor Oven_E7_Codes & Standards Forecast | Commercial | Grocery | New | Food Preparation | Natural Gas | Conveyor Oven | E7 |  | Codes & Standards Forecast | 0 | 0 | 0 | 0 | 0 | 0 | 0 | 0 | 0 | 0 | 0 | 0 | 0 | 0 | 0 | 0 | 0 | 0 | 0 | 0 | 0 | 0 | 0 | 0 | 0 | 0 | 0 | 0 | 0 | 0 | 0 | 0 | 0 | 0 | 0 | 0 | 0 | 0 | 0 | 0 | 0 | 0 | 0 | 0 | 0 | 0 | 0 | 0 | 0 | 0 | 0
Commercial_Grocery_New_Food Preparation_Natural Gas_Conveyor Oven_E8_Codes & Standards Forecast | Commercial | Grocery | New | Food Preparation | Natural Gas | Conveyor Oven | E8 |  | Codes & Standards Forecast | 0 | 0 | 0 | 0 | 0 | 0 | 0 | 0 | 0 | 0 | 0 | 0 | 0 | 0 | 0 | 0 | 0 | 0 | 0 | 0 | 0 | 0 | 0 | 0 | 0 | 0 | 0 | 0 | 0 | 0 | 0 | 0 | 0 | 0 | 0 | 0 | 0 | 0 | 0 | 0 | 0 | 0 | 0 | 0 | 0 | 0 | 0 | 0 | 0 | 0 | 0
Commercial_Grocery_New_Food Preparation_Natural Gas_Conveyor Oven_E9_Codes & Standards Forecast | Commercial | Grocery | New | Food Preparation | Natural Gas | Conveyor Oven | E9 |  | Codes & Standards Forecast | 0 | 0 | 0 | 0 | 0 | 0 | 0 | 0 | 0 | 0 | 0 | 0 | 0 | 0 | 0 | 0 | 0 | 0 | 0 | 0 | 0 | 0 | 0 | 0 | 0 | 0 | 0 | 0 | 0 | 0 | 0 | 0 | 0 | 0 | 0 | 0 | 0 | 0 | 0 | 0 | 0 | 0 | 0 | 0 | 0 | 0 | 0 | 0 | 0 | 0 | 0
Commercial_Grocery_New_Food Preparation_Natural Gas_Conveyor Oven_E10_Codes & Standards Forecast | Commercial | Grocery | New | Food Preparation | Natural Gas | Conveyor Oven | E10 |  | Codes & Standards Forecast | 0 | 0 | 0 | 0 | 0 | 0 | 0 | 0 | 0 | 0 | 0 | 0 | 0 | 0 | 0 | 0 | 0 | 0 | 0 | 0 | 0 | 0 | 0 | 0 | 0 | 0 | 0 | 0 | 0 | 0 | 0 | 0 | 0 | 0 | 0 | 0 | 0 | 0 | 0 | 0 | 0 | 0 | 0 | 0 | 0 | 0 | 0 | 0 | 0 | 0 | 0
Commercial_Grocery_New_Food Preparation_Natural Gas_Conveyor Oven_Vintage_Codes & Standards Forecast | Commercial | Grocery | New | Food Preparation | Natural Gas | Conveyor Oven | Vintage |  | Codes & Standards Forecast | 0 | 0 | 0 | 0 | 0 | 0 | 0 | 0 | 0 | 0 | 0 | 0 | 0 | 0 | 0 | 0 | 0 | 0 | 0 | 0 | 0 | 0 | 0 | 0 | 0 | 0 | 0 | 0 | 0 | 0 | 0 | 0 | 0 | 0 | 0 | 0 | 0 | 0 | 0 | 0 | 0 | 0 | 0 | 0 | 0 | 0 | 0 | 0 | 0 | 0 | 0
Commercial_Grocery_New_Food Preparation_Natural Gas_Double Rack Oven_E1_Codes & Standards Forecast | Commercial | Grocery | New | Food Preparation | Natural Gas | Double Rack Oven | E1 |  | Codes & Standards Forecast | 0 | 630.4617 | 3671.4125 | 5614.7931 | 7938.3934 | 10333.0761 | 12739.7924 | 14822.7976 | 16876.6106 | 18978.4962 | 21114.5956 | 23234.4674 | 25321.1824 | 27379.4541 | 29440.7011 | 31495.7142 | 33562.6365 | 35581.3383 | 37519.8564 | 39395.8276 | 41272.7205 | 43187.6181 | 45127.4718 | 47087.8505 | 49069.29 | 51056.3122 | 53051.1023 | 55047.2361 | 57052.1757 | 59061.4857 | 61085.7452 | 63111.4762 | 63972.0252 | 0 | 0 | 0 | 0 | 0 | 0 | 0 | 0 | 0 | 0 | 0 | 0 | 0 | 0 | 0 | 0 | 0 | 0
Commercial_Grocery_New_Food Preparation_Natural Gas_Double Rack Oven_E2_Codes & Standards Forecast | Commercial | Grocery | New | Food Preparation | Natural Gas | Double Rack Oven | E2 |  | Codes & Standards Forecast | 0 | 0 | 0 | 0 | 0 | 0 | 0 | 0 | 0 | 0 | 0 | 0 | 0 | 0 | 0 | 0 | 0 | 0 | 0 | 0 | 0 | 0 | 0 | 0 | 0 | 0 | 0 | 0 | 0 | 0 | 0 | 0 | 0 | 0 | 0 | 0 | 0 | 0 | 0 | 0 | 0 | 0 | 0 | 0 | 0 | 0 | 0 | 0 | 0 | 0 | 0
Commercial_Grocery_New_Food Preparation_Natural Gas_Double Rack Oven_E3_Codes & Standards Forecast | Commercial | Grocery | New | Food Preparation | Natural Gas | Double Rack Oven | E3 |  | Codes & Standards Forecast | 0 | 0 | 0 | 0 | 0 | 0 | 0 | 0 | 0 | 0 | 0 | 0 | 0 | 0 | 0 | 0 | 0 | 0 | 0 | 0 | 0 | 0 | 0 | 0 | 0 | 0 | 0 | 0 | 0 | 0 | 0 | 0 | 0 | 0 | 0 | 0 | 0 | 0 | 0 | 0 | 0 | 0 | 0 | 0 | 0 | 0 | 0 | 0 | 0 | 0 | 0
Commercial_Grocery_New_Food Preparation_Natural Gas_Double Rack Oven_E4_Codes & Standards Forecast | Commercial | Grocery | New | Food Preparation | Natural Gas | Double Rack Oven | E4 |  | Codes & Standards Forecast | 0 | 0 | 0 | 0 | 0 | 0 | 0 | 0 | 0 | 0 | 0 | 0 | 0 | 0 | 0 | 0 | 0 | 0 | 0 | 0 | 0 | 0 | 0 | 0 | 0 | 0 | 0 | 0 | 0 | 0 | 0 | 0 | 0 | 0 | 0 | 0 | 0 | 0 | 0 | 0 | 0 | 0 | 0 | 0 | 0 | 0 | 0 | 0 | 0 | 0 | 0
Commercial_Grocery_New_Food Preparation_Natural Gas_Double Rack Oven_E5_Codes & Standards Forecast | Commercial | Grocery | New | Food Preparation | Natural Gas | Double Rack Oven | E5 |  | Codes & Standards Forecast | 0 | 0 | 0 | 0 | 0 | 0 | 0 | 0 | 0 | 0 | 0 | 0 | 0 | 0 | 0 | 0 | 0 | 0 | 0 | 0 | 0 | 0 | 0 | 0 | 0 | 0 | 0 | 0 | 0 | 0 | 0 | 0 | 0 | 0 | 0 | 0 | 0 | 0 | 0 | 0 | 0 | 0 | 0 | 0 | 0 | 0 | 0 | 0 | 0 | 0 | 0
Commercial_Grocery_New_Food Preparation_Natural Gas_Double Rack Oven_E6_Codes & Standards Forecast | Commercial | Grocery | New | Food Preparation | Natural Gas | Double Rack Oven | E6 |  | Codes & Standards Forecast | 0 | 0 | 0 | 0 | 0 | 0 | 0 | 0 | 0 | 0 | 0 | 0 | 0 | 0 | 0 | 0 | 0 | 0 | 0 | 0 | 0 | 0 | 0 | 0 | 0 | 0 | 0 | 0 | 0 | 0 | 0 | 0 | 0 | 0 | 0 | 0 | 0 | 0 | 0 | 0 | 0 | 0 | 0 | 0 | 0 | 0 | 0 | 0 | 0 | 0 | 0
Commercial_Grocery_New_Food Preparation_Natural Gas_Double Rack Oven_E7_Codes & Standards Forecast | Commercial | Grocery | New | Food Preparation | Natural Gas | Double Rack Oven | E7 |  | Codes & Standards Forecast | 0 | 0 | 0 | 0 | 0 | 0 | 0 | 0 | 0 | 0 | 0 | 0 | 0 | 0 | 0 | 0 | 0 | 0 | 0 | 0 | 0 | 0 | 0 | 0 | 0 | 0 | 0 | 0 | 0 | 0 | 0 | 0 | 0 | 0 | 0 | 0 | 0 | 0 | 0 | 0 | 0 | 0 | 0 | 0 | 0 | 0 | 0 | 0 | 0 | 0 | 0
Commercial_Grocery_New_Food Preparation_Natural Gas_Double Rack Oven_E8_Codes & Standards Forecast | Commercial | Grocery | New | Food Preparation | Natural Gas | Double Rack Oven | E8 |  | Codes & Standards Forecast | 0 | 0 | 0 | 0 | 0 | 0 | 0 | 0 | 0 | 0 | 0 | 0 | 0 | 0 | 0 | 0 | 0 | 0 | 0 | 0 | 0 | 0 | 0 | 0 | 0 | 0 | 0 | 0 | 0 | 0 | 0 | 0 | 0 | 0 | 0 | 0 | 0 | 0 | 0 | 0 | 0 | 0 | 0 | 0 | 0 | 0 | 0 | 0 | 0 | 0 | 0
Commercial_Grocery_New_Food Preparation_Natural Gas_Double Rack Oven_E9_Codes & Standards Forecast | Commercial | Grocery | New | Food Preparation | Natural Gas | Double Rack Oven | E9 |  | Codes & Standards Forecast | 0 | 0 | 0 | 0 | 0 | 0 | 0 | 0 | 0 | 0 | 0 | 0 | 0 | 0 | 0 | 0 | 0 | 0 | 0 | 0 | 0 | 0 | 0 | 0 | 0 | 0 | 0 | 0 | 0 | 0 | 0 | 0 | 0 | 0 | 0 | 0 | 0 | 0 | 0 | 0 | 0 | 0 | 0 | 0 | 0 | 0 | 0 | 0 | 0 | 0 | 0
Commercial_Grocery_New_Food Preparation_Natural Gas_Double Rack Oven_E10_Codes & Standards Forecast | Commercial | Grocery | New | Food Preparation | Natural Gas | Double Rack Oven | E10 |  | Codes & Standards Forecast | 0 | 0 | 0 | 0 | 0 | 0 | 0 | 0 | 0 | 0 | 0 | 0 | 0 | 0 | 0 | 0 | 0 | 0 | 0 | 0 | 0 | 0 | 0 | 0 | 0 | 0 | 0 | 0 | 0 | 0 | 0 | 0 | 0 | 0 | 0 | 0 | 0 | 0 | 0 | 0 | 0 | 0 | 0 | 0 | 0 | 0 | 0 | 0 | 0 | 0 | 0
Commercial_Grocery_New_Food Preparation_Natural Gas_Double Rack Oven_Vintage_Codes & Standards Forecast | Commercial | Grocery | New | Food Preparation | Natural Gas | Double Rack Oven | Vintage |  | Codes & Standards Forecast | 0 | 0 | 0 | 0 | 0 | 0 | 0 | 0 | 0 | 0 | 0 | 0 | 0 | 0 | 0 | 0 | 0 | 0 | 0 | 0 | 0 | 0 | 0 | 0 | 0 | 0 | 0 | 0 | 0 | 0 | 0 | 0 | 0 | 0 | 0 | 0 | 0 | 0 | 0 | 0 | 0 | 0 | 0 | 0 | 0 | 0 | 0 | 0 | 0 | 0 | 0
Commercial_Grocery_New_Food Preparation_Natural Gas_Fryer_E1_Codes & Standards Forecast | Commercial | Grocery | New | Food Preparation | Natural Gas | Fryer | E1 |  | Codes & Standards Forecast | 0 | 2521.8467 | 14685.65 | 14685.65 | 14685.65 | 14685.65 | 14685.65 | 14685.65 | 14685.65 | 14181.2807 | 11345.0246 | 9076.0196 | 7260.8157 | 5808.6526 | 3985.8351 | 0 | 0 | 0 | 0 | 0 | 0 | 0 | 0 | 0 | 0 | 0 | 0 | 0 | 0 | 0 | 0 | 0 | 0 | 0 | 0 | 0 | 0 | 0 | 0 | 0 | 0 | 0 | 0 | 0 | 0 | 0 | 0 | 0 | 0 | 0 | 0
Commercial_Grocery_New_Food Preparation_Natural Gas_Fryer_E2_Codes & Standards Forecast | Commercial | Grocery | New | Food Preparation | Natural Gas | Fryer | E2 |  | Codes & Standards Forecast | 0 | 0 | 0 | 7773.5223 | 17067.9235 | 26646.6542 | 36273.5195 | 44605.5404 | 52820.7924 | 61732.7042 | 73113.3579 | 83861.8501 | 94023.9138 | 103709.1639 | 113776.9695 | 125982.8568 | 134250.5462 | 142325.3533 | 150079.4256 | 157583.3105 | 165090.8822 | 172750.4724 | 180509.8872 | 188351.4019 | 196277.16 | 204225.2488 | 212204.4094 | 220188.9443 | 228208.7027 | 236245.9426 | 244342.9808 | 252445.9048 | 255888.1009 | 0 | 0 | 0 | 0 | 0 | 0 | 0 | 0 | 0 | 0 | 0 | 0 | 0 | 0 | 0 | 0 | 0 | 0
Commercial_Grocery_New_Food Preparation_Natural Gas_Fryer_E3_Codes & Standards Forecast | Commercial | Grocery | New | Food Preparation | Natural Gas | Fryer | E3 |  | Codes & Standards Forecast | 0 | 0 | 0 | 0 | 0 | 0 | 0 | 0 | 0 | 0 | 0 | 0 | 0 | 0 | 0 | 0 | 0 | 0 | 0 | 0 | 0 | 0 | 0 | 0 | 0 | 0 | 0 | 0 | 0 | 0 | 0 | 0 | 0 | 0 | 0 | 0 | 0 | 0 | 0 | 0 | 0 | 0 | 0 | 0 | 0 | 0 | 0 | 0 | 0 | 0 | 0
Commercial_Grocery_New_Food Preparation_Natural Gas_Fryer_E4_Codes & Standards Forecast | Commercial | Grocery | New | Food Preparation | Natural Gas | Fryer | E4 |  | Codes & Standards Forecast | 0 | 0 | 0 | 0 | 0 | 0 | 0 | 0 | 0 | 0 | 0 | 0 | 0 | 0 | 0 | 0 | 0 | 0 | 0 | 0 | 0 | 0 | 0 | 0 | 0 | 0 | 0 | 0 | 0 | 0 | 0 | 0 | 0 | 0 | 0 | 0 | 0 | 0 | 0 | 0 | 0 | 0 | 0 | 0 | 0 | 0 | 0 | 0 | 0 | 0 | 0
Commercial_Grocery_New_Food Preparation_Natural Gas_Fryer_E5_Codes & Standards Forecast | Commercial | Grocery | New | Food Preparation | Natural Gas | Fryer | E5 |  | Codes & Standards Forecast | 0 | 0 | 0 | 0 | 0 | 0 | 0 | 0 | 0 | 0 | 0 | 0 | 0 | 0 | 0 | 0 | 0 | 0 | 0 | 0 | 0 | 0 | 0 | 0 | 0 | 0 | 0 | 0 | 0 | 0 | 0 | 0 | 0 | 0 | 0 | 0 | 0 | 0 | 0 | 0 | 0 | 0 | 0 | 0 | 0 | 0 | 0 | 0 | 0 | 0 | 0
Commercial_Grocery_New_Food Preparation_Natural Gas_Fryer_E6_Codes & Standards Forecast | Commercial | Grocery | New | Food Preparation | Natural Gas | Fryer | E6 |  | Codes & Standards Forecast | 0 | 0 | 0 | 0 | 0 | 0 | 0 | 0 | 0 | 0 | 0 | 0 | 0 | 0 | 0 | 0 | 0 | 0 | 0 | 0 | 0 | 0 | 0 | 0 | 0 | 0 | 0 | 0 | 0 | 0 | 0 | 0 | 0 | 0 | 0 | 0 | 0 | 0 | 0 | 0 | 0 | 0 | 0 | 0 | 0 | 0 | 0 | 0 | 0 | 0 | 0
Commercial_Grocery_New_Food Preparation_Natural Gas_Fryer_E7_Codes & Standards Forecast | Commercial | Grocery | New | Food Preparation | Natural Gas | Fryer | E7 |  | Codes & Standards Forecast | 0 | 0 | 0 | 0 | 0 | 0 | 0 | 0 | 0 | 0 | 0 | 0 | 0 | 0 | 0 | 0 | 0 | 0 | 0 | 0 | 0 | 0 | 0 | 0 | 0 | 0 | 0 | 0 | 0 | 0 | 0 | 0 | 0 | 0 | 0 | 0 | 0 | 0 | 0 | 0 | 0 | 0 | 0 | 0 | 0 | 0 | 0 | 0 | 0 | 0 | 0
Commercial_Grocery_New_Food Preparation_Natural Gas_Fryer_E8_Codes & Standards Forecast | Commercial | Grocery | New | Food Preparation | Natural Gas | Fryer | E8 |  | Codes & Standards Forecast | 0 | 0 | 0 | 0 | 0 | 0 | 0 | 0 | 0 | 0 | 0 | 0 | 0 | 0 | 0 | 0 | 0 | 0 | 0 | 0 | 0 | 0 | 0 | 0 | 0 | 0 | 0 | 0 | 0 | 0 | 0 | 0 | 0 | 0 | 0 | 0 | 0 | 0 | 0 | 0 | 0 | 0 | 0 | 0 | 0 | 0 | 0 | 0 | 0 | 0 | 0
Commercial_Grocery_New_Food Preparation_Natural Gas_Fryer_E9_Codes & Standards Forecast | Commercial | Grocery | New | Food Preparation | Natural Gas | Fryer | E9 |  | Codes & Standards Forecast | 0 | 0 | 0 | 0 | 0 | 0 | 0 | 0 | 0 | 0 | 0 | 0 | 0 | 0 | 0 | 0 | 0 | 0 | 0 | 0 | 0 | 0 | 0 | 0 | 0 | 0 | 0 | 0 | 0 | 0 | 0 | 0 | 0 | 0 | 0 | 0 | 0 | 0 | 0 | 0 | 0 | 0 | 0 | 0 | 0 | 0 | 0 | 0 | 0 | 0 | 0
Commercial_Grocery_New_Food Preparation_Natural Gas_Fryer_E10_Codes & Standards Forecast | Commercial | Grocery | New | Food Preparation | Natural Gas | Fryer | E10 |  | Codes & Standards Forecast | 0 | 0 | 0 | 0 | 0 | 0 | 0 | 0 | 0 | 0 | 0 | 0 | 0 | 0 | 0 | 0 | 0 | 0 | 0 | 0 | 0 | 0 | 0 | 0 | 0 | 0 | 0 | 0 | 0 | 0 | 0 | 0 | 0 | 0 | 0 | 0 | 0 | 0 | 0 | 0 | 0 | 0 | 0 | 0 | 0 | 0 | 0 | 0 | 0 | 0 | 0
Commercial_Grocery_New_Food Preparation_Natural Gas_Fryer_Vintage_Codes & Standards Forecast | Commercial | Grocery | New | Food Preparation | Natural Gas | Fryer | Vintage |  | Codes & Standards Forecast | 0 | 0 | 0 | 0 | 0 | 0 | 0 | 0 | 0 | 0 | 0 | 0 | 0 | 0 | 0 | 0 | 0 | 0 | 0 | 0 | 0 | 0 | 0 | 0 | 0 | 0 | 0 | 0 | 0 | 0 | 0 | 0 | 0 | 0 | 0 | 0 | 0 | 0 | 0 | 0 | 0 | 0 | 0 | 0 | 0 | 0 | 0 | 0 | 0 | 0 | 0
Commercial_Grocery_New_Food Preparation_Natural Gas_Broiler_E1_Codes & Standards Forecast | Commercial | Grocery | New | Food Preparation | Natural Gas | Broiler | E1 |  | Codes & Standards Forecast | 0 | 0 | 0 | 0 | 0 | 0 | 0 | 0 | 0 | 0 | 0 | 0 | 0 | 0 | 0 | 0 | 0 | 0 | 0 | 0 | 0 | 0 | 0 | 0 | 0 | 0 | 0 | 0 | 0 | 0 | 0 | 0 | 0 | 0 | 0 | 0 | 0 | 0 | 0 | 0 | 0 | 0 | 0 | 0 | 0 | 0 | 0 | 0 | 0 | 0 | 0
Commercial_Grocery_New_Food Preparation_Natural Gas_Broiler_E2_Codes & Standards Forecast | Commercial | Grocery | New | Food Preparation | Natural Gas | Broiler | E2 |  | Codes & Standards Forecast | 0 | 0 | 0 | 0 | 0 | 0 | 0 | 0 | 0 | 0 | 0 | 0 | 0 | 0 | 0 | 0 | 0 | 0 | 0 | 0 | 0 | 0 | 0 | 0 | 0 | 0 | 0 | 0 | 0 | 0 | 0 | 0 | 0 | 0 | 0 | 0 | 0 | 0 | 0 | 0 | 0 | 0 | 0 | 0 | 0 | 0 | 0 | 0 | 0 | 0 | 0
Commercial_Grocery_New_Food Preparation_Natural Gas_Broiler_E3_Codes & Standards Forecast | Commercial | Grocery | New | Food Preparation | Natural Gas | Broiler | E3 |  | Codes & Standards Forecast | 0 | 0 | 0 | 0 | 0 | 0 | 0 | 0 | 0 | 0 | 0 | 0 | 0 | 0 | 0 | 0 | 0 | 0 | 0 | 0 | 0 | 0 | 0 | 0 | 0 | 0 | 0 | 0 | 0 | 0 | 0 | 0 | 0 | 0 | 0 | 0 | 0 | 0 | 0 | 0 | 0 | 0 | 0 | 0 | 0 | 0 | 0 | 0 | 0 | 0 | 0
Commercial_Grocery_New_Food Preparation_Natural Gas_Broiler_E4_Codes & Standards Forecast | Commercial | Grocery | New | Food Preparation | Natural Gas | Broiler | E4 |  | Codes & Standards Forecast | 0 | 0 | 0 | 0 | 0 | 0 | 0 | 0 | 0 | 0 | 0 | 0 | 0 | 0 | 0 | 0 | 0 | 0 | 0 | 0 | 0 | 0 | 0 | 0 | 0 | 0 | 0 | 0 | 0 | 0 | 0 | 0 | 0 | 0 | 0 | 0 | 0 | 0 | 0 | 0 | 0 | 0 | 0 | 0 | 0 | 0 | 0 | 0 | 0 | 0 | 0
Commercial_Grocery_New_Food Preparation_Natural Gas_Broiler_E5_Codes & Standards Forecast | Commercial | Grocery | New | Food Preparation | Natural Gas | Broiler | E5 |  | Codes & Standards Forecast | 0 | 0 | 0 | 0 | 0 | 0 | 0 | 0 | 0 | 0 | 0 | 0 | 0 | 0 | 0 | 0 | 0 | 0 | 0 | 0 | 0 | 0 | 0 | 0 | 0 | 0 | 0 | 0 | 0 | 0 | 0 | 0 | 0 | 0 | 0 | 0 | 0 | 0 | 0 | 0 | 0 | 0 | 0 | 0 | 0 | 0 | 0 | 0 | 0 | 0 | 0
Commercial_Grocery_New_Food Preparation_Natural Gas_Broiler_E6_Codes & Standards Forecast | Commercial | Grocery | New | Food Preparation | Natural Gas | Broiler | E6 |  | Codes & Standards Forecast | 0 | 0 | 0 | 0 | 0 | 0 | 0 | 0 | 0 | 0 | 0 | 0 | 0 | 0 | 0 | 0 | 0 | 0 | 0 | 0 | 0 | 0 | 0 | 0 | 0 | 0 | 0 | 0 | 0 | 0 | 0 | 0 | 0 | 0 | 0 | 0 | 0 | 0 | 0 | 0 | 0 | 0 | 0 | 0 | 0 | 0 | 0 | 0 | 0 | 0 | 0
Commercial_Grocery_New_Food Preparation_Natural Gas_Broiler_E7_Codes & Standards Forecast | Commercial | Grocery | New | Food Preparation | Natural Gas | Broiler | E7 |  | Codes & Standards Forecast | 0 | 0 | 0 | 0 | 0 | 0 | 0 | 0 | 0 | 0 | 0 | 0 | 0 | 0 | 0 | 0 | 0 | 0 | 0 | 0 | 0 | 0 | 0 | 0 | 0 | 0 | 0 | 0 | 0 | 0 | 0 | 0 | 0 | 0 | 0 | 0 | 0 | 0 | 0 | 0 | 0 | 0 | 0 | 0 | 0 | 0 | 0 | 0 | 0 | 0 | 0
Commercial_Grocery_New_Food Preparation_Natural Gas_Broiler_E8_Codes & Standards Forecast | Commercial | Grocery | New | Food Preparation | Natural Gas | Broiler | E8 |  | Codes & Standards Forecast | 0 | 0 | 0 | 0 | 0 | 0 | 0 | 0 | 0 | 0 | 0 | 0 | 0 | 0 | 0 | 0 | 0 | 0 | 0 | 0 | 0 | 0 | 0 | 0 | 0 | 0 | 0 | 0 | 0 | 0 | 0 | 0 | 0 | 0 | 0 | 0 | 0 | 0 | 0 | 0 | 0 | 0 | 0 | 0 | 0 | 0 | 0 | 0 | 0 | 0 | 0
Commercial_Grocery_New_Food Preparation_Natural Gas_Broiler_E9_Codes & Standards Forecast | Commercial | Grocery | New | Food Preparation | Natural Gas | Broiler | E9 |  | Codes & Standards Forecast | 0 | 0 | 0 | 0 | 0 | 0 | 0 | 0 | 0 | 0 | 0 | 0 | 0 | 0 | 0 | 0 | 0 | 0 | 0 | 0 | 0 | 0 | 0 | 0 | 0 | 0 | 0 | 0 | 0 | 0 | 0 | 0 | 0 | 0 | 0 | 0 | 0 | 0 | 0 | 0 | 0 | 0 | 0 | 0 | 0 | 0 | 0 | 0 | 0 | 0 | 0
Commercial_Grocery_New_Food Preparation_Natural Gas_Broiler_E10_Codes & Standards Forecast | Commercial | Grocery | New | Food Preparation | Natural Gas | Broiler | E10 |  | Codes & Standards Forecast | 0 | 0 | 0 | 0 | 0 | 0 | 0 | 0 | 0 | 0 | 0 | 0 | 0 | 0 | 0 | 0 | 0 | 0 | 0 | 0 | 0 | 0 | 0 | 0 | 0 | 0 | 0 | 0 | 0 | 0 | 0 | 0 | 0 | 0 | 0 | 0 | 0 | 0 | 0 | 0 | 0 | 0 | 0 | 0 | 0 | 0 | 0 | 0 | 0 | 0 | 0
Commercial_Grocery_New_Food Preparation_Natural Gas_Broiler_Vintage_Codes & Standards Forecast | Commercial | Grocery | New | Food Preparation | Natural Gas | Broiler | Vintage |  | Codes & Standards Forecast | 0 | 0 | 0 | 0 | 0 | 0 | 0 | 0 | 0 | 0 | 0 | 0 | 0 | 0 | 0 | 0 | 0 | 0 | 0 | 0 | 0 | 0 | 0 | 0 | 0 | 0 | 0 | 0 | 0 | 0 | 0 | 0 | 0 | 0 | 0 | 0 | 0 | 0 | 0 | 0 | 0 | 0 | 0 | 0 | 0 | 0 | 0 | 0 | 0 | 0 | 0
Commercial_Grocery_New_Food Preparation_Natural Gas_Griddle_E1_Codes & Standards Forecast | Commercial | Grocery | New | Food Preparation | Natural Gas | Griddle | E1 |  | Codes & Standards Forecast | 0 | 2521.8467 | 14685.65 | 14685.65 | 14685.65 | 14685.65 | 14685.65 | 14685.65 | 14685.65 | 14685.65 | 14685.65 | 14685.65 | 14181.2807 | 11345.0246 | 9076.0196 | 7260.8157 | 5808.6526 | 3985.8351 | 0 | 0 | 0 | 0 | 0 | 0 | 0 | 0 | 0 | 0 | 0 | 0 | 0 | 0 | 0 | 0 | 0 | 0 | 0 | 0 | 0 | 0 | 0 | 0 | 0 | 0 | 0 | 0 | 0 | 0 | 0 | 0 | 0
Commercial_Grocery_New_Food Preparation_Natural Gas_Griddle_E2_Codes & Standards Forecast | Commercial | Grocery | New | Food Preparation | Natural Gas | Griddle | E2 |  | Codes & Standards Forecast | 0 | 0 | 0 | 7773.5223 | 17067.9235 | 26646.6542 | 36273.5195 | 44605.5404 | 52820.7924 | 61228.3349 | 69772.7325 | 78252.2197 | 87103.4488 | 98172.7919 | 108686.7849 | 118722.0411 | 128441.8936 | 138339.5183 | 150079.4256 | 157583.3105 | 165090.8822 | 172750.4724 | 180509.8872 | 188351.4019 | 196277.16 | 204225.2488 | 212204.4094 | 220188.9443 | 228208.7027 | 236245.9426 | 244342.9808 | 252445.9048 | 255888.1009 | 0 | 0 | 0 | 0 | 0 | 0 | 0 | 0 | 0 | 0 | 0 | 0 | 0 | 0 | 0 | 0 | 0 | 0
Commercial_Grocery_New_Food Preparation_Natural Gas_Griddle_E3_Codes & Standards Forecast | Commercial | Grocery | New | Food Preparation | Natural Gas | Griddle | E3 |  | Codes & Standards Forecast | 0 | 0 | 0 | 0 | 0 | 0 | 0 | 0 | 0 | 0 | 0 | 0 | 0 | 0 | 0 | 0 | 0 | 0 | 0 | 0 | 0 | 0 | 0 | 0 | 0 | 0 | 0 | 0 | 0 | 0 | 0 | 0 | 0 | 0 | 0 | 0 | 0 | 0 | 0 | 0 | 0 | 0 | 0 | 0 | 0 | 0 | 0 | 0 | 0 | 0 | 0
Commercial_Grocery_New_Food Preparation_Natural Gas_Griddle_E4_Codes & Standards Forecast | Commercial | Grocery | New | Food Preparation | Natural Gas | Griddle | E4 |  | Codes & Standards Forecast | 0 | 0 | 0 | 0 | 0 | 0 | 0 | 0 | 0 | 0 | 0 | 0 | 0 | 0 | 0 | 0 | 0 | 0 | 0 | 0 | 0 | 0 | 0 | 0 | 0 | 0 | 0 | 0 | 0 | 0 | 0 | 0 | 0 | 0 | 0 | 0 | 0 | 0 | 0 | 0 | 0 | 0 | 0 | 0 | 0 | 0 | 0 | 0 | 0 | 0 | 0
Commercial_Grocery_New_Food Preparation_Natural Gas_Griddle_E5_Codes & Standards Forecast | Commercial | Grocery | New | Food Preparation | Natural Gas | Griddle | E5 |  | Codes & Standards Forecast | 0 | 0 | 0 | 0 | 0 | 0 | 0 | 0 | 0 | 0 | 0 | 0 | 0 | 0 | 0 | 0 | 0 | 0 | 0 | 0 | 0 | 0 | 0 | 0 | 0 | 0 | 0 | 0 | 0 | 0 | 0 | 0 | 0 | 0 | 0 | 0 | 0 | 0 | 0 | 0 | 0 | 0 | 0 | 0 | 0 | 0 | 0 | 0 | 0 | 0 | 0
Commercial_Grocery_New_Food Preparation_Natural Gas_Griddle_E6_Codes & Standards Forecast | Commercial | Grocery | New | Food Preparation | Natural Gas | Griddle | E6 |  | Codes & Standards Forecast | 0 | 0 | 0 | 0 | 0 | 0 | 0 | 0 | 0 | 0 | 0 | 0 | 0 | 0 | 0 | 0 | 0 | 0 | 0 | 0 | 0 | 0 | 0 | 0 | 0 | 0 | 0 | 0 | 0 | 0 | 0 | 0 | 0 | 0 | 0 | 0 | 0 | 0 | 0 | 0 | 0 | 0 | 0 | 0 | 0 | 0 | 0 | 0 | 0 | 0 | 0
Commercial_Grocery_New_Food Preparation_Natural Gas_Griddle_E7_Codes & Standards Forecast | Commercial | Grocery | New | Food Preparation | Natural Gas | Griddle | E7 |  | Codes & Standards Forecast | 0 | 0 | 0 | 0 | 0 | 0 | 0 | 0 | 0 | 0 | 0 | 0 | 0 | 0 | 0 | 0 | 0 | 0 | 0 | 0 | 0 | 0 | 0 | 0 | 0 | 0 | 0 | 0 | 0 | 0 | 0 | 0 | 0 | 0 | 0 | 0 | 0 | 0 | 0 | 0 | 0 | 0 | 0 | 0 | 0 | 0 | 0 | 0 | 0 | 0 | 0
Commercial_Grocery_New_Food Preparation_Natural Gas_Griddle_E8_Codes & Standards Forecast | Commercial | Grocery | New | Food Preparation | Natural Gas | Griddle | E8 |  | Codes & Standards Forecast | 0 | 0 | 0 | 0 | 0 | 0 | 0 | 0 | 0 | 0 | 0 | 0 | 0 | 0 | 0 | 0 | 0 | 0 | 0 | 0 | 0 | 0 | 0 | 0 | 0 | 0 | 0 | 0 | 0 | 0 | 0 | 0 | 0 | 0 | 0 | 0 | 0 | 0 | 0 | 0 | 0 | 0 | 0 | 0 | 0 | 0 | 0 | 0 | 0 | 0 | 0
Commercial_Grocery_New_Food Preparation_Natural Gas_Griddle_E9_Codes & Standards Forecast | Commercial | Grocery | New | Food Preparation | Natural Gas | Griddle | E9 |  | Codes & Standards Forecast | 0 | 0 | 0 | 0 | 0 | 0 | 0 | 0 | 0 | 0 | 0 | 0 | 0 | 0 | 0 | 0 | 0 | 0 | 0 | 0 | 0 | 0 | 0 | 0 | 0 | 0 | 0 | 0 | 0 | 0 | 0 | 0 | 0 | 0 | 0 | 0 | 0 | 0 | 0 | 0 | 0 | 0 | 0 | 0 | 0 | 0 | 0 | 0 | 0 | 0 | 0
Commercial_Grocery_New_Food Preparation_Natural Gas_Griddle_E10_Codes & Standards Forecast | Commercial | Grocery | New | Food Preparation | Natural Gas | Griddle | E10 |  | Codes & Standards Forecast | 0 | 0 | 0 | 0 | 0 | 0 | 0 | 0 | 0 | 0 | 0 | 0 | 0 | 0 | 0 | 0 | 0 | 0 | 0 | 0 | 0 | 0 | 0 | 0 | 0 | 0 | 0 | 0 | 0 | 0 | 0 | 0 | 0 | 0 | 0 | 0 | 0 | 0 | 0 | 0 | 0 | 0 | 0 | 0 | 0 | 0 | 0 | 0 | 0 | 0 | 0
Commercial_Grocery_New_Food Preparation_Natural Gas_Griddle_Vintage_Codes & Standards Forecast | Commercial | Grocery | New | Food Preparation | Natural Gas | Griddle | Vintage |  | Codes & Standards Forecast | 0 | 0 | 0 | 0 | 0 | 0 | 0 | 0 | 0 | 0 | 0 | 0 | 0 | 0 | 0 | 0 | 0 | 0 | 0 | 0 | 0 | 0 | 0 | 0 | 0 | 0 | 0 | 0 | 0 | 0 | 0 | 0 | 0 | 0 | 0 | 0 | 0 | 0 | 0 | 0 | 0 | 0 | 0 | 0 | 0 | 0 | 0 | 0 | 0 | 0 | 0
Commercial_Grocery_New_Food Preparation_Natural Gas_Range_E1_Codes & Standards Forecast | Commercial | Grocery | New | Food Preparation | Natural Gas | Range | E1 |  | Codes & Standards Forecast | 0 | 2521.8467 | 14685.65 | 22459.1723 | 31753.5736 | 41332.3042 | 50959.1695 | 59291.1905 | 67506.4424 | 75913.9849 | 84458.3825 | 92937.8697 | 101284.7295 | 109517.8165 | 117762.8045 | 125982.8568 | 134250.5462 | 142325.3533 | 150079.4256 | 157583.3105 | 165090.8822 | 172750.4724 | 180509.8872 | 188351.4019 | 196277.16 | 204225.2488 | 212204.4094 | 220188.9443 | 228208.7027 | 236245.9426 | 244342.9808 | 252445.9048 | 255888.1009 | 0 | 0 | 0 | 0 | 0 | 0 | 0 | 0 | 0 | 0 | 0 | 0 | 0 | 0 | 0 | 0 | 0 | 0
Commercial_Grocery_New_Food Preparation_Natural Gas_Range_E2_Codes & Standards Forecast | Commercial | Grocery | New | Food Preparation | Natural Gas | Range | E2 |  | Codes & Standards Forecast | 0 | 0 | 0 | 0 | 0 | 0 | 0 | 0 | 0 | 0 | 0 | 0 | 0 | 0 | 0 | 0 | 0 | 0 | 0 | 0 | 0 | 0 | 0 | 0 | 0 | 0 | 0 | 0 | 0 | 0 | 0 | 0 | 0 | 0 | 0 | 0 | 0 | 0 | 0 | 0 | 0 | 0 | 0 | 0 | 0 | 0 | 0 | 0 | 0 | 0 | 0
Commercial_Grocery_New_Food Preparation_Natural Gas_Range_E3_Codes & Standards Forecast | Commercial | Grocery | New | Food Preparation | Natural Gas | Range | E3 |  | Codes & Standards Forecast | 0 | 0 | 0 | 0 | 0 | 0 | 0 | 0 | 0 | 0 | 0 | 0 | 0 | 0 | 0 | 0 | 0 | 0 | 0 | 0 | 0 | 0 | 0 | 0 | 0 | 0 | 0 | 0 | 0 | 0 | 0 | 0 | 0 | 0 | 0 | 0 | 0 | 0 | 0 | 0 | 0 | 0 | 0 | 0 | 0 | 0 | 0 | 0 | 0 | 0 | 0
Commercial_Grocery_New_Food Preparation_Natural Gas_Range_E4_Codes & Standards Forecast | Commercial | Grocery | New | Food Preparation | Natural Gas | Range | E4 |  | Codes & Standards Forecast | 0 | 0 | 0 | 0 | 0 | 0 | 0 | 0 | 0 | 0 | 0 | 0 | 0 | 0 | 0 | 0 | 0 | 0 | 0 | 0 | 0 | 0 | 0 | 0 | 0 | 0 | 0 | 0 | 0 | 0 | 0 | 0 | 0 | 0 | 0 | 0 | 0 | 0 | 0 | 0 | 0 | 0 | 0 | 0 | 0 | 0 | 0 | 0 | 0 | 0 | 0
Commercial_Grocery_New_Food Preparation_Natural Gas_Range_E5_Codes & Standards Forecast | Commercial | Grocery | New | Food Preparation | Natural Gas | Range | E5 |  | Codes & Standards Forecast | 0 | 0 | 0 | 0 | 0 | 0 | 0 | 0 | 0 | 0 | 0 | 0 | 0 | 0 | 0 | 0 | 0 | 0 | 0 | 0 | 0 | 0 | 0 | 0 | 0 | 0 | 0 | 0 | 0 | 0 | 0 | 0 | 0 | 0 | 0 | 0 | 0 | 0 | 0 | 0 | 0 | 0 | 0 | 0 | 0 | 0 | 0 | 0 | 0 | 0 | 0
Commercial_Grocery_New_Food Preparation_Natural Gas_Range_E6_Codes & Standards Forecast | Commercial | Grocery | New | Food Preparation | Natural Gas | Range | E6 |  | Codes & Standards Forecast | 0 | 0 | 0 | 0 | 0 | 0 | 0 | 0 | 0 | 0 | 0 | 0 | 0 | 0 | 0 | 0 | 0 | 0 | 0 | 0 | 0 | 0 | 0 | 0 | 0 | 0 | 0 | 0 | 0 | 0 | 0 | 0 | 0 | 0 | 0 | 0 | 0 | 0 | 0 | 0 | 0 | 0 | 0 | 0 | 0 | 0 | 0 | 0 | 0 | 0 | 0
Commercial_Grocery_New_Food Preparation_Natural Gas_Range_E7_Codes & Standards Forecast | Commercial | Grocery | New | Food Preparation | Natural Gas | Range | E7 |  | Codes & Standards Forecast | 0 | 0 | 0 | 0 | 0 | 0 | 0 | 0 | 0 | 0 | 0 | 0 | 0 | 0 | 0 | 0 | 0 | 0 | 0 | 0 | 0 | 0 | 0 | 0 | 0 | 0 | 0 | 0 | 0 | 0 | 0 | 0 | 0 | 0 | 0 | 0 | 0 | 0 | 0 | 0 | 0 | 0 | 0 | 0 | 0 | 0 | 0 | 0 | 0 | 0 | 0
Commercial_Grocery_New_Food Preparation_Natural Gas_Range_E8_Codes & Standards Forecast | Commercial | Grocery | New | Food Preparation | Natural Gas | Range | E8 |  | Codes & Standards Forecast | 0 | 0 | 0 | 0 | 0 | 0 | 0 | 0 | 0 | 0 | 0 | 0 | 0 | 0 | 0 | 0 | 0 | 0 | 0 | 0 | 0 | 0 | 0 | 0 | 0 | 0 | 0 | 0 | 0 | 0 | 0 | 0 | 0 | 0 | 0 | 0 | 0 | 0 | 0 | 0 | 0 | 0 | 0 | 0 | 0 | 0 | 0 | 0 | 0 | 0 | 0
Commercial_Grocery_New_Food Preparation_Natural Gas_Range_E9_Codes & Standards Forecast | Commercial | Grocery | New | Food Preparation | Natural Gas | Range | E9 |  | Codes & Standards Forecast | 0 | 0 | 0 | 0 | 0 | 0 | 0 | 0 | 0 | 0 | 0 | 0 | 0 | 0 | 0 | 0 | 0 | 0 | 0 | 0 | 0 | 0 | 0 | 0 | 0 | 0 | 0 | 0 | 0 | 0 | 0 | 0 | 0 | 0 | 0 | 0 | 0 | 0 | 0 | 0 | 0 | 0 | 0 | 0 | 0 | 0 | 0 | 0 | 0 | 0 | 0
Commercial_Grocery_New_Food Preparation_Natural Gas_Range_E10_Codes & Standards Forecast | Commercial | Grocery | New | Food Preparation | Natural Gas | Range | E10 |  | Codes & Standards Forecast | 0 | 0 | 0 | 0 | 0 | 0 | 0 | 0 | 0 | 0 | 0 | 0 | 0 | 0 | 0 | 0 | 0 | 0 | 0 | 0 | 0 | 0 | 0 | 0 | 0 | 0 | 0 | 0 | 0 | 0 | 0 | 0 | 0 | 0 | 0 | 0 | 0 | 0 | 0 | 0 | 0 | 0 | 0 | 0 | 0 | 0 | 0 | 0 | 0 | 0 | 0
Commercial_Grocery_New_Food Preparation_Natural Gas_Range_Vintage_Codes & Standards Forecast | Commercial | Grocery | New | Food Preparation | Natural Gas | Range | Vintage |  | Codes & Standards Forecast | 0 | 0 | 0 | 0 | 0 | 0 | 0 | 0 | 0 | 0 | 0 | 0 | 0 | 0 | 0 | 0 | 0 | 0 | 0 | 0 | 0 | 0 | 0 | 0 | 0 | 0 | 0 | 0 | 0 | 0 | 0 | 0 | 0 | 0 | 0 | 0 | 0 | 0 | 0 | 0 | 0 | 0 | 0 | 0 | 0 | 0 | 0 | 0 | 0 | 0 | 0
Commercial_Grocery_New_Food Preparation_Natural Gas_Steamer_E1_Codes & Standards Forecast | Commercial | Grocery | New | Food Preparation | Natural Gas | Steamer | E1 |  | Codes & Standards Forecast | 0 | 123.9217 | 721.6421 | 721.6421 | 721.6421 | 721.6421 | 721.6421 | 721.6421 | 721.6421 | 721.6421 | 707.873 | 629.2205 | 559.3071 | 497.1619 | 441.9216 | 392.8192 | 349.1727 | 310.3757 | 275.8895 | 207.0739 | 0 | 0 | 0 | 0 | 0 | 0 | 0 | 0 | 0 | 0 | 0 | 0 | 0 | 0 | 0 | 0 | 0 | 0 | 0 | 0 | 0 | 0 | 0 | 0 | 0 | 0 | 0 | 0 | 0 | 0 | 0
Commercial_Grocery_New_Food Preparation_Natural Gas_Steamer_E2_Codes & Standards Forecast | Commercial | Grocery | New | Food Preparation | Natural Gas | Steamer | E2 |  | Codes & Standards Forecast | 0 | 0 | 0 | 381.9852 | 838.7053 | 1309.3971 | 1782.4542 | 2191.8837 | 2595.5751 | 3008.7156 | 3442.3502 | 3937.6785 | 4417.7505 | 4884.4636 | 5344.8565 | 5797.8863 | 6247.8011 | 6683.3881 | 7098.9038 | 7536.4548 | 8112.4453 | 8488.8319 | 8870.1239 | 9255.4502 | 9644.9162 | 10035.4795 | 10427.5696 | 10819.9238 | 11214.0088 | 11608.9529 | 12006.8355 | 12405.0072 | 12574.1542 | 0 | 0 | 0 | 0 | 0 | 0 | 0 | 0 | 0 | 0 | 0 | 0 | 0 | 0 | 0 | 0 | 0 | 0
Commercial_Grocery_New_Food Preparation_Natural Gas_Steamer_E3_Codes & Standards Forecast | Commercial | Grocery | New | Food Preparation | Natural Gas | Steamer | E3 |  | Codes & Standards Forecast | 0 | 0 | 0 | 0 | 0 | 0 | 0 | 0 | 0 | 0 | 0 | 0 | 0 | 0 | 0 | 0 | 0 | 0 | 0 | 0 | 0 | 0 | 0 | 0 | 0 | 0 | 0 | 0 | 0 | 0 | 0 | 0 | 0 | 0 | 0 | 0 | 0 | 0 | 0 | 0 | 0 | 0 | 0 | 0 | 0 | 0 | 0 | 0 | 0 | 0 | 0
Commercial_Grocery_New_Food Preparation_Natural Gas_Steamer_E4_Codes & Standards Forecast | Commercial | Grocery | New | Food Preparation | Natural Gas | Steamer | E4 |  | Codes & Standards Forecast | 0 | 0 | 0 | 0 | 0 | 0 | 0 | 0 | 0 | 0 | 0 | 0 | 0 | 0 | 0 | 0 | 0 | 0 | 0 | 0 | 0 | 0 | 0 | 0 | 0 | 0 | 0 | 0 | 0 | 0 | 0 | 0 | 0 | 0 | 0 | 0 | 0 | 0 | 0 | 0 | 0 | 0 | 0 | 0 | 0 | 0 | 0 | 0 | 0 | 0 | 0
Commercial_Grocery_New_Food Preparation_Natural Gas_Steamer_E5_Codes & Standards Forecast | Commercial | Grocery | New | Food Preparation | Natural Gas | Steamer | E5 |  | Codes & Standards Forecast | 0 | 0 | 0 | 0 | 0 | 0 | 0 | 0 | 0 | 0 | 0 | 0 | 0 | 0 | 0 | 0 | 0 | 0 | 0 | 0 | 0 | 0 | 0 | 0 | 0 | 0 | 0 | 0 | 0 | 0 | 0 | 0 | 0 | 0 | 0 | 0 | 0 | 0 | 0 | 0 | 0 | 0 | 0 | 0 | 0 | 0 | 0 | 0 | 0 | 0 | 0
Commercial_Grocery_New_Food Preparation_Natural Gas_Steamer_E6_Codes & Standards Forecast | Commercial | Grocery | New | Food Preparation | Natural Gas | Steamer | E6 |  | Codes & Standards Forecast | 0 | 0 | 0 | 0 | 0 | 0 | 0 | 0 | 0 | 0 | 0 | 0 | 0 | 0 | 0 | 0 | 0 | 0 | 0 | 0 | 0 | 0 | 0 | 0 | 0 | 0 | 0 | 0 | 0 | 0 | 0 | 0 | 0 | 0 | 0 | 0 | 0 | 0 | 0 | 0 | 0 | 0 | 0 | 0 | 0 | 0 | 0 | 0 | 0 | 0 | 0
Commercial_Grocery_New_Food Preparation_Natural Gas_Steamer_E7_Codes & Standards Forecast | Commercial | Grocery | New | Food Preparation | Natural Gas | Steamer | E7 |  | Codes & Standards Forecast | 0 | 0 | 0 | 0 | 0 | 0 | 0 | 0 | 0 | 0 | 0 | 0 | 0 | 0 | 0 | 0 | 0 | 0 | 0 | 0 | 0 | 0 | 0 | 0 | 0 | 0 | 0 | 0 | 0 | 0 | 0 | 0 | 0 | 0 | 0 | 0 | 0 | 0 | 0 | 0 | 0 | 0 | 0 | 0 | 0 | 0 | 0 | 0 | 0 | 0 | 0
Commercial_Grocery_New_Food Preparation_Natural Gas_Steamer_E8_Codes & Standards Forecast | Commercial | Grocery | New | Food Preparation | Natural Gas | Steamer | E8 |  | Codes & Standards Forecast | 0 | 0 | 0 | 0 | 0 | 0 | 0 | 0 | 0 | 0 | 0 | 0 | 0 | 0 | 0 | 0 | 0 | 0 | 0 | 0 | 0 | 0 | 0 | 0 | 0 | 0 | 0 | 0 | 0 | 0 | 0 | 0 | 0 | 0 | 0 | 0 | 0 | 0 | 0 | 0 | 0 | 0 | 0 | 0 | 0 | 0 | 0 | 0 | 0 | 0 | 0
Commercial_Grocery_New_Food Preparation_Natural Gas_Steamer_E9_Codes & Standards Forecast | Commercial | Grocery | New | Food Preparation | Natural Gas | Steamer | E9 |  | Codes & Standards Forecast | 0 | 0 | 0 | 0 | 0 | 0 | 0 | 0 | 0 | 0 | 0 | 0 | 0 | 0 | 0 | 0 | 0 | 0 | 0 | 0 | 0 | 0 | 0 | 0 | 0 | 0 | 0 | 0 | 0 | 0 | 0 | 0 | 0 | 0 | 0 | 0 | 0 | 0 | 0 | 0 | 0 | 0 | 0 | 0 | 0 | 0 | 0 | 0 | 0 | 0 | 0
Commercial_Grocery_New_Food Preparation_Natural Gas_Steamer_E10_Codes & Standards Forecast | Commercial | Grocery | New | Food Preparation | Natural Gas | Steamer | E10 |  | Codes & Standards Forecast | 0 | 0 | 0 | 0 | 0 | 0 | 0 | 0 | 0 | 0 | 0 | 0 | 0 | 0 | 0 | 0 | 0 | 0 | 0 | 0 | 0 | 0 | 0 | 0 | 0 | 0 | 0 | 0 | 0 | 0 | 0 | 0 | 0 | 0 | 0 | 0 | 0 | 0 | 0 | 0 | 0 | 0 | 0 | 0 | 0 | 0 | 0 | 0 | 0 | 0 | 0
Commercial_Grocery_New_Food Preparation_Natural Gas_Steamer_Vintage_Codes & Standards Forecast | Commercial | Grocery | New | Food Preparation | Natural Gas | Steamer | Vintage |  | Codes & Standards Forecast | 0 | 0 | 0 | 0 | 0 | 0 | 0 | 0 | 0 | 0 | 0 | 0 | 0 | 0 | 0 | 0 | 0 | 0 | 0 | 0 | 0 | 0 | 0 | 0 | 0 | 0 | 0 | 0 | 0 | 0 | 0 | 0 | 0 | 0 | 0 | 0 | 0 | 0 | 0 | 0 | 0 | 0 | 0 | 0 | 0 | 0 | 0 | 0 | 0 | 0 | 0
Commercial_Grocery_New_Food Preparation_Natural Gas_Food Prep Other_E1_Codes & Standards Forecast | Commercial | Grocery | New | Food Preparation | Natural Gas | Food Prep Other | E1 |  | Codes & Standards Forecast | 0 | 0 | 0 | 0 | 0 | 0 | 0 | 0 | 0 | 0 | 0 | 0 | 0 | 0 | 0 | 0 | 0 | 0 | 0 | 0 | 0 | 0 | 0 | 0 | 0 | 0 | 0 | 0 | 0 | 0 | 0 | 0 | 0 | 0 | 0 | 0 | 0 | 0 | 0 | 0 | 0 | 0 | 0 | 0 | 0 | 0 | 0 | 0 | 0 | 0 | 0
Commercial_Grocery_New_Food Preparation_Natural Gas_Food Prep Other_E2_Codes & Standards Forecast | Commercial | Grocery | New | Food Preparation | Natural Gas | Food Prep Other | E2 |  | Codes & Standards Forecast | 0 | 0 | 0 | 0 | 0 | 0 | 0 | 0 | 0 | 0 | 0 | 0 | 0 | 0 | 0 | 0 | 0 | 0 | 0 | 0 | 0 | 0 | 0 | 0 | 0 | 0 | 0 | 0 | 0 | 0 | 0 | 0 | 0 | 0 | 0 | 0 | 0 | 0 | 0 | 0 | 0 | 0 | 0 | 0 | 0 | 0 | 0 | 0 | 0 | 0 | 0
Commercial_Grocery_New_Food Preparation_Natural Gas_Food Prep Other_E3_Codes & Standards Forecast | Commercial | Grocery | New | Food Preparation | Natural Gas | Food Prep Other | E3 |  | Codes & Standards Forecast | 0 | 0 | 0 | 0 | 0 | 0 | 0 | 0 | 0 | 0 | 0 | 0 | 0 | 0 | 0 | 0 | 0 | 0 | 0 | 0 | 0 | 0 | 0 | 0 | 0 | 0 | 0 | 0 | 0 | 0 | 0 | 0 | 0 | 0 | 0 | 0 | 0 | 0 | 0 | 0 | 0 | 0 | 0 | 0 | 0 | 0 | 0 | 0 | 0 | 0 | 0
Commercial_Grocery_New_Food Preparation_Natural Gas_Food Prep Other_E4_Codes & Standards Forecast | Commercial | Grocery | New | Food Preparation | Natural Gas | Food Prep Other | E4 |  | Codes & Standards Forecast | 0 | 0 | 0 | 0 | 0 | 0 | 0 | 0 | 0 | 0 | 0 | 0 | 0 | 0 | 0 | 0 | 0 | 0 | 0 | 0 | 0 | 0 | 0 | 0 | 0 | 0 | 0 | 0 | 0 | 0 | 0 | 0 | 0 | 0 | 0 | 0 | 0 | 0 | 0 | 0 | 0 | 0 | 0 | 0 | 0 | 0 | 0 | 0 | 0 | 0 | 0
Commercial_Grocery_New_Food Preparation_Natural Gas_Food Prep Other_E5_Codes & Standards Forecast | Commercial | Grocery | New | Food Preparation | Natural Gas | Food Prep Other | E5 |  | Codes & Standards Forecast | 0 | 0 | 0 | 0 | 0 | 0 | 0 | 0 | 0 | 0 | 0 | 0 | 0 | 0 | 0 | 0 | 0 | 0 | 0 | 0 | 0 | 0 | 0 | 0 | 0 | 0 | 0 | 0 | 0 | 0 | 0 | 0 | 0 | 0 | 0 | 0 | 0 | 0 | 0 | 0 | 0 | 0 | 0 | 0 | 0 | 0 | 0 | 0 | 0 | 0 | 0
Commercial_Grocery_New_Food Preparation_Natural Gas_Food Prep Other_E6_Codes & Standards Forecast | Commercial | Grocery | New | Food Preparation | Natural Gas | Food Prep Other | E6 |  | Codes & Standards Forecast | 0 | 0 | 0 | 0 | 0 | 0 | 0 | 0 | 0 | 0 | 0 | 0 | 0 | 0 | 0 | 0 | 0 | 0 | 0 | 0 | 0 | 0 | 0 | 0 | 0 | 0 | 0 | 0 | 0 | 0 | 0 | 0 | 0 | 0 | 0 | 0 | 0 | 0 | 0 | 0 | 0 | 0 | 0 | 0 | 0 | 0 | 0 | 0 | 0 | 0 | 0
Commercial_Grocery_New_Food Preparation_Natural Gas_Food Prep Other_E7_Codes & Standards Forecast | Commercial | Grocery | New | Food Preparation | Natural Gas | Food Prep Other | E7 |  | Codes & Standards Forecast | 0 | 0 | 0 | 0 | 0 | 0 | 0 | 0 | 0 | 0 | 0 | 0 | 0 | 0 | 0 | 0 | 0 | 0 | 0 | 0 | 0 | 0 | 0 | 0 | 0 | 0 | 0 | 0 | 0 | 0 | 0 | 0 | 0 | 0 | 0 | 0 | 0 | 0 | 0 | 0 | 0 | 0 | 0 | 0 | 0 | 0 | 0 | 0 | 0 | 0 | 0
Commercial_Grocery_New_Food Preparation_Natural Gas_Food Prep Other_E8_Codes & Standards Forecast | Commercial | Grocery | New | Food Preparation | Natural Gas | Food Prep Other | E8 |  | Codes & Standards Forecast | 0 | 0 | 0 | 0 | 0 | 0 | 0 | 0 | 0 | 0 | 0 | 0 | 0 | 0 | 0 | 0 | 0 | 0 | 0 | 0 | 0 | 0 | 0 | 0 | 0 | 0 | 0 | 0 | 0 | 0 | 0 | 0 | 0 | 0 | 0 | 0 | 0 | 0 | 0 | 0 | 0 | 0 | 0 | 0 | 0 | 0 | 0 | 0 | 0 | 0 | 0
Commercial_Grocery_New_Food Preparation_Natural Gas_Food Prep Other_E9_Codes & Standards Forecast | Commercial | Grocery | New | Food Preparation | Natural Gas | Food Prep Other | E9 |  | Codes & Standards Forecast | 0 | 0 | 0 | 0 | 0 | 0 | 0 | 0 | 0 | 0 | 0 | 0 | 0 | 0 | 0 | 0 | 0 | 0 | 0 | 0 | 0 | 0 | 0 | 0 | 0 | 0 | 0 | 0 | 0 | 0 | 0 | 0 | 0 | 0 | 0 | 0 | 0 | 0 | 0 | 0 | 0 | 0 | 0 | 0 | 0 | 0 | 0 | 0 | 0 | 0 | 0
Commercial_Grocery_New_Food Preparation_Natural Gas_Food Prep Other_E10_Codes & Standards Forecast | Commercial | Grocery | New | Food Preparation | Natural Gas | Food Prep Other | E10 |  | Codes & Standards Forecast | 0 | 0 | 0 | 0 | 0 | 0 | 0 | 0 | 0 | 0 | 0 | 0 | 0 | 0 | 0 | 0 | 0 | 0 | 0 | 0 | 0 | 0 | 0 | 0 | 0 | 0 | 0 | 0 | 0 | 0 | 0 | 0 | 0 | 0 | 0 | 0 | 0 | 0 | 0 | 0 | 0 | 0 | 0 | 0 | 0 | 0 | 0 | 0 | 0 | 0 | 0
Commercial_Grocery_New_Food Preparation_Natural Gas_Food Prep Other_Vintage_Codes & Standards Forecast | Commercial | Grocery | New | Food Preparation | Natural Gas | Food Prep Other | Vintage |  | Codes & Standards Forecast | 0 | 0 | 0 | 0 | 0 | 0 | 0 | 0 | 0 | 0 | 0 | 0 | 0 | 0 | 0 | 0 | 0 | 0 | 0 | 0 | 0 | 0 | 0 | 0 | 0 | 0 | 0 | 0 | 0 | 0 | 0 | 0 | 0 | 0 | 0 | 0 | 0 | 0 | 0 | 0 | 0 | 0 | 0 | 0 | 0 | 0 | 0 | 0 | 0 | 0 | 0
Commercial_Grocery_New_Miscellaneous_Natural Gas_Pool Heater_E1_Codes & Standards Forecast | Commercial | Grocery | New | Miscellaneous | Natural Gas | Pool Heater | E1 |  | Codes & Standards Forecast | 0 | 0 | 0 | 0 | 0 | 0 | 0 | 0 | 0 | 0 | 0 | 0 | 0 | 0 | 0 | 0 | 0 | 0 | 0 | 0 | 0 | 0 | 0 | 0 | 0 | 0 | 0 | 0 | 0 | 0 | 0 | 0 | 0 | 0 | 0 | 0 | 0 | 0 | 0 | 0 | 0 | 0 | 0 | 0 | 0 | 0 | 0 | 0 | 0 | 0 | 0
Commercial_Grocery_New_Miscellaneous_Natural Gas_Pool Heater_E2_Codes & Standards Forecast | Commercial | Grocery | New | Miscellaneous | Natural Gas | Pool Heater | E2 |  | Codes & Standards Forecast | 0 | 0 | 0 | 0 | 0 | 0 | 0 | 0 | 0 | 0 | 0 | 0 | 0 | 0 | 0 | 0 | 0 | 0 | 0 | 0 | 0 | 0 | 0 | 0 | 0 | 0 | 0 | 0 | 0 | 0 | 0 | 0 | 0 | 0 | 0 | 0 | 0 | 0 | 0 | 0 | 0 | 0 | 0 | 0 | 0 | 0 | 0 | 0 | 0 | 0 | 0
Commercial_Grocery_New_Miscellaneous_Natural Gas_Pool Heater_E3_Codes & Standards Forecast | Commercial | Grocery | New | Miscellaneous | Natural Gas | Pool Heater | E3 |  | Codes & Standards Forecast | 0 | 0 | 0 | 0 | 0 | 0 | 0 | 0 | 0 | 0 | 0 | 0 | 0 | 0 | 0 | 0 | 0 | 0 | 0 | 0 | 0 | 0 | 0 | 0 | 0 | 0 | 0 | 0 | 0 | 0 | 0 | 0 | 0 | 0 | 0 | 0 | 0 | 0 | 0 | 0 | 0 | 0 | 0 | 0 | 0 | 0 | 0 | 0 | 0 | 0 | 0
Commercial_Grocery_New_Miscellaneous_Natural Gas_Pool Heater_E4_Codes & Standards Forecast | Commercial | Grocery | New | Miscellaneous | Natural Gas | Pool Heater | E4 |  | Codes & Standards Forecast | 0 | 0 | 0 | 0 | 0 | 0 | 0 | 0 | 0 | 0 | 0 | 0 | 0 | 0 | 0 | 0 | 0 | 0 | 0 | 0 | 0 | 0 | 0 | 0 | 0 | 0 | 0 | 0 | 0 | 0 | 0 | 0 | 0 | 0 | 0 | 0 | 0 | 0 | 0 | 0 | 0 | 0 | 0 | 0 | 0 | 0 | 0 | 0 | 0 | 0 | 0
Commercial_Grocery_New_Miscellaneous_Natural Gas_Pool Heater_E5_Codes & Standards Forecast | Commercial | Grocery | New | Miscellaneous | Natural Gas | Pool Heater | E5 |  | Codes & Standards Forecast | 0 | 0 | 0 | 0 | 0 | 0 | 0 | 0 | 0 | 0 | 0 | 0 | 0 | 0 | 0 | 0 | 0 | 0 | 0 | 0 | 0 | 0 | 0 | 0 | 0 | 0 | 0 | 0 | 0 | 0 | 0 | 0 | 0 | 0 | 0 | 0 | 0 | 0 | 0 | 0 | 0 | 0 | 0 | 0 | 0 | 0 | 0 | 0 | 0 | 0 | 0
Commercial_Grocery_New_Miscellaneous_Natural Gas_Pool Heater_E6_Codes & Standards Forecast | Commercial | Grocery | New | Miscellaneous | Natural Gas | Pool Heater | E6 |  | Codes & Standards Forecast | 0 | 0 | 0 | 0 | 0 | 0 | 0 | 0 | 0 | 0 | 0 | 0 | 0 | 0 | 0 | 0 | 0 | 0 | 0 | 0 | 0 | 0 | 0 | 0 | 0 | 0 | 0 | 0 | 0 | 0 | 0 | 0 | 0 | 0 | 0 | 0 | 0 | 0 | 0 | 0 | 0 | 0 | 0 | 0 | 0 | 0 | 0 | 0 | 0 | 0 | 0
Commercial_Grocery_New_Miscellaneous_Natural Gas_Pool Heater_E7_Codes & Standards Forecast | Commercial | Grocery | New | Miscellaneous | Natural Gas | Pool Heater | E7 |  | Codes & Standards Forecast | 0 | 0 | 0 | 0 | 0 | 0 | 0 | 0 | 0 | 0 | 0 | 0 | 0 | 0 | 0 | 0 | 0 | 0 | 0 | 0 | 0 | 0 | 0 | 0 | 0 | 0 | 0 | 0 | 0 | 0 | 0 | 0 | 0 | 0 | 0 | 0 | 0 | 0 | 0 | 0 | 0 | 0 | 0 | 0 | 0 | 0 | 0 | 0 | 0 | 0 | 0
Commercial_Grocery_New_Miscellaneous_Natural Gas_Pool Heater_E8_Codes & Standards Forecast | Commercial | Grocery | New | Miscellaneous | Natural Gas | Pool Heater | E8 |  | Codes & Standards Forecast | 0 | 0 | 0 | 0 | 0 | 0 | 0 | 0 | 0 | 0 | 0 | 0 | 0 | 0 | 0 | 0 | 0 | 0 | 0 | 0 | 0 | 0 | 0 | 0 | 0 | 0 | 0 | 0 | 0 | 0 | 0 | 0 | 0 | 0 | 0 | 0 | 0 | 0 | 0 | 0 | 0 | 0 | 0 | 0 | 0 | 0 | 0 | 0 | 0 | 0 | 0
Commercial_Grocery_New_Miscellaneous_Natural Gas_Pool Heater_E9_Codes & Standards Forecast | Commercial | Grocery | New | Miscellaneous | Natural Gas | Pool Heater | E9 |  | Codes & Standards Forecast | 0 | 0 | 0 | 0 | 0 | 0 | 0 | 0 | 0 | 0 | 0 | 0 | 0 | 0 | 0 | 0 | 0 | 0 | 0 | 0 | 0 | 0 | 0 | 0 | 0 | 0 | 0 | 0 | 0 | 0 | 0 | 0 | 0 | 0 | 0 | 0 | 0 | 0 | 0 | 0 | 0 | 0 | 0 | 0 | 0 | 0 | 0 | 0 | 0 | 0 | 0
Commercial_Grocery_New_Miscellaneous_Natural Gas_Pool Heater_E10_Codes & Standards Forecast | Commercial | Grocery | New | Miscellaneous | Natural Gas | Pool Heater | E10 |  | Codes & Standards Forecast | 0 | 0 | 0 | 0 | 0 | 0 | 0 | 0 | 0 | 0 | 0 | 0 | 0 | 0 | 0 | 0 | 0 | 0 | 0 | 0 | 0 | 0 | 0 | 0 | 0 | 0 | 0 | 0 | 0 | 0 | 0 | 0 | 0 | 0 | 0 | 0 | 0 | 0 | 0 | 0 | 0 | 0 | 0 | 0 | 0 | 0 | 0 | 0 | 0 | 0 | 0
Commercial_Grocery_New_Miscellaneous_Natural Gas_Pool Heater_Vintage_Codes & Standards Forecast | Commercial | Grocery | New | Miscellaneous | Natural Gas | Pool Heater | Vintage |  | Codes & Standards Forecast | 0 | 0 | 0 | 0 | 0 | 0 | 0 | 0 | 0 | 0 | 0 | 0 | 0 | 0 | 0 | 0 | 0 | 0 | 0 | 0 | 0 | 0 | 0 | 0 | 0 | 0 | 0 | 0 | 0 | 0 | 0 | 0 | 0 | 0 | 0 | 0 | 0 | 0 | 0 | 0 | 0 | 0 | 0 | 0 | 0 | 0 | 0 | 0 | 0 | 0 | 0
Commercial_Grocery_New_Miscellaneous_Natural Gas_Miscellaneous_E1_Codes & Standards Forecast | Commercial | Grocery | New | Miscellaneous | Natural Gas | Miscellaneous | E1 |  | Codes & Standards Forecast | 0 | 17608.6842 | 102541.9073 | 156820.1855 | 221717.9347 | 288601.0013 | 355820.1661 | 413998.1371 | 471360.7736 | 530066.0701 | 589726.9515 | 648934.5993 | 707216.1812 | 764703.35 | 822273.6176 | 879669.7724 | 937398.5505 | 993780.5373 | 1047923.007 | 1100318.5544 | 1152739.8441 | 1206222.597 | 1260402.3704 | 1315155.4024 | 1370496.6609 | 1425993.8428 | 1481707.9811 | 1537459.6459 | 1593457.2571 | 1649576.9328 | 1706114.1464 | 1762692.4581 | 1786727.4411 | 0 | 0 | 0 | 0 | 0 | 0 | 0 | 0 | 0 | 0 | 0 | 0 | 0 | 0 | 0 | 0 | 0 | 0
Commercial_Grocery_New_Miscellaneous_Natural Gas_Miscellaneous_E2_Codes & Standards Forecast | Commercial | Grocery | New | Miscellaneous | Natural Gas | Miscellaneous | E2 |  | Codes & Standards Forecast | 0 | 0 | 0 | 0 | 0 | 0 | 0 | 0 | 0 | 0 | 0 | 0 | 0 | 0 | 0 | 0 | 0 | 0 | 0 | 0 | 0 | 0 | 0 | 0 | 0 | 0 | 0 | 0 | 0 | 0 | 0 | 0 | 0 | 0 | 0 | 0 | 0 | 0 | 0 | 0 | 0 | 0 | 0 | 0 | 0 | 0 | 0 | 0 | 0 | 0 | 0
Commercial_Grocery_New_Miscellaneous_Natural Gas_Miscellaneous_E3_Codes & Standards Forecast | Commercial | Grocery | New | Miscellaneous | Natural Gas | Miscellaneous | E3 |  | Codes & Standards Forecast | 0 | 0 | 0 | 0 | 0 | 0 | 0 | 0 | 0 | 0 | 0 | 0 | 0 | 0 | 0 | 0 | 0 | 0 | 0 | 0 | 0 | 0 | 0 | 0 | 0 | 0 | 0 | 0 | 0 | 0 | 0 | 0 | 0 | 0 | 0 | 0 | 0 | 0 | 0 | 0 | 0 | 0 | 0 | 0 | 0 | 0 | 0 | 0 | 0 | 0 | 0
Commercial_Grocery_New_Miscellaneous_Natural Gas_Miscellaneous_E4_Codes & Standards Forecast | Commercial | Grocery | New | Miscellaneous | Natural Gas | Miscellaneous | E4 |  | Codes & Standards Forecast | 0 | 0 | 0 | 0 | 0 | 0 | 0 | 0 | 0 | 0 | 0 | 0 | 0 | 0 | 0 | 0 | 0 | 0 | 0 | 0 | 0 | 0 | 0 | 0 | 0 | 0 | 0 | 0 | 0 | 0 | 0 | 0 | 0 | 0 | 0 | 0 | 0 | 0 | 0 | 0 | 0 | 0 | 0 | 0 | 0 | 0 | 0 | 0 | 0 | 0 | 0
Commercial_Grocery_New_Miscellaneous_Natural Gas_Miscellaneous_E5_Codes & Standards Forecast | Commercial | Grocery | New | Miscellaneous | Natural Gas | Miscellaneous | E5 |  | Codes & Standards Forecast | 0 | 0 | 0 | 0 | 0 | 0 | 0 | 0 | 0 | 0 | 0 | 0 | 0 | 0 | 0 | 0 | 0 | 0 | 0 | 0 | 0 | 0 | 0 | 0 | 0 | 0 | 0 | 0 | 0 | 0 | 0 | 0 | 0 | 0 | 0 | 0 | 0 | 0 | 0 | 0 | 0 | 0 | 0 | 0 | 0 | 0 | 0 | 0 | 0 | 0 | 0
Commercial_Grocery_New_Miscellaneous_Natural Gas_Miscellaneous_E6_Codes & Standards Forecast | Commercial | Grocery | New | Miscellaneous | Natural Gas | Miscellaneous | E6 |  | Codes & Standards Forecast | 0 | 0 | 0 | 0 | 0 | 0 | 0 | 0 | 0 | 0 | 0 | 0 | 0 | 0 | 0 | 0 | 0 | 0 | 0 | 0 | 0 | 0 | 0 | 0 | 0 | 0 | 0 | 0 | 0 | 0 | 0 | 0 | 0 | 0 | 0 | 0 | 0 | 0 | 0 | 0 | 0 | 0 | 0 | 0 | 0 | 0 | 0 | 0 | 0 | 0 | 0
Commercial_Grocery_New_Miscellaneous_Natural Gas_Miscellaneous_E7_Codes & Standards Forecast | Commercial | Grocery | New | Miscellaneous | Natural Gas | Miscellaneous | E7 |  | Codes & Standards Forecast | 0 | 0 | 0 | 0 | 0 | 0 | 0 | 0 | 0 | 0 | 0 | 0 | 0 | 0 | 0 | 0 | 0 | 0 | 0 | 0 | 0 | 0 | 0 | 0 | 0 | 0 | 0 | 0 | 0 | 0 | 0 | 0 | 0 | 0 | 0 | 0 | 0 | 0 | 0 | 0 | 0 | 0 | 0 | 0 | 0 | 0 | 0 | 0 | 0 | 0 | 0
Commercial_Grocery_New_Miscellaneous_Natural Gas_Miscellaneous_E8_Codes & Standards Forecast | Commercial | Grocery | New | Miscellaneous | Natural Gas | Miscellaneous | E8 |  | Codes & Standards Forecast | 0 | 0 | 0 | 0 | 0 | 0 | 0 | 0 | 0 | 0 | 0 | 0 | 0 | 0 | 0 | 0 | 0 | 0 | 0 | 0 | 0 | 0 | 0 | 0 | 0 | 0 | 0 | 0 | 0 | 0 | 0 | 0 | 0 | 0 | 0 | 0 | 0 | 0 | 0 | 0 | 0 | 0 | 0 | 0 | 0 | 0 | 0 | 0 | 0 | 0 | 0
Commercial_Grocery_New_Miscellaneous_Natural Gas_Miscellaneous_E9_Codes & Standards Forecast | Commercial | Grocery | New | Miscellaneous | Natural Gas | Miscellaneous | E9 |  | Codes & Standards Forecast | 0 | 0 | 0 | 0 | 0 | 0 | 0 | 0 | 0 | 0 | 0 | 0 | 0 | 0 | 0 | 0 | 0 | 0 | 0 | 0 | 0 | 0 | 0 | 0 | 0 | 0 | 0 | 0 | 0 | 0 | 0 | 0 | 0 | 0 | 0 | 0 | 0 | 0 | 0 | 0 | 0 | 0 | 0 | 0 | 0 | 0 | 0 | 0 | 0 | 0 | 0
Commercial_Grocery_New_Miscellaneous_Natural Gas_Miscellaneous_E10_Codes & Standards Forecast | Commercial | Grocery | New | Miscellaneous | Natural Gas | Miscellaneous | E10 |  | Codes & Standards Forecast | 0 | 0 | 0 | 0 | 0 | 0 | 0 | 0 | 0 | 0 | 0 | 0 | 0 | 0 | 0 | 0 | 0 | 0 | 0 | 0 | 0 | 0 | 0 | 0 | 0 | 0 | 0 | 0 | 0 | 0 | 0 | 0 | 0 | 0 | 0 | 0 | 0 | 0 | 0 | 0 | 0 | 0 | 0 | 0 | 0 | 0 | 0 | 0 | 0 | 0 | 0
Commercial_Grocery_New_Miscellaneous_Natural Gas_Miscellaneous_Vintage_Codes & Standards Forecast | Commercial | Grocery | New | Miscellaneous | Natural Gas | Miscellaneous | Vintage |  | Codes & Standards Forecast | 0 | 0 | 0 | 0 | 0 | 0 | 0 | 0 | 0 | 0 | 0 | 0 | 0 | 0 | 0 | 0 | 0 | 0 | 0 | 0 | 0 | 0 | 0 | 0 | 0 | 0 | 0 | 0 | 0 | 0 | 0 | 0 | 0 | 0 | 0 | 0 | 0 | 0 | 0 | 0 | 0 | 0 | 0 | 0 | 0 | 0 | 0 | 0 | 0 | 0 | 0
Commercial_School_Existing_Space Heating_Natural Gas_Furnace_E1_Codes & Standards Forecast | Commercial | School | Existing | Space Heating | Natural Gas | Furnace | E1 |  | Codes & Standards Forecast | 0 | 20228.8032 | 42056.8364 | 65247.9596 | 113517.838 | 113212.7678 | 112943.4509 | 112700.8801 | 112466.5343 | 112233.6394 | 111999.5789 | 111765.8318 | 111534.0769 | 111304.8913 | 111076.8279 | 110849.6689 | 110622.3034 | 110397.5024 | 110178.4235 | 108475.3129 | 105274.4129 | 100573.4217 | 92657.4669 | 85362.7055 | 78640.3954 | 72446.2599 | 66739.0517 | 61480.8384 | 56636.2534 | 52172.8849 | 48060.5501 | 44271.8959 | 34698.0361 | 0 | 0 | 0 | 0 | 0 | 0 | 0 | 0 | 0 | 0 | 0 | 0 | 0 | 0 | 0 | 0 | 0 | 0
Commercial_School_Existing_Space Heating_Natural Gas_Furnace_E2_Codes & Standards Forecast | Commercial | School | Existing | Space Heating | Natural Gas | Furnace | E2 |  | Codes & Standards Forecast | 0 | 0 | 0 | 0 | 0 | 0 | 0 | 0 | 0 | 0 | 0 | 0 | 0 | 0 | 0 | 0 | 0 | 0 | 0 | 0 | 0 | 0 | 0 | 0 | 0 | 0 | 0 | 0 | 0 | 0 | 0 | 0 | 0 | 0 | 0 | 0 | 0 | 0 | 0 | 0 | 0 | 0 | 0 | 0 | 0 | 0 | 0 | 0 | 0 | 0 | 0
Commercial_School_Existing_Space Heating_Natural Gas_Furnace_E3_Codes & Standards Forecast | Commercial | School | Existing | Space Heating | Natural Gas | Furnace | E3 |  | Codes & Standards Forecast | 0 | 0 | 0 | 0 | 0 | 26322.3909 | 53816.1036 | 82391.9191 | 111952.4271 | 142404.2266 | 173660.3512 | 205645.0308 | 238290.7239 | 271534.87 | 305315.3086 | 339576.6756 | 374264.7293 | 409342.2455 | 444780.9235 | 478810.2337 | 511661.4852 | 543529.6465 | 576317.3789 | 606365.1132 | 633884.8157 | 659077.39 | 682125.9729 | 703201.1468 | 722456.3851 | 740035.165 | 756065.2466 | 770670.911 | 804917.7128 | 0 | 0 | 0 | 0 | 0 | 0 | 0 | 0 | 0 | 0 | 0 | 0 | 0 | 0 | 0 | 0 | 0 | 0
Commercial_School_Existing_Space Heating_Natural Gas_Furnace_E4_Codes & Standards Forecast | Commercial | School | Existing | Space Heating | Natural Gas | Furnace | E4 |  | Codes & Standards Forecast | 0 | 0 | 0 | 0 | 0 | 0 | 0 | 0 | 0 | 0 | 0 | 0 | 0 | 0 | 0 | 0 | 0 | 0 | 0 | 0 | 0 | 0 | 0 | 0 | 0 | 0 | 0 | 0 | 0 | 0 | 0 | 0 | 0 | 0 | 0 | 0 | 0 | 0 | 0 | 0 | 0 | 0 | 0 | 0 | 0 | 0 | 0 | 0 | 0 | 0 | 0
Commercial_School_Existing_Space Heating_Natural Gas_Furnace_E5_Codes & Standards Forecast | Commercial | School | Existing | Space Heating | Natural Gas | Furnace | E5 |  | Codes & Standards Forecast | 0 | 0 | 0 | 0 | 0 | 0 | 0 | 0 | 0 | 0 | 0 | 0 | 0 | 0 | 0 | 0 | 0 | 0 | 0 | 0 | 0 | 0 | 0 | 0 | 0 | 0 | 0 | 0 | 0 | 0 | 0 | 0 | 0 | 0 | 0 | 0 | 0 | 0 | 0 | 0 | 0 | 0 | 0 | 0 | 0 | 0 | 0 | 0 | 0 | 0 | 0
Commercial_School_Existing_Space Heating_Natural Gas_Furnace_E6_Codes & Standards Forecast | Commercial | School | Existing | Space Heating | Natural Gas | Furnace | E6 |  | Codes & Standards Forecast | 0 | 0 | 0 | 0 | 0 | 0 | 0 | 0 | 0 | 0 | 0 | 0 | 0 | 0 | 0 | 0 | 0 | 0 | 0 | 0 | 0 | 0 | 0 | 0 | 0 | 0 | 0 | 0 | 0 | 0 | 0 | 0 | 0 | 0 | 0 | 0 | 0 | 0 | 0 | 0 | 0 | 0 | 0 | 0 | 0 | 0 | 0 | 0 | 0 | 0 | 0
Commercial_School_Existing_Space Heating_Natural Gas_Furnace_E7_Codes & Standards Forecast | Commercial | School | Existing | Space Heating | Natural Gas | Furnace | E7 |  | Codes & Standards Forecast | 0 | 0 | 0 | 0 | 0 | 0 | 0 | 0 | 0 | 0 | 0 | 0 | 0 | 0 | 0 | 0 | 0 | 0 | 0 | 0 | 0 | 0 | 0 | 0 | 0 | 0 | 0 | 0 | 0 | 0 | 0 | 0 | 0 | 0 | 0 | 0 | 0 | 0 | 0 | 0 | 0 | 0 | 0 | 0 | 0 | 0 | 0 | 0 | 0 | 0 | 0
Commercial_School_Existing_Space Heating_Natural Gas_Furnace_E8_Codes & Standards Forecast | Commercial | School | Existing | Space Heating | Natural Gas | Furnace | E8 |  | Codes & Standards Forecast | 0 | 0 | 0 | 0 | 0 | 0 | 0 | 0 | 0 | 0 | 0 | 0 | 0 | 0 | 0 | 0 | 0 | 0 | 0 | 0 | 0 | 0 | 0 | 0 | 0 | 0 | 0 | 0 | 0 | 0 | 0 | 0 | 0 | 0 | 0 | 0 | 0 | 0 | 0 | 0 | 0 | 0 | 0 | 0 | 0 | 0 | 0 | 0 | 0 | 0 | 0
Commercial_School_Existing_Space Heating_Natural Gas_Furnace_E9_Codes & Standards Forecast | Commercial | School | Existing | Space Heating | Natural Gas | Furnace | E9 |  | Codes & Standards Forecast | 0 | 0 | 0 | 0 | 0 | 0 | 0 | 0 | 0 | 0 | 0 | 0 | 0 | 0 | 0 | 0 | 0 | 0 | 0 | 0 | 0 | 0 | 0 | 0 | 0 | 0 | 0 | 0 | 0 | 0 | 0 | 0 | 0 | 0 | 0 | 0 | 0 | 0 | 0 | 0 | 0 | 0 | 0 | 0 | 0 | 0 | 0 | 0 | 0 | 0 | 0
Commercial_School_Existing_Space Heating_Natural Gas_Furnace_E10_Codes & Standards Forecast | Commercial | School | Existing | Space Heating | Natural Gas | Furnace | E10 |  | Codes & Standards Forecast | 0 | 0 | 0 | 0 | 0 | 0 | 0 | 0 | 0 | 0 | 0 | 0 | 0 | 0 | 0 | 0 | 0 | 0 | 0 | 0 | 0 | 0 | 0 | 0 | 0 | 0 | 0 | 0 | 0 | 0 | 0 | 0 | 0 | 0 | 0 | 0 | 0 | 0 | 0 | 0 | 0 | 0 | 0 | 0 | 0 | 0 | 0 | 0 | 0 | 0 | 0
Commercial_School_Existing_Space Heating_Natural Gas_Furnace_Vintage_Codes & Standards Forecast | Commercial | School | Existing | Space Heating | Natural Gas | Furnace | Vintage |  | Codes & Standards Forecast | 1013223.7453 | 987839.8884 | 960856.8015 | 931440.2645 | 906458.6894 | 877700.2625 | 848056.0094 | 817543.2264 | 786111.4281 | 753799.9251 | 720674.7885 | 686823.5997 | 652327.3052 | 617253.074 | 581651.5119 | 545576.2425 | 509072.6376 | 472200.0484 | 435011.9897 | 400774.1241 | 369240.0491 | 340184.2199 | 313408.9261 | 288734.7858 | 265996.9315 | 245045.5994 | 225741.2731 | 207955.6476 | 191569.0979 | 176471.9928 | 162562.2403 | 149747.3202 | 138228.2956 | 0 | 0 | 0 | 0 | 0 | 0 | 0 | 0 | 0 | 0 | 0 | 0 | 0 | 0 | 0 | 0 | 0 | 0
Commercial_School_Existing_Space Heating_Natural Gas_Boiler_E1_Codes & Standards Forecast | Commercial | School | Existing | Space Heating | Natural Gas | Boiler | E1 |  | Codes & Standards Forecast | 0 | 45698.1621 | 95009.0874 | 147399.3202 | 261018.8301 | 260317.3627 | 259698.1049 | 259140.3465 | 258601.5001 | 258065.9901 | 257527.7998 | 256990.3301 | 256457.4412 | 255930.46 | 255406.0593 | 254883.738 | 254360.942 | 253844.0427 | 253340.3007 | 252851.0925 | 252369.035 | 248531.7669 | 241313.2915 | 230716.4911 | 212547.5755 | 195806.1987 | 180380.8789 | 166169.0925 | 153075.2519 | 141011.7553 | 129897.0249 | 119657.1316 | 110452.7369 | 0 | 0 | 0 | 0 | 0 | 0 | 0 | 0 | 0 | 0 | 0 | 0 | 0 | 0 | 0 | 0 | 0 | 0
Commercial_School_Existing_Space Heating_Natural Gas_Boiler_E2_Codes & Standards Forecast | Commercial | School | Existing | Space Heating | Natural Gas | Boiler | E2 |  | Codes & Standards Forecast | 0 | 0 | 0 | 0 | 0 | 0 | 0 | 0 | 0 | 0 | 0 | 0 | 0 | 0 | 0 | 0 | 0 | 0 | 0 | 0 | 0 | 0 | 0 | 0 | 0 | 0 | 0 | 0 | 0 | 0 | 0 | 0 | 0 | 0 | 0 | 0 | 0 | 0 | 0 | 0 | 0 | 0 | 0 | 0 | 0 | 0 | 0 | 0 | 0 | 0 | 0
Commercial_School_Existing_Space Heating_Natural Gas_Boiler_E3_Codes & Standards Forecast | Commercial | School | Existing | Space Heating | Natural Gas | Boiler | E3 |  | Codes & Standards Forecast | 0 | 0 | 0 | 0 | 0 | 59463.9672 | 121574.0254 | 186128.623 | 252907.704 | 321700.2697 | 392309.8574 | 464565.2973 | 538314.0092 | 613414.6648 | 689726.8394 | 767125.462 | 845487.9973 | 924730.3533 | 1004788.597 | 1085590.9242 | 1167034.2656 | 1245094.4804 | 1320309.8093 | 1393157.3702 | 1468274.3862 | 1537084.5298 | 1600083.7728 | 1657733.5402 | 1710450.3671 | 1758622.9272 | 1802598.801 | 1842713.8504 | 1915481.5838 | 0 | 0 | 0 | 0 | 0 | 0 | 0 | 0 | 0 | 0 | 0 | 0 | 0 | 0 | 0 | 0 | 0 | 0
Commercial_School_Existing_Space Heating_Natural Gas_Boiler_E4_Codes & Standards Forecast | Commercial | School | Existing | Space Heating | Natural Gas | Boiler | E4 |  | Codes & Standards Forecast | 0 | 0 | 0 | 0 | 0 | 0 | 0 | 0 | 0 | 0 | 0 | 0 | 0 | 0 | 0 | 0 | 0 | 0 | 0 | 0 | 0 | 0 | 0 | 0 | 0 | 0 | 0 | 0 | 0 | 0 | 0 | 0 | 0 | 0 | 0 | 0 | 0 | 0 | 0 | 0 | 0 | 0 | 0 | 0 | 0 | 0 | 0 | 0 | 0 | 0 | 0
Commercial_School_Existing_Space Heating_Natural Gas_Boiler_E5_Codes & Standards Forecast | Commercial | School | Existing | Space Heating | Natural Gas | Boiler | E5 |  | Codes & Standards Forecast | 0 | 0 | 0 | 0 | 0 | 0 | 0 | 0 | 0 | 0 | 0 | 0 | 0 | 0 | 0 | 0 | 0 | 0 | 0 | 0 | 0 | 0 | 0 | 0 | 0 | 0 | 0 | 0 | 0 | 0 | 0 | 0 | 0 | 0 | 0 | 0 | 0 | 0 | 0 | 0 | 0 | 0 | 0 | 0 | 0 | 0 | 0 | 0 | 0 | 0 | 0
Commercial_School_Existing_Space Heating_Natural Gas_Boiler_E6_Codes & Standards Forecast | Commercial | School | Existing | Space Heating | Natural Gas | Boiler | E6 |  | Codes & Standards Forecast | 0 | 0 | 0 | 0 | 0 | 0 | 0 | 0 | 0 | 0 | 0 | 0 | 0 | 0 | 0 | 0 | 0 | 0 | 0 | 0 | 0 | 0 | 0 | 0 | 0 | 0 | 0 | 0 | 0 | 0 | 0 | 0 | 0 | 0 | 0 | 0 | 0 | 0 | 0 | 0 | 0 | 0 | 0 | 0 | 0 | 0 | 0 | 0 | 0 | 0 | 0
Commercial_School_Existing_Space Heating_Natural Gas_Boiler_E7_Codes & Standards Forecast | Commercial | School | Existing | Space Heating | Natural Gas | Boiler | E7 |  | Codes & Standards Forecast | 0 | 0 | 0 | 0 | 0 | 0 | 0 | 0 | 0 | 0 | 0 | 0 | 0 | 0 | 0 | 0 | 0 | 0 | 0 | 0 | 0 | 0 | 0 | 0 | 0 | 0 | 0 | 0 | 0 | 0 | 0 | 0 | 0 | 0 | 0 | 0 | 0 | 0 | 0 | 0 | 0 | 0 | 0 | 0 | 0 | 0 | 0 | 0 | 0 | 0 | 0
Commercial_School_Existing_Space Heating_Natural Gas_Boiler_E8_Codes & Standards Forecast | Commercial | School | Existing | Space Heating | Natural Gas | Boiler | E8 |  | Codes & Standards Forecast | 0 | 0 | 0 | 0 | 0 | 0 | 0 | 0 | 0 | 0 | 0 | 0 | 0 | 0 | 0 | 0 | 0 | 0 | 0 | 0 | 0 | 0 | 0 | 0 | 0 | 0 | 0 | 0 | 0 | 0 | 0 | 0 | 0 | 0 | 0 | 0 | 0 | 0 | 0 | 0 | 0 | 0 | 0 | 0 | 0 | 0 | 0 | 0 | 0 | 0 | 0
Commercial_School_Existing_Space Heating_Natural Gas_Boiler_E9_Codes & Standards Forecast | Commercial | School | Existing | Space Heating | Natural Gas | Boiler | E9 |  | Codes & Standards Forecast | 0 | 0 | 0 | 0 | 0 | 0 | 0 | 0 | 0 | 0 | 0 | 0 | 0 | 0 | 0 | 0 | 0 | 0 | 0 | 0 | 0 | 0 | 0 | 0 | 0 | 0 | 0 | 0 | 0 | 0 | 0 | 0 | 0 | 0 | 0 | 0 | 0 | 0 | 0 | 0 | 0 | 0 | 0 | 0 | 0 | 0 | 0 | 0 | 0 | 0 | 0
Commercial_School_Existing_Space Heating_Natural Gas_Boiler_E10_Codes & Standards Forecast | Commercial | School | Existing | Space Heating | Natural Gas | Boiler | E10 |  | Codes & Standards Forecast | 0 | 0 | 0 | 0 | 0 | 0 | 0 | 0 | 0 | 0 | 0 | 0 | 0 | 0 | 0 | 0 | 0 | 0 | 0 | 0 | 0 | 0 | 0 | 0 | 0 | 0 | 0 | 0 | 0 | 0 | 0 | 0 | 0 | 0 | 0 | 0 | 0 | 0 | 0 | 0 | 0 | 0 | 0 | 0 | 0 | 0 | 0 | 0 | 0 | 0 | 0
Commercial_School_Existing_Space Heating_Natural Gas_Boiler_Vintage_Codes & Standards Forecast | Commercial | School | Existing | Space Heating | Natural Gas | Boiler | Vintage |  | Codes & Standards Forecast | 2487975.3735 | 2429618.9542 | 2367649.7719 | 2299973.0079 | 2243538.0296 | 2178044.7317 | 2110611.9608 | 2041263.2558 | 1969852.6222 | 1896457.182 | 1821221.681 | 1744346.5221 | 1666017.464 | 1586387.2414 | 1505567.6798 | 1423679.5432 | 1340823.413 | 1257138.1469 | 1172750.0841 | 1087742.8606 | 1002156.0851 | 923295.528 | 850624.5821 | 783656.3865 | 721943.4733 | 665079.3682 | 612685.4091 | 564413.3627 | 519938.5539 | 478963.433 | 441210.9107 | 406429.8782 | 375166.0414 | 0 | 0 | 0 | 0 | 0 | 0 | 0 | 0 | 0 | 0 | 0 | 0 | 0 | 0 | 0 | 0 | 0 | 0
Commercial_School_Existing_Space Heating_Natural Gas_Unit Heater_E1_Codes & Standards Forecast | Commercial | School | Existing | Space Heating | Natural Gas | Unit Heater | E1 |  | Codes & Standards Forecast | 0 | 6324.0132 | 13781.7611 | 22160.6431 | 35590.7834 | 35495.136 | 35410.6982 | 35334.646 | 35261.1725 | 35188.1539 | 35114.7699 | 34162.0387 | 32294.1661 | 29505.0241 | 25238.2014 | 21588.5038 | 18466.4771 | 15796.2432 | 11744.6142 | 7946.4923 | 4413.8468 | 0 | 0 | 0 | 0 | 0 | 0 | 0 | 0 | 0 | 0 | 0 | 0 | 0 | 0 | 0 | 0 | 0 | 0 | 0 | 0 | 0 | 0 | 0 | 0 | 0 | 0 | 0 | 0 | 0 | 0
Commercial_School_Existing_Space Heating_Natural Gas_Unit Heater_E2_Codes & Standards Forecast | Commercial | School | Existing | Space Heating | Natural Gas | Unit Heater | E2 |  | Codes & Standards Forecast | 0 | 0 | 0 | 0 | 0 | 10062.3192 | 20716.3707 | 31873.9888 | 43454.4594 | 55387.3569 | 67612.0153 | 78905.5631 | 89567.5451 | 99829.1465 | 110437.0003 | 119459.9709 | 127126.2454 | 133635.2405 | 140927.2631 | 147456.3738 | 153281.3466 | 159607.7375 | 161193.5877 | 162499.0499 | 163563.8613 | 164423.4141 | 165107.4317 | 165641.7506 | 166047.5947 | 166343.588 | 166544.6787 | 166665.0761 | 169373.8612 | 0 | 0 | 0 | 0 | 0 | 0 | 0 | 0 | 0 | 0 | 0 | 0 | 0 | 0 | 0 | 0 | 0 | 0
Commercial_School_Existing_Space Heating_Natural Gas_Unit Heater_E3_Codes & Standards Forecast | Commercial | School | Existing | Space Heating | Natural Gas | Unit Heater | E3 |  | Codes & Standards Forecast | 0 | 0 | 0 | 0 | 0 | 0 | 0 | 0 | 0 | 0 | 0 | 0 | 0 | 0 | 0 | 0 | 0 | 0 | 0 | 0 | 0 | 0 | 0 | 0 | 0 | 0 | 0 | 0 | 0 | 0 | 0 | 0 | 0 | 0 | 0 | 0 | 0 | 0 | 0 | 0 | 0 | 0 | 0 | 0 | 0 | 0 | 0 | 0 | 0 | 0 | 0
Commercial_School_Existing_Space Heating_Natural Gas_Unit Heater_E4_Codes & Standards Forecast | Commercial | School | Existing | Space Heating | Natural Gas | Unit Heater | E4 |  | Codes & Standards Forecast | 0 | 0 | 0 | 0 | 0 | 0 | 0 | 0 | 0 | 0 | 0 | 0 | 0 | 0 | 0 | 0 | 0 | 0 | 0 | 0 | 0 | 0 | 0 | 0 | 0 | 0 | 0 | 0 | 0 | 0 | 0 | 0 | 0 | 0 | 0 | 0 | 0 | 0 | 0 | 0 | 0 | 0 | 0 | 0 | 0 | 0 | 0 | 0 | 0 | 0 | 0
Commercial_School_Existing_Space Heating_Natural Gas_Unit Heater_E5_Codes & Standards Forecast | Commercial | School | Existing | Space Heating | Natural Gas | Unit Heater | E5 |  | Codes & Standards Forecast | 0 | 0 | 0 | 0 | 0 | 0 | 0 | 0 | 0 | 0 | 0 | 0 | 0 | 0 | 0 | 0 | 0 | 0 | 0 | 0 | 0 | 0 | 0 | 0 | 0 | 0 | 0 | 0 | 0 | 0 | 0 | 0 | 0 | 0 | 0 | 0 | 0 | 0 | 0 | 0 | 0 | 0 | 0 | 0 | 0 | 0 | 0 | 0 | 0 | 0 | 0
Commercial_School_Existing_Space Heating_Natural Gas_Unit Heater_E6_Codes & Standards Forecast | Commercial | School | Existing | Space Heating | Natural Gas | Unit Heater | E6 |  | Codes & Standards Forecast | 0 | 0 | 0 | 0 | 0 | 0 | 0 | 0 | 0 | 0 | 0 | 0 | 0 | 0 | 0 | 0 | 0 | 0 | 0 | 0 | 0 | 0 | 0 | 0 | 0 | 0 | 0 | 0 | 0 | 0 | 0 | 0 | 0 | 0 | 0 | 0 | 0 | 0 | 0 | 0 | 0 | 0 | 0 | 0 | 0 | 0 | 0 | 0 | 0 | 0 | 0
Commercial_School_Existing_Space Heating_Natural Gas_Unit Heater_E7_Codes & Standards Forecast | Commercial | School | Existing | Space Heating | Natural Gas | Unit Heater | E7 |  | Codes & Standards Forecast | 0 | 0 | 0 | 0 | 0 | 0 | 0 | 0 | 0 | 0 | 0 | 0 | 0 | 0 | 0 | 0 | 0 | 0 | 0 | 0 | 0 | 0 | 0 | 0 | 0 | 0 | 0 | 0 | 0 | 0 | 0 | 0 | 0 | 0 | 0 | 0 | 0 | 0 | 0 | 0 | 0 | 0 | 0 | 0 | 0 | 0 | 0 | 0 | 0 | 0 | 0
Commercial_School_Existing_Space Heating_Natural Gas_Unit Heater_E8_Codes & Standards Forecast | Commercial | School | Existing | Space Heating | Natural Gas | Unit Heater | E8 |  | Codes & Standards Forecast | 0 | 0 | 0 | 0 | 0 | 0 | 0 | 0 | 0 | 0 | 0 | 0 | 0 | 0 | 0 | 0 | 0 | 0 | 0 | 0 | 0 | 0 | 0 | 0 | 0 | 0 | 0 | 0 | 0 | 0 | 0 | 0 | 0 | 0 | 0 | 0 | 0 | 0 | 0 | 0 | 0 | 0 | 0 | 0 | 0 | 0 | 0 | 0 | 0 | 0 | 0
Commercial_School_Existing_Space Heating_Natural Gas_Unit Heater_E9_Codes & Standards Forecast | Commercial | School | Existing | Space Heating | Natural Gas | Unit Heater | E9 |  | Codes & Standards Forecast | 0 | 0 | 0 | 0 | 0 | 0 | 0 | 0 | 0 | 0 | 0 | 0 | 0 | 0 | 0 | 0 | 0 | 0 | 0 | 0 | 0 | 0 | 0 | 0 | 0 | 0 | 0 | 0 | 0 | 0 | 0 | 0 | 0 | 0 | 0 | 0 | 0 | 0 | 0 | 0 | 0 | 0 | 0 | 0 | 0 | 0 | 0 | 0 | 0 | 0 | 0
Commercial_School_Existing_Space Heating_Natural Gas_Unit Heater_E10_Codes & Standards Forecast | Commercial | School | Existing | Space Heating | Natural Gas | Unit Heater | E10 |  | Codes & Standards Forecast | 0 | 0 | 0 | 0 | 0 | 0 | 0 | 0 | 0 | 0 | 0 | 0 | 0 | 0 | 0 | 0 | 0 | 0 | 0 | 0 | 0 | 0 | 0 | 0 | 0 | 0 | 0 | 0 | 0 | 0 | 0 | 0 | 0 | 0 | 0 | 0 | 0 | 0 | 0 | 0 | 0 | 0 | 0 | 0 | 0 | 0 | 0 | 0 | 0 | 0 | 0
Commercial_School_Existing_Space Heating_Natural Gas_Unit Heater_Vintage_Codes & Standards Forecast | Commercial | School | Existing | Space Heating | Natural Gas | Unit Heater | Vintage |  | Codes & Standards Forecast | 177977.8817 | 170748.3572 | 162385.0981 | 152912.6906 | 143573.2586 | 133125.0977 | 122130.4239 | 110666.011 | 98789.1482 | 86561.6938 | 74041.0041 | 63331.2668 | 54171.3811 | 46337.2004 | 39636.2191 | 33904.4233 | 29001.3269 | 24807.7645 | 21221.6011 | 18154.8184 | 15531.6056 | 13287.309 | 11367.0965 | 9724.1716 | 8318.5081 | 7115.9198 | 6087.0998 | 5206.975 | 4454.0546 | 3809.9668 | 3258.9702 | 2787.6298 | 2389.397 | 0 | 0 | 0 | 0 | 0 | 0 | 0 | 0 | 0 | 0 | 0 | 0 | 0 | 0 | 0 | 0 | 0 | 0
Commercial_School_Existing_Water Heating_Natural Gas_Water Heater_E1_Codes & Standards Forecast | Commercial | School | Existing | Water Heating | Natural Gas | Water Heater | E1 |  | Codes & Standards Forecast | 0 | 144780.082 | 331291.3256 | 549679.1236 | 881224.6906 | 1148046.446 | 1431365.7503 | 1727698.0809 | 2034042.6712 | 2348029.9363 | 2597161.775 | 2794540.1512 | 2950648.0413 | 3073840.8238 | 3170735.3913 | 3246636.4972 | 3305750.4497 | 3351544.2883 | 3386819.2275 | 3413755.1452 | 3433976.5844 | 3448742.8838 | 3459114.5888 | 3465956.2125 | 3469960.1598 | 3471708.4317 | 3471654.9604 | 3470171.0334 | 3467535.3955 | 3463980.063 | 3459670.057 | 3454765.7989 | 3503792.1818 | 0 | 0 | 0 | 0 | 0 | 0 | 0 | 0 | 0 | 0 | 0 | 0 | 0 | 0 | 0 | 0 | 0 | 0
Commercial_School_Existing_Water Heating_Natural Gas_Water Heater_E2_Codes & Standards Forecast | Commercial | School | Existing | Water Heating | Natural Gas | Water Heater | E2 |  | Codes & Standards Forecast | 0 | 0 | 0 | 0 | 0 | 0 | 0 | 0 | 0 | 0 | 0 | 0 | 0 | 0 | 0 | 0 | 0 | 0 | 0 | 0 | 0 | 0 | 0 | 0 | 0 | 0 | 0 | 0 | 0 | 0 | 0 | 0 | 0 | 0 | 0 | 0 | 0 | 0 | 0 | 0 | 0 | 0 | 0 | 0 | 0 | 0 | 0 | 0 | 0 | 0 | 0
Commercial_School_Existing_Water Heating_Natural Gas_Water Heater_E3_Codes & Standards Forecast | Commercial | School | Existing | Water Heating | Natural Gas | Water Heater | E3 |  | Codes & Standards Forecast | 0 | 0 | 0 | 0 | 0 | 0 | 0 | 0 | 0 | 0 | 0 | 0 | 0 | 0 | 0 | 0 | 0 | 0 | 0 | 0 | 0 | 0 | 0 | 0 | 0 | 0 | 0 | 0 | 0 | 0 | 0 | 0 | 0 | 0 | 0 | 0 | 0 | 0 | 0 | 0 | 0 | 0 | 0 | 0 | 0 | 0 | 0 | 0 | 0 | 0 | 0
Commercial_School_Existing_Water Heating_Natural Gas_Water Heater_E4_Codes & Standards Forecast | Commercial | School | Existing | Water Heating | Natural Gas | Water Heater | E4 |  | Codes & Standards Forecast | 0 | 0 | 0 | 0 | 0 | 0 | 0 | 0 | 0 | 0 | 0 | 0 | 0 | 0 | 0 | 0 | 0 | 0 | 0 | 0 | 0 | 0 | 0 | 0 | 0 | 0 | 0 | 0 | 0 | 0 | 0 | 0 | 0 | 0 | 0 | 0 | 0 | 0 | 0 | 0 | 0 | 0 | 0 | 0 | 0 | 0 | 0 | 0 | 0 | 0 | 0
Commercial_School_Existing_Water Heating_Natural Gas_Water Heater_E5_Codes & Standards Forecast | Commercial | School | Existing | Water Heating | Natural Gas | Water Heater | E5 |  | Codes & Standards Forecast | 0 | 0 | 0 | 0 | 0 | 0 | 0 | 0 | 0 | 0 | 0 | 0 | 0 | 0 | 0 | 0 | 0 | 0 | 0 | 0 | 0 | 0 | 0 | 0 | 0 | 0 | 0 | 0 | 0 | 0 | 0 | 0 | 0 | 0 | 0 | 0 | 0 | 0 | 0 | 0 | 0 | 0 | 0 | 0 | 0 | 0 | 0 | 0 | 0 | 0 | 0
Commercial_School_Existing_Water Heating_Natural Gas_Water Heater_E6_Codes & Standards Forecast | Commercial | School | Existing | Water Heating | Natural Gas | Water Heater | E6 |  | Codes & Standards Forecast | 0 | 0 | 0 | 0 | 0 | 0 | 0 | 0 | 0 | 0 | 0 | 0 | 0 | 0 | 0 | 0 | 0 | 0 | 0 | 0 | 0 | 0 | 0 | 0 | 0 | 0 | 0 | 0 | 0 | 0 | 0 | 0 | 0 | 0 | 0 | 0 | 0 | 0 | 0 | 0 | 0 | 0 | 0 | 0 | 0 | 0 | 0 | 0 | 0 | 0 | 0
Commercial_School_Existing_Water Heating_Natural Gas_Water Heater_E7_Codes & Standards Forecast | Commercial | School | Existing | Water Heating | Natural Gas | Water Heater | E7 |  | Codes & Standards Forecast | 0 | 0 | 0 | 0 | 0 | 0 | 0 | 0 | 0 | 0 | 0 | 0 | 0 | 0 | 0 | 0 | 0 | 0 | 0 | 0 | 0 | 0 | 0 | 0 | 0 | 0 | 0 | 0 | 0 | 0 | 0 | 0 | 0 | 0 | 0 | 0 | 0 | 0 | 0 | 0 | 0 | 0 | 0 | 0 | 0 | 0 | 0 | 0 | 0 | 0 | 0
Commercial_School_Existing_Water Heating_Natural Gas_Water Heater_E8_Codes & Standards Forecast | Commercial | School | Existing | Water Heating | Natural Gas | Water Heater | E8 |  | Codes & Standards Forecast | 0 | 0 | 0 | 0 | 0 | 0 | 0 | 0 | 0 | 0 | 0 | 0 | 0 | 0 | 0 | 0 | 0 | 0 | 0 | 0 | 0 | 0 | 0 | 0 | 0 | 0 | 0 | 0 | 0 | 0 | 0 | 0 | 0 | 0 | 0 | 0 | 0 | 0 | 0 | 0 | 0 | 0 | 0 | 0 | 0 | 0 | 0 | 0 | 0 | 0 | 0
Commercial_School_Existing_Water Heating_Natural Gas_Water Heater_E9_Codes & Standards Forecast | Commercial | School | Existing | Water Heating | Natural Gas | Water Heater | E9 |  | Codes & Standards Forecast | 0 | 0 | 0 | 0 | 0 | 0 | 0 | 0 | 0 | 0 | 0 | 0 | 0 | 0 | 0 | 0 | 0 | 0 | 0 | 0 | 0 | 0 | 0 | 0 | 0 | 0 | 0 | 0 | 0 | 0 | 0 | 0 | 0 | 0 | 0 | 0 | 0 | 0 | 0 | 0 | 0 | 0 | 0 | 0 | 0 | 0 | 0 | 0 | 0 | 0 | 0
Commercial_School_Existing_Water Heating_Natural Gas_Water Heater_E10_Codes & Standards Forecast | Commercial | School | Existing | Water Heating | Natural Gas | Water Heater | E10 |  | Codes & Standards Forecast | 0 | 0 | 0 | 0 | 0 | 0 | 0 | 0 | 0 | 0 | 0 | 0 | 0 | 0 | 0 | 0 | 0 | 0 | 0 | 0 | 0 | 0 | 0 | 0 | 0 | 0 | 0 | 0 | 0 | 0 | 0 | 0 | 0 | 0 | 0 | 0 | 0 | 0 | 0 | 0 | 0 | 0 | 0 | 0 | 0 | 0 | 0 | 0 | 0 | 0 | 0
Commercial_School_Existing_Water Heating_Natural Gas_Water Heater_Vintage_Codes & Standards Forecast | Commercial | School | Existing | Water Heating | Natural Gas | Water Heater | Vintage |  | Codes & Standards Forecast | 3638011.4321 | 3474721.969 | 3269701.3445 | 3028961.0041 | 2781032.816 | 2504369.0338 | 2212361.1561 | 1908203.1255 | 1594298.1826 | 1272797.3781 | 1016114.3921 | 811194.9802 | 647610.3247 | 517023.6669 | 412771.4297 | 329541.8291 | 263092.7205 | 210046.4616 | 167703.7071 | 133903.8928 | 106918.8853 | 85371.2971 | 68164.9578 | 54425.3225 | 43454.0862 | 34693.8899 | 27699.3228 | 22114.6971 | 17655.8171 | 14095.817 | 11253.4641 | 8984.1647 | 7187.3318 | 0 | 0 | 0 | 0 | 0 | 0 | 0 | 0 | 0 | 0 | 0 | 0 | 0 | 0 | 0 | 0 | 0 | 0
Commercial_School_Existing_Food Preparation_Natural Gas_Oven_E1_Codes & Standards Forecast | Commercial | School | Existing | Food Preparation | Natural Gas | Oven | E1 |  | Codes & Standards Forecast | 0 | 19273.6675 | 39948.1375 | 61667.5917 | 92752.45 | 116427.9092 | 140780.7006 | 165688.7936 | 191029.1903 | 216703.514 | 237931.1985 | 255463.2678 | 269926.2591 | 281839.8565 | 291631.2905 | 299657.9846 | 306214.5274 | 311556.0898 | 315897.8217 | 319413.1654 | 322235.4477 | 324472.214 | 326218.3587 | 327554.5674 | 328548.1781 | 329257.9809 | 329731.7904 | 330010.1957 | 330125.2285 | 330104.4475 | 329968.83 | 329738.6067 | 334641.9685 | 0 | 0 | 0 | 0 | 0 | 0 | 0 | 0 | 0 | 0 | 0 | 0 | 0 | 0 | 0 | 0 | 0 | 0
Commercial_School_Existing_Food Preparation_Natural Gas_Oven_E2_Codes & Standards Forecast | Commercial | School | Existing | Food Preparation | Natural Gas | Oven | E2 |  | Codes & Standards Forecast | 0 | 0 | 0 | 0 | 0 | 0 | 0 | 0 | 0 | 0 | 0 | 0 | 0 | 0 | 0 | 0 | 0 | 0 | 0 | 0 | 0 | 0 | 0 | 0 | 0 | 0 | 0 | 0 | 0 | 0 | 0 | 0 | 0 | 0 | 0 | 0 | 0 | 0 | 0 | 0 | 0 | 0 | 0 | 0 | 0 | 0 | 0 | 0 | 0 | 0 | 0
Commercial_School_Existing_Food Preparation_Natural Gas_Oven_E3_Codes & Standards Forecast | Commercial | School | Existing | Food Preparation | Natural Gas | Oven | E3 |  | Codes & Standards Forecast | 0 | 0 | 0 | 0 | 0 | 0 | 0 | 0 | 0 | 0 | 0 | 0 | 0 | 0 | 0 | 0 | 0 | 0 | 0 | 0 | 0 | 0 | 0 | 0 | 0 | 0 | 0 | 0 | 0 | 0 | 0 | 0 | 0 | 0 | 0 | 0 | 0 | 0 | 0 | 0 | 0 | 0 | 0 | 0 | 0 | 0 | 0 | 0 | 0 | 0 | 0
Commercial_School_Existing_Food Preparation_Natural Gas_Oven_E4_Codes & Standards Forecast | Commercial | School | Existing | Food Preparation | Natural Gas | Oven | E4 |  | Codes & Standards Forecast | 0 | 0 | 0 | 0 | 0 | 0 | 0 | 0 | 0 | 0 | 0 | 0 | 0 | 0 | 0 | 0 | 0 | 0 | 0 | 0 | 0 | 0 | 0 | 0 | 0 | 0 | 0 | 0 | 0 | 0 | 0 | 0 | 0 | 0 | 0 | 0 | 0 | 0 | 0 | 0 | 0 | 0 | 0 | 0 | 0 | 0 | 0 | 0 | 0 | 0 | 0
Commercial_School_Existing_Food Preparation_Natural Gas_Oven_E5_Codes & Standards Forecast | Commercial | School | Existing | Food Preparation | Natural Gas | Oven | E5 |  | Codes & Standards Forecast | 0 | 0 | 0 | 0 | 0 | 0 | 0 | 0 | 0 | 0 | 0 | 0 | 0 | 0 | 0 | 0 | 0 | 0 | 0 | 0 | 0 | 0 | 0 | 0 | 0 | 0 | 0 | 0 | 0 | 0 | 0 | 0 | 0 | 0 | 0 | 0 | 0 | 0 | 0 | 0 | 0 | 0 | 0 | 0 | 0 | 0 | 0 | 0 | 0 | 0 | 0
Commercial_School_Existing_Food Preparation_Natural Gas_Oven_E6_Codes & Standards Forecast | Commercial | School | Existing | Food Preparation | Natural Gas | Oven | E6 |  | Codes & Standards Forecast | 0 | 0 | 0 | 0 | 0 | 0 | 0 | 0 | 0 | 0 | 0 | 0 | 0 | 0 | 0 | 0 | 0 | 0 | 0 | 0 | 0 | 0 | 0 | 0 | 0 | 0 | 0 | 0 | 0 | 0 | 0 | 0 | 0 | 0 | 0 | 0 | 0 | 0 | 0 | 0 | 0 | 0 | 0 | 0 | 0 | 0 | 0 | 0 | 0 | 0 | 0
Commercial_School_Existing_Food Preparation_Natural Gas_Oven_E7_Codes & Standards Forecast | Commercial | School | Existing | Food Preparation | Natural Gas | Oven | E7 |  | Codes & Standards Forecast | 0 | 0 | 0 | 0 | 0 | 0 | 0 | 0 | 0 | 0 | 0 | 0 | 0 | 0 | 0 | 0 | 0 | 0 | 0 | 0 | 0 | 0 | 0 | 0 | 0 | 0 | 0 | 0 | 0 | 0 | 0 | 0 | 0 | 0 | 0 | 0 | 0 | 0 | 0 | 0 | 0 | 0 | 0 | 0 | 0 | 0 | 0 | 0 | 0 | 0 | 0
Commercial_School_Existing_Food Preparation_Natural Gas_Oven_E8_Codes & Standards Forecast | Commercial | School | Existing | Food Preparation | Natural Gas | Oven | E8 |  | Codes & Standards Forecast | 0 | 0 | 0 | 0 | 0 | 0 | 0 | 0 | 0 | 0 | 0 | 0 | 0 | 0 | 0 | 0 | 0 | 0 | 0 | 0 | 0 | 0 | 0 | 0 | 0 | 0 | 0 | 0 | 0 | 0 | 0 | 0 | 0 | 0 | 0 | 0 | 0 | 0 | 0 | 0 | 0 | 0 | 0 | 0 | 0 | 0 | 0 | 0 | 0 | 0 | 0
Commercial_School_Existing_Food Preparation_Natural Gas_Oven_E9_Codes & Standards Forecast | Commercial | School | Existing | Food Preparation | Natural Gas | Oven | E9 |  | Codes & Standards Forecast | 0 | 0 | 0 | 0 | 0 | 0 | 0 | 0 | 0 | 0 | 0 | 0 | 0 | 0 | 0 | 0 | 0 | 0 | 0 | 0 | 0 | 0 | 0 | 0 | 0 | 0 | 0 | 0 | 0 | 0 | 0 | 0 | 0 | 0 | 0 | 0 | 0 | 0 | 0 | 0 | 0 | 0 | 0 | 0 | 0 | 0 | 0 | 0 | 0 | 0 | 0
Commercial_School_Existing_Food Preparation_Natural Gas_Oven_E10_Codes & Standards Forecast | Commercial | School | Existing | Food Preparation | Natural Gas | Oven | E10 |  | Codes & Standards Forecast | 0 | 0 | 0 | 0 | 0 | 0 | 0 | 0 | 0 | 0 | 0 | 0 | 0 | 0 | 0 | 0 | 0 | 0 | 0 | 0 | 0 | 0 | 0 | 0 | 0 | 0 | 0 | 0 | 0 | 0 | 0 | 0 | 0 | 0 | 0 | 0 | 0 | 0 | 0 | 0 | 0 | 0 | 0 | 0 | 0 | 0 | 0 | 0 | 0 | 0 | 0
Commercial_School_Existing_Food Preparation_Natural Gas_Oven_Vintage_Codes & Standards Forecast | Commercial | School | Existing | Food Preparation | Natural Gas | Oven | Vintage |  | Codes & Standards Forecast | 348700.1232 | 327652.3482 | 305203.7707 | 281341.8454 | 258271.6376 | 233652.829 | 208467.2457 | 182809.0664 | 156744.0167 | 130349.527 | 108398.0719 | 90143.201 | 74963.5685 | 62341.2748 | 51844.6148 | 43115.4911 | 35855.8802 | 29819.1798 | 24800.0041 | 20626.7621 | 17156.1979 | 14269.4512 | 11868.2129 | 9870.836 | 8209.417 | 6827.5275 | 5678.1698 | 4722.2501 | 3927.2141 | 3265.997 | 2716.0673 | 2258.7115 | 1882.2596 | 0 | 0 | 0 | 0 | 0 | 0 | 0 | 0 | 0 | 0 | 0 | 0 | 0 | 0 | 0 | 0 | 0 | 0
Commercial_School_Existing_Food Preparation_Natural Gas_Conveyor Oven_E1_Codes & Standards Forecast | Commercial | School | Existing | Food Preparation | Natural Gas | Conveyor Oven | E1 |  | Codes & Standards Forecast | 0 | 4081.4825 | 9339.4046 | 15495.9557 | 26492.6027 | 34010.1169 | 41993.2317 | 50343.5843 | 58976.3113 | 67824.5133 | 76835.0813 | 85967.6166 | 95190.6975 | 104479.0824 | 113810.964 | 123169.6407 | 132540.6452 | 139954.5692 | 145811.2512 | 150427.7408 | 154051.9263 | 156879.6835 | 159069.6919 | 160749.4302 | 162020.7886 | 162966.4983 | 163652.1382 | 164130.4986 | 164442.9006 | 164622.7849 | 164695.8917 | 164684.136 | 167210.4956 | 0 | 0 | 0 | 0 | 0 | 0 | 0 | 0 | 0 | 0 | 0 | 0 | 0 | 0 | 0 | 0 | 0 | 0
Commercial_School_Existing_Food Preparation_Natural Gas_Conveyor Oven_E2_Codes & Standards Forecast | Commercial | School | Existing | Food Preparation | Natural Gas | Conveyor Oven | E2 |  | Codes & Standards Forecast | 0 | 0 | 0 | 0 | 0 | 0 | 0 | 0 | 0 | 0 | 0 | 0 | 0 | 0 | 0 | 0 | 0 | 0 | 0 | 0 | 0 | 0 | 0 | 0 | 0 | 0 | 0 | 0 | 0 | 0 | 0 | 0 | 0 | 0 | 0 | 0 | 0 | 0 | 0 | 0 | 0 | 0 | 0 | 0 | 0 | 0 | 0 | 0 | 0 | 0 | 0
Commercial_School_Existing_Food Preparation_Natural Gas_Conveyor Oven_E3_Codes & Standards Forecast | Commercial | School | Existing | Food Preparation | Natural Gas | Conveyor Oven | E3 |  | Codes & Standards Forecast | 0 | 0 | 0 | 0 | 0 | 0 | 0 | 0 | 0 | 0 | 0 | 0 | 0 | 0 | 0 | 0 | 0 | 0 | 0 | 0 | 0 | 0 | 0 | 0 | 0 | 0 | 0 | 0 | 0 | 0 | 0 | 0 | 0 | 0 | 0 | 0 | 0 | 0 | 0 | 0 | 0 | 0 | 0 | 0 | 0 | 0 | 0 | 0 | 0 | 0 | 0
Commercial_School_Existing_Food Preparation_Natural Gas_Conveyor Oven_E4_Codes & Standards Forecast | Commercial | School | Existing | Food Preparation | Natural Gas | Conveyor Oven | E4 |  | Codes & Standards Forecast | 0 | 0 | 0 | 0 | 0 | 0 | 0 | 0 | 0 | 0 | 0 | 0 | 0 | 0 | 0 | 0 | 0 | 0 | 0 | 0 | 0 | 0 | 0 | 0 | 0 | 0 | 0 | 0 | 0 | 0 | 0 | 0 | 0 | 0 | 0 | 0 | 0 | 0 | 0 | 0 | 0 | 0 | 0 | 0 | 0 | 0 | 0 | 0 | 0 | 0 | 0
Commercial_School_Existing_Food Preparation_Natural Gas_Conveyor Oven_E5_Codes & Standards Forecast | Commercial | School | Existing | Food Preparation | Natural Gas | Conveyor Oven | E5 |  | Codes & Standards Forecast | 0 | 0 | 0 | 0 | 0 | 0 | 0 | 0 | 0 | 0 | 0 | 0 | 0 | 0 | 0 | 0 | 0 | 0 | 0 | 0 | 0 | 0 | 0 | 0 | 0 | 0 | 0 | 0 | 0 | 0 | 0 | 0 | 0 | 0 | 0 | 0 | 0 | 0 | 0 | 0 | 0 | 0 | 0 | 0 | 0 | 0 | 0 | 0 | 0 | 0 | 0
Commercial_School_Existing_Food Preparation_Natural Gas_Conveyor Oven_E6_Codes & Standards Forecast | Commercial | School | Existing | Food Preparation | Natural Gas | Conveyor Oven | E6 |  | Codes & Standards Forecast | 0 | 0 | 0 | 0 | 0 | 0 | 0 | 0 | 0 | 0 | 0 | 0 | 0 | 0 | 0 | 0 | 0 | 0 | 0 | 0 | 0 | 0 | 0 | 0 | 0 | 0 | 0 | 0 | 0 | 0 | 0 | 0 | 0 | 0 | 0 | 0 | 0 | 0 | 0 | 0 | 0 | 0 | 0 | 0 | 0 | 0 | 0 | 0 | 0 | 0 | 0
Commercial_School_Existing_Food Preparation_Natural Gas_Conveyor Oven_E7_Codes & Standards Forecast | Commercial | School | Existing | Food Preparation | Natural Gas | Conveyor Oven | E7 |  | Codes & Standards Forecast | 0 | 0 | 0 | 0 | 0 | 0 | 0 | 0 | 0 | 0 | 0 | 0 | 0 | 0 | 0 | 0 | 0 | 0 | 0 | 0 | 0 | 0 | 0 | 0 | 0 | 0 | 0 | 0 | 0 | 0 | 0 | 0 | 0 | 0 | 0 | 0 | 0 | 0 | 0 | 0 | 0 | 0 | 0 | 0 | 0 | 0 | 0 | 0 | 0 | 0 | 0
Commercial_School_Existing_Food Preparation_Natural Gas_Conveyor Oven_E8_Codes & Standards Forecast | Commercial | School | Existing | Food Preparation | Natural Gas | Conveyor Oven | E8 |  | Codes & Standards Forecast | 0 | 0 | 0 | 0 | 0 | 0 | 0 | 0 | 0 | 0 | 0 | 0 | 0 | 0 | 0 | 0 | 0 | 0 | 0 | 0 | 0 | 0 | 0 | 0 | 0 | 0 | 0 | 0 | 0 | 0 | 0 | 0 | 0 | 0 | 0 | 0 | 0 | 0 | 0 | 0 | 0 | 0 | 0 | 0 | 0 | 0 | 0 | 0 | 0 | 0 | 0
Commercial_School_Existing_Food Preparation_Natural Gas_Conveyor Oven_E9_Codes & Standards Forecast | Commercial | School | Existing | Food Preparation | Natural Gas | Conveyor Oven | E9 |  | Codes & Standards Forecast | 0 | 0 | 0 | 0 | 0 | 0 | 0 | 0 | 0 | 0 | 0 | 0 | 0 | 0 | 0 | 0 | 0 | 0 | 0 | 0 | 0 | 0 | 0 | 0 | 0 | 0 | 0 | 0 | 0 | 0 | 0 | 0 | 0 | 0 | 0 | 0 | 0 | 0 | 0 | 0 | 0 | 0 | 0 | 0 | 0 | 0 | 0 | 0 | 0 | 0 | 0
Commercial_School_Existing_Food Preparation_Natural Gas_Conveyor Oven_E10_Codes & Standards Forecast | Commercial | School | Existing | Food Preparation | Natural Gas | Conveyor Oven | E10 |  | Codes & Standards Forecast | 0 | 0 | 0 | 0 | 0 | 0 | 0 | 0 | 0 | 0 | 0 | 0 | 0 | 0 | 0 | 0 | 0 | 0 | 0 | 0 | 0 | 0 | 0 | 0 | 0 | 0 | 0 | 0 | 0 | 0 | 0 | 0 | 0 | 0 | 0 | 0 | 0 | 0 | 0 | 0 | 0 | 0 | 0 | 0 | 0 | 0 | 0 | 0 | 0 | 0 | 0
Commercial_School_Existing_Food Preparation_Natural Gas_Conveyor Oven_Vintage_Codes & Standards Forecast | Commercial | School | Existing | Food Preparation | Natural Gas | Conveyor Oven | Vintage |  | Codes & Standards Forecast | 174350.0616 | 169381.5253 | 163236.5495 | 156008.7628 | 149019.4411 | 141030.2522 | 132630.7415 | 123905.3457 | 114910.2922 | 105702.0072 | 96329.5539 | 86835.6178 | 77254.2163 | 67611.4833 | 57926.9886 | 48217.0971 | 38494.5586 | 30733.0656 | 24537.6617 | 19592.223 | 15643.8965 | 12491.1491 | 9973.5939 | 7963.2715 | 6358.0089 | 5076.2559 | 4052.8419 | 3235.7243 | 2583.3208 | 2062.4373 | 1646.5569 | 1314.5231 | 1051.6185 | 0 | 0 | 0 | 0 | 0 | 0 | 0 | 0 | 0 | 0 | 0 | 0 | 0 | 0 | 0 | 0 | 0 | 0
Commercial_School_Existing_Food Preparation_Natural Gas_Double Rack Oven_E1_Codes & Standards Forecast | Commercial | School | Existing | Food Preparation | Natural Gas | Double Rack Oven | E1 |  | Codes & Standards Forecast | 0 | 5782.1003 | 13230.8231 | 21952.604 | 35861.4683 | 46515.7673 | 57829.1413 | 69662.3755 | 81895.519 | 94433.8974 | 107202.3115 | 120143.5081 | 130404.4879 | 138527.3343 | 144942.3843 | 149994.122 | 153956.2141 | 157052.2087 | 159462.2192 | 161327.4268 | 162755.051 | 163828.8491 | 164618.2732 | 165179.6145 | 165557.9217 | 165790.5574 | 165906.8443 | 165930.62 | 165880.0721 | 165770.1748 | 165611.9161 | 165415.4409 | 167795.5395 | 0 | 0 | 0 | 0 | 0 | 0 | 0 | 0 | 0 | 0 | 0 | 0 | 0 | 0 | 0 | 0 | 0 | 0
Commercial_School_Existing_Food Preparation_Natural Gas_Double Rack Oven_E2_Codes & Standards Forecast | Commercial | School | Existing | Food Preparation | Natural Gas | Double Rack Oven | E2 |  | Codes & Standards Forecast | 0 | 0 | 0 | 0 | 0 | 0 | 0 | 0 | 0 | 0 | 0 | 0 | 0 | 0 | 0 | 0 | 0 | 0 | 0 | 0 | 0 | 0 | 0 | 0 | 0 | 0 | 0 | 0 | 0 | 0 | 0 | 0 | 0 | 0 | 0 | 0 | 0 | 0 | 0 | 0 | 0 | 0 | 0 | 0 | 0 | 0 | 0 | 0 | 0 | 0 | 0
Commercial_School_Existing_Food Preparation_Natural Gas_Double Rack Oven_E3_Codes & Standards Forecast | Commercial | School | Existing | Food Preparation | Natural Gas | Double Rack Oven | E3 |  | Codes & Standards Forecast | 0 | 0 | 0 | 0 | 0 | 0 | 0 | 0 | 0 | 0 | 0 | 0 | 0 | 0 | 0 | 0 | 0 | 0 | 0 | 0 | 0 | 0 | 0 | 0 | 0 | 0 | 0 | 0 | 0 | 0 | 0 | 0 | 0 | 0 | 0 | 0 | 0 | 0 | 0 | 0 | 0 | 0 | 0 | 0 | 0 | 0 | 0 | 0 | 0 | 0 | 0
Commercial_School_Existing_Food Preparation_Natural Gas_Double Rack Oven_E4_Codes & Standards Forecast | Commercial | School | Existing | Food Preparation | Natural Gas | Double Rack Oven | E4 |  | Codes & Standards Forecast | 0 | 0 | 0 | 0 | 0 | 0 | 0 | 0 | 0 | 0 | 0 | 0 | 0 | 0 | 0 | 0 | 0 | 0 | 0 | 0 | 0 | 0 | 0 | 0 | 0 | 0 | 0 | 0 | 0 | 0 | 0 | 0 | 0 | 0 | 0 | 0 | 0 | 0 | 0 | 0 | 0 | 0 | 0 | 0 | 0 | 0 | 0 | 0 | 0 | 0 | 0
Commercial_School_Existing_Food Preparation_Natural Gas_Double Rack Oven_E5_Codes & Standards Forecast | Commercial | School | Existing | Food Preparation | Natural Gas | Double Rack Oven | E5 |  | Codes & Standards Forecast | 0 | 0 | 0 | 0 | 0 | 0 | 0 | 0 | 0 | 0 | 0 | 0 | 0 | 0 | 0 | 0 | 0 | 0 | 0 | 0 | 0 | 0 | 0 | 0 | 0 | 0 | 0 | 0 | 0 | 0 | 0 | 0 | 0 | 0 | 0 | 0 | 0 | 0 | 0 | 0 | 0 | 0 | 0 | 0 | 0 | 0 | 0 | 0 | 0 | 0 | 0
Commercial_School_Existing_Food Preparation_Natural Gas_Double Rack Oven_E6_Codes & Standards Forecast | Commercial | School | Existing | Food Preparation | Natural Gas | Double Rack Oven | E6 |  | Codes & Standards Forecast | 0 | 0 | 0 | 0 | 0 | 0 | 0 | 0 | 0 | 0 | 0 | 0 | 0 | 0 | 0 | 0 | 0 | 0 | 0 | 0 | 0 | 0 | 0 | 0 | 0 | 0 | 0 | 0 | 0 | 0 | 0 | 0 | 0 | 0 | 0 | 0 | 0 | 0 | 0 | 0 | 0 | 0 | 0 | 0 | 0 | 0 | 0 | 0 | 0 | 0 | 0
Commercial_School_Existing_Food Preparation_Natural Gas_Double Rack Oven_E7_Codes & Standards Forecast | Commercial | School | Existing | Food Preparation | Natural Gas | Double Rack Oven | E7 |  | Codes & Standards Forecast | 0 | 0 | 0 | 0 | 0 | 0 | 0 | 0 | 0 | 0 | 0 | 0 | 0 | 0 | 0 | 0 | 0 | 0 | 0 | 0 | 0 | 0 | 0 | 0 | 0 | 0 | 0 | 0 | 0 | 0 | 0 | 0 | 0 | 0 | 0 | 0 | 0 | 0 | 0 | 0 | 0 | 0 | 0 | 0 | 0 | 0 | 0 | 0 | 0 | 0 | 0
Commercial_School_Existing_Food Preparation_Natural Gas_Double Rack Oven_E8_Codes & Standards Forecast | Commercial | School | Existing | Food Preparation | Natural Gas | Double Rack Oven | E8 |  | Codes & Standards Forecast | 0 | 0 | 0 | 0 | 0 | 0 | 0 | 0 | 0 | 0 | 0 | 0 | 0 | 0 | 0 | 0 | 0 | 0 | 0 | 0 | 0 | 0 | 0 | 0 | 0 | 0 | 0 | 0 | 0 | 0 | 0 | 0 | 0 | 0 | 0 | 0 | 0 | 0 | 0 | 0 | 0 | 0 | 0 | 0 | 0 | 0 | 0 | 0 | 0 | 0 | 0
Commercial_School_Existing_Food Preparation_Natural Gas_Double Rack Oven_E9_Codes & Standards Forecast | Commercial | School | Existing | Food Preparation | Natural Gas | Double Rack Oven | E9 |  | Codes & Standards Forecast | 0 | 0 | 0 | 0 | 0 | 0 | 0 | 0 | 0 | 0 | 0 | 0 | 0 | 0 | 0 | 0 | 0 | 0 | 0 | 0 | 0 | 0 | 0 | 0 | 0 | 0 | 0 | 0 | 0 | 0 | 0 | 0 | 0 | 0 | 0 | 0 | 0 | 0 | 0 | 0 | 0 | 0 | 0 | 0 | 0 | 0 | 0 | 0 | 0 | 0 | 0
Commercial_School_Existing_Food Preparation_Natural Gas_Double Rack Oven_E10_Codes & Standards Forecast | Commercial | School | Existing | Food Preparation | Natural Gas | Double Rack Oven | E10 |  | Codes & Standards Forecast | 0 | 0 | 0 | 0 | 0 | 0 | 0 | 0 | 0 | 0 | 0 | 0 | 0 | 0 | 0 | 0 | 0 | 0 | 0 | 0 | 0 | 0 | 0 | 0 | 0 | 0 | 0 | 0 | 0 | 0 | 0 | 0 | 0 | 0 | 0 | 0 | 0 | 0 | 0 | 0 | 0 | 0 | 0 | 0 | 0 | 0 | 0 | 0 | 0 | 0 | 0
Commercial_School_Existing_Food Preparation_Natural Gas_Double Rack Oven_Vintage_Codes & Standards Forecast | Commercial | School | Existing | Food Preparation | Natural Gas | Double Rack Oven | Vintage |  | Codes & Standards Forecast | 174350.0616 | 167680.9076 | 159345.1309 | 149552.1146 | 139650.5755 | 128524.6018 | 116794.8319 | 104586.5545 | 91991.0845 | 79092.6231 | 65962.3236 | 52659.7263 | 42040.4259 | 33563.2314 | 26795.5683 | 21392.6158 | 17078.9896 | 13635.4261 | 10886.6938 | 8692.537 | 6940.7718 | 5541.9834 | 4425.0126 | 3533.0872 | 2820.8758 | 2252.1968 | 1798.1358 | 1435.6029 | 1146.1492 | 915.0474 | 730.5326 | 583.2182 | 466.5745 | 0 | 0 | 0 | 0 | 0 | 0 | 0 | 0 | 0 | 0 | 0 | 0 | 0 | 0 | 0 | 0 | 0 | 0
Commercial_School_Existing_Food Preparation_Natural Gas_Fryer_E1_Codes & Standards Forecast | Commercial | School | Existing | Food Preparation | Natural Gas | Fryer | E1 |  | Codes & Standards Forecast | 0 | 0 | 0 | 0 | 0 | 0 | 0 | 0 | 0 | 0 | 0 | 0 | 0 | 0 | 0 | 0 | 0 | 0 | 0 | 0 | 0 | 0 | 0 | 0 | 0 | 0 | 0 | 0 | 0 | 0 | 0 | 0 | 0 | 0 | 0 | 0 | 0 | 0 | 0 | 0 | 0 | 0 | 0 | 0 | 0 | 0 | 0 | 0 | 0 | 0 | 0
Commercial_School_Existing_Food Preparation_Natural Gas_Fryer_E2_Codes & Standards Forecast | Commercial | School | Existing | Food Preparation | Natural Gas | Fryer | E2 |  | Codes & Standards Forecast | 0 | 0 | 0 | 8070.8103 | 41040.9798 | 75058.9569 | 118178.0163 | 168513.3551 | 224542.2528 | 269087.311 | 304459.0728 | 332510.0108 | 354722.0233 | 372276.6738 | 386110.7502 | 396974.7445 | 405464.2728 | 412068.1994 | 417180.9887 | 421110.6534 | 424088.7925 | 426295.5979 | 427881.7065 | 428969.5805 | 429657.2648 | 430026.6558 | 430141.8148 | 430054.9898 | 429805.7046 | 429426.689 | 428941.5678 | 428372.7573 | 434485.2774 | 0 | 0 | 0 | 0 | 0 | 0 | 0 | 0 | 0 | 0 | 0 | 0 | 0 | 0 | 0 | 0 | 0 | 0
Commercial_School_Existing_Food Preparation_Natural Gas_Fryer_E3_Codes & Standards Forecast | Commercial | School | Existing | Food Preparation | Natural Gas | Fryer | E3 |  | Codes & Standards Forecast | 0 | 0 | 0 | 0 | 0 | 0 | 0 | 0 | 0 | 0 | 0 | 0 | 0 | 0 | 0 | 0 | 0 | 0 | 0 | 0 | 0 | 0 | 0 | 0 | 0 | 0 | 0 | 0 | 0 | 0 | 0 | 0 | 0 | 0 | 0 | 0 | 0 | 0 | 0 | 0 | 0 | 0 | 0 | 0 | 0 | 0 | 0 | 0 | 0 | 0 | 0
Commercial_School_Existing_Food Preparation_Natural Gas_Fryer_E4_Codes & Standards Forecast | Commercial | School | Existing | Food Preparation | Natural Gas | Fryer | E4 |  | Codes & Standards Forecast | 0 | 0 | 0 | 0 | 0 | 0 | 0 | 0 | 0 | 0 | 0 | 0 | 0 | 0 | 0 | 0 | 0 | 0 | 0 | 0 | 0 | 0 | 0 | 0 | 0 | 0 | 0 | 0 | 0 | 0 | 0 | 0 | 0 | 0 | 0 | 0 | 0 | 0 | 0 | 0 | 0 | 0 | 0 | 0 | 0 | 0 | 0 | 0 | 0 | 0 | 0
Commercial_School_Existing_Food Preparation_Natural Gas_Fryer_E5_Codes & Standards Forecast | Commercial | School | Existing | Food Preparation | Natural Gas | Fryer | E5 |  | Codes & Standards Forecast | 0 | 0 | 0 | 0 | 0 | 0 | 0 | 0 | 0 | 0 | 0 | 0 | 0 | 0 | 0 | 0 | 0 | 0 | 0 | 0 | 0 | 0 | 0 | 0 | 0 | 0 | 0 | 0 | 0 | 0 | 0 | 0 | 0 | 0 | 0 | 0 | 0 | 0 | 0 | 0 | 0 | 0 | 0 | 0 | 0 | 0 | 0 | 0 | 0 | 0 | 0
Commercial_School_Existing_Food Preparation_Natural Gas_Fryer_E6_Codes & Standards Forecast | Commercial | School | Existing | Food Preparation | Natural Gas | Fryer | E6 |  | Codes & Standards Forecast | 0 | 0 | 0 | 0 | 0 | 0 | 0 | 0 | 0 | 0 | 0 | 0 | 0 | 0 | 0 | 0 | 0 | 0 | 0 | 0 | 0 | 0 | 0 | 0 | 0 | 0 | 0 | 0 | 0 | 0 | 0 | 0 | 0 | 0 | 0 | 0 | 0 | 0 | 0 | 0 | 0 | 0 | 0 | 0 | 0 | 0 | 0 | 0 | 0 | 0 | 0
Commercial_School_Existing_Food Preparation_Natural Gas_Fryer_E7_Codes & Standards Forecast | Commercial | School | Existing | Food Preparation | Natural Gas | Fryer | E7 |  | Codes & Standards Forecast | 0 | 0 | 0 | 0 | 0 | 0 | 0 | 0 | 0 | 0 | 0 | 0 | 0 | 0 | 0 | 0 | 0 | 0 | 0 | 0 | 0 | 0 | 0 | 0 | 0 | 0 | 0 | 0 | 0 | 0 | 0 | 0 | 0 | 0 | 0 | 0 | 0 | 0 | 0 | 0 | 0 | 0 | 0 | 0 | 0 | 0 | 0 | 0 | 0 | 0 | 0
Commercial_School_Existing_Food Preparation_Natural Gas_Fryer_E8_Codes & Standards Forecast | Commercial | School | Existing | Food Preparation | Natural Gas | Fryer | E8 |  | Codes & Standards Forecast | 0 | 0 | 0 | 0 | 0 | 0 | 0 | 0 | 0 | 0 | 0 | 0 | 0 | 0 | 0 | 0 | 0 | 0 | 0 | 0 | 0 | 0 | 0 | 0 | 0 | 0 | 0 | 0 | 0 | 0 | 0 | 0 | 0 | 0 | 0 | 0 | 0 | 0 | 0 | 0 | 0 | 0 | 0 | 0 | 0 | 0 | 0 | 0 | 0 | 0 | 0
Commercial_School_Existing_Food Preparation_Natural Gas_Fryer_E9_Codes & Standards Forecast | Commercial | School | Existing | Food Preparation | Natural Gas | Fryer | E9 |  | Codes & Standards Forecast | 0 | 0 | 0 | 0 | 0 | 0 | 0 | 0 | 0 | 0 | 0 | 0 | 0 | 0 | 0 | 0 | 0 | 0 | 0 | 0 | 0 | 0 | 0 | 0 | 0 | 0 | 0 | 0 | 0 | 0 | 0 | 0 | 0 | 0 | 0 | 0 | 0 | 0 | 0 | 0 | 0 | 0 | 0 | 0 | 0 | 0 | 0 | 0 | 0 | 0 | 0
Commercial_School_Existing_Food Preparation_Natural Gas_Fryer_E10_Codes & Standards Forecast | Commercial | School | Existing | Food Preparation | Natural Gas | Fryer | E10 |  | Codes & Standards Forecast | 0 | 0 | 0 | 0 | 0 | 0 | 0 | 0 | 0 | 0 | 0 | 0 | 0 | 0 | 0 | 0 | 0 | 0 | 0 | 0 | 0 | 0 | 0 | 0 | 0 | 0 | 0 | 0 | 0 | 0 | 0 | 0 | 0 | 0 | 0 | 0 | 0 | 0 | 0 | 0 | 0 | 0 | 0 | 0 | 0 | 0 | 0 | 0 | 0 | 0 | 0
Commercial_School_Existing_Food Preparation_Natural Gas_Fryer_Vintage_Codes & Standards Forecast | Commercial | School | Existing | Food Preparation | Natural Gas | Fryer | Vintage |  | Codes & Standards Forecast | 451258.983 | 448963.0792 | 446667.1753 | 435823.7554 | 413225.4866 | 377986.7044 | 333789.9142 | 282483.8755 | 225517.1915 | 180040.1539 | 143731.7476 | 114745.4195 | 91605.9889 | 73134.202 | 58387.4802 | 46614.4593 | 37215.0781 | 29711.5613 | 23722.08 | 18941.0175 | 15123.9254 | 12075.9688 | 9642.0921 | 7698.5886 | 6146.6817 | 4907.5315 | 3918.1337 | 3128.1754 | 2497.4565 | 1993.8861 | 1591.8287 | 1270.831 | 1016.6648 | 0 | 0 | 0 | 0 | 0 | 0 | 0 | 0 | 0 | 0 | 0 | 0 | 0 | 0 | 0 | 0 | 0 | 0
Commercial_School_Existing_Food Preparation_Natural Gas_Broiler_E1_Codes & Standards Forecast | Commercial | School | Existing | Food Preparation | Natural Gas | Broiler | E1 |  | Codes & Standards Forecast | 0 | 23128.401 | 52923.2926 | 87810.4159 | 143445.8734 | 186063.0692 | 231316.5651 | 278649.5019 | 327582.0758 | 377735.5897 | 428809.2461 | 480574.0323 | 521617.9515 | 554109.3371 | 579769.5372 | 599976.4882 | 615824.8565 | 628208.8349 | 637848.8767 | 645309.7072 | 651020.204 | 655315.3966 | 658473.0928 | 660718.4581 | 662231.6869 | 663162.2295 | 663627.3771 | 663722.4799 | 663520.2884 | 663080.6992 | 662447.6643 | 661661.7638 | 671182.1581 | 0 | 0 | 0 | 0 | 0 | 0 | 0 | 0 | 0 | 0 | 0 | 0 | 0 | 0 | 0 | 0 | 0 | 0
Commercial_School_Existing_Food Preparation_Natural Gas_Broiler_E2_Codes & Standards Forecast | Commercial | School | Existing | Food Preparation | Natural Gas | Broiler | E2 |  | Codes & Standards Forecast | 0 | 0 | 0 | 0 | 0 | 0 | 0 | 0 | 0 | 0 | 0 | 0 | 0 | 0 | 0 | 0 | 0 | 0 | 0 | 0 | 0 | 0 | 0 | 0 | 0 | 0 | 0 | 0 | 0 | 0 | 0 | 0 | 0 | 0 | 0 | 0 | 0 | 0 | 0 | 0 | 0 | 0 | 0 | 0 | 0 | 0 | 0 | 0 | 0 | 0 | 0
Commercial_School_Existing_Food Preparation_Natural Gas_Broiler_E3_Codes & Standards Forecast | Commercial | School | Existing | Food Preparation | Natural Gas | Broiler | E3 |  | Codes & Standards Forecast | 0 | 0 | 0 | 0 | 0 | 0 | 0 | 0 | 0 | 0 | 0 | 0 | 0 | 0 | 0 | 0 | 0 | 0 | 0 | 0 | 0 | 0 | 0 | 0 | 0 | 0 | 0 | 0 | 0 | 0 | 0 | 0 | 0 | 0 | 0 | 0 | 0 | 0 | 0 | 0 | 0 | 0 | 0 | 0 | 0 | 0 | 0 | 0 | 0 | 0 | 0
Commercial_School_Existing_Food Preparation_Natural Gas_Broiler_E4_Codes & Standards Forecast | Commercial | School | Existing | Food Preparation | Natural Gas | Broiler | E4 |  | Codes & Standards Forecast | 0 | 0 | 0 | 0 | 0 | 0 | 0 | 0 | 0 | 0 | 0 | 0 | 0 | 0 | 0 | 0 | 0 | 0 | 0 | 0 | 0 | 0 | 0 | 0 | 0 | 0 | 0 | 0 | 0 | 0 | 0 | 0 | 0 | 0 | 0 | 0 | 0 | 0 | 0 | 0 | 0 | 0 | 0 | 0 | 0 | 0 | 0 | 0 | 0 | 0 | 0
Commercial_School_Existing_Food Preparation_Natural Gas_Broiler_E5_Codes & Standards Forecast | Commercial | School | Existing | Food Preparation | Natural Gas | Broiler | E5 |  | Codes & Standards Forecast | 0 | 0 | 0 | 0 | 0 | 0 | 0 | 0 | 0 | 0 | 0 | 0 | 0 | 0 | 0 | 0 | 0 | 0 | 0 | 0 | 0 | 0 | 0 | 0 | 0 | 0 | 0 | 0 | 0 | 0 | 0 | 0 | 0 | 0 | 0 | 0 | 0 | 0 | 0 | 0 | 0 | 0 | 0 | 0 | 0 | 0 | 0 | 0 | 0 | 0 | 0
Commercial_School_Existing_Food Preparation_Natural Gas_Broiler_E6_Codes & Standards Forecast | Commercial | School | Existing | Food Preparation | Natural Gas | Broiler | E6 |  | Codes & Standards Forecast | 0 | 0 | 0 | 0 | 0 | 0 | 0 | 0 | 0 | 0 | 0 | 0 | 0 | 0 | 0 | 0 | 0 | 0 | 0 | 0 | 0 | 0 | 0 | 0 | 0 | 0 | 0 | 0 | 0 | 0 | 0 | 0 | 0 | 0 | 0 | 0 | 0 | 0 | 0 | 0 | 0 | 0 | 0 | 0 | 0 | 0 | 0 | 0 | 0 | 0 | 0
Commercial_School_Existing_Food Preparation_Natural Gas_Broiler_E7_Codes & Standards Forecast | Commercial | School | Existing | Food Preparation | Natural Gas | Broiler | E7 |  | Codes & Standards Forecast | 0 | 0 | 0 | 0 | 0 | 0 | 0 | 0 | 0 | 0 | 0 | 0 | 0 | 0 | 0 | 0 | 0 | 0 | 0 | 0 | 0 | 0 | 0 | 0 | 0 | 0 | 0 | 0 | 0 | 0 | 0 | 0 | 0 | 0 | 0 | 0 | 0 | 0 | 0 | 0 | 0 | 0 | 0 | 0 | 0 | 0 | 0 | 0 | 0 | 0 | 0
Commercial_School_Existing_Food Preparation_Natural Gas_Broiler_E8_Codes & Standards Forecast | Commercial | School | Existing | Food Preparation | Natural Gas | Broiler | E8 |  | Codes & Standards Forecast | 0 | 0 | 0 | 0 | 0 | 0 | 0 | 0 | 0 | 0 | 0 | 0 | 0 | 0 | 0 | 0 | 0 | 0 | 0 | 0 | 0 | 0 | 0 | 0 | 0 | 0 | 0 | 0 | 0 | 0 | 0 | 0 | 0 | 0 | 0 | 0 | 0 | 0 | 0 | 0 | 0 | 0 | 0 | 0 | 0 | 0 | 0 | 0 | 0 | 0 | 0
Commercial_School_Existing_Food Preparation_Natural Gas_Broiler_E9_Codes & Standards Forecast | Commercial | School | Existing | Food Preparation | Natural Gas | Broiler | E9 |  | Codes & Standards Forecast | 0 | 0 | 0 | 0 | 0 | 0 | 0 | 0 | 0 | 0 | 0 | 0 | 0 | 0 | 0 | 0 | 0 | 0 | 0 | 0 | 0 | 0 | 0 | 0 | 0 | 0 | 0 | 0 | 0 | 0 | 0 | 0 | 0 | 0 | 0 | 0 | 0 | 0 | 0 | 0 | 0 | 0 | 0 | 0 | 0 | 0 | 0 | 0 | 0 | 0 | 0
Commercial_School_Existing_Food Preparation_Natural Gas_Broiler_E10_Codes & Standards Forecast | Commercial | School | Existing | Food Preparation | Natural Gas | Broiler | E10 |  | Codes & Standards Forecast | 0 | 0 | 0 | 0 | 0 | 0 | 0 | 0 | 0 | 0 | 0 | 0 | 0 | 0 | 0 | 0 | 0 | 0 | 0 | 0 | 0 | 0 | 0 | 0 | 0 | 0 | 0 | 0 | 0 | 0 | 0 | 0 | 0 | 0 | 0 | 0 | 0 | 0 | 0 | 0 | 0 | 0 | 0 | 0 | 0 | 0 | 0 | 0 | 0 | 0 | 0
Commercial_School_Existing_Food Preparation_Natural Gas_Broiler_Vintage_Codes & Standards Forecast | Commercial | School | Existing | Food Preparation | Natural Gas | Broiler | Vintage |  | Codes & Standards Forecast | 697400.2465 | 670723.6304 | 637380.5238 | 598208.4583 | 558602.302 | 514098.4073 | 467179.3275 | 418346.2181 | 367964.3382 | 316370.4923 | 263849.2946 | 210638.9054 | 168161.7037 | 134252.9255 | 107182.2734 | 85570.4632 | 68315.9586 | 54541.7043 | 43546.775 | 34770.1478 | 27763.0872 | 22167.9337 | 17700.0505 | 14132.3488 | 11283.5032 | 9008.7873 | 7192.5433 | 5742.4117 | 4584.5969 | 3660.1896 | 2922.1302 | 2332.8727 | 1866.2982 | 0 | 0 | 0 | 0 | 0 | 0 | 0 | 0 | 0 | 0 | 0 | 0 | 0 | 0 | 0 | 0 | 0 | 0
Commercial_School_Existing_Food Preparation_Natural Gas_Griddle_E1_Codes & Standards Forecast | Commercial | School | Existing | Food Preparation | Natural Gas | Griddle | E1 |  | Codes & Standards Forecast | 0 | 32651.8603 | 74715.2366 | 74251.4546 | 74251.4546 | 74051.9097 | 73875.7508 | 73717.0865 | 73563.802 | 73411.4667 | 73258.3689 | 73105.4761 | 66610.0701 | 53178.5572 | 42455.6756 | 33895.0809 | 27060.4465 | 13374.1304 | 0 | 0 | 0 | 0 | 0 | 0 | 0 | 0 | 0 | 0 | 0 | 0 | 0 | 0 | 0 | 0 | 0 | 0 | 0 | 0 | 0 | 0 | 0 | 0 | 0 | 0 | 0 | 0 | 0 | 0 | 0 | 0 | 0
Commercial_School_Existing_Food Preparation_Natural Gas_Griddle_E2_Codes & Standards Forecast | Commercial | School | Existing | Food Preparation | Natural Gas | Griddle | E2 |  | Codes & Standards Forecast | 0 | 0 | 0 | 49716.1914 | 128260.3666 | 188625.3644 | 252688.8117 | 319670.4456 | 388905.0109 | 459862.307 | 532119.3903 | 605351.9813 | 669791.7438 | 729093.4481 | 776042.4946 | 813130.5495 | 842339.3509 | 873508.9306 | 900492.5318 | 911025.469 | 919087.3468 | 925151.1481 | 929609.0721 | 932778.9996 | 934915.3226 | 936229.0299 | 936885.7089 | 937019.9716 | 936734.5248 | 936113.9283 | 935220.232 | 934110.7253 | 947551.282 | 0 | 0 | 0 | 0 | 0 | 0 | 0 | 0 | 0 | 0 | 0 | 0 | 0 | 0 | 0 | 0 | 0 | 0
Commercial_School_Existing_Food Preparation_Natural Gas_Griddle_E3_Codes & Standards Forecast | Commercial | School | Existing | Food Preparation | Natural Gas | Griddle | E3 |  | Codes & Standards Forecast | 0 | 0 | 0 | 0 | 0 | 0 | 0 | 0 | 0 | 0 | 0 | 0 | 0 | 0 | 0 | 0 | 0 | 0 | 0 | 0 | 0 | 0 | 0 | 0 | 0 | 0 | 0 | 0 | 0 | 0 | 0 | 0 | 0 | 0 | 0 | 0 | 0 | 0 | 0 | 0 | 0 | 0 | 0 | 0 | 0 | 0 | 0 | 0 | 0 | 0 | 0
Commercial_School_Existing_Food Preparation_Natural Gas_Griddle_E4_Codes & Standards Forecast | Commercial | School | Existing | Food Preparation | Natural Gas | Griddle | E4 |  | Codes & Standards Forecast | 0 | 0 | 0 | 0 | 0 | 0 | 0 | 0 | 0 | 0 | 0 | 0 | 0 | 0 | 0 | 0 | 0 | 0 | 0 | 0 | 0 | 0 | 0 | 0 | 0 | 0 | 0 | 0 | 0 | 0 | 0 | 0 | 0 | 0 | 0 | 0 | 0 | 0 | 0 | 0 | 0 | 0 | 0 | 0 | 0 | 0 | 0 | 0 | 0 | 0 | 0
Commercial_School_Existing_Food Preparation_Natural Gas_Griddle_E5_Codes & Standards Forecast | Commercial | School | Existing | Food Preparation | Natural Gas | Griddle | E5 |  | Codes & Standards Forecast | 0 | 0 | 0 | 0 | 0 | 0 | 0 | 0 | 0 | 0 | 0 | 0 | 0 | 0 | 0 | 0 | 0 | 0 | 0 | 0 | 0 | 0 | 0 | 0 | 0 | 0 | 0 | 0 | 0 | 0 | 0 | 0 | 0 | 0 | 0 | 0 | 0 | 0 | 0 | 0 | 0 | 0 | 0 | 0 | 0 | 0 | 0 | 0 | 0 | 0 | 0
Commercial_School_Existing_Food Preparation_Natural Gas_Griddle_E6_Codes & Standards Forecast | Commercial | School | Existing | Food Preparation | Natural Gas | Griddle | E6 |  | Codes & Standards Forecast | 0 | 0 | 0 | 0 | 0 | 0 | 0 | 0 | 0 | 0 | 0 | 0 | 0 | 0 | 0 | 0 | 0 | 0 | 0 | 0 | 0 | 0 | 0 | 0 | 0 | 0 | 0 | 0 | 0 | 0 | 0 | 0 | 0 | 0 | 0 | 0 | 0 | 0 | 0 | 0 | 0 | 0 | 0 | 0 | 0 | 0 | 0 | 0 | 0 | 0 | 0
Commercial_School_Existing_Food Preparation_Natural Gas_Griddle_E7_Codes & Standards Forecast | Commercial | School | Existing | Food Preparation | Natural Gas | Griddle | E7 |  | Codes & Standards Forecast | 0 | 0 | 0 | 0 | 0 | 0 | 0 | 0 | 0 | 0 | 0 | 0 | 0 | 0 | 0 | 0 | 0 | 0 | 0 | 0 | 0 | 0 | 0 | 0 | 0 | 0 | 0 | 0 | 0 | 0 | 0 | 0 | 0 | 0 | 0 | 0 | 0 | 0 | 0 | 0 | 0 | 0 | 0 | 0 | 0 | 0 | 0 | 0 | 0 | 0 | 0
Commercial_School_Existing_Food Preparation_Natural Gas_Griddle_E8_Codes & Standards Forecast | Commercial | School | Existing | Food Preparation | Natural Gas | Griddle | E8 |  | Codes & Standards Forecast | 0 | 0 | 0 | 0 | 0 | 0 | 0 | 0 | 0 | 0 | 0 | 0 | 0 | 0 | 0 | 0 | 0 | 0 | 0 | 0 | 0 | 0 | 0 | 0 | 0 | 0 | 0 | 0 | 0 | 0 | 0 | 0 | 0 | 0 | 0 | 0 | 0 | 0 | 0 | 0 | 0 | 0 | 0 | 0 | 0 | 0 | 0 | 0 | 0 | 0 | 0
Commercial_School_Existing_Food Preparation_Natural Gas_Griddle_E9_Codes & Standards Forecast | Commercial | School | Existing | Food Preparation | Natural Gas | Griddle | E9 |  | Codes & Standards Forecast | 0 | 0 | 0 | 0 | 0 | 0 | 0 | 0 | 0 | 0 | 0 | 0 | 0 | 0 | 0 | 0 | 0 | 0 | 0 | 0 | 0 | 0 | 0 | 0 | 0 | 0 | 0 | 0 | 0 | 0 | 0 | 0 | 0 | 0 | 0 | 0 | 0 | 0 | 0 | 0 | 0 | 0 | 0 | 0 | 0 | 0 | 0 | 0 | 0 | 0 | 0
Commercial_School_Existing_Food Preparation_Natural Gas_Griddle_E10_Codes & Standards Forecast | Commercial | School | Existing | Food Preparation | Natural Gas | Griddle | E10 |  | Codes & Standards Forecast | 0 | 0 | 0 | 0 | 0 | 0 | 0 | 0 | 0 | 0 | 0 | 0 | 0 | 0 | 0 | 0 | 0 | 0 | 0 | 0 | 0 | 0 | 0 | 0 | 0 | 0 | 0 | 0 | 0 | 0 | 0 | 0 | 0 | 0 | 0 | 0 | 0 | 0 | 0 | 0 | 0 | 0 | 0 | 0 | 0 | 0 | 0 | 0 | 0 | 0 | 0
Commercial_School_Existing_Food Preparation_Natural Gas_Griddle_Vintage_Codes & Standards Forecast | Commercial | School | Existing | Food Preparation | Natural Gas | Griddle | Vintage |  | Codes & Standards Forecast | 984565.0538 | 946903.9488 | 899831.3277 | 844529.5882 | 788615.0146 | 725785.9868 | 659547.2859 | 590606.4255 | 519479.0657 | 446640.695 | 372493.1218 | 297372.5723 | 237404.7582 | 189533.5419 | 151316.1506 | 120805.3597 | 96446.0592 | 77000.0531 | 61477.8 | 49087.2676 | 39194.9466 | 31295.9064 | 24988.3066 | 19951.5512 | 15929.6516 | 12718.2879 | 10154.1788 | 8106.9342 | 6472.3721 | 5167.3265 | 4125.3603 | 3293.4673 | 2634.7739 | 0 | 0 | 0 | 0 | 0 | 0 | 0 | 0 | 0 | 0 | 0 | 0 | 0 | 0 | 0 | 0 | 0 | 0
Commercial_School_Existing_Food Preparation_Natural Gas_Range_E1_Codes & Standards Forecast | Commercial | School | Existing | Food Preparation | Natural Gas | Range | E1 |  | Codes & Standards Forecast | 0 | 48433.5928 | 110827.601 | 183885.3415 | 294797.9944 | 384058.4511 | 478837.8684 | 577970.5614 | 680452.6772 | 785491.5135 | 868834.1243 | 934863.5378 | 987086.6466 | 1028298.5935 | 1060712.942 | 1086104.3025 | 1105879.8204 | 1121199.3318 | 1132999.9332 | 1142010.8638 | 1148775.5854 | 1153715.3874 | 1157185.0562 | 1159473.7993 | 1160813.2485 | 1161398.1016 | 1161380.2137 | 1160883.7924 | 1160002.0868 | 1158812.7138 | 1157370.8782 | 1155730.2462 | 1172131.1477 | 0 | 0 | 0 | 0 | 0 | 0 | 0 | 0 | 0 | 0 | 0 | 0 | 0 | 0 | 0 | 0 | 0 | 0
Commercial_School_Existing_Food Preparation_Natural Gas_Range_E2_Codes & Standards Forecast | Commercial | School | Existing | Food Preparation | Natural Gas | Range | E2 |  | Codes & Standards Forecast | 0 | 0 | 0 | 0 | 0 | 0 | 0 | 0 | 0 | 0 | 0 | 0 | 0 | 0 | 0 | 0 | 0 | 0 | 0 | 0 | 0 | 0 | 0 | 0 | 0 | 0 | 0 | 0 | 0 | 0 | 0 | 0 | 0 | 0 | 0 | 0 | 0 | 0 | 0 | 0 | 0 | 0 | 0 | 0 | 0 | 0 | 0 | 0 | 0 | 0 | 0
Commercial_School_Existing_Food Preparation_Natural Gas_Range_E3_Codes & Standards Forecast | Commercial | School | Existing | Food Preparation | Natural Gas | Range | E3 |  | Codes & Standards Forecast | 0 | 0 | 0 | 0 | 0 | 0 | 0 | 0 | 0 | 0 | 0 | 0 | 0 | 0 | 0 | 0 | 0 | 0 | 0 | 0 | 0 | 0 | 0 | 0 | 0 | 0 | 0 | 0 | 0 | 0 | 0 | 0 | 0 | 0 | 0 | 0 | 0 | 0 | 0 | 0 | 0 | 0 | 0 | 0 | 0 | 0 | 0 | 0 | 0 | 0 | 0
Commercial_School_Existing_Food Preparation_Natural Gas_Range_E4_Codes & Standards Forecast | Commercial | School | Existing | Food Preparation | Natural Gas | Range | E4 |  | Codes & Standards Forecast | 0 | 0 | 0 | 0 | 0 | 0 | 0 | 0 | 0 | 0 | 0 | 0 | 0 | 0 | 0 | 0 | 0 | 0 | 0 | 0 | 0 | 0 | 0 | 0 | 0 | 0 | 0 | 0 | 0 | 0 | 0 | 0 | 0 | 0 | 0 | 0 | 0 | 0 | 0 | 0 | 0 | 0 | 0 | 0 | 0 | 0 | 0 | 0 | 0 | 0 | 0
Commercial_School_Existing_Food Preparation_Natural Gas_Range_E5_Codes & Standards Forecast | Commercial | School | Existing | Food Preparation | Natural Gas | Range | E5 |  | Codes & Standards Forecast | 0 | 0 | 0 | 0 | 0 | 0 | 0 | 0 | 0 | 0 | 0 | 0 | 0 | 0 | 0 | 0 | 0 | 0 | 0 | 0 | 0 | 0 | 0 | 0 | 0 | 0 | 0 | 0 | 0 | 0 | 0 | 0 | 0 | 0 | 0 | 0 | 0 | 0 | 0 | 0 | 0 | 0 | 0 | 0 | 0 | 0 | 0 | 0 | 0 | 0 | 0
Commercial_School_Existing_Food Preparation_Natural Gas_Range_E6_Codes & Standards Forecast | Commercial | School | Existing | Food Preparation | Natural Gas | Range | E6 |  | Codes & Standards Forecast | 0 | 0 | 0 | 0 | 0 | 0 | 0 | 0 | 0 | 0 | 0 | 0 | 0 | 0 | 0 | 0 | 0 | 0 | 0 | 0 | 0 | 0 | 0 | 0 | 0 | 0 | 0 | 0 | 0 | 0 | 0 | 0 | 0 | 0 | 0 | 0 | 0 | 0 | 0 | 0 | 0 | 0 | 0 | 0 | 0 | 0 | 0 | 0 | 0 | 0 | 0
Commercial_School_Existing_Food Preparation_Natural Gas_Range_E7_Codes & Standards Forecast | Commercial | School | Existing | Food Preparation | Natural Gas | Range | E7 |  | Codes & Standards Forecast | 0 | 0 | 0 | 0 | 0 | 0 | 0 | 0 | 0 | 0 | 0 | 0 | 0 | 0 | 0 | 0 | 0 | 0 | 0 | 0 | 0 | 0 | 0 | 0 | 0 | 0 | 0 | 0 | 0 | 0 | 0 | 0 | 0 | 0 | 0 | 0 | 0 | 0 | 0 | 0 | 0 | 0 | 0 | 0 | 0 | 0 | 0 | 0 | 0 | 0 | 0
Commercial_School_Existing_Food Preparation_Natural Gas_Range_E8_Codes & Standards Forecast | Commercial | School | Existing | Food Preparation | Natural Gas | Range | E8 |  | Codes & Standards Forecast | 0 | 0 | 0 | 0 | 0 | 0 | 0 | 0 | 0 | 0 | 0 | 0 | 0 | 0 | 0 | 0 | 0 | 0 | 0 | 0 | 0 | 0 | 0 | 0 | 0 | 0 | 0 | 0 | 0 | 0 | 0 | 0 | 0 | 0 | 0 | 0 | 0 | 0 | 0 | 0 | 0 | 0 | 0 | 0 | 0 | 0 | 0 | 0 | 0 | 0 | 0
Commercial_School_Existing_Food Preparation_Natural Gas_Range_E9_Codes & Standards Forecast | Commercial | School | Existing | Food Preparation | Natural Gas | Range | E9 |  | Codes & Standards Forecast | 0 | 0 | 0 | 0 | 0 | 0 | 0 | 0 | 0 | 0 | 0 | 0 | 0 | 0 | 0 | 0 | 0 | 0 | 0 | 0 | 0 | 0 | 0 | 0 | 0 | 0 | 0 | 0 | 0 | 0 | 0 | 0 | 0 | 0 | 0 | 0 | 0 | 0 | 0 | 0 | 0 | 0 | 0 | 0 | 0 | 0 | 0 | 0 | 0 | 0 | 0
Commercial_School_Existing_Food Preparation_Natural Gas_Range_E10_Codes & Standards Forecast | Commercial | School | Existing | Food Preparation | Natural Gas | Range | E10 |  | Codes & Standards Forecast | 0 | 0 | 0 | 0 | 0 | 0 | 0 | 0 | 0 | 0 | 0 | 0 | 0 | 0 | 0 | 0 | 0 | 0 | 0 | 0 | 0 | 0 | 0 | 0 | 0 | 0 | 0 | 0 | 0 | 0 | 0 | 0 | 0 | 0 | 0 | 0 | 0 | 0 | 0 | 0 | 0 | 0 | 0 | 0 | 0 | 0 | 0 | 0 | 0 | 0 | 0
Commercial_School_Existing_Food Preparation_Natural Gas_Range_Vintage_Codes & Standards Forecast | Commercial | School | Existing | Food Preparation | Natural Gas | Range | Vintage |  | Codes & Standards Forecast | 1217031.8026 | 1162406.2268 | 1093820.2355 | 1013284.8507 | 930344.8998 | 837791.9687 | 740105.9442 | 638355.3029 | 533344.006 | 425791.6492 | 339922.9369 | 271370.8045 | 216646.4772 | 172961.0413 | 138085.3157 | 110242.3381 | 88012.9746 | 70267.2953 | 56102.2825 | 44795.1577 | 35767.8051 | 28559.4439 | 22803.3702 | 18207.0204 | 14536.7891 | 11606.2217 | 9266.3141 | 7398.0773 | 5906.4386 | 4715.504 | 3764.6456 | 3005.492 | 2404.3936 | 0 | 0 | 0 | 0 | 0 | 0 | 0 | 0 | 0 | 0 | 0 | 0 | 0 | 0 | 0 | 0 | 0 | 0
Commercial_School_Existing_Food Preparation_Natural Gas_Steamer_E1_Codes & Standards Forecast | Commercial | School | Existing | Food Preparation | Natural Gas | Steamer | E1 |  | Codes & Standards Forecast | 0 | 16124.3755 | 34311.8818 | 34098.8967 | 34098.8967 | 34007.2586 | 33926.3602 | 33853.4959 | 33783.1023 | 33713.1445 | 31895.1567 | 28292.0804 | 25096.3685 | 22262.0438 | 19747.9368 | 17517.8232 | 15539.4596 | 13784.7832 | 12228.8249 | 6093.3167 | 0 | 0 | 0 | 0 | 0 | 0 | 0 | 0 | 0 | 0 | 0 | 0 | 0 | 0 | 0 | 0 | 0 | 0 | 0 | 0 | 0 | 0 | 0 | 0 | 0 | 0 | 0 | 0 | 0 | 0 | 0
Commercial_School_Existing_Food Preparation_Natural Gas_Steamer_E2_Codes & Standards Forecast | Commercial | School | Existing | Food Preparation | Natural Gas | Steamer | E2 |  | Codes & Standards Forecast | 0 | 0 | 0 | 20124.7457 | 52056.5945 | 75283.0934 | 99790.1458 | 125428.8346 | 152049.3656 | 179520.0468 | 205540.0954 | 230510.1381 | 252562.2426 | 272028.8556 | 289200.038 | 304335.106 | 317661.3179 | 329390.9731 | 339715.6514 | 353555.0893 | 366400.5742 | 372297.6138 | 377431.8347 | 381887.2864 | 385738.8471 | 389056.2677 | 391900.0648 | 394324.8826 | 396377.0681 | 398098.8725 | 399525.4073 | 400691.2852 | 408142.4245 | 0 | 0 | 0 | 0 | 0 | 0 | 0 | 0 | 0 | 0 | 0 | 0 | 0 | 0 | 0 | 0 | 0 | 0
Commercial_School_Existing_Food Preparation_Natural Gas_Steamer_E3_Codes & Standards Forecast | Commercial | School | Existing | Food Preparation | Natural Gas | Steamer | E3 |  | Codes & Standards Forecast | 0 | 0 | 0 | 0 | 0 | 0 | 0 | 0 | 0 | 0 | 0 | 0 | 0 | 0 | 0 | 0 | 0 | 0 | 0 | 0 | 0 | 0 | 0 | 0 | 0 | 0 | 0 | 0 | 0 | 0 | 0 | 0 | 0 | 0 | 0 | 0 | 0 | 0 | 0 | 0 | 0 | 0 | 0 | 0 | 0 | 0 | 0 | 0 | 0 | 0 | 0
Commercial_School_Existing_Food Preparation_Natural Gas_Steamer_E4_Codes & Standards Forecast | Commercial | School | Existing | Food Preparation | Natural Gas | Steamer | E4 |  | Codes & Standards Forecast | 0 | 0 | 0 | 0 | 0 | 0 | 0 | 0 | 0 | 0 | 0 | 0 | 0 | 0 | 0 | 0 | 0 | 0 | 0 | 0 | 0 | 0 | 0 | 0 | 0 | 0 | 0 | 0 | 0 | 0 | 0 | 0 | 0 | 0 | 0 | 0 | 0 | 0 | 0 | 0 | 0 | 0 | 0 | 0 | 0 | 0 | 0 | 0 | 0 | 0 | 0
Commercial_School_Existing_Food Preparation_Natural Gas_Steamer_E5_Codes & Standards Forecast | Commercial | School | Existing | Food Preparation | Natural Gas | Steamer | E5 |  | Codes & Standards Forecast | 0 | 0 | 0 | 0 | 0 | 0 | 0 | 0 | 0 | 0 | 0 | 0 | 0 | 0 | 0 | 0 | 0 | 0 | 0 | 0 | 0 | 0 | 0 | 0 | 0 | 0 | 0 | 0 | 0 | 0 | 0 | 0 | 0 | 0 | 0 | 0 | 0 | 0 | 0 | 0 | 0 | 0 | 0 | 0 | 0 | 0 | 0 | 0 | 0 | 0 | 0
Commercial_School_Existing_Food Preparation_Natural Gas_Steamer_E6_Codes & Standards Forecast | Commercial | School | Existing | Food Preparation | Natural Gas | Steamer | E6 |  | Codes & Standards Forecast | 0 | 0 | 0 | 0 | 0 | 0 | 0 | 0 | 0 | 0 | 0 | 0 | 0 | 0 | 0 | 0 | 0 | 0 | 0 | 0 | 0 | 0 | 0 | 0 | 0 | 0 | 0 | 0 | 0 | 0 | 0 | 0 | 0 | 0 | 0 | 0 | 0 | 0 | 0 | 0 | 0 | 0 | 0 | 0 | 0 | 0 | 0 | 0 | 0 | 0 | 0
Commercial_School_Existing_Food Preparation_Natural Gas_Steamer_E7_Codes & Standards Forecast | Commercial | School | Existing | Food Preparation | Natural Gas | Steamer | E7 |  | Codes & Standards Forecast | 0 | 0 | 0 | 0 | 0 | 0 | 0 | 0 | 0 | 0 | 0 | 0 | 0 | 0 | 0 | 0 | 0 | 0 | 0 | 0 | 0 | 0 | 0 | 0 | 0 | 0 | 0 | 0 | 0 | 0 | 0 | 0 | 0 | 0 | 0 | 0 | 0 | 0 | 0 | 0 | 0 | 0 | 0 | 0 | 0 | 0 | 0 | 0 | 0 | 0 | 0
Commercial_School_Existing_Food Preparation_Natural Gas_Steamer_E8_Codes & Standards Forecast | Commercial | School | Existing | Food Preparation | Natural Gas | Steamer | E8 |  | Codes & Standards Forecast | 0 | 0 | 0 | 0 | 0 | 0 | 0 | 0 | 0 | 0 | 0 | 0 | 0 | 0 | 0 | 0 | 0 | 0 | 0 | 0 | 0 | 0 | 0 | 0 | 0 | 0 | 0 | 0 | 0 | 0 | 0 | 0 | 0 | 0 | 0 | 0 | 0 | 0 | 0 | 0 | 0 | 0 | 0 | 0 | 0 | 0 | 0 | 0 | 0 | 0 | 0
Commercial_School_Existing_Food Preparation_Natural Gas_Steamer_E9_Codes & Standards Forecast | Commercial | School | Existing | Food Preparation | Natural Gas | Steamer | E9 |  | Codes & Standards Forecast | 0 | 0 | 0 | 0 | 0 | 0 | 0 | 0 | 0 | 0 | 0 | 0 | 0 | 0 | 0 | 0 | 0 | 0 | 0 | 0 | 0 | 0 | 0 | 0 | 0 | 0 | 0 | 0 | 0 | 0 | 0 | 0 | 0 | 0 | 0 | 0 | 0 | 0 | 0 | 0 | 0 | 0 | 0 | 0 | 0 | 0 | 0 | 0 | 0 | 0 | 0
Commercial_School_Existing_Food Preparation_Natural Gas_Steamer_E10_Codes & Standards Forecast | Commercial | School | Existing | Food Preparation | Natural Gas | Steamer | E10 |  | Codes & Standards Forecast | 0 | 0 | 0 | 0 | 0 | 0 | 0 | 0 | 0 | 0 | 0 | 0 | 0 | 0 | 0 | 0 | 0 | 0 | 0 | 0 | 0 | 0 | 0 | 0 | 0 | 0 | 0 | 0 | 0 | 0 | 0 | 0 | 0 | 0 | 0 | 0 | 0 | 0 | 0 | 0 | 0 | 0 | 0 | 0 | 0 | 0 | 0 | 0 | 0 | 0 | 0
Commercial_School_Existing_Food Preparation_Natural Gas_Steamer_Vintage_Codes & Standards Forecast | Commercial | School | Existing | Food Preparation | Natural Gas | Steamer | Vintage |  | Codes & Standards Forecast | 437584.4684 | 419233.7619 | 398819.9246 | 376219.5729 | 354345.3247 | 330026.6528 | 304555.4266 | 278048.3173 | 250588.8115 | 222284.3504 | 197174.0283 | 174900.017 | 155144.3098 | 137622.6771 | 122080.6122 | 108294.1775 | 96064.0477 | 85216.7389 | 75597.8934 | 67068.3658 | 59502.6673 | 52789.966 | 46833.667 | 41548.514 | 36858.9192 | 32698.0957 | 29006.552 | 25731.5199 | 22825.9972 | 20248.3518 | 17961.5226 | 15932.8004 | 14162.4892 | 0 | 0 | 0 | 0 | 0 | 0 | 0 | 0 | 0 | 0 | 0 | 0 | 0 | 0 | 0 | 0 | 0 | 0
Commercial_School_Existing_Food Preparation_Natural Gas_Food Prep Other_E1_Codes & Standards Forecast | Commercial | School | Existing | Food Preparation | Natural Gas | Food Prep Other | E1 |  | Codes & Standards Forecast | 0 | 2176.7907 | 4981.0158 | 8264.5097 | 13249.3481 | 17261.054 | 21520.8031 | 25976.205 | 30582.1428 | 35302.9894 | 39048.7247 | 42016.3388 | 44363.4448 | 46215.6671 | 47672.4918 | 48813.6765 | 49702.4638 | 50390.9812 | 50921.3453 | 51326.331 | 51630.3634 | 51852.377 | 52008.3171 | 52111.182 | 52171.382 | 52197.6675 | 52196.8635 | 52174.5525 | 52134.9253 | 52081.4703 | 52016.6687 | 51942.9324 | 52680.0516 | 0 | 0 | 0 | 0 | 0 | 0 | 0 | 0 | 0 | 0 | 0 | 0 | 0 | 0 | 0 | 0 | 0 | 0
Commercial_School_Existing_Food Preparation_Natural Gas_Food Prep Other_E2_Codes & Standards Forecast | Commercial | School | Existing | Food Preparation | Natural Gas | Food Prep Other | E2 |  | Codes & Standards Forecast | 0 | 0 | 0 | 0 | 0 | 0 | 0 | 0 | 0 | 0 | 0 | 0 | 0 | 0 | 0 | 0 | 0 | 0 | 0 | 0 | 0 | 0 | 0 | 0 | 0 | 0 | 0 | 0 | 0 | 0 | 0 | 0 | 0 | 0 | 0 | 0 | 0 | 0 | 0 | 0 | 0 | 0 | 0 | 0 | 0 | 0 | 0 | 0 | 0 | 0 | 0
Commercial_School_Existing_Food Preparation_Natural Gas_Food Prep Other_E3_Codes & Standards Forecast | Commercial | School | Existing | Food Preparation | Natural Gas | Food Prep Other | E3 |  | Codes & Standards Forecast | 0 | 0 | 0 | 0 | 0 | 0 | 0 | 0 | 0 | 0 | 0 | 0 | 0 | 0 | 0 | 0 | 0 | 0 | 0 | 0 | 0 | 0 | 0 | 0 | 0 | 0 | 0 | 0 | 0 | 0 | 0 | 0 | 0 | 0 | 0 | 0 | 0 | 0 | 0 | 0 | 0 | 0 | 0 | 0 | 0 | 0 | 0 | 0 | 0 | 0 | 0
Commercial_School_Existing_Food Preparation_Natural Gas_Food Prep Other_E4_Codes & Standards Forecast | Commercial | School | Existing | Food Preparation | Natural Gas | Food Prep Other | E4 |  | Codes & Standards Forecast | 0 | 0 | 0 | 0 | 0 | 0 | 0 | 0 | 0 | 0 | 0 | 0 | 0 | 0 | 0 | 0 | 0 | 0 | 0 | 0 | 0 | 0 | 0 | 0 | 0 | 0 | 0 | 0 | 0 | 0 | 0 | 0 | 0 | 0 | 0 | 0 | 0 | 0 | 0 | 0 | 0 | 0 | 0 | 0 | 0 | 0 | 0 | 0 | 0 | 0 | 0
Commercial_School_Existing_Food Preparation_Natural Gas_Food Prep Other_E5_Codes & Standards Forecast | Commercial | School | Existing | Food Preparation | Natural Gas | Food Prep Other | E5 |  | Codes & Standards Forecast | 0 | 0 | 0 | 0 | 0 | 0 | 0 | 0 | 0 | 0 | 0 | 0 | 0 | 0 | 0 | 0 | 0 | 0 | 0 | 0 | 0 | 0 | 0 | 0 | 0 | 0 | 0 | 0 | 0 | 0 | 0 | 0 | 0 | 0 | 0 | 0 | 0 | 0 | 0 | 0 | 0 | 0 | 0 | 0 | 0 | 0 | 0 | 0 | 0 | 0 | 0
Commercial_School_Existing_Food Preparation_Natural Gas_Food Prep Other_E6_Codes & Standards Forecast | Commercial | School | Existing | Food Preparation | Natural Gas | Food Prep Other | E6 |  | Codes & Standards Forecast | 0 | 0 | 0 | 0 | 0 | 0 | 0 | 0 | 0 | 0 | 0 | 0 | 0 | 0 | 0 | 0 | 0 | 0 | 0 | 0 | 0 | 0 | 0 | 0 | 0 | 0 | 0 | 0 | 0 | 0 | 0 | 0 | 0 | 0 | 0 | 0 | 0 | 0 | 0 | 0 | 0 | 0 | 0 | 0 | 0 | 0 | 0 | 0 | 0 | 0 | 0
Commercial_School_Existing_Food Preparation_Natural Gas_Food Prep Other_E7_Codes & Standards Forecast | Commercial | School | Existing | Food Preparation | Natural Gas | Food Prep Other | E7 |  | Codes & Standards Forecast | 0 | 0 | 0 | 0 | 0 | 0 | 0 | 0 | 0 | 0 | 0 | 0 | 0 | 0 | 0 | 0 | 0 | 0 | 0 | 0 | 0 | 0 | 0 | 0 | 0 | 0 | 0 | 0 | 0 | 0 | 0 | 0 | 0 | 0 | 0 | 0 | 0 | 0 | 0 | 0 | 0 | 0 | 0 | 0 | 0 | 0 | 0 | 0 | 0 | 0 | 0
Commercial_School_Existing_Food Preparation_Natural Gas_Food Prep Other_E8_Codes & Standards Forecast | Commercial | School | Existing | Food Preparation | Natural Gas | Food Prep Other | E8 |  | Codes & Standards Forecast | 0 | 0 | 0 | 0 | 0 | 0 | 0 | 0 | 0 | 0 | 0 | 0 | 0 | 0 | 0 | 0 | 0 | 0 | 0 | 0 | 0 | 0 | 0 | 0 | 0 | 0 | 0 | 0 | 0 | 0 | 0 | 0 | 0 | 0 | 0 | 0 | 0 | 0 | 0 | 0 | 0 | 0 | 0 | 0 | 0 | 0 | 0 | 0 | 0 | 0 | 0
Commercial_School_Existing_Food Preparation_Natural Gas_Food Prep Other_E9_Codes & Standards Forecast | Commercial | School | Existing | Food Preparation | Natural Gas | Food Prep Other | E9 |  | Codes & Standards Forecast | 0 | 0 | 0 | 0 | 0 | 0 | 0 | 0 | 0 | 0 | 0 | 0 | 0 | 0 | 0 | 0 | 0 | 0 | 0 | 0 | 0 | 0 | 0 | 0 | 0 | 0 | 0 | 0 | 0 | 0 | 0 | 0 | 0 | 0 | 0 | 0 | 0 | 0 | 0 | 0 | 0 | 0 | 0 | 0 | 0 | 0 | 0 | 0 | 0 | 0 | 0
Commercial_School_Existing_Food Preparation_Natural Gas_Food Prep Other_E10_Codes & Standards Forecast | Commercial | School | Existing | Food Preparation | Natural Gas | Food Prep Other | E10 |  | Codes & Standards Forecast | 0 | 0 | 0 | 0 | 0 | 0 | 0 | 0 | 0 | 0 | 0 | 0 | 0 | 0 | 0 | 0 | 0 | 0 | 0 | 0 | 0 | 0 | 0 | 0 | 0 | 0 | 0 | 0 | 0 | 0 | 0 | 0 | 0 | 0 | 0 | 0 | 0 | 0 | 0 | 0 | 0 | 0 | 0 | 0 | 0 | 0 | 0 | 0 | 0 | 0 | 0
Commercial_School_Existing_Food Preparation_Natural Gas_Food Prep Other_Vintage_Codes & Standards Forecast | Commercial | School | Existing | Food Preparation | Natural Gas | Food Prep Other | Vintage |  | Codes & Standards Forecast | 54698.0585 | 52242.9765 | 49160.46 | 45540.8922 | 41813.2539 | 37653.5716 | 33263.1885 | 28690.126 | 23970.5171 | 19136.7033 | 15277.4354 | 12196.4407 | 9736.9203 | 7773.5299 | 6206.0816 | 4954.7118 | 3955.6393 | 3158.0807 | 2521.4509 | 2013.2655 | 1607.5418 | 1283.5705 | 1024.8706 | 818.2931 | 653.3388 | 521.6279 | 416.4636 | 332.4979 | 265.4579 | 211.9328 | 169.1976 | 135.0783 | 108.0626 | 0 | 0 | 0 | 0 | 0 | 0 | 0 | 0 | 0 | 0 | 0 | 0 | 0 | 0 | 0 | 0 | 0 | 0
Commercial_School_Existing_Miscellaneous_Natural Gas_Pool Heater_E1_Codes & Standards Forecast | Commercial | School | Existing | Miscellaneous | Natural Gas | Pool Heater | E1 |  | Codes & Standards Forecast | 0 | 840.1962 | 1922.5692 | 3189.93 | 4919.8734 | 6468.8306 | 7700.2125 | 8678.9486 | 9455.4655 | 10070.2198 | 10555.628 | 10937.88 | 11237.9544 | 11472.5354 | 11654.7446 | 11795.1464 | 11902.0729 | 11982.5687 | 12042.3697 | 12085.8503 | 12116.0948 | 12135.4381 | 12145.9413 | 12149.3128 | 12146.9244 | 12139.9727 | 12129.3755 | 12115.8962 | 12100.0822 | 12082.4039 | 12063.1659 | 12042.7118 | 12210.745 | 0 | 0 | 0 | 0 | 0 | 0 | 0 | 0 | 0 | 0 | 0 | 0 | 0 | 0 | 0 | 0 | 0 | 0
Commercial_School_Existing_Miscellaneous_Natural Gas_Pool Heater_E2_Codes & Standards Forecast | Commercial | School | Existing | Miscellaneous | Natural Gas | Pool Heater | E2 |  | Codes & Standards Forecast | 0 | 0 | 0 | 0 | 0 | 0 | 0 | 0 | 0 | 0 | 0 | 0 | 0 | 0 | 0 | 0 | 0 | 0 | 0 | 0 | 0 | 0 | 0 | 0 | 0 | 0 | 0 | 0 | 0 | 0 | 0 | 0 | 0 | 0 | 0 | 0 | 0 | 0 | 0 | 0 | 0 | 0 | 0 | 0 | 0 | 0 | 0 | 0 | 0 | 0 | 0
Commercial_School_Existing_Miscellaneous_Natural Gas_Pool Heater_E3_Codes & Standards Forecast | Commercial | School | Existing | Miscellaneous | Natural Gas | Pool Heater | E3 |  | Codes & Standards Forecast | 0 | 0 | 0 | 0 | 0 | 0 | 0 | 0 | 0 | 0 | 0 | 0 | 0 | 0 | 0 | 0 | 0 | 0 | 0 | 0 | 0 | 0 | 0 | 0 | 0 | 0 | 0 | 0 | 0 | 0 | 0 | 0 | 0 | 0 | 0 | 0 | 0 | 0 | 0 | 0 | 0 | 0 | 0 | 0 | 0 | 0 | 0 | 0 | 0 | 0 | 0
Commercial_School_Existing_Miscellaneous_Natural Gas_Pool Heater_E4_Codes & Standards Forecast | Commercial | School | Existing | Miscellaneous | Natural Gas | Pool Heater | E4 |  | Codes & Standards Forecast | 0 | 0 | 0 | 0 | 0 | 0 | 0 | 0 | 0 | 0 | 0 | 0 | 0 | 0 | 0 | 0 | 0 | 0 | 0 | 0 | 0 | 0 | 0 | 0 | 0 | 0 | 0 | 0 | 0 | 0 | 0 | 0 | 0 | 0 | 0 | 0 | 0 | 0 | 0 | 0 | 0 | 0 | 0 | 0 | 0 | 0 | 0 | 0 | 0 | 0 | 0
Commercial_School_Existing_Miscellaneous_Natural Gas_Pool Heater_E5_Codes & Standards Forecast | Commercial | School | Existing | Miscellaneous | Natural Gas | Pool Heater | E5 |  | Codes & Standards Forecast | 0 | 0 | 0 | 0 | 0 | 0 | 0 | 0 | 0 | 0 | 0 | 0 | 0 | 0 | 0 | 0 | 0 | 0 | 0 | 0 | 0 | 0 | 0 | 0 | 0 | 0 | 0 | 0 | 0 | 0 | 0 | 0 | 0 | 0 | 0 | 0 | 0 | 0 | 0 | 0 | 0 | 0 | 0 | 0 | 0 | 0 | 0 | 0 | 0 | 0 | 0
Commercial_School_Existing_Miscellaneous_Natural Gas_Pool Heater_E6_Codes & Standards Forecast | Commercial | School | Existing | Miscellaneous | Natural Gas | Pool Heater | E6 |  | Codes & Standards Forecast | 0 | 0 | 0 | 0 | 0 | 0 | 0 | 0 | 0 | 0 | 0 | 0 | 0 | 0 | 0 | 0 | 0 | 0 | 0 | 0 | 0 | 0 | 0 | 0 | 0 | 0 | 0 | 0 | 0 | 0 | 0 | 0 | 0 | 0 | 0 | 0 | 0 | 0 | 0 | 0 | 0 | 0 | 0 | 0 | 0 | 0 | 0 | 0 | 0 | 0 | 0
Commercial_School_Existing_Miscellaneous_Natural Gas_Pool Heater_E7_Codes & Standards Forecast | Commercial | School | Existing | Miscellaneous | Natural Gas | Pool Heater | E7 |  | Codes & Standards Forecast | 0 | 0 | 0 | 0 | 0 | 0 | 0 | 0 | 0 | 0 | 0 | 0 | 0 | 0 | 0 | 0 | 0 | 0 | 0 | 0 | 0 | 0 | 0 | 0 | 0 | 0 | 0 | 0 | 0 | 0 | 0 | 0 | 0 | 0 | 0 | 0 | 0 | 0 | 0 | 0 | 0 | 0 | 0 | 0 | 0 | 0 | 0 | 0 | 0 | 0 | 0
Commercial_School_Existing_Miscellaneous_Natural Gas_Pool Heater_E8_Codes & Standards Forecast | Commercial | School | Existing | Miscellaneous | Natural Gas | Pool Heater | E8 |  | Codes & Standards Forecast | 0 | 0 | 0 | 0 | 0 | 0 | 0 | 0 | 0 | 0 | 0 | 0 | 0 | 0 | 0 | 0 | 0 | 0 | 0 | 0 | 0 | 0 | 0 | 0 | 0 | 0 | 0 | 0 | 0 | 0 | 0 | 0 | 0 | 0 | 0 | 0 | 0 | 0 | 0 | 0 | 0 | 0 | 0 | 0 | 0 | 0 | 0 | 0 | 0 | 0 | 0
Commercial_School_Existing_Miscellaneous_Natural Gas_Pool Heater_E9_Codes & Standards Forecast | Commercial | School | Existing | Miscellaneous | Natural Gas | Pool Heater | E9 |  | Codes & Standards Forecast | 0 | 0 | 0 | 0 | 0 | 0 | 0 | 0 | 0 | 0 | 0 | 0 | 0 | 0 | 0 | 0 | 0 | 0 | 0 | 0 | 0 | 0 | 0 | 0 | 0 | 0 | 0 | 0 | 0 | 0 | 0 | 0 | 0 | 0 | 0 | 0 | 0 | 0 | 0 | 0 | 0 | 0 | 0 | 0 | 0 | 0 | 0 | 0 | 0 | 0 | 0
Commercial_School_Existing_Miscellaneous_Natural Gas_Pool Heater_E10_Codes & Standards Forecast | Commercial | School | Existing | Miscellaneous | Natural Gas | Pool Heater | E10 |  | Codes & Standards Forecast | 0 | 0 | 0 | 0 | 0 | 0 | 0 | 0 | 0 | 0 | 0 | 0 | 0 | 0 | 0 | 0 | 0 | 0 | 0 | 0 | 0 | 0 | 0 | 0 | 0 | 0 | 0 | 0 | 0 | 0 | 0 | 0 | 0 | 0 | 0 | 0 | 0 | 0 | 0 | 0 | 0 | 0 | 0 | 0 | 0 | 0 | 0 | 0 | 0 | 0 | 0
Commercial_School_Existing_Miscellaneous_Natural Gas_Pool Heater_Vintage_Codes & Standards Forecast | Commercial | School | Existing | Miscellaneous | Natural Gas | Pool Heater | Vintage |  | Codes & Standards Forecast | 12667.3925 | 11762.7474 | 10615.9256 | 9270.7342 | 7831.9428 | 6248.7161 | 4987.081 | 3981.0961 | 3178.2544 | 2537.3383 | 2025.6374 | 1617.1279 | 1291.0197 | 1030.6935 | 822.8653 | 656.946 | 524.4788 | 418.7304 | 334.3195 | 266.9392 | 213.1442 | 170.1888 | 135.8877 | 108.4976 | 86.6263 | 69.1627 | 55.219 | 44.0859 | 35.1971 | 28.1002 | 22.4339 | 17.9101 | 14.328 | 0 | 0 | 0 | 0 | 0 | 0 | 0 | 0 | 0 | 0 | 0 | 0 | 0 | 0 | 0 | 0 | 0 | 0
Commercial_School_Existing_Miscellaneous_Natural Gas_Miscellaneous_E1_Codes & Standards Forecast | Commercial | School | Existing | Miscellaneous | Natural Gas | Miscellaneous | E1 |  | Codes & Standards Forecast | 0 | 355672.0497 | 775107.0463 | 1246348.0159 | 1750254.3624 | 2094363.4796 | 2387652.4415 | 2637636.3362 | 2850364.3916 | 3031113.9781 | 3184446.5266 | 3314361.0389 | 3424297.657 | 3517177.6777 | 3595438.1675 | 3661193.0351 | 3716218.7699 | 3762159.5902 | 3800453.6774 | 3832261.9308 | 3858446.4135 | 3879708.2611 | 3896716.0359 | 3910063.6796 | 3920262.2739 | 3927782.3646 | 3933012.8832 | 3936296.1048 | 3937903.8203 | 3938079.6266 | 3937008.5947 | 3934882.69 | 3994180.315 | 0 | 0 | 0 | 0 | 0 | 0 | 0 | 0 | 0 | 0 | 0 | 0 | 0 | 0 | 0 | 0 | 0 | 0
Commercial_School_Existing_Miscellaneous_Natural Gas_Miscellaneous_E2_Codes & Standards Forecast | Commercial | School | Existing | Miscellaneous | Natural Gas | Miscellaneous | E2 |  | Codes & Standards Forecast | 0 | 0 | 0 | 0 | 0 | 0 | 0 | 0 | 0 | 0 | 0 | 0 | 0 | 0 | 0 | 0 | 0 | 0 | 0 | 0 | 0 | 0 | 0 | 0 | 0 | 0 | 0 | 0 | 0 | 0 | 0 | 0 | 0 | 0 | 0 | 0 | 0 | 0 | 0 | 0 | 0 | 0 | 0 | 0 | 0 | 0 | 0 | 0 | 0 | 0 | 0
Commercial_School_Existing_Miscellaneous_Natural Gas_Miscellaneous_E3_Codes & Standards Forecast | Commercial | School | Existing | Miscellaneous | Natural Gas | Miscellaneous | E3 |  | Codes & Standards Forecast | 0 | 0 | 0 | 0 | 0 | 0 | 0 | 0 | 0 | 0 | 0 | 0 | 0 | 0 | 0 | 0 | 0 | 0 | 0 | 0 | 0 | 0 | 0 | 0 | 0 | 0 | 0 | 0 | 0 | 0 | 0 | 0 | 0 | 0 | 0 | 0 | 0 | 0 | 0 | 0 | 0 | 0 | 0 | 0 | 0 | 0 | 0 | 0 | 0 | 0 | 0
Commercial_School_Existing_Miscellaneous_Natural Gas_Miscellaneous_E4_Codes & Standards Forecast | Commercial | School | Existing | Miscellaneous | Natural Gas | Miscellaneous | E4 |  | Codes & Standards Forecast | 0 | 0 | 0 | 0 | 0 | 0 | 0 | 0 | 0 | 0 | 0 | 0 | 0 | 0 | 0 | 0 | 0 | 0 | 0 | 0 | 0 | 0 | 0 | 0 | 0 | 0 | 0 | 0 | 0 | 0 | 0 | 0 | 0 | 0 | 0 | 0 | 0 | 0 | 0 | 0 | 0 | 0 | 0 | 0 | 0 | 0 | 0 | 0 | 0 | 0 | 0
Commercial_School_Existing_Miscellaneous_Natural Gas_Miscellaneous_E5_Codes & Standards Forecast | Commercial | School | Existing | Miscellaneous | Natural Gas | Miscellaneous | E5 |  | Codes & Standards Forecast | 0 | 0 | 0 | 0 | 0 | 0 | 0 | 0 | 0 | 0 | 0 | 0 | 0 | 0 | 0 | 0 | 0 | 0 | 0 | 0 | 0 | 0 | 0 | 0 | 0 | 0 | 0 | 0 | 0 | 0 | 0 | 0 | 0 | 0 | 0 | 0 | 0 | 0 | 0 | 0 | 0 | 0 | 0 | 0 | 0 | 0 | 0 | 0 | 0 | 0 | 0
Commercial_School_Existing_Miscellaneous_Natural Gas_Miscellaneous_E6_Codes & Standards Forecast | Commercial | School | Existing | Miscellaneous | Natural Gas | Miscellaneous | E6 |  | Codes & Standards Forecast | 0 | 0 | 0 | 0 | 0 | 0 | 0 | 0 | 0 | 0 | 0 | 0 | 0 | 0 | 0 | 0 | 0 | 0 | 0 | 0 | 0 | 0 | 0 | 0 | 0 | 0 | 0 | 0 | 0 | 0 | 0 | 0 | 0 | 0 | 0 | 0 | 0 | 0 | 0 | 0 | 0 | 0 | 0 | 0 | 0 | 0 | 0 | 0 | 0 | 0 | 0
Commercial_School_Existing_Miscellaneous_Natural Gas_Miscellaneous_E7_Codes & Standards Forecast | Commercial | School | Existing | Miscellaneous | Natural Gas | Miscellaneous | E7 |  | Codes & Standards Forecast | 0 | 0 | 0 | 0 | 0 | 0 | 0 | 0 | 0 | 0 | 0 | 0 | 0 | 0 | 0 | 0 | 0 | 0 | 0 | 0 | 0 | 0 | 0 | 0 | 0 | 0 | 0 | 0 | 0 | 0 | 0 | 0 | 0 | 0 | 0 | 0 | 0 | 0 | 0 | 0 | 0 | 0 | 0 | 0 | 0 | 0 | 0 | 0 | 0 | 0 | 0
Commercial_School_Existing_Miscellaneous_Natural Gas_Miscellaneous_E8_Codes & Standards Forecast | Commercial | School | Existing | Miscellaneous | Natural Gas | Miscellaneous | E8 |  | Codes & Standards Forecast | 0 | 0 | 0 | 0 | 0 | 0 | 0 | 0 | 0 | 0 | 0 | 0 | 0 | 0 | 0 | 0 | 0 | 0 | 0 | 0 | 0 | 0 | 0 | 0 | 0 | 0 | 0 | 0 | 0 | 0 | 0 | 0 | 0 | 0 | 0 | 0 | 0 | 0 | 0 | 0 | 0 | 0 | 0 | 0 | 0 | 0 | 0 | 0 | 0 | 0 | 0
Commercial_School_Existing_Miscellaneous_Natural Gas_Miscellaneous_E9_Codes & Standards Forecast | Commercial | School | Existing | Miscellaneous | Natural Gas | Miscellaneous | E9 |  | Codes & Standards Forecast | 0 | 0 | 0 | 0 | 0 | 0 | 0 | 0 | 0 | 0 | 0 | 0 | 0 | 0 | 0 | 0 | 0 | 0 | 0 | 0 | 0 | 0 | 0 | 0 | 0 | 0 | 0 | 0 | 0 | 0 | 0 | 0 | 0 | 0 | 0 | 0 | 0 | 0 | 0 | 0 | 0 | 0 | 0 | 0 | 0 | 0 | 0 | 0 | 0 | 0 | 0
Commercial_School_Existing_Miscellaneous_Natural Gas_Miscellaneous_E10_Codes & Standards Forecast | Commercial | School | Existing | Miscellaneous | Natural Gas | Miscellaneous | E10 |  | Codes & Standards Forecast | 0 | 0 | 0 | 0 | 0 | 0 | 0 | 0 | 0 | 0 | 0 | 0 | 0 | 0 | 0 | 0 | 0 | 0 | 0 | 0 | 0 | 0 | 0 | 0 | 0 | 0 | 0 | 0 | 0 | 0 | 0 | 0 | 0 | 0 | 0 | 0 | 0 | 0 | 0 | 0 | 0 | 0 | 0 | 0 | 0 | 0 | 0 | 0 | 0 | 0 | 0
Commercial_School_Existing_Miscellaneous_Natural Gas_Miscellaneous_Vintage_Codes & Standards Forecast | Commercial | School | Existing | Miscellaneous | Natural Gas | Miscellaneous | Vintage |  | Codes & Standards Forecast | 4170726.9641 | 3793835.197 | 3353180.4831 | 2856313.879 | 2448269.0391 | 2092876.7229 | 1789626.9162 | 1530671.401 | 1309275.9275 | 1119912.5908 | 957923.1774 | 819363.3923 | 700855.183 | 599498.5988 | 512803.0526 | 438646.5758 | 375211.595 | 320956.3793 | 274559.5337 | 234882.3004 | 200943.8573 | 171907.734 | 147064.5266 | 125808.7925 | 107622.6863 | 92063.9121 | 78753.3079 | 67366.4824 | 57625.3959 | 49292.3558 | 42163.706 | 36065.6262 | 30913.3939 | 0 | 0 | 0 | 0 | 0 | 0 | 0 | 0 | 0 | 0 | 0 | 0 | 0 | 0 | 0 | 0 | 0 | 0
Commercial_School_New_Space Heating_Natural Gas_Furnace_E1_Codes & Standards Forecast | Commercial | School | New | Space Heating | Natural Gas | Furnace | E1 |  | Codes & Standards Forecast | 0 | 0 | 0 | 0 | 0 | 0 | 0 | 0 | 0 | 0 | 0 | 0 | 0 | 0 | 0 | 0 | 0 | 0 | 0 | 0 | 0 | 0 | 0 | 0 | 0 | 0 | 0 | 0 | 0 | 0 | 0 | 0 | 0 | 0 | 0 | 0 | 0 | 0 | 0 | 0 | 0 | 0 | 0 | 0 | 0 | 0 | 0 | 0 | 0 | 0 | 0
Commercial_School_New_Space Heating_Natural Gas_Furnace_E2_Codes & Standards Forecast | Commercial | School | New | Space Heating | Natural Gas | Furnace | E2 |  | Codes & Standards Forecast | 0 | 0 | 0 | 0 | 0 | 0 | 0 | 0 | 0 | 0 | 0 | 0 | 0 | 0 | 0 | 0 | 0 | 0 | 0 | 0 | 0 | 0 | 0 | 0 | 0 | 0 | 0 | 0 | 0 | 0 | 0 | 0 | 0 | 0 | 0 | 0 | 0 | 0 | 0 | 0 | 0 | 0 | 0 | 0 | 0 | 0 | 0 | 0 | 0 | 0 | 0
Commercial_School_New_Space Heating_Natural Gas_Furnace_E3_Codes & Standards Forecast | Commercial | School | New | Space Heating | Natural Gas | Furnace | E3 |  | Codes & Standards Forecast | 0 | 0 | 0 | 0 | 0 | 0 | 0 | 0 | 0 | 0 | 0 | 0 | 0 | 0 | 0 | 0 | 0 | 0 | 0 | 0 | 0 | 0 | 0 | 0 | 0 | 0 | 0 | 0 | 0 | 0 | 0 | 0 | 0 | 0 | 0 | 0 | 0 | 0 | 0 | 0 | 0 | 0 | 0 | 0 | 0 | 0 | 0 | 0 | 0 | 0 | 0
Commercial_School_New_Space Heating_Natural Gas_Furnace_E4_Codes & Standards Forecast | Commercial | School | New | Space Heating | Natural Gas | Furnace | E4 |  | Codes & Standards Forecast | 0 | 0 | 0 | 0 | 0 | 0 | 0 | 0 | 0 | 0 | 0 | 0 | 0 | 0 | 0 | 0 | 0 | 0 | 0 | 0 | 0 | 0 | 0 | 0 | 0 | 0 | 0 | 0 | 0 | 0 | 0 | 0 | 0 | 0 | 0 | 0 | 0 | 0 | 0 | 0 | 0 | 0 | 0 | 0 | 0 | 0 | 0 | 0 | 0 | 0 | 0
Commercial_School_New_Space Heating_Natural Gas_Furnace_E5_Codes & Standards Forecast | Commercial | School | New | Space Heating | Natural Gas | Furnace | E5 |  | Codes & Standards Forecast | 0 | 0 | 0 | 0 | 0 | 0 | 0 | 0 | 0 | 0 | 0 | 0 | 0 | 0 | 0 | 0 | 0 | 0 | 0 | 0 | 0 | 0 | 0 | 0 | 0 | 0 | 0 | 0 | 0 | 0 | 0 | 0 | 0 | 0 | 0 | 0 | 0 | 0 | 0 | 0 | 0 | 0 | 0 | 0 | 0 | 0 | 0 | 0 | 0 | 0 | 0
Commercial_School_New_Space Heating_Natural Gas_Furnace_E6_Codes & Standards Forecast | Commercial | School | New | Space Heating | Natural Gas | Furnace | E6 |  | Codes & Standards Forecast | 0 | 0 | 0 | 0 | 0 | 0 | 0 | 0 | 0 | 0 | 0 | 0 | 0 | 0 | 0 | 0 | 0 | 0 | 0 | 0 | 0 | 0 | 0 | 0 | 0 | 0 | 0 | 0 | 0 | 0 | 0 | 0 | 0 | 0 | 0 | 0 | 0 | 0 | 0 | 0 | 0 | 0 | 0 | 0 | 0 | 0 | 0 | 0 | 0 | 0 | 0
Commercial_School_New_Space Heating_Natural Gas_Furnace_E7_Codes & Standards Forecast | Commercial | School | New | Space Heating | Natural Gas | Furnace | E7 |  | Codes & Standards Forecast | 0 | 0 | 0 | 0 | 0 | 0 | 0 | 0 | 0 | 0 | 0 | 0 | 0 | 0 | 0 | 0 | 0 | 0 | 0 | 0 | 0 | 0 | 0 | 0 | 0 | 0 | 0 | 0 | 0 | 0 | 0 | 0 | 0 | 0 | 0 | 0 | 0 | 0 | 0 | 0 | 0 | 0 | 0 | 0 | 0 | 0 | 0 | 0 | 0 | 0 | 0
Commercial_School_New_Space Heating_Natural Gas_Furnace_E8_Codes & Standards Forecast | Commercial | School | New | Space Heating | Natural Gas | Furnace | E8 |  | Codes & Standards Forecast | 0 | 0 | 0 | 0 | 0 | 0 | 0 | 0 | 0 | 0 | 0 | 0 | 0 | 0 | 0 | 0 | 0 | 0 | 0 | 0 | 0 | 0 | 0 | 0 | 0 | 0 | 0 | 0 | 0 | 0 | 0 | 0 | 0 | 0 | 0 | 0 | 0 | 0 | 0 | 0 | 0 | 0 | 0 | 0 | 0 | 0 | 0 | 0 | 0 | 0 | 0
Commercial_School_New_Space Heating_Natural Gas_Furnace_E9_Codes & Standards Forecast | Commercial | School | New | Space Heating | Natural Gas | Furnace | E9 |  | Codes & Standards Forecast | 0 | 0 | 0 | 0 | 0 | 0 | 0 | 0 | 0 | 0 | 0 | 0 | 0 | 0 | 0 | 0 | 0 | 0 | 0 | 0 | 0 | 0 | 0 | 0 | 0 | 0 | 0 | 0 | 0 | 0 | 0 | 0 | 0 | 0 | 0 | 0 | 0 | 0 | 0 | 0 | 0 | 0 | 0 | 0 | 0 | 0 | 0 | 0 | 0 | 0 | 0
Commercial_School_New_Space Heating_Natural Gas_Furnace_E10_Codes & Standards Forecast | Commercial | School | New | Space Heating | Natural Gas | Furnace | E10 |  | Codes & Standards Forecast | 0 | 0 | 0 | 0 | 0 | 0 | 0 | 0 | 0 | 0 | 0 | 0 | 0 | 0 | 0 | 0 | 0 | 0 | 0 | 0 | 0 | 0 | 0 | 0 | 0 | 0 | 0 | 0 | 0 | 0 | 0 | 0 | 0 | 0 | 0 | 0 | 0 | 0 | 0 | 0 | 0 | 0 | 0 | 0 | 0 | 0 | 0 | 0 | 0 | 0 | 0
Commercial_School_New_Space Heating_Natural Gas_Furnace_Vintage_Codes & Standards Forecast | Commercial | School | New | Space Heating | Natural Gas | Furnace | Vintage |  | Codes & Standards Forecast | 0 | 0 | 0 | 0 | 0 | 0 | 0 | 0 | 0 | 0 | 0 | 0 | 0 | 0 | 0 | 0 | 0 | 0 | 0 | 0 | 0 | 0 | 0 | 0 | 0 | 0 | 0 | 0 | 0 | 0 | 0 | 0 | 0 | 0 | 0 | 0 | 0 | 0 | 0 | 0 | 0 | 0 | 0 | 0 | 0 | 0 | 0 | 0 | 0 | 0 | 0
Commercial_School_New_Space Heating_Natural Gas_Boiler_E1_Codes & Standards Forecast | Commercial | School | New | Space Heating | Natural Gas | Boiler | E1 |  | Codes & Standards Forecast | 0 | 0 | 0 | 0 | 0 | 0 | 0 | 0 | 0 | 0 | 0 | 0 | 0 | 0 | 0 | 0 | 0 | 0 | 0 | 0 | 0 | 0 | 0 | 0 | 0 | 0 | 0 | 0 | 0 | 0 | 0 | 0 | 0 | 0 | 0 | 0 | 0 | 0 | 0 | 0 | 0 | 0 | 0 | 0 | 0 | 0 | 0 | 0 | 0 | 0 | 0
Commercial_School_New_Space Heating_Natural Gas_Boiler_E2_Codes & Standards Forecast | Commercial | School | New | Space Heating | Natural Gas | Boiler | E2 |  | Codes & Standards Forecast | 0 | 0 | 0 | 0 | 0 | 0 | 0 | 0 | 0 | 0 | 0 | 0 | 0 | 0 | 0 | 0 | 0 | 0 | 0 | 0 | 0 | 0 | 0 | 0 | 0 | 0 | 0 | 0 | 0 | 0 | 0 | 0 | 0 | 0 | 0 | 0 | 0 | 0 | 0 | 0 | 0 | 0 | 0 | 0 | 0 | 0 | 0 | 0 | 0 | 0 | 0
Commercial_School_New_Space Heating_Natural Gas_Boiler_E3_Codes & Standards Forecast | Commercial | School | New | Space Heating | Natural Gas | Boiler | E3 |  | Codes & Standards Forecast | 0 | 0 | 0 | 0 | 0 | 0 | 0 | 0 | 0 | 0 | 0 | 0 | 0 | 0 | 0 | 0 | 0 | 0 | 0 | 0 | 0 | 0 | 0 | 0 | 0 | 0 | 0 | 0 | 0 | 0 | 0 | 0 | 0 | 0 | 0 | 0 | 0 | 0 | 0 | 0 | 0 | 0 | 0 | 0 | 0 | 0 | 0 | 0 | 0 | 0 | 0
Commercial_School_New_Space Heating_Natural Gas_Boiler_E4_Codes & Standards Forecast | Commercial | School | New | Space Heating | Natural Gas | Boiler | E4 |  | Codes & Standards Forecast | 0 | 0 | 0 | 0 | 0 | 0 | 0 | 0 | 0 | 0 | 0 | 0 | 0 | 0 | 0 | 0 | 0 | 0 | 0 | 0 | 0 | 0 | 0 | 0 | 0 | 0 | 0 | 0 | 0 | 0 | 0 | 0 | 0 | 0 | 0 | 0 | 0 | 0 | 0 | 0 | 0 | 0 | 0 | 0 | 0 | 0 | 0 | 0 | 0 | 0 | 0
Commercial_School_New_Space Heating_Natural Gas_Boiler_E5_Codes & Standards Forecast | Commercial | School | New | Space Heating | Natural Gas | Boiler | E5 |  | Codes & Standards Forecast | 0 | 0 | 0 | 0 | 0 | 0 | 0 | 0 | 0 | 0 | 0 | 0 | 0 | 0 | 0 | 0 | 0 | 0 | 0 | 0 | 0 | 0 | 0 | 0 | 0 | 0 | 0 | 0 | 0 | 0 | 0 | 0 | 0 | 0 | 0 | 0 | 0 | 0 | 0 | 0 | 0 | 0 | 0 | 0 | 0 | 0 | 0 | 0 | 0 | 0 | 0
Commercial_School_New_Space Heating_Natural Gas_Boiler_E6_Codes & Standards Forecast | Commercial | School | New | Space Heating | Natural Gas | Boiler | E6 |  | Codes & Standards Forecast | 0 | 0 | 0 | 0 | 0 | 0 | 0 | 0 | 0 | 0 | 0 | 0 | 0 | 0 | 0 | 0 | 0 | 0 | 0 | 0 | 0 | 0 | 0 | 0 | 0 | 0 | 0 | 0 | 0 | 0 | 0 | 0 | 0 | 0 | 0 | 0 | 0 | 0 | 0 | 0 | 0 | 0 | 0 | 0 | 0 | 0 | 0 | 0 | 0 | 0 | 0
Commercial_School_New_Space Heating_Natural Gas_Boiler_E7_Codes & Standards Forecast | Commercial | School | New | Space Heating | Natural Gas | Boiler | E7 |  | Codes & Standards Forecast | 0 | 0 | 0 | 0 | 0 | 0 | 0 | 0 | 0 | 0 | 0 | 0 | 0 | 0 | 0 | 0 | 0 | 0 | 0 | 0 | 0 | 0 | 0 | 0 | 0 | 0 | 0 | 0 | 0 | 0 | 0 | 0 | 0 | 0 | 0 | 0 | 0 | 0 | 0 | 0 | 0 | 0 | 0 | 0 | 0 | 0 | 0 | 0 | 0 | 0 | 0
Commercial_School_New_Space Heating_Natural Gas_Boiler_E8_Codes & Standards Forecast | Commercial | School | New | Space Heating | Natural Gas | Boiler | E8 |  | Codes & Standards Forecast | 0 | 0 | 0 | 0 | 0 | 0 | 0 | 0 | 0 | 0 | 0 | 0 | 0 | 0 | 0 | 0 | 0 | 0 | 0 | 0 | 0 | 0 | 0 | 0 | 0 | 0 | 0 | 0 | 0 | 0 | 0 | 0 | 0 | 0 | 0 | 0 | 0 | 0 | 0 | 0 | 0 | 0 | 0 | 0 | 0 | 0 | 0 | 0 | 0 | 0 | 0
Commercial_School_New_Space Heating_Natural Gas_Boiler_E9_Codes & Standards Forecast | Commercial | School | New | Space Heating | Natural Gas | Boiler | E9 |  | Codes & Standards Forecast | 0 | 0 | 0 | 0 | 0 | 0 | 0 | 0 | 0 | 0 | 0 | 0 | 0 | 0 | 0 | 0 | 0 | 0 | 0 | 0 | 0 | 0 | 0 | 0 | 0 | 0 | 0 | 0 | 0 | 0 | 0 | 0 | 0 | 0 | 0 | 0 | 0 | 0 | 0 | 0 | 0 | 0 | 0 | 0 | 0 | 0 | 0 | 0 | 0 | 0 | 0
Commercial_School_New_Space Heating_Natural Gas_Boiler_E10_Codes & Standards Forecast | Commercial | School | New | Space Heating | Natural Gas | Boiler | E10 |  | Codes & Standards Forecast | 0 | 0 | 0 | 0 | 0 | 0 | 0 | 0 | 0 | 0 | 0 | 0 | 0 | 0 | 0 | 0 | 0 | 0 | 0 | 0 | 0 | 0 | 0 | 0 | 0 | 0 | 0 | 0 | 0 | 0 | 0 | 0 | 0 | 0 | 0 | 0 | 0 | 0 | 0 | 0 | 0 | 0 | 0 | 0 | 0 | 0 | 0 | 0 | 0 | 0 | 0
Commercial_School_New_Space Heating_Natural Gas_Boiler_Vintage_Codes & Standards Forecast | Commercial | School | New | Space Heating | Natural Gas | Boiler | Vintage |  | Codes & Standards Forecast | 0 | 0 | 0 | 0 | 0 | 0 | 0 | 0 | 0 | 0 | 0 | 0 | 0 | 0 | 0 | 0 | 0 | 0 | 0 | 0 | 0 | 0 | 0 | 0 | 0 | 0 | 0 | 0 | 0 | 0 | 0 | 0 | 0 | 0 | 0 | 0 | 0 | 0 | 0 | 0 | 0 | 0 | 0 | 0 | 0 | 0 | 0 | 0 | 0 | 0 | 0
Commercial_School_New_Space Heating_Natural Gas_Unit Heater_E1_Codes & Standards Forecast | Commercial | School | New | Space Heating | Natural Gas | Unit Heater | E1 |  | Codes & Standards Forecast | 0 | 281.8549 | 1641.3457 | 2510.1555 | 3548.9468 | 3548.9468 | 3548.9468 | 3548.9468 | 3548.9468 | 3548.9468 | 3548.9468 | 3508.6818 | 3279.956 | 2959.7896 | 2536.9625 | 2174.5393 | 1863.8908 | 1597.6207 | 1287.2688 | 707.2758 | 353.1025 | 0 | 0 | 0 | 0 | 0 | 0 | 0 | 0 | 0 | 0 | 0 | 0 | 0 | 0 | 0 | 0 | 0 | 0 | 0 | 0 | 0 | 0 | 0 | 0 | 0 | 0 | 0 | 0 | 0 | 0
Commercial_School_New_Space Heating_Natural Gas_Unit Heater_E2_Codes & Standards Forecast | Commercial | School | New | Space Heating | Natural Gas | Unit Heater | E2 |  | Codes & Standards Forecast | 0 | 0 | 0 | 0 | 0 | 1070.5694 | 2146.5187 | 3077.7493 | 3995.9291 | 4935.6004 | 5890.5673 | 6878.5445 | 8040.1594 | 9280.499 | 10624.8294 | 11905.969 | 13140.6581 | 14309.4112 | 15486.3992 | 16905.0658 | 18098.325 | 19307.5037 | 20174.7368 | 21051.1458 | 21936.9703 | 22825.2906 | 23717.0837 | 24609.4774 | 25505.8079 | 26404.0922 | 27309.0599 | 28214.6854 | 28599.4034 | 0 | 0 | 0 | 0 | 0 | 0 | 0 | 0 | 0 | 0 | 0 | 0 | 0 | 0 | 0 | 0 | 0 | 0
Commercial_School_New_Space Heating_Natural Gas_Unit Heater_E3_Codes & Standards Forecast | Commercial | School | New | Space Heating | Natural Gas | Unit Heater | E3 |  | Codes & Standards Forecast | 0 | 0 | 0 | 0 | 0 | 0 | 0 | 0 | 0 | 0 | 0 | 0 | 0 | 0 | 0 | 0 | 0 | 0 | 0 | 0 | 0 | 0 | 0 | 0 | 0 | 0 | 0 | 0 | 0 | 0 | 0 | 0 | 0 | 0 | 0 | 0 | 0 | 0 | 0 | 0 | 0 | 0 | 0 | 0 | 0 | 0 | 0 | 0 | 0 | 0 | 0
Commercial_School_New_Space Heating_Natural Gas_Unit Heater_E4_Codes & Standards Forecast | Commercial | School | New | Space Heating | Natural Gas | Unit Heater | E4 |  | Codes & Standards Forecast | 0 | 0 | 0 | 0 | 0 | 0 | 0 | 0 | 0 | 0 | 0 | 0 | 0 | 0 | 0 | 0 | 0 | 0 | 0 | 0 | 0 | 0 | 0 | 0 | 0 | 0 | 0 | 0 | 0 | 0 | 0 | 0 | 0 | 0 | 0 | 0 | 0 | 0 | 0 | 0 | 0 | 0 | 0 | 0 | 0 | 0 | 0 | 0 | 0 | 0 | 0
Commercial_School_New_Space Heating_Natural Gas_Unit Heater_E5_Codes & Standards Forecast | Commercial | School | New | Space Heating | Natural Gas | Unit Heater | E5 |  | Codes & Standards Forecast | 0 | 0 | 0 | 0 | 0 | 0 | 0 | 0 | 0 | 0 | 0 | 0 | 0 | 0 | 0 | 0 | 0 | 0 | 0 | 0 | 0 | 0 | 0 | 0 | 0 | 0 | 0 | 0 | 0 | 0 | 0 | 0 | 0 | 0 | 0 | 0 | 0 | 0 | 0 | 0 | 0 | 0 | 0 | 0 | 0 | 0 | 0 | 0 | 0 | 0 | 0
Commercial_School_New_Space Heating_Natural Gas_Unit Heater_E6_Codes & Standards Forecast | Commercial | School | New | Space Heating | Natural Gas | Unit Heater | E6 |  | Codes & Standards Forecast | 0 | 0 | 0 | 0 | 0 | 0 | 0 | 0 | 0 | 0 | 0 | 0 | 0 | 0 | 0 | 0 | 0 | 0 | 0 | 0 | 0 | 0 | 0 | 0 | 0 | 0 | 0 | 0 | 0 | 0 | 0 | 0 | 0 | 0 | 0 | 0 | 0 | 0 | 0 | 0 | 0 | 0 | 0 | 0 | 0 | 0 | 0 | 0 | 0 | 0 | 0
Commercial_School_New_Space Heating_Natural Gas_Unit Heater_E7_Codes & Standards Forecast | Commercial | School | New | Space Heating | Natural Gas | Unit Heater | E7 |  | Codes & Standards Forecast | 0 | 0 | 0 | 0 | 0 | 0 | 0 | 0 | 0 | 0 | 0 | 0 | 0 | 0 | 0 | 0 | 0 | 0 | 0 | 0 | 0 | 0 | 0 | 0 | 0 | 0 | 0 | 0 | 0 | 0 | 0 | 0 | 0 | 0 | 0 | 0 | 0 | 0 | 0 | 0 | 0 | 0 | 0 | 0 | 0 | 0 | 0 | 0 | 0 | 0 | 0
Commercial_School_New_Space Heating_Natural Gas_Unit Heater_E8_Codes & Standards Forecast | Commercial | School | New | Space Heating | Natural Gas | Unit Heater | E8 |  | Codes & Standards Forecast | 0 | 0 | 0 | 0 | 0 | 0 | 0 | 0 | 0 | 0 | 0 | 0 | 0 | 0 | 0 | 0 | 0 | 0 | 0 | 0 | 0 | 0 | 0 | 0 | 0 | 0 | 0 | 0 | 0 | 0 | 0 | 0 | 0 | 0 | 0 | 0 | 0 | 0 | 0 | 0 | 0 | 0 | 0 | 0 | 0 | 0 | 0 | 0 | 0 | 0 | 0
Commercial_School_New_Space Heating_Natural Gas_Unit Heater_E9_Codes & Standards Forecast | Commercial | School | New | Space Heating | Natural Gas | Unit Heater | E9 |  | Codes & Standards Forecast | 0 | 0 | 0 | 0 | 0 | 0 | 0 | 0 | 0 | 0 | 0 | 0 | 0 | 0 | 0 | 0 | 0 | 0 | 0 | 0 | 0 | 0 | 0 | 0 | 0 | 0 | 0 | 0 | 0 | 0 | 0 | 0 | 0 | 0 | 0 | 0 | 0 | 0 | 0 | 0 | 0 | 0 | 0 | 0 | 0 | 0 | 0 | 0 | 0 | 0 | 0
Commercial_School_New_Space Heating_Natural Gas_Unit Heater_E10_Codes & Standards Forecast | Commercial | School | New | Space Heating | Natural Gas | Unit Heater | E10 |  | Codes & Standards Forecast | 0 | 0 | 0 | 0 | 0 | 0 | 0 | 0 | 0 | 0 | 0 | 0 | 0 | 0 | 0 | 0 | 0 | 0 | 0 | 0 | 0 | 0 | 0 | 0 | 0 | 0 | 0 | 0 | 0 | 0 | 0 | 0 | 0 | 0 | 0 | 0 | 0 | 0 | 0 | 0 | 0 | 0 | 0 | 0 | 0 | 0 | 0 | 0 | 0 | 0 | 0
Commercial_School_New_Space Heating_Natural Gas_Unit Heater_Vintage_Codes & Standards Forecast | Commercial | School | New | Space Heating | Natural Gas | Unit Heater | Vintage |  | Codes & Standards Forecast | 0 | 0 | 0 | 0 | 0 | 0 | 0 | 0 | 0 | 0 | 0 | 0 | 0 | 0 | 0 | 0 | 0 | 0 | 0 | 0 | 0 | 0 | 0 | 0 | 0 | 0 | 0 | 0 | 0 | 0 | 0 | 0 | 0 | 0 | 0 | 0 | 0 | 0 | 0 | 0 | 0 | 0 | 0 | 0 | 0 | 0 | 0 | 0 | 0 | 0 | 0
Commercial_School_New_Water Heating_Natural Gas_Water Heater_E1_Codes & Standards Forecast | Commercial | School | New | Water Heating | Natural Gas | Water Heater | E1 |  | Codes & Standards Forecast | 0 | 0 | 0 | 0 | 0 | 0 | 0 | 0 | 0 | 0 | 0 | 0 | 0 | 0 | 0 | 0 | 0 | 0 | 0 | 0 | 0 | 0 | 0 | 0 | 0 | 0 | 0 | 0 | 0 | 0 | 0 | 0 | 0 | 0 | 0 | 0 | 0 | 0 | 0 | 0 | 0 | 0 | 0 | 0 | 0 | 0 | 0 | 0 | 0 | 0 | 0
Commercial_School_New_Water Heating_Natural Gas_Water Heater_E2_Codes & Standards Forecast | Commercial | School | New | Water Heating | Natural Gas | Water Heater | E2 |  | Codes & Standards Forecast | 0 | 0 | 0 | 0 | 0 | 0 | 0 | 0 | 0 | 0 | 0 | 0 | 0 | 0 | 0 | 0 | 0 | 0 | 0 | 0 | 0 | 0 | 0 | 0 | 0 | 0 | 0 | 0 | 0 | 0 | 0 | 0 | 0 | 0 | 0 | 0 | 0 | 0 | 0 | 0 | 0 | 0 | 0 | 0 | 0 | 0 | 0 | 0 | 0 | 0 | 0
Commercial_School_New_Water Heating_Natural Gas_Water Heater_E3_Codes & Standards Forecast | Commercial | School | New | Water Heating | Natural Gas | Water Heater | E3 |  | Codes & Standards Forecast | 0 | 0 | 0 | 0 | 0 | 0 | 0 | 0 | 0 | 0 | 0 | 0 | 0 | 0 | 0 | 0 | 0 | 0 | 0 | 0 | 0 | 0 | 0 | 0 | 0 | 0 | 0 | 0 | 0 | 0 | 0 | 0 | 0 | 0 | 0 | 0 | 0 | 0 | 0 | 0 | 0 | 0 | 0 | 0 | 0 | 0 | 0 | 0 | 0 | 0 | 0
Commercial_School_New_Water Heating_Natural Gas_Water Heater_E4_Codes & Standards Forecast | Commercial | School | New | Water Heating | Natural Gas | Water Heater | E4 |  | Codes & Standards Forecast | 0 | 0 | 0 | 0 | 0 | 0 | 0 | 0 | 0 | 0 | 0 | 0 | 0 | 0 | 0 | 0 | 0 | 0 | 0 | 0 | 0 | 0 | 0 | 0 | 0 | 0 | 0 | 0 | 0 | 0 | 0 | 0 | 0 | 0 | 0 | 0 | 0 | 0 | 0 | 0 | 0 | 0 | 0 | 0 | 0 | 0 | 0 | 0 | 0 | 0 | 0
Commercial_School_New_Water Heating_Natural Gas_Water Heater_E5_Codes & Standards Forecast | Commercial | School | New | Water Heating | Natural Gas | Water Heater | E5 |  | Codes & Standards Forecast | 0 | 0 | 0 | 0 | 0 | 0 | 0 | 0 | 0 | 0 | 0 | 0 | 0 | 0 | 0 | 0 | 0 | 0 | 0 | 0 | 0 | 0 | 0 | 0 | 0 | 0 | 0 | 0 | 0 | 0 | 0 | 0 | 0 | 0 | 0 | 0 | 0 | 0 | 0 | 0 | 0 | 0 | 0 | 0 | 0 | 0 | 0 | 0 | 0 | 0 | 0
Commercial_School_New_Water Heating_Natural Gas_Water Heater_E6_Codes & Standards Forecast | Commercial | School | New | Water Heating | Natural Gas | Water Heater | E6 |  | Codes & Standards Forecast | 0 | 0 | 0 | 0 | 0 | 0 | 0 | 0 | 0 | 0 | 0 | 0 | 0 | 0 | 0 | 0 | 0 | 0 | 0 | 0 | 0 | 0 | 0 | 0 | 0 | 0 | 0 | 0 | 0 | 0 | 0 | 0 | 0 | 0 | 0 | 0 | 0 | 0 | 0 | 0 | 0 | 0 | 0 | 0 | 0 | 0 | 0 | 0 | 0 | 0 | 0
Commercial_School_New_Water Heating_Natural Gas_Water Heater_E7_Codes & Standards Forecast | Commercial | School | New | Water Heating | Natural Gas | Water Heater | E7 |  | Codes & Standards Forecast | 0 | 0 | 0 | 0 | 0 | 0 | 0 | 0 | 0 | 0 | 0 | 0 | 0 | 0 | 0 | 0 | 0 | 0 | 0 | 0 | 0 | 0 | 0 | 0 | 0 | 0 | 0 | 0 | 0 | 0 | 0 | 0 | 0 | 0 | 0 | 0 | 0 | 0 | 0 | 0 | 0 | 0 | 0 | 0 | 0 | 0 | 0 | 0 | 0 | 0 | 0
Commercial_School_New_Water Heating_Natural Gas_Water Heater_E8_Codes & Standards Forecast | Commercial | School | New | Water Heating | Natural Gas | Water Heater | E8 |  | Codes & Standards Forecast | 0 | 0 | 0 | 0 | 0 | 0 | 0 | 0 | 0 | 0 | 0 | 0 | 0 | 0 | 0 | 0 | 0 | 0 | 0 | 0 | 0 | 0 | 0 | 0 | 0 | 0 | 0 | 0 | 0 | 0 | 0 | 0 | 0 | 0 | 0 | 0 | 0 | 0 | 0 | 0 | 0 | 0 | 0 | 0 | 0 | 0 | 0 | 0 | 0 | 0 | 0
Commercial_School_New_Water Heating_Natural Gas_Water Heater_E9_Codes & Standards Forecast | Commercial | School | New | Water Heating | Natural Gas | Water Heater | E9 |  | Codes & Standards Forecast | 0 | 0 | 0 | 0 | 0 | 0 | 0 | 0 | 0 | 0 | 0 | 0 | 0 | 0 | 0 | 0 | 0 | 0 | 0 | 0 | 0 | 0 | 0 | 0 | 0 | 0 | 0 | 0 | 0 | 0 | 0 | 0 | 0 | 0 | 0 | 0 | 0 | 0 | 0 | 0 | 0 | 0 | 0 | 0 | 0 | 0 | 0 | 0 | 0 | 0 | 0
Commercial_School_New_Water Heating_Natural Gas_Water Heater_E10_Codes & Standards Forecast | Commercial | School | New | Water Heating | Natural Gas | Water Heater | E10 |  | Codes & Standards Forecast | 0 | 0 | 0 | 0 | 0 | 0 | 0 | 0 | 0 | 0 | 0 | 0 | 0 | 0 | 0 | 0 | 0 | 0 | 0 | 0 | 0 | 0 | 0 | 0 | 0 | 0 | 0 | 0 | 0 | 0 | 0 | 0 | 0 | 0 | 0 | 0 | 0 | 0 | 0 | 0 | 0 | 0 | 0 | 0 | 0 | 0 | 0 | 0 | 0 | 0 | 0
Commercial_School_New_Water Heating_Natural Gas_Water Heater_Vintage_Codes & Standards Forecast | Commercial | School | New | Water Heating | Natural Gas | Water Heater | Vintage |  | Codes & Standards Forecast | 0 | 0 | 0 | 0 | 0 | 0 | 0 | 0 | 0 | 0 | 0 | 0 | 0 | 0 | 0 | 0 | 0 | 0 | 0 | 0 | 0 | 0 | 0 | 0 | 0 | 0 | 0 | 0 | 0 | 0 | 0 | 0 | 0 | 0 | 0 | 0 | 0 | 0 | 0 | 0 | 0 | 0 | 0 | 0 | 0 | 0 | 0 | 0 | 0 | 0 | 0
Commercial_School_New_Food Preparation_Natural Gas_Oven_E1_Codes & Standards Forecast | Commercial | School | New | Food Preparation | Natural Gas | Oven | E1 |  | Codes & Standards Forecast | 0 | 1380.5484 | 8039.4462 | 12294.9482 | 17383.0335 | 22626.7707 | 27896.8585 | 32458.1026 | 36955.4232 | 41558.0104 | 46235.517 | 50877.4893 | 55446.8566 | 59953.9407 | 64467.5399 | 68967.4884 | 73493.515 | 77913.9511 | 82158.8056 | 86266.6986 | 90376.6098 | 94569.7415 | 98817.5206 | 103110.2441 | 107449.0855 | 111800.1515 | 116168.2272 | 120539.2451 | 124929.5455 | 129329.416 | 133762.0222 | 138197.8504 | 140082.2308 | 0 | 0 | 0 | 0 | 0 | 0 | 0 | 0 | 0 | 0 | 0 | 0 | 0 | 0 | 0 | 0 | 0 | 0
Commercial_School_New_Food Preparation_Natural Gas_Oven_E2_Codes & Standards Forecast | Commercial | School | New | Food Preparation | Natural Gas | Oven | E2 |  | Codes & Standards Forecast | 0 | 0 | 0 | 0 | 0 | 0 | 0 | 0 | 0 | 0 | 0 | 0 | 0 | 0 | 0 | 0 | 0 | 0 | 0 | 0 | 0 | 0 | 0 | 0 | 0 | 0 | 0 | 0 | 0 | 0 | 0 | 0 | 0 | 0 | 0 | 0 | 0 | 0 | 0 | 0 | 0 | 0 | 0 | 0 | 0 | 0 | 0 | 0 | 0 | 0 | 0
Commercial_School_New_Food Preparation_Natural Gas_Oven_E3_Codes & Standards Forecast | Commercial | School | New | Food Preparation | Natural Gas | Oven | E3 |  | Codes & Standards Forecast | 0 | 0 | 0 | 0 | 0 | 0 | 0 | 0 | 0 | 0 | 0 | 0 | 0 | 0 | 0 | 0 | 0 | 0 | 0 | 0 | 0 | 0 | 0 | 0 | 0 | 0 | 0 | 0 | 0 | 0 | 0 | 0 | 0 | 0 | 0 | 0 | 0 | 0 | 0 | 0 | 0 | 0 | 0 | 0 | 0 | 0 | 0 | 0 | 0 | 0 | 0
Commercial_School_New_Food Preparation_Natural Gas_Oven_E4_Codes & Standards Forecast | Commercial | School | New | Food Preparation | Natural Gas | Oven | E4 |  | Codes & Standards Forecast | 0 | 0 | 0 | 0 | 0 | 0 | 0 | 0 | 0 | 0 | 0 | 0 | 0 | 0 | 0 | 0 | 0 | 0 | 0 | 0 | 0 | 0 | 0 | 0 | 0 | 0 | 0 | 0 | 0 | 0 | 0 | 0 | 0 | 0 | 0 | 0 | 0 | 0 | 0 | 0 | 0 | 0 | 0 | 0 | 0 | 0 | 0 | 0 | 0 | 0 | 0
Commercial_School_New_Food Preparation_Natural Gas_Oven_E5_Codes & Standards Forecast | Commercial | School | New | Food Preparation | Natural Gas | Oven | E5 |  | Codes & Standards Forecast | 0 | 0 | 0 | 0 | 0 | 0 | 0 | 0 | 0 | 0 | 0 | 0 | 0 | 0 | 0 | 0 | 0 | 0 | 0 | 0 | 0 | 0 | 0 | 0 | 0 | 0 | 0 | 0 | 0 | 0 | 0 | 0 | 0 | 0 | 0 | 0 | 0 | 0 | 0 | 0 | 0 | 0 | 0 | 0 | 0 | 0 | 0 | 0 | 0 | 0 | 0
Commercial_School_New_Food Preparation_Natural Gas_Oven_E6_Codes & Standards Forecast | Commercial | School | New | Food Preparation | Natural Gas | Oven | E6 |  | Codes & Standards Forecast | 0 | 0 | 0 | 0 | 0 | 0 | 0 | 0 | 0 | 0 | 0 | 0 | 0 | 0 | 0 | 0 | 0 | 0 | 0 | 0 | 0 | 0 | 0 | 0 | 0 | 0 | 0 | 0 | 0 | 0 | 0 | 0 | 0 | 0 | 0 | 0 | 0 | 0 | 0 | 0 | 0 | 0 | 0 | 0 | 0 | 0 | 0 | 0 | 0 | 0 | 0
Commercial_School_New_Food Preparation_Natural Gas_Oven_E7_Codes & Standards Forecast | Commercial | School | New | Food Preparation | Natural Gas | Oven | E7 |  | Codes & Standards Forecast | 0 | 0 | 0 | 0 | 0 | 0 | 0 | 0 | 0 | 0 | 0 | 0 | 0 | 0 | 0 | 0 | 0 | 0 | 0 | 0 | 0 | 0 | 0 | 0 | 0 | 0 | 0 | 0 | 0 | 0 | 0 | 0 | 0 | 0 | 0 | 0 | 0 | 0 | 0 | 0 | 0 | 0 | 0 | 0 | 0 | 0 | 0 | 0 | 0 | 0 | 0
Commercial_School_New_Food Preparation_Natural Gas_Oven_E8_Codes & Standards Forecast | Commercial | School | New | Food Preparation | Natural Gas | Oven | E8 |  | Codes & Standards Forecast | 0 | 0 | 0 | 0 | 0 | 0 | 0 | 0 | 0 | 0 | 0 | 0 | 0 | 0 | 0 | 0 | 0 | 0 | 0 | 0 | 0 | 0 | 0 | 0 | 0 | 0 | 0 | 0 | 0 | 0 | 0 | 0 | 0 | 0 | 0 | 0 | 0 | 0 | 0 | 0 | 0 | 0 | 0 | 0 | 0 | 0 | 0 | 0 | 0 | 0 | 0
Commercial_School_New_Food Preparation_Natural Gas_Oven_E9_Codes & Standards Forecast | Commercial | School | New | Food Preparation | Natural Gas | Oven | E9 |  | Codes & Standards Forecast | 0 | 0 | 0 | 0 | 0 | 0 | 0 | 0 | 0 | 0 | 0 | 0 | 0 | 0 | 0 | 0 | 0 | 0 | 0 | 0 | 0 | 0 | 0 | 0 | 0 | 0 | 0 | 0 | 0 | 0 | 0 | 0 | 0 | 0 | 0 | 0 | 0 | 0 | 0 | 0 | 0 | 0 | 0 | 0 | 0 | 0 | 0 | 0 | 0 | 0 | 0
Commercial_School_New_Food Preparation_Natural Gas_Oven_E10_Codes & Standards Forecast | Commercial | School | New | Food Preparation | Natural Gas | Oven | E10 |  | Codes & Standards Forecast | 0 | 0 | 0 | 0 | 0 | 0 | 0 | 0 | 0 | 0 | 0 | 0 | 0 | 0 | 0 | 0 | 0 | 0 | 0 | 0 | 0 | 0 | 0 | 0 | 0 | 0 | 0 | 0 | 0 | 0 | 0 | 0 | 0 | 0 | 0 | 0 | 0 | 0 | 0 | 0 | 0 | 0 | 0 | 0 | 0 | 0 | 0 | 0 | 0 | 0 | 0
Commercial_School_New_Food Preparation_Natural Gas_Oven_Vintage_Codes & Standards Forecast | Commercial | School | New | Food Preparation | Natural Gas | Oven | Vintage |  | Codes & Standards Forecast | 0 | 0 | 0 | 0 | 0 | 0 | 0 | 0 | 0 | 0 | 0 | 0 | 0 | 0 | 0 | 0 | 0 | 0 | 0 | 0 | 0 | 0 | 0 | 0 | 0 | 0 | 0 | 0 | 0 | 0 | 0 | 0 | 0 | 0 | 0 | 0 | 0 | 0 | 0 | 0 | 0 | 0 | 0 | 0 | 0 | 0 | 0 | 0 | 0 | 0 | 0
Commercial_School_New_Food Preparation_Natural Gas_Conveyor Oven_E1_Codes & Standards Forecast | Commercial | School | New | Food Preparation | Natural Gas | Conveyor Oven | E1 |  | Codes & Standards Forecast | 0 | 690.2742 | 4019.7231 | 6147.4741 | 8691.5167 | 11313.3853 | 13948.4293 | 16229.0513 | 18477.7116 | 20779.0052 | 23117.7585 | 25438.7447 | 27723.4283 | 29976.9704 | 32233.77 | 34483.7442 | 36746.7575 | 38956.9756 | 41079.4028 | 43133.3493 | 45188.3049 | 47284.8707 | 49408.7603 | 51555.122 | 53724.5427 | 55900.0757 | 58084.1136 | 60269.6225 | 62464.7728 | 64664.708 | 66881.0111 | 69098.9252 | 70041.1154 | 0 | 0 | 0 | 0 | 0 | 0 | 0 | 0 | 0 | 0 | 0 | 0 | 0 | 0 | 0 | 0 | 0 | 0
Commercial_School_New_Food Preparation_Natural Gas_Conveyor Oven_E2_Codes & Standards Forecast | Commercial | School | New | Food Preparation | Natural Gas | Conveyor Oven | E2 |  | Codes & Standards Forecast | 0 | 0 | 0 | 0 | 0 | 0 | 0 | 0 | 0 | 0 | 0 | 0 | 0 | 0 | 0 | 0 | 0 | 0 | 0 | 0 | 0 | 0 | 0 | 0 | 0 | 0 | 0 | 0 | 0 | 0 | 0 | 0 | 0 | 0 | 0 | 0 | 0 | 0 | 0 | 0 | 0 | 0 | 0 | 0 | 0 | 0 | 0 | 0 | 0 | 0 | 0
Commercial_School_New_Food Preparation_Natural Gas_Conveyor Oven_E3_Codes & Standards Forecast | Commercial | School | New | Food Preparation | Natural Gas | Conveyor Oven | E3 |  | Codes & Standards Forecast | 0 | 0 | 0 | 0 | 0 | 0 | 0 | 0 | 0 | 0 | 0 | 0 | 0 | 0 | 0 | 0 | 0 | 0 | 0 | 0 | 0 | 0 | 0 | 0 | 0 | 0 | 0 | 0 | 0 | 0 | 0 | 0 | 0 | 0 | 0 | 0 | 0 | 0 | 0 | 0 | 0 | 0 | 0 | 0 | 0 | 0 | 0 | 0 | 0 | 0 | 0
Commercial_School_New_Food Preparation_Natural Gas_Conveyor Oven_E4_Codes & Standards Forecast | Commercial | School | New | Food Preparation | Natural Gas | Conveyor Oven | E4 |  | Codes & Standards Forecast | 0 | 0 | 0 | 0 | 0 | 0 | 0 | 0 | 0 | 0 | 0 | 0 | 0 | 0 | 0 | 0 | 0 | 0 | 0 | 0 | 0 | 0 | 0 | 0 | 0 | 0 | 0 | 0 | 0 | 0 | 0 | 0 | 0 | 0 | 0 | 0 | 0 | 0 | 0 | 0 | 0 | 0 | 0 | 0 | 0 | 0 | 0 | 0 | 0 | 0 | 0
Commercial_School_New_Food Preparation_Natural Gas_Conveyor Oven_E5_Codes & Standards Forecast | Commercial | School | New | Food Preparation | Natural Gas | Conveyor Oven | E5 |  | Codes & Standards Forecast | 0 | 0 | 0 | 0 | 0 | 0 | 0 | 0 | 0 | 0 | 0 | 0 | 0 | 0 | 0 | 0 | 0 | 0 | 0 | 0 | 0 | 0 | 0 | 0 | 0 | 0 | 0 | 0 | 0 | 0 | 0 | 0 | 0 | 0 | 0 | 0 | 0 | 0 | 0 | 0 | 0 | 0 | 0 | 0 | 0 | 0 | 0 | 0 | 0 | 0 | 0
Commercial_School_New_Food Preparation_Natural Gas_Conveyor Oven_E6_Codes & Standards Forecast | Commercial | School | New | Food Preparation | Natural Gas | Conveyor Oven | E6 |  | Codes & Standards Forecast | 0 | 0 | 0 | 0 | 0 | 0 | 0 | 0 | 0 | 0 | 0 | 0 | 0 | 0 | 0 | 0 | 0 | 0 | 0 | 0 | 0 | 0 | 0 | 0 | 0 | 0 | 0 | 0 | 0 | 0 | 0 | 0 | 0 | 0 | 0 | 0 | 0 | 0 | 0 | 0 | 0 | 0 | 0 | 0 | 0 | 0 | 0 | 0 | 0 | 0 | 0
Commercial_School_New_Food Preparation_Natural Gas_Conveyor Oven_E7_Codes & Standards Forecast | Commercial | School | New | Food Preparation | Natural Gas | Conveyor Oven | E7 |  | Codes & Standards Forecast | 0 | 0 | 0 | 0 | 0 | 0 | 0 | 0 | 0 | 0 | 0 | 0 | 0 | 0 | 0 | 0 | 0 | 0 | 0 | 0 | 0 | 0 | 0 | 0 | 0 | 0 | 0 | 0 | 0 | 0 | 0 | 0 | 0 | 0 | 0 | 0 | 0 | 0 | 0 | 0 | 0 | 0 | 0 | 0 | 0 | 0 | 0 | 0 | 0 | 0 | 0
Commercial_School_New_Food Preparation_Natural Gas_Conveyor Oven_E8_Codes & Standards Forecast | Commercial | School | New | Food Preparation | Natural Gas | Conveyor Oven | E8 |  | Codes & Standards Forecast | 0 | 0 | 0 | 0 | 0 | 0 | 0 | 0 | 0 | 0 | 0 | 0 | 0 | 0 | 0 | 0 | 0 | 0 | 0 | 0 | 0 | 0 | 0 | 0 | 0 | 0 | 0 | 0 | 0 | 0 | 0 | 0 | 0 | 0 | 0 | 0 | 0 | 0 | 0 | 0 | 0 | 0 | 0 | 0 | 0 | 0 | 0 | 0 | 0 | 0 | 0
Commercial_School_New_Food Preparation_Natural Gas_Conveyor Oven_E9_Codes & Standards Forecast | Commercial | School | New | Food Preparation | Natural Gas | Conveyor Oven | E9 |  | Codes & Standards Forecast | 0 | 0 | 0 | 0 | 0 | 0 | 0 | 0 | 0 | 0 | 0 | 0 | 0 | 0 | 0 | 0 | 0 | 0 | 0 | 0 | 0 | 0 | 0 | 0 | 0 | 0 | 0 | 0 | 0 | 0 | 0 | 0 | 0 | 0 | 0 | 0 | 0 | 0 | 0 | 0 | 0 | 0 | 0 | 0 | 0 | 0 | 0 | 0 | 0 | 0 | 0
Commercial_School_New_Food Preparation_Natural Gas_Conveyor Oven_E10_Codes & Standards Forecast | Commercial | School | New | Food Preparation | Natural Gas | Conveyor Oven | E10 |  | Codes & Standards Forecast | 0 | 0 | 0 | 0 | 0 | 0 | 0 | 0 | 0 | 0 | 0 | 0 | 0 | 0 | 0 | 0 | 0 | 0 | 0 | 0 | 0 | 0 | 0 | 0 | 0 | 0 | 0 | 0 | 0 | 0 | 0 | 0 | 0 | 0 | 0 | 0 | 0 | 0 | 0 | 0 | 0 | 0 | 0 | 0 | 0 | 0 | 0 | 0 | 0 | 0 | 0
Commercial_School_New_Food Preparation_Natural Gas_Conveyor Oven_Vintage_Codes & Standards Forecast | Commercial | School | New | Food Preparation | Natural Gas | Conveyor Oven | Vintage |  | Codes & Standards Forecast | 0 | 0 | 0 | 0 | 0 | 0 | 0 | 0 | 0 | 0 | 0 | 0 | 0 | 0 | 0 | 0 | 0 | 0 | 0 | 0 | 0 | 0 | 0 | 0 | 0 | 0 | 0 | 0 | 0 | 0 | 0 | 0 | 0 | 0 | 0 | 0 | 0 | 0 | 0 | 0 | 0 | 0 | 0 | 0 | 0 | 0 | 0 | 0 | 0 | 0 | 0
Commercial_School_New_Food Preparation_Natural Gas_Double Rack Oven_E1_Codes & Standards Forecast | Commercial | School | New | Food Preparation | Natural Gas | Double Rack Oven | E1 |  | Codes & Standards Forecast | 0 | 690.2742 | 4019.7231 | 6147.4741 | 8691.5167 | 11313.3853 | 13948.4293 | 16229.0513 | 18477.7116 | 20779.0052 | 23117.7585 | 25438.7447 | 27723.4283 | 29976.9704 | 32233.77 | 34483.7442 | 36746.7575 | 38956.9756 | 41079.4028 | 43133.3493 | 45188.3049 | 47284.8707 | 49408.7603 | 51555.122 | 53724.5427 | 55900.0757 | 58084.1136 | 60269.6225 | 62464.7728 | 64664.708 | 66881.0111 | 69098.9252 | 70041.1154 | 0 | 0 | 0 | 0 | 0 | 0 | 0 | 0 | 0 | 0 | 0 | 0 | 0 | 0 | 0 | 0 | 0 | 0
Commercial_School_New_Food Preparation_Natural Gas_Double Rack Oven_E2_Codes & Standards Forecast | Commercial | School | New | Food Preparation | Natural Gas | Double Rack Oven | E2 |  | Codes & Standards Forecast | 0 | 0 | 0 | 0 | 0 | 0 | 0 | 0 | 0 | 0 | 0 | 0 | 0 | 0 | 0 | 0 | 0 | 0 | 0 | 0 | 0 | 0 | 0 | 0 | 0 | 0 | 0 | 0 | 0 | 0 | 0 | 0 | 0 | 0 | 0 | 0 | 0 | 0 | 0 | 0 | 0 | 0 | 0 | 0 | 0 | 0 | 0 | 0 | 0 | 0 | 0
Commercial_School_New_Food Preparation_Natural Gas_Double Rack Oven_E3_Codes & Standards Forecast | Commercial | School | New | Food Preparation | Natural Gas | Double Rack Oven | E3 |  | Codes & Standards Forecast | 0 | 0 | 0 | 0 | 0 | 0 | 0 | 0 | 0 | 0 | 0 | 0 | 0 | 0 | 0 | 0 | 0 | 0 | 0 | 0 | 0 | 0 | 0 | 0 | 0 | 0 | 0 | 0 | 0 | 0 | 0 | 0 | 0 | 0 | 0 | 0 | 0 | 0 | 0 | 0 | 0 | 0 | 0 | 0 | 0 | 0 | 0 | 0 | 0 | 0 | 0
Commercial_School_New_Food Preparation_Natural Gas_Double Rack Oven_E4_Codes & Standards Forecast | Commercial | School | New | Food Preparation | Natural Gas | Double Rack Oven | E4 |  | Codes & Standards Forecast | 0 | 0 | 0 | 0 | 0 | 0 | 0 | 0 | 0 | 0 | 0 | 0 | 0 | 0 | 0 | 0 | 0 | 0 | 0 | 0 | 0 | 0 | 0 | 0 | 0 | 0 | 0 | 0 | 0 | 0 | 0 | 0 | 0 | 0 | 0 | 0 | 0 | 0 | 0 | 0 | 0 | 0 | 0 | 0 | 0 | 0 | 0 | 0 | 0 | 0 | 0
Commercial_School_New_Food Preparation_Natural Gas_Double Rack Oven_E5_Codes & Standards Forecast | Commercial | School | New | Food Preparation | Natural Gas | Double Rack Oven | E5 |  | Codes & Standards Forecast | 0 | 0 | 0 | 0 | 0 | 0 | 0 | 0 | 0 | 0 | 0 | 0 | 0 | 0 | 0 | 0 | 0 | 0 | 0 | 0 | 0 | 0 | 0 | 0 | 0 | 0 | 0 | 0 | 0 | 0 | 0 | 0 | 0 | 0 | 0 | 0 | 0 | 0 | 0 | 0 | 0 | 0 | 0 | 0 | 0 | 0 | 0 | 0 | 0 | 0 | 0
Commercial_School_New_Food Preparation_Natural Gas_Double Rack Oven_E6_Codes & Standards Forecast | Commercial | School | New | Food Preparation | Natural Gas | Double Rack Oven | E6 |  | Codes & Standards Forecast | 0 | 0 | 0 | 0 | 0 | 0 | 0 | 0 | 0 | 0 | 0 | 0 | 0 | 0 | 0 | 0 | 0 | 0 | 0 | 0 | 0 | 0 | 0 | 0 | 0 | 0 | 0 | 0 | 0 | 0 | 0 | 0 | 0 | 0 | 0 | 0 | 0 | 0 | 0 | 0 | 0 | 0 | 0 | 0 | 0 | 0 | 0 | 0 | 0 | 0 | 0
Commercial_School_New_Food Preparation_Natural Gas_Double Rack Oven_E7_Codes & Standards Forecast | Commercial | School | New | Food Preparation | Natural Gas | Double Rack Oven | E7 |  | Codes & Standards Forecast | 0 | 0 | 0 | 0 | 0 | 0 | 0 | 0 | 0 | 0 | 0 | 0 | 0 | 0 | 0 | 0 | 0 | 0 | 0 | 0 | 0 | 0 | 0 | 0 | 0 | 0 | 0 | 0 | 0 | 0 | 0 | 0 | 0 | 0 | 0 | 0 | 0 | 0 | 0 | 0 | 0 | 0 | 0 | 0 | 0 | 0 | 0 | 0 | 0 | 0 | 0
Commercial_School_New_Food Preparation_Natural Gas_Double Rack Oven_E8_Codes & Standards Forecast | Commercial | School | New | Food Preparation | Natural Gas | Double Rack Oven | E8 |  | Codes & Standards Forecast | 0 | 0 | 0 | 0 | 0 | 0 | 0 | 0 | 0 | 0 | 0 | 0 | 0 | 0 | 0 | 0 | 0 | 0 | 0 | 0 | 0 | 0 | 0 | 0 | 0 | 0 | 0 | 0 | 0 | 0 | 0 | 0 | 0 | 0 | 0 | 0 | 0 | 0 | 0 | 0 | 0 | 0 | 0 | 0 | 0 | 0 | 0 | 0 | 0 | 0 | 0
Commercial_School_New_Food Preparation_Natural Gas_Double Rack Oven_E9_Codes & Standards Forecast | Commercial | School | New | Food Preparation | Natural Gas | Double Rack Oven | E9 |  | Codes & Standards Forecast | 0 | 0 | 0 | 0 | 0 | 0 | 0 | 0 | 0 | 0 | 0 | 0 | 0 | 0 | 0 | 0 | 0 | 0 | 0 | 0 | 0 | 0 | 0 | 0 | 0 | 0 | 0 | 0 | 0 | 0 | 0 | 0 | 0 | 0 | 0 | 0 | 0 | 0 | 0 | 0 | 0 | 0 | 0 | 0 | 0 | 0 | 0 | 0 | 0 | 0 | 0
Commercial_School_New_Food Preparation_Natural Gas_Double Rack Oven_E10_Codes & Standards Forecast | Commercial | School | New | Food Preparation | Natural Gas | Double Rack Oven | E10 |  | Codes & Standards Forecast | 0 | 0 | 0 | 0 | 0 | 0 | 0 | 0 | 0 | 0 | 0 | 0 | 0 | 0 | 0 | 0 | 0 | 0 | 0 | 0 | 0 | 0 | 0 | 0 | 0 | 0 | 0 | 0 | 0 | 0 | 0 | 0 | 0 | 0 | 0 | 0 | 0 | 0 | 0 | 0 | 0 | 0 | 0 | 0 | 0 | 0 | 0 | 0 | 0 | 0 | 0
Commercial_School_New_Food Preparation_Natural Gas_Double Rack Oven_Vintage_Codes & Standards Forecast | Commercial | School | New | Food Preparation | Natural Gas | Double Rack Oven | Vintage |  | Codes & Standards Forecast | 0 | 0 | 0 | 0 | 0 | 0 | 0 | 0 | 0 | 0 | 0 | 0 | 0 | 0 | 0 | 0 | 0 | 0 | 0 | 0 | 0 | 0 | 0 | 0 | 0 | 0 | 0 | 0 | 0 | 0 | 0 | 0 | 0 | 0 | 0 | 0 | 0 | 0 | 0 | 0 | 0 | 0 | 0 | 0 | 0 | 0 | 0 | 0 | 0 | 0 | 0
Commercial_School_New_Food Preparation_Natural Gas_Fryer_E1_Codes & Standards Forecast | Commercial | School | New | Food Preparation | Natural Gas | Fryer | E1 |  | Codes & Standards Forecast | 0 | 1786.5921 | 10403.9892 | 10403.9892 | 10403.9892 | 10403.9892 | 10403.9892 | 10403.9892 | 10403.9892 | 10046.6708 | 8037.3366 | 6429.8693 | 5143.8954 | 4115.1163 | 2823.7487 | 0 | 0 | 0 | 0 | 0 | 0 | 0 | 0 | 0 | 0 | 0 | 0 | 0 | 0 | 0 | 0 | 0 | 0 | 0 | 0 | 0 | 0 | 0 | 0 | 0 | 0 | 0 | 0 | 0 | 0 | 0 | 0 | 0 | 0 | 0 | 0
Commercial_School_New_Food Preparation_Natural Gas_Fryer_E2_Codes & Standards Forecast | Commercial | School | New | Food Preparation | Natural Gas | Fryer | E2 |  | Codes & Standards Forecast | 0 | 0 | 0 | 5507.1203 | 12091.7012 | 18877.714 | 25697.8277 | 31600.6141 | 37420.6761 | 43734.2838 | 51796.8618 | 59411.5875 | 66610.8602 | 73472.3364 | 80604.8324 | 89252.0438 | 95109.2548 | 100829.8191 | 106323.1602 | 111639.257 | 116957.9657 | 122384.3713 | 127881.4972 | 133436.7865 | 139051.7576 | 144682.549 | 150335.3528 | 155991.9642 | 161673.5295 | 167367.4796 | 173103.7934 | 178844.277 | 181282.8869 | 0 | 0 | 0 | 0 | 0 | 0 | 0 | 0 | 0 | 0 | 0 | 0 | 0 | 0 | 0 | 0 | 0 | 0
Commercial_School_New_Food Preparation_Natural Gas_Fryer_E3_Codes & Standards Forecast | Commercial | School | New | Food Preparation | Natural Gas | Fryer | E3 |  | Codes & Standards Forecast | 0 | 0 | 0 | 0 | 0 | 0 | 0 | 0 | 0 | 0 | 0 | 0 | 0 | 0 | 0 | 0 | 0 | 0 | 0 | 0 | 0 | 0 | 0 | 0 | 0 | 0 | 0 | 0 | 0 | 0 | 0 | 0 | 0 | 0 | 0 | 0 | 0 | 0 | 0 | 0 | 0 | 0 | 0 | 0 | 0 | 0 | 0 | 0 | 0 | 0 | 0
Commercial_School_New_Food Preparation_Natural Gas_Fryer_E4_Codes & Standards Forecast | Commercial | School | New | Food Preparation | Natural Gas | Fryer | E4 |  | Codes & Standards Forecast | 0 | 0 | 0 | 0 | 0 | 0 | 0 | 0 | 0 | 0 | 0 | 0 | 0 | 0 | 0 | 0 | 0 | 0 | 0 | 0 | 0 | 0 | 0 | 0 | 0 | 0 | 0 | 0 | 0 | 0 | 0 | 0 | 0 | 0 | 0 | 0 | 0 | 0 | 0 | 0 | 0 | 0 | 0 | 0 | 0 | 0 | 0 | 0 | 0 | 0 | 0
Commercial_School_New_Food Preparation_Natural Gas_Fryer_E5_Codes & Standards Forecast | Commercial | School | New | Food Preparation | Natural Gas | Fryer | E5 |  | Codes & Standards Forecast | 0 | 0 | 0 | 0 | 0 | 0 | 0 | 0 | 0 | 0 | 0 | 0 | 0 | 0 | 0 | 0 | 0 | 0 | 0 | 0 | 0 | 0 | 0 | 0 | 0 | 0 | 0 | 0 | 0 | 0 | 0 | 0 | 0 | 0 | 0 | 0 | 0 | 0 | 0 | 0 | 0 | 0 | 0 | 0 | 0 | 0 | 0 | 0 | 0 | 0 | 0
Commercial_School_New_Food Preparation_Natural Gas_Fryer_E6_Codes & Standards Forecast | Commercial | School | New | Food Preparation | Natural Gas | Fryer | E6 |  | Codes & Standards Forecast | 0 | 0 | 0 | 0 | 0 | 0 | 0 | 0 | 0 | 0 | 0 | 0 | 0 | 0 | 0 | 0 | 0 | 0 | 0 | 0 | 0 | 0 | 0 | 0 | 0 | 0 | 0 | 0 | 0 | 0 | 0 | 0 | 0 | 0 | 0 | 0 | 0 | 0 | 0 | 0 | 0 | 0 | 0 | 0 | 0 | 0 | 0 | 0 | 0 | 0 | 0
Commercial_School_New_Food Preparation_Natural Gas_Fryer_E7_Codes & Standards Forecast | Commercial | School | New | Food Preparation | Natural Gas | Fryer | E7 |  | Codes & Standards Forecast | 0 | 0 | 0 | 0 | 0 | 0 | 0 | 0 | 0 | 0 | 0 | 0 | 0 | 0 | 0 | 0 | 0 | 0 | 0 | 0 | 0 | 0 | 0 | 0 | 0 | 0 | 0 | 0 | 0 | 0 | 0 | 0 | 0 | 0 | 0 | 0 | 0 | 0 | 0 | 0 | 0 | 0 | 0 | 0 | 0 | 0 | 0 | 0 | 0 | 0 | 0
Commercial_School_New_Food Preparation_Natural Gas_Fryer_E8_Codes & Standards Forecast | Commercial | School | New | Food Preparation | Natural Gas | Fryer | E8 |  | Codes & Standards Forecast | 0 | 0 | 0 | 0 | 0 | 0 | 0 | 0 | 0 | 0 | 0 | 0 | 0 | 0 | 0 | 0 | 0 | 0 | 0 | 0 | 0 | 0 | 0 | 0 | 0 | 0 | 0 | 0 | 0 | 0 | 0 | 0 | 0 | 0 | 0 | 0 | 0 | 0 | 0 | 0 | 0 | 0 | 0 | 0 | 0 | 0 | 0 | 0 | 0 | 0 | 0
Commercial_School_New_Food Preparation_Natural Gas_Fryer_E9_Codes & Standards Forecast | Commercial | School | New | Food Preparation | Natural Gas | Fryer | E9 |  | Codes & Standards Forecast | 0 | 0 | 0 | 0 | 0 | 0 | 0 | 0 | 0 | 0 | 0 | 0 | 0 | 0 | 0 | 0 | 0 | 0 | 0 | 0 | 0 | 0 | 0 | 0 | 0 | 0 | 0 | 0 | 0 | 0 | 0 | 0 | 0 | 0 | 0 | 0 | 0 | 0 | 0 | 0 | 0 | 0 | 0 | 0 | 0 | 0 | 0 | 0 | 0 | 0 | 0
Commercial_School_New_Food Preparation_Natural Gas_Fryer_E10_Codes & Standards Forecast | Commercial | School | New | Food Preparation | Natural Gas | Fryer | E10 |  | Codes & Standards Forecast | 0 | 0 | 0 | 0 | 0 | 0 | 0 | 0 | 0 | 0 | 0 | 0 | 0 | 0 | 0 | 0 | 0 | 0 | 0 | 0 | 0 | 0 | 0 | 0 | 0 | 0 | 0 | 0 | 0 | 0 | 0 | 0 | 0 | 0 | 0 | 0 | 0 | 0 | 0 | 0 | 0 | 0 | 0 | 0 | 0 | 0 | 0 | 0 | 0 | 0 | 0
Commercial_School_New_Food Preparation_Natural Gas_Fryer_Vintage_Codes & Standards Forecast | Commercial | School | New | Food Preparation | Natural Gas | Fryer | Vintage |  | Codes & Standards Forecast | 0 | 0 | 0 | 0 | 0 | 0 | 0 | 0 | 0 | 0 | 0 | 0 | 0 | 0 | 0 | 0 | 0 | 0 | 0 | 0 | 0 | 0 | 0 | 0 | 0 | 0 | 0 | 0 | 0 | 0 | 0 | 0 | 0 | 0 | 0 | 0 | 0 | 0 | 0 | 0 | 0 | 0 | 0 | 0 | 0 | 0 | 0 | 0 | 0 | 0 | 0
Commercial_School_New_Food Preparation_Natural Gas_Broiler_E1_Codes & Standards Forecast | Commercial | School | New | Food Preparation | Natural Gas | Broiler | E1 |  | Codes & Standards Forecast | 0 | 2761.0969 | 16078.8924 | 24589.8965 | 34766.0669 | 45253.5413 | 55793.717 | 64916.2052 | 73910.8463 | 83116.0208 | 92471.0339 | 101754.9786 | 110893.7133 | 119907.8815 | 128935.0799 | 137934.9768 | 146987.0301 | 155827.9023 | 164317.6112 | 172533.3972 | 180753.2197 | 189139.4829 | 197635.0412 | 206220.4882 | 214898.1709 | 223600.3029 | 232336.4544 | 241078.4901 | 249859.091 | 258658.832 | 267524.0443 | 276395.7009 | 280164.4615 | 0 | 0 | 0 | 0 | 0 | 0 | 0 | 0 | 0 | 0 | 0 | 0 | 0 | 0 | 0 | 0 | 0 | 0
Commercial_School_New_Food Preparation_Natural Gas_Broiler_E2_Codes & Standards Forecast | Commercial | School | New | Food Preparation | Natural Gas | Broiler | E2 |  | Codes & Standards Forecast | 0 | 0 | 0 | 0 | 0 | 0 | 0 | 0 | 0 | 0 | 0 | 0 | 0 | 0 | 0 | 0 | 0 | 0 | 0 | 0 | 0 | 0 | 0 | 0 | 0 | 0 | 0 | 0 | 0 | 0 | 0 | 0 | 0 | 0 | 0 | 0 | 0 | 0 | 0 | 0 | 0 | 0 | 0 | 0 | 0 | 0 | 0 | 0 | 0 | 0 | 0
Commercial_School_New_Food Preparation_Natural Gas_Broiler_E3_Codes & Standards Forecast | Commercial | School | New | Food Preparation | Natural Gas | Broiler | E3 |  | Codes & Standards Forecast | 0 | 0 | 0 | 0 | 0 | 0 | 0 | 0 | 0 | 0 | 0 | 0 | 0 | 0 | 0 | 0 | 0 | 0 | 0 | 0 | 0 | 0 | 0 | 0 | 0 | 0 | 0 | 0 | 0 | 0 | 0 | 0 | 0 | 0 | 0 | 0 | 0 | 0 | 0 | 0 | 0 | 0 | 0 | 0 | 0 | 0 | 0 | 0 | 0 | 0 | 0
Commercial_School_New_Food Preparation_Natural Gas_Broiler_E4_Codes & Standards Forecast | Commercial | School | New | Food Preparation | Natural Gas | Broiler | E4 |  | Codes & Standards Forecast | 0 | 0 | 0 | 0 | 0 | 0 | 0 | 0 | 0 | 0 | 0 | 0 | 0 | 0 | 0 | 0 | 0 | 0 | 0 | 0 | 0 | 0 | 0 | 0 | 0 | 0 | 0 | 0 | 0 | 0 | 0 | 0 | 0 | 0 | 0 | 0 | 0 | 0 | 0 | 0 | 0 | 0 | 0 | 0 | 0 | 0 | 0 | 0 | 0 | 0 | 0
Commercial_School_New_Food Preparation_Natural Gas_Broiler_E5_Codes & Standards Forecast | Commercial | School | New | Food Preparation | Natural Gas | Broiler | E5 |  | Codes & Standards Forecast | 0 | 0 | 0 | 0 | 0 | 0 | 0 | 0 | 0 | 0 | 0 | 0 | 0 | 0 | 0 | 0 | 0 | 0 | 0 | 0 | 0 | 0 | 0 | 0 | 0 | 0 | 0 | 0 | 0 | 0 | 0 | 0 | 0 | 0 | 0 | 0 | 0 | 0 | 0 | 0 | 0 | 0 | 0 | 0 | 0 | 0 | 0 | 0 | 0 | 0 | 0
Commercial_School_New_Food Preparation_Natural Gas_Broiler_E6_Codes & Standards Forecast | Commercial | School | New | Food Preparation | Natural Gas | Broiler | E6 |  | Codes & Standards Forecast | 0 | 0 | 0 | 0 | 0 | 0 | 0 | 0 | 0 | 0 | 0 | 0 | 0 | 0 | 0 | 0 | 0 | 0 | 0 | 0 | 0 | 0 | 0 | 0 | 0 | 0 | 0 | 0 | 0 | 0 | 0 | 0 | 0 | 0 | 0 | 0 | 0 | 0 | 0 | 0 | 0 | 0 | 0 | 0 | 0 | 0 | 0 | 0 | 0 | 0 | 0
Commercial_School_New_Food Preparation_Natural Gas_Broiler_E7_Codes & Standards Forecast | Commercial | School | New | Food Preparation | Natural Gas | Broiler | E7 |  | Codes & Standards Forecast | 0 | 0 | 0 | 0 | 0 | 0 | 0 | 0 | 0 | 0 | 0 | 0 | 0 | 0 | 0 | 0 | 0 | 0 | 0 | 0 | 0 | 0 | 0 | 0 | 0 | 0 | 0 | 0 | 0 | 0 | 0 | 0 | 0 | 0 | 0 | 0 | 0 | 0 | 0 | 0 | 0 | 0 | 0 | 0 | 0 | 0 | 0 | 0 | 0 | 0 | 0
Commercial_School_New_Food Preparation_Natural Gas_Broiler_E8_Codes & Standards Forecast | Commercial | School | New | Food Preparation | Natural Gas | Broiler | E8 |  | Codes & Standards Forecast | 0 | 0 | 0 | 0 | 0 | 0 | 0 | 0 | 0 | 0 | 0 | 0 | 0 | 0 | 0 | 0 | 0 | 0 | 0 | 0 | 0 | 0 | 0 | 0 | 0 | 0 | 0 | 0 | 0 | 0 | 0 | 0 | 0 | 0 | 0 | 0 | 0 | 0 | 0 | 0 | 0 | 0 | 0 | 0 | 0 | 0 | 0 | 0 | 0 | 0 | 0
Commercial_School_New_Food Preparation_Natural Gas_Broiler_E9_Codes & Standards Forecast | Commercial | School | New | Food Preparation | Natural Gas | Broiler | E9 |  | Codes & Standards Forecast | 0 | 0 | 0 | 0 | 0 | 0 | 0 | 0 | 0 | 0 | 0 | 0 | 0 | 0 | 0 | 0 | 0 | 0 | 0 | 0 | 0 | 0 | 0 | 0 | 0 | 0 | 0 | 0 | 0 | 0 | 0 | 0 | 0 | 0 | 0 | 0 | 0 | 0 | 0 | 0 | 0 | 0 | 0 | 0 | 0 | 0 | 0 | 0 | 0 | 0 | 0
Commercial_School_New_Food Preparation_Natural Gas_Broiler_E10_Codes & Standards Forecast | Commercial | School | New | Food Preparation | Natural Gas | Broiler | E10 |  | Codes & Standards Forecast | 0 | 0 | 0 | 0 | 0 | 0 | 0 | 0 | 0 | 0 | 0 | 0 | 0 | 0 | 0 | 0 | 0 | 0 | 0 | 0 | 0 | 0 | 0 | 0 | 0 | 0 | 0 | 0 | 0 | 0 | 0 | 0 | 0 | 0 | 0 | 0 | 0 | 0 | 0 | 0 | 0 | 0 | 0 | 0 | 0 | 0 | 0 | 0 | 0 | 0 | 0
Commercial_School_New_Food Preparation_Natural Gas_Broiler_Vintage_Codes & Standards Forecast | Commercial | School | New | Food Preparation | Natural Gas | Broiler | Vintage |  | Codes & Standards Forecast | 0 | 0 | 0 | 0 | 0 | 0 | 0 | 0 | 0 | 0 | 0 | 0 | 0 | 0 | 0 | 0 | 0 | 0 | 0 | 0 | 0 | 0 | 0 | 0 | 0 | 0 | 0 | 0 | 0 | 0 | 0 | 0 | 0 | 0 | 0 | 0 | 0 | 0 | 0 | 0 | 0 | 0 | 0 | 0 | 0 | 0 | 0 | 0 | 0 | 0 | 0
Commercial_School_New_Food Preparation_Natural Gas_Griddle_E1_Codes & Standards Forecast | Commercial | School | New | Food Preparation | Natural Gas | Griddle | E1 |  | Codes & Standards Forecast | 0 | 3898.0191 | 22699.6128 | 22699.6128 | 22699.6128 | 22699.6128 | 22699.6128 | 22699.6128 | 22699.6128 | 22699.6128 | 22699.6128 | 22699.6128 | 21920.009 | 17536.0072 | 14028.8057 | 11223.0446 | 8978.4357 | 6160.9062 | 0 | 0 | 0 | 0 | 0 | 0 | 0 | 0 | 0 | 0 | 0 | 0 | 0 | 0 | 0 | 0 | 0 | 0 | 0 | 0 | 0 | 0 | 0 | 0 | 0 | 0 | 0 | 0 | 0 | 0 | 0 | 0 | 0
Commercial_School_New_Food Preparation_Natural Gas_Griddle_E2_Codes & Standards Forecast | Commercial | School | New | Food Preparation | Natural Gas | Griddle | E2 |  | Codes & Standards Forecast | 0 | 0 | 0 | 12015.5352 | 26381.8935 | 41187.7397 | 56067.9877 | 68946.7945 | 81645.1114 | 94640.6518 | 107847.7292 | 120954.4747 | 134635.8216 | 151745.7079 | 167997.1894 | 183508.6873 | 198532.6656 | 213831.4264 | 231977.804 | 243576.5607 | 255181.016 | 267020.4465 | 279014.1758 | 291134.8068 | 303385.653 | 315671.0159 | 328004.4062 | 340346.1037 | 352742.2462 | 365165.4099 | 377681.0037 | 390205.6953 | 395526.2986 | 0 | 0 | 0 | 0 | 0 | 0 | 0 | 0 | 0 | 0 | 0 | 0 | 0 | 0 | 0 | 0 | 0 | 0
Commercial_School_New_Food Preparation_Natural Gas_Griddle_E3_Codes & Standards Forecast | Commercial | School | New | Food Preparation | Natural Gas | Griddle | E3 |  | Codes & Standards Forecast | 0 | 0 | 0 | 0 | 0 | 0 | 0 | 0 | 0 | 0 | 0 | 0 | 0 | 0 | 0 | 0 | 0 | 0 | 0 | 0 | 0 | 0 | 0 | 0 | 0 | 0 | 0 | 0 | 0 | 0 | 0 | 0 | 0 | 0 | 0 | 0 | 0 | 0 | 0 | 0 | 0 | 0 | 0 | 0 | 0 | 0 | 0 | 0 | 0 | 0 | 0
Commercial_School_New_Food Preparation_Natural Gas_Griddle_E4_Codes & Standards Forecast | Commercial | School | New | Food Preparation | Natural Gas | Griddle | E4 |  | Codes & Standards Forecast | 0 | 0 | 0 | 0 | 0 | 0 | 0 | 0 | 0 | 0 | 0 | 0 | 0 | 0 | 0 | 0 | 0 | 0 | 0 | 0 | 0 | 0 | 0 | 0 | 0 | 0 | 0 | 0 | 0 | 0 | 0 | 0 | 0 | 0 | 0 | 0 | 0 | 0 | 0 | 0 | 0 | 0 | 0 | 0 | 0 | 0 | 0 | 0 | 0 | 0 | 0
Commercial_School_New_Food Preparation_Natural Gas_Griddle_E5_Codes & Standards Forecast | Commercial | School | New | Food Preparation | Natural Gas | Griddle | E5 |  | Codes & Standards Forecast | 0 | 0 | 0 | 0 | 0 | 0 | 0 | 0 | 0 | 0 | 0 | 0 | 0 | 0 | 0 | 0 | 0 | 0 | 0 | 0 | 0 | 0 | 0 | 0 | 0 | 0 | 0 | 0 | 0 | 0 | 0 | 0 | 0 | 0 | 0 | 0 | 0 | 0 | 0 | 0 | 0 | 0 | 0 | 0 | 0 | 0 | 0 | 0 | 0 | 0 | 0
Commercial_School_New_Food Preparation_Natural Gas_Griddle_E6_Codes & Standards Forecast | Commercial | School | New | Food Preparation | Natural Gas | Griddle | E6 |  | Codes & Standards Forecast | 0 | 0 | 0 | 0 | 0 | 0 | 0 | 0 | 0 | 0 | 0 | 0 | 0 | 0 | 0 | 0 | 0 | 0 | 0 | 0 | 0 | 0 | 0 | 0 | 0 | 0 | 0 | 0 | 0 | 0 | 0 | 0 | 0 | 0 | 0 | 0 | 0 | 0 | 0 | 0 | 0 | 0 | 0 | 0 | 0 | 0 | 0 | 0 | 0 | 0 | 0
Commercial_School_New_Food Preparation_Natural Gas_Griddle_E7_Codes & Standards Forecast | Commercial | School | New | Food Preparation | Natural Gas | Griddle | E7 |  | Codes & Standards Forecast | 0 | 0 | 0 | 0 | 0 | 0 | 0 | 0 | 0 | 0 | 0 | 0 | 0 | 0 | 0 | 0 | 0 | 0 | 0 | 0 | 0 | 0 | 0 | 0 | 0 | 0 | 0 | 0 | 0 | 0 | 0 | 0 | 0 | 0 | 0 | 0 | 0 | 0 | 0 | 0 | 0 | 0 | 0 | 0 | 0 | 0 | 0 | 0 | 0 | 0 | 0
Commercial_School_New_Food Preparation_Natural Gas_Griddle_E8_Codes & Standards Forecast | Commercial | School | New | Food Preparation | Natural Gas | Griddle | E8 |  | Codes & Standards Forecast | 0 | 0 | 0 | 0 | 0 | 0 | 0 | 0 | 0 | 0 | 0 | 0 | 0 | 0 | 0 | 0 | 0 | 0 | 0 | 0 | 0 | 0 | 0 | 0 | 0 | 0 | 0 | 0 | 0 | 0 | 0 | 0 | 0 | 0 | 0 | 0 | 0 | 0 | 0 | 0 | 0 | 0 | 0 | 0 | 0 | 0 | 0 | 0 | 0 | 0 | 0
Commercial_School_New_Food Preparation_Natural Gas_Griddle_E9_Codes & Standards Forecast | Commercial | School | New | Food Preparation | Natural Gas | Griddle | E9 |  | Codes & Standards Forecast | 0 | 0 | 0 | 0 | 0 | 0 | 0 | 0 | 0 | 0 | 0 | 0 | 0 | 0 | 0 | 0 | 0 | 0 | 0 | 0 | 0 | 0 | 0 | 0 | 0 | 0 | 0 | 0 | 0 | 0 | 0 | 0 | 0 | 0 | 0 | 0 | 0 | 0 | 0 | 0 | 0 | 0 | 0 | 0 | 0 | 0 | 0 | 0 | 0 | 0 | 0
Commercial_School_New_Food Preparation_Natural Gas_Griddle_E10_Codes & Standards Forecast | Commercial | School | New | Food Preparation | Natural Gas | Griddle | E10 |  | Codes & Standards Forecast | 0 | 0 | 0 | 0 | 0 | 0 | 0 | 0 | 0 | 0 | 0 | 0 | 0 | 0 | 0 | 0 | 0 | 0 | 0 | 0 | 0 | 0 | 0 | 0 | 0 | 0 | 0 | 0 | 0 | 0 | 0 | 0 | 0 | 0 | 0 | 0 | 0 | 0 | 0 | 0 | 0 | 0 | 0 | 0 | 0 | 0 | 0 | 0 | 0 | 0 | 0
Commercial_School_New_Food Preparation_Natural Gas_Griddle_Vintage_Codes & Standards Forecast | Commercial | School | New | Food Preparation | Natural Gas | Griddle | Vintage |  | Codes & Standards Forecast | 0 | 0 | 0 | 0 | 0 | 0 | 0 | 0 | 0 | 0 | 0 | 0 | 0 | 0 | 0 | 0 | 0 | 0 | 0 | 0 | 0 | 0 | 0 | 0 | 0 | 0 | 0 | 0 | 0 | 0 | 0 | 0 | 0 | 0 | 0 | 0 | 0 | 0 | 0 | 0 | 0 | 0 | 0 | 0 | 0 | 0 | 0 | 0 | 0 | 0 | 0
Commercial_School_New_Food Preparation_Natural Gas_Range_E1_Codes & Standards Forecast | Commercial | School | New | Food Preparation | Natural Gas | Range | E1 |  | Codes & Standards Forecast | 0 | 4818.3847 | 28059.2436 | 42911.7801 | 60670.1952 | 78971.8663 | 97365.5062 | 113285.1423 | 128981.673 | 145045.6049 | 161371.02 | 177572.4137 | 193520.4016 | 209251.0089 | 225004.355 | 240710.0575 | 256506.778 | 271934.9667 | 286750.3411 | 301087.6931 | 315432.0892 | 330066.9408 | 344892.5228 | 359874.9695 | 375018.3767 | 390204.4502 | 405449.891 | 420705.6004 | 436028.6099 | 451385.0206 | 466855.6852 | 482337.5956 | 488914.4524 | 0 | 0 | 0 | 0 | 0 | 0 | 0 | 0 | 0 | 0 | 0 | 0 | 0 | 0 | 0 | 0 | 0 | 0
Commercial_School_New_Food Preparation_Natural Gas_Range_E2_Codes & Standards Forecast | Commercial | School | New | Food Preparation | Natural Gas | Range | E2 |  | Codes & Standards Forecast | 0 | 0 | 0 | 0 | 0 | 0 | 0 | 0 | 0 | 0 | 0 | 0 | 0 | 0 | 0 | 0 | 0 | 0 | 0 | 0 | 0 | 0 | 0 | 0 | 0 | 0 | 0 | 0 | 0 | 0 | 0 | 0 | 0 | 0 | 0 | 0 | 0 | 0 | 0 | 0 | 0 | 0 | 0 | 0 | 0 | 0 | 0 | 0 | 0 | 0 | 0
Commercial_School_New_Food Preparation_Natural Gas_Range_E3_Codes & Standards Forecast | Commercial | School | New | Food Preparation | Natural Gas | Range | E3 |  | Codes & Standards Forecast | 0 | 0 | 0 | 0 | 0 | 0 | 0 | 0 | 0 | 0 | 0 | 0 | 0 | 0 | 0 | 0 | 0 | 0 | 0 | 0 | 0 | 0 | 0 | 0 | 0 | 0 | 0 | 0 | 0 | 0 | 0 | 0 | 0 | 0 | 0 | 0 | 0 | 0 | 0 | 0 | 0 | 0 | 0 | 0 | 0 | 0 | 0 | 0 | 0 | 0 | 0
Commercial_School_New_Food Preparation_Natural Gas_Range_E4_Codes & Standards Forecast | Commercial | School | New | Food Preparation | Natural Gas | Range | E4 |  | Codes & Standards Forecast | 0 | 0 | 0 | 0 | 0 | 0 | 0 | 0 | 0 | 0 | 0 | 0 | 0 | 0 | 0 | 0 | 0 | 0 | 0 | 0 | 0 | 0 | 0 | 0 | 0 | 0 | 0 | 0 | 0 | 0 | 0 | 0 | 0 | 0 | 0 | 0 | 0 | 0 | 0 | 0 | 0 | 0 | 0 | 0 | 0 | 0 | 0 | 0 | 0 | 0 | 0
Commercial_School_New_Food Preparation_Natural Gas_Range_E5_Codes & Standards Forecast | Commercial | School | New | Food Preparation | Natural Gas | Range | E5 |  | Codes & Standards Forecast | 0 | 0 | 0 | 0 | 0 | 0 | 0 | 0 | 0 | 0 | 0 | 0 | 0 | 0 | 0 | 0 | 0 | 0 | 0 | 0 | 0 | 0 | 0 | 0 | 0 | 0 | 0 | 0 | 0 | 0 | 0 | 0 | 0 | 0 | 0 | 0 | 0 | 0 | 0 | 0 | 0 | 0 | 0 | 0 | 0 | 0 | 0 | 0 | 0 | 0 | 0
Commercial_School_New_Food Preparation_Natural Gas_Range_E6_Codes & Standards Forecast | Commercial | School | New | Food Preparation | Natural Gas | Range | E6 |  | Codes & Standards Forecast | 0 | 0 | 0 | 0 | 0 | 0 | 0 | 0 | 0 | 0 | 0 | 0 | 0 | 0 | 0 | 0 | 0 | 0 | 0 | 0 | 0 | 0 | 0 | 0 | 0 | 0 | 0 | 0 | 0 | 0 | 0 | 0 | 0 | 0 | 0 | 0 | 0 | 0 | 0 | 0 | 0 | 0 | 0 | 0 | 0 | 0 | 0 | 0 | 0 | 0 | 0
Commercial_School_New_Food Preparation_Natural Gas_Range_E7_Codes & Standards Forecast | Commercial | School | New | Food Preparation | Natural Gas | Range | E7 |  | Codes & Standards Forecast | 0 | 0 | 0 | 0 | 0 | 0 | 0 | 0 | 0 | 0 | 0 | 0 | 0 | 0 | 0 | 0 | 0 | 0 | 0 | 0 | 0 | 0 | 0 | 0 | 0 | 0 | 0 | 0 | 0 | 0 | 0 | 0 | 0 | 0 | 0 | 0 | 0 | 0 | 0 | 0 | 0 | 0 | 0 | 0 | 0 | 0 | 0 | 0 | 0 | 0 | 0
Commercial_School_New_Food Preparation_Natural Gas_Range_E8_Codes & Standards Forecast | Commercial | School | New | Food Preparation | Natural Gas | Range | E8 |  | Codes & Standards Forecast | 0 | 0 | 0 | 0 | 0 | 0 | 0 | 0 | 0 | 0 | 0 | 0 | 0 | 0 | 0 | 0 | 0 | 0 | 0 | 0 | 0 | 0 | 0 | 0 | 0 | 0 | 0 | 0 | 0 | 0 | 0 | 0 | 0 | 0 | 0 | 0 | 0 | 0 | 0 | 0 | 0 | 0 | 0 | 0 | 0 | 0 | 0 | 0 | 0 | 0 | 0
Commercial_School_New_Food Preparation_Natural Gas_Range_E9_Codes & Standards Forecast | Commercial | School | New | Food Preparation | Natural Gas | Range | E9 |  | Codes & Standards Forecast | 0 | 0 | 0 | 0 | 0 | 0 | 0 | 0 | 0 | 0 | 0 | 0 | 0 | 0 | 0 | 0 | 0 | 0 | 0 | 0 | 0 | 0 | 0 | 0 | 0 | 0 | 0 | 0 | 0 | 0 | 0 | 0 | 0 | 0 | 0 | 0 | 0 | 0 | 0 | 0 | 0 | 0 | 0 | 0 | 0 | 0 | 0 | 0 | 0 | 0 | 0
Commercial_School_New_Food Preparation_Natural Gas_Range_E10_Codes & Standards Forecast | Commercial | School | New | Food Preparation | Natural Gas | Range | E10 |  | Codes & Standards Forecast | 0 | 0 | 0 | 0 | 0 | 0 | 0 | 0 | 0 | 0 | 0 | 0 | 0 | 0 | 0 | 0 | 0 | 0 | 0 | 0 | 0 | 0 | 0 | 0 | 0 | 0 | 0 | 0 | 0 | 0 | 0 | 0 | 0 | 0 | 0 | 0 | 0 | 0 | 0 | 0 | 0 | 0 | 0 | 0 | 0 | 0 | 0 | 0 | 0 | 0 | 0
Commercial_School_New_Food Preparation_Natural Gas_Range_Vintage_Codes & Standards Forecast | Commercial | School | New | Food Preparation | Natural Gas | Range | Vintage |  | Codes & Standards Forecast | 0 | 0 | 0 | 0 | 0 | 0 | 0 | 0 | 0 | 0 | 0 | 0 | 0 | 0 | 0 | 0 | 0 | 0 | 0 | 0 | 0 | 0 | 0 | 0 | 0 | 0 | 0 | 0 | 0 | 0 | 0 | 0 | 0 | 0 | 0 | 0 | 0 | 0 | 0 | 0 | 0 | 0 | 0 | 0 | 0 | 0 | 0 | 0 | 0 | 0 | 0
Commercial_School_New_Food Preparation_Natural Gas_Steamer_E1_Codes & Standards Forecast | Commercial | School | New | Food Preparation | Natural Gas | Steamer | E1 |  | Codes & Standards Forecast | 0 | 1732.4529 | 10088.7168 | 10088.7168 | 10088.7168 | 10088.7168 | 10088.7168 | 10088.7168 | 10088.7168 | 10088.7168 | 9896.222 | 8796.6418 | 7819.2372 | 6950.433 | 6178.1627 | 5491.7002 | 4881.5113 | 4339.1211 | 3856.9966 | 2894.9392 | 0 | 0 | 0 | 0 | 0 | 0 | 0 | 0 | 0 | 0 | 0 | 0 | 0 | 0 | 0 | 0 | 0 | 0 | 0 | 0 | 0 | 0 | 0 | 0 | 0 | 0 | 0 | 0 | 0 | 0 | 0
Commercial_School_New_Food Preparation_Natural Gas_Steamer_E2_Codes & Standards Forecast | Commercial | School | New | Food Preparation | Natural Gas | Steamer | E2 |  | Codes & Standards Forecast | 0 | 0 | 0 | 5340.2379 | 11725.286 | 18305.6621 | 24919.1056 | 30643.0198 | 36286.7162 | 42062.5119 | 48124.8189 | 55049.6193 | 61761.132 | 68285.8848 | 74722.2796 | 81055.7362 | 87345.6449 | 93435.2489 | 99244.2497 | 105361.31 | 113413.7849 | 118675.754 | 124006.3003 | 129393.2475 | 134838.068 | 140298.2293 | 145779.7361 | 151264.935 | 156774.3316 | 162295.7378 | 167858.2239 | 173424.7535 | 175789.466 | 0 | 0 | 0 | 0 | 0 | 0 | 0 | 0 | 0 | 0 | 0 | 0 | 0 | 0 | 0 | 0 | 0 | 0
Commercial_School_New_Food Preparation_Natural Gas_Steamer_E3_Codes & Standards Forecast | Commercial | School | New | Food Preparation | Natural Gas | Steamer | E3 |  | Codes & Standards Forecast | 0 | 0 | 0 | 0 | 0 | 0 | 0 | 0 | 0 | 0 | 0 | 0 | 0 | 0 | 0 | 0 | 0 | 0 | 0 | 0 | 0 | 0 | 0 | 0 | 0 | 0 | 0 | 0 | 0 | 0 | 0 | 0 | 0 | 0 | 0 | 0 | 0 | 0 | 0 | 0 | 0 | 0 | 0 | 0 | 0 | 0 | 0 | 0 | 0 | 0 | 0
Commercial_School_New_Food Preparation_Natural Gas_Steamer_E4_Codes & Standards Forecast | Commercial | School | New | Food Preparation | Natural Gas | Steamer | E4 |  | Codes & Standards Forecast | 0 | 0 | 0 | 0 | 0 | 0 | 0 | 0 | 0 | 0 | 0 | 0 | 0 | 0 | 0 | 0 | 0 | 0 | 0 | 0 | 0 | 0 | 0 | 0 | 0 | 0 | 0 | 0 | 0 | 0 | 0 | 0 | 0 | 0 | 0 | 0 | 0 | 0 | 0 | 0 | 0 | 0 | 0 | 0 | 0 | 0 | 0 | 0 | 0 | 0 | 0
Commercial_School_New_Food Preparation_Natural Gas_Steamer_E5_Codes & Standards Forecast | Commercial | School | New | Food Preparation | Natural Gas | Steamer | E5 |  | Codes & Standards Forecast | 0 | 0 | 0 | 0 | 0 | 0 | 0 | 0 | 0 | 0 | 0 | 0 | 0 | 0 | 0 | 0 | 0 | 0 | 0 | 0 | 0 | 0 | 0 | 0 | 0 | 0 | 0 | 0 | 0 | 0 | 0 | 0 | 0 | 0 | 0 | 0 | 0 | 0 | 0 | 0 | 0 | 0 | 0 | 0 | 0 | 0 | 0 | 0 | 0 | 0 | 0
Commercial_School_New_Food Preparation_Natural Gas_Steamer_E6_Codes & Standards Forecast | Commercial | School | New | Food Preparation | Natural Gas | Steamer | E6 |  | Codes & Standards Forecast | 0 | 0 | 0 | 0 | 0 | 0 | 0 | 0 | 0 | 0 | 0 | 0 | 0 | 0 | 0 | 0 | 0 | 0 | 0 | 0 | 0 | 0 | 0 | 0 | 0 | 0 | 0 | 0 | 0 | 0 | 0 | 0 | 0 | 0 | 0 | 0 | 0 | 0 | 0 | 0 | 0 | 0 | 0 | 0 | 0 | 0 | 0 | 0 | 0 | 0 | 0
Commercial_School_New_Food Preparation_Natural Gas_Steamer_E7_Codes & Standards Forecast | Commercial | School | New | Food Preparation | Natural Gas | Steamer | E7 |  | Codes & Standards Forecast | 0 | 0 | 0 | 0 | 0 | 0 | 0 | 0 | 0 | 0 | 0 | 0 | 0 | 0 | 0 | 0 | 0 | 0 | 0 | 0 | 0 | 0 | 0 | 0 | 0 | 0 | 0 | 0 | 0 | 0 | 0 | 0 | 0 | 0 | 0 | 0 | 0 | 0 | 0 | 0 | 0 | 0 | 0 | 0 | 0 | 0 | 0 | 0 | 0 | 0 | 0
Commercial_School_New_Food Preparation_Natural Gas_Steamer_E8_Codes & Standards Forecast | Commercial | School | New | Food Preparation | Natural Gas | Steamer | E8 |  | Codes & Standards Forecast | 0 | 0 | 0 | 0 | 0 | 0 | 0 | 0 | 0 | 0 | 0 | 0 | 0 | 0 | 0 | 0 | 0 | 0 | 0 | 0 | 0 | 0 | 0 | 0 | 0 | 0 | 0 | 0 | 0 | 0 | 0 | 0 | 0 | 0 | 0 | 0 | 0 | 0 | 0 | 0 | 0 | 0 | 0 | 0 | 0 | 0 | 0 | 0 | 0 | 0 | 0
Commercial_School_New_Food Preparation_Natural Gas_Steamer_E9_Codes & Standards Forecast | Commercial | School | New | Food Preparation | Natural Gas | Steamer | E9 |  | Codes & Standards Forecast | 0 | 0 | 0 | 0 | 0 | 0 | 0 | 0 | 0 | 0 | 0 | 0 | 0 | 0 | 0 | 0 | 0 | 0 | 0 | 0 | 0 | 0 | 0 | 0 | 0 | 0 | 0 | 0 | 0 | 0 | 0 | 0 | 0 | 0 | 0 | 0 | 0 | 0 | 0 | 0 | 0 | 0 | 0 | 0 | 0 | 0 | 0 | 0 | 0 | 0 | 0
Commercial_School_New_Food Preparation_Natural Gas_Steamer_E10_Codes & Standards Forecast | Commercial | School | New | Food Preparation | Natural Gas | Steamer | E10 |  | Codes & Standards Forecast | 0 | 0 | 0 | 0 | 0 | 0 | 0 | 0 | 0 | 0 | 0 | 0 | 0 | 0 | 0 | 0 | 0 | 0 | 0 | 0 | 0 | 0 | 0 | 0 | 0 | 0 | 0 | 0 | 0 | 0 | 0 | 0 | 0 | 0 | 0 | 0 | 0 | 0 | 0 | 0 | 0 | 0 | 0 | 0 | 0 | 0 | 0 | 0 | 0 | 0 | 0
Commercial_School_New_Food Preparation_Natural Gas_Steamer_Vintage_Codes & Standards Forecast | Commercial | School | New | Food Preparation | Natural Gas | Steamer | Vintage |  | Codes & Standards Forecast | 0 | 0 | 0 | 0 | 0 | 0 | 0 | 0 | 0 | 0 | 0 | 0 | 0 | 0 | 0 | 0 | 0 | 0 | 0 | 0 | 0 | 0 | 0 | 0 | 0 | 0 | 0 | 0 | 0 | 0 | 0 | 0 | 0 | 0 | 0 | 0 | 0 | 0 | 0 | 0 | 0 | 0 | 0 | 0 | 0 | 0 | 0 | 0 | 0 | 0 | 0
Commercial_School_New_Food Preparation_Natural Gas_Food Prep Other_E1_Codes & Standards Forecast | Commercial | School | New | Food Preparation | Natural Gas | Food Prep Other | E1 |  | Codes & Standards Forecast | 0 | 216.5566 | 1261.0896 | 1928.6193 | 2726.7503 | 3549.2974 | 4375.9778 | 5091.4671 | 5796.9291 | 6518.9036 | 7252.6301 | 7980.7826 | 8697.5461 | 9404.5397 | 10112.5553 | 10818.4296 | 11528.3945 | 12221.7963 | 12887.6558 | 13532.0312 | 14176.7231 | 14834.4692 | 15500.7875 | 16174.1559 | 16854.7585 | 17537.2787 | 18222.467 | 18908.1169 | 19596.7915 | 20286.9672 | 20982.278 | 21678.0942 | 21973.6833 | 0 | 0 | 0 | 0 | 0 | 0 | 0 | 0 | 0 | 0 | 0 | 0 | 0 | 0 | 0 | 0 | 0 | 0
Commercial_School_New_Food Preparation_Natural Gas_Food Prep Other_E2_Codes & Standards Forecast | Commercial | School | New | Food Preparation | Natural Gas | Food Prep Other | E2 |  | Codes & Standards Forecast | 0 | 0 | 0 | 0 | 0 | 0 | 0 | 0 | 0 | 0 | 0 | 0 | 0 | 0 | 0 | 0 | 0 | 0 | 0 | 0 | 0 | 0 | 0 | 0 | 0 | 0 | 0 | 0 | 0 | 0 | 0 | 0 | 0 | 0 | 0 | 0 | 0 | 0 | 0 | 0 | 0 | 0 | 0 | 0 | 0 | 0 | 0 | 0 | 0 | 0 | 0
Commercial_School_New_Food Preparation_Natural Gas_Food Prep Other_E3_Codes & Standards Forecast | Commercial | School | New | Food Preparation | Natural Gas | Food Prep Other | E3 |  | Codes & Standards Forecast | 0 | 0 | 0 | 0 | 0 | 0 | 0 | 0 | 0 | 0 | 0 | 0 | 0 | 0 | 0 | 0 | 0 | 0 | 0 | 0 | 0 | 0 | 0 | 0 | 0 | 0 | 0 | 0 | 0 | 0 | 0 | 0 | 0 | 0 | 0 | 0 | 0 | 0 | 0 | 0 | 0 | 0 | 0 | 0 | 0 | 0 | 0 | 0 | 0 | 0 | 0
Commercial_School_New_Food Preparation_Natural Gas_Food Prep Other_E4_Codes & Standards Forecast | Commercial | School | New | Food Preparation | Natural Gas | Food Prep Other | E4 |  | Codes & Standards Forecast | 0 | 0 | 0 | 0 | 0 | 0 | 0 | 0 | 0 | 0 | 0 | 0 | 0 | 0 | 0 | 0 | 0 | 0 | 0 | 0 | 0 | 0 | 0 | 0 | 0 | 0 | 0 | 0 | 0 | 0 | 0 | 0 | 0 | 0 | 0 | 0 | 0 | 0 | 0 | 0 | 0 | 0 | 0 | 0 | 0 | 0 | 0 | 0 | 0 | 0 | 0
Commercial_School_New_Food Preparation_Natural Gas_Food Prep Other_E5_Codes & Standards Forecast | Commercial | School | New | Food Preparation | Natural Gas | Food Prep Other | E5 |  | Codes & Standards Forecast | 0 | 0 | 0 | 0 | 0 | 0 | 0 | 0 | 0 | 0 | 0 | 0 | 0 | 0 | 0 | 0 | 0 | 0 | 0 | 0 | 0 | 0 | 0 | 0 | 0 | 0 | 0 | 0 | 0 | 0 | 0 | 0 | 0 | 0 | 0 | 0 | 0 | 0 | 0 | 0 | 0 | 0 | 0 | 0 | 0 | 0 | 0 | 0 | 0 | 0 | 0
Commercial_School_New_Food Preparation_Natural Gas_Food Prep Other_E6_Codes & Standards Forecast | Commercial | School | New | Food Preparation | Natural Gas | Food Prep Other | E6 |  | Codes & Standards Forecast | 0 | 0 | 0 | 0 | 0 | 0 | 0 | 0 | 0 | 0 | 0 | 0 | 0 | 0 | 0 | 0 | 0 | 0 | 0 | 0 | 0 | 0 | 0 | 0 | 0 | 0 | 0 | 0 | 0 | 0 | 0 | 0 | 0 | 0 | 0 | 0 | 0 | 0 | 0 | 0 | 0 | 0 | 0 | 0 | 0 | 0 | 0 | 0 | 0 | 0 | 0
Commercial_School_New_Food Preparation_Natural Gas_Food Prep Other_E7_Codes & Standards Forecast | Commercial | School | New | Food Preparation | Natural Gas | Food Prep Other | E7 |  | Codes & Standards Forecast | 0 | 0 | 0 | 0 | 0 | 0 | 0 | 0 | 0 | 0 | 0 | 0 | 0 | 0 | 0 | 0 | 0 | 0 | 0 | 0 | 0 | 0 | 0 | 0 | 0 | 0 | 0 | 0 | 0 | 0 | 0 | 0 | 0 | 0 | 0 | 0 | 0 | 0 | 0 | 0 | 0 | 0 | 0 | 0 | 0 | 0 | 0 | 0 | 0 | 0 | 0
Commercial_School_New_Food Preparation_Natural Gas_Food Prep Other_E8_Codes & Standards Forecast | Commercial | School | New | Food Preparation | Natural Gas | Food Prep Other | E8 |  | Codes & Standards Forecast | 0 | 0 | 0 | 0 | 0 | 0 | 0 | 0 | 0 | 0 | 0 | 0 | 0 | 0 | 0 | 0 | 0 | 0 | 0 | 0 | 0 | 0 | 0 | 0 | 0 | 0 | 0 | 0 | 0 | 0 | 0 | 0 | 0 | 0 | 0 | 0 | 0 | 0 | 0 | 0 | 0 | 0 | 0 | 0 | 0 | 0 | 0 | 0 | 0 | 0 | 0
Commercial_School_New_Food Preparation_Natural Gas_Food Prep Other_E9_Codes & Standards Forecast | Commercial | School | New | Food Preparation | Natural Gas | Food Prep Other | E9 |  | Codes & Standards Forecast | 0 | 0 | 0 | 0 | 0 | 0 | 0 | 0 | 0 | 0 | 0 | 0 | 0 | 0 | 0 | 0 | 0 | 0 | 0 | 0 | 0 | 0 | 0 | 0 | 0 | 0 | 0 | 0 | 0 | 0 | 0 | 0 | 0 | 0 | 0 | 0 | 0 | 0 | 0 | 0 | 0 | 0 | 0 | 0 | 0 | 0 | 0 | 0 | 0 | 0 | 0
Commercial_School_New_Food Preparation_Natural Gas_Food Prep Other_E10_Codes & Standards Forecast | Commercial | School | New | Food Preparation | Natural Gas | Food Prep Other | E10 |  | Codes & Standards Forecast | 0 | 0 | 0 | 0 | 0 | 0 | 0 | 0 | 0 | 0 | 0 | 0 | 0 | 0 | 0 | 0 | 0 | 0 | 0 | 0 | 0 | 0 | 0 | 0 | 0 | 0 | 0 | 0 | 0 | 0 | 0 | 0 | 0 | 0 | 0 | 0 | 0 | 0 | 0 | 0 | 0 | 0 | 0 | 0 | 0 | 0 | 0 | 0 | 0 | 0 | 0
Commercial_School_New_Food Preparation_Natural Gas_Food Prep Other_Vintage_Codes & Standards Forecast | Commercial | School | New | Food Preparation | Natural Gas | Food Prep Other | Vintage |  | Codes & Standards Forecast | 0 | 0 | 0 | 0 | 0 | 0 | 0 | 0 | 0 | 0 | 0 | 0 | 0 | 0 | 0 | 0 | 0 | 0 | 0 | 0 | 0 | 0 | 0 | 0 | 0 | 0 | 0 | 0 | 0 | 0 | 0 | 0 | 0 | 0 | 0 | 0 | 0 | 0 | 0 | 0 | 0 | 0 | 0 | 0 | 0 | 0 | 0 | 0 | 0 | 0 | 0
Commercial_School_New_Miscellaneous_Natural Gas_Pool Heater_E1_Codes & Standards Forecast | Commercial | School | New | Miscellaneous | Natural Gas | Pool Heater | E1 |  | Codes & Standards Forecast | 0 | 0 | 0 | 0 | 0 | 0 | 0 | 0 | 0 | 0 | 0 | 0 | 0 | 0 | 0 | 0 | 0 | 0 | 0 | 0 | 0 | 0 | 0 | 0 | 0 | 0 | 0 | 0 | 0 | 0 | 0 | 0 | 0 | 0 | 0 | 0 | 0 | 0 | 0 | 0 | 0 | 0 | 0 | 0 | 0 | 0 | 0 | 0 | 0 | 0 | 0
Commercial_School_New_Miscellaneous_Natural Gas_Pool Heater_E2_Codes & Standards Forecast | Commercial | School | New | Miscellaneous | Natural Gas | Pool Heater | E2 |  | Codes & Standards Forecast | 0 | 0 | 0 | 0 | 0 | 0 | 0 | 0 | 0 | 0 | 0 | 0 | 0 | 0 | 0 | 0 | 0 | 0 | 0 | 0 | 0 | 0 | 0 | 0 | 0 | 0 | 0 | 0 | 0 | 0 | 0 | 0 | 0 | 0 | 0 | 0 | 0 | 0 | 0 | 0 | 0 | 0 | 0 | 0 | 0 | 0 | 0 | 0 | 0 | 0 | 0
Commercial_School_New_Miscellaneous_Natural Gas_Pool Heater_E3_Codes & Standards Forecast | Commercial | School | New | Miscellaneous | Natural Gas | Pool Heater | E3 |  | Codes & Standards Forecast | 0 | 0 | 0 | 0 | 0 | 0 | 0 | 0 | 0 | 0 | 0 | 0 | 0 | 0 | 0 | 0 | 0 | 0 | 0 | 0 | 0 | 0 | 0 | 0 | 0 | 0 | 0 | 0 | 0 | 0 | 0 | 0 | 0 | 0 | 0 | 0 | 0 | 0 | 0 | 0 | 0 | 0 | 0 | 0 | 0 | 0 | 0 | 0 | 0 | 0 | 0
Commercial_School_New_Miscellaneous_Natural Gas_Pool Heater_E4_Codes & Standards Forecast | Commercial | School | New | Miscellaneous | Natural Gas | Pool Heater | E4 |  | Codes & Standards Forecast | 0 | 0 | 0 | 0 | 0 | 0 | 0 | 0 | 0 | 0 | 0 | 0 | 0 | 0 | 0 | 0 | 0 | 0 | 0 | 0 | 0 | 0 | 0 | 0 | 0 | 0 | 0 | 0 | 0 | 0 | 0 | 0 | 0 | 0 | 0 | 0 | 0 | 0 | 0 | 0 | 0 | 0 | 0 | 0 | 0 | 0 | 0 | 0 | 0 | 0 | 0
Commercial_School_New_Miscellaneous_Natural Gas_Pool Heater_E5_Codes & Standards Forecast | Commercial | School | New | Miscellaneous | Natural Gas | Pool Heater | E5 |  | Codes & Standards Forecast | 0 | 0 | 0 | 0 | 0 | 0 | 0 | 0 | 0 | 0 | 0 | 0 | 0 | 0 | 0 | 0 | 0 | 0 | 0 | 0 | 0 | 0 | 0 | 0 | 0 | 0 | 0 | 0 | 0 | 0 | 0 | 0 | 0 | 0 | 0 | 0 | 0 | 0 | 0 | 0 | 0 | 0 | 0 | 0 | 0 | 0 | 0 | 0 | 0 | 0 | 0
Commercial_School_New_Miscellaneous_Natural Gas_Pool Heater_E6_Codes & Standards Forecast | Commercial | School | New | Miscellaneous | Natural Gas | Pool Heater | E6 |  | Codes & Standards Forecast | 0 | 0 | 0 | 0 | 0 | 0 | 0 | 0 | 0 | 0 | 0 | 0 | 0 | 0 | 0 | 0 | 0 | 0 | 0 | 0 | 0 | 0 | 0 | 0 | 0 | 0 | 0 | 0 | 0 | 0 | 0 | 0 | 0 | 0 | 0 | 0 | 0 | 0 | 0 | 0 | 0 | 0 | 0 | 0 | 0 | 0 | 0 | 0 | 0 | 0 | 0
Commercial_School_New_Miscellaneous_Natural Gas_Pool Heater_E7_Codes & Standards Forecast | Commercial | School | New | Miscellaneous | Natural Gas | Pool Heater | E7 |  | Codes & Standards Forecast | 0 | 0 | 0 | 0 | 0 | 0 | 0 | 0 | 0 | 0 | 0 | 0 | 0 | 0 | 0 | 0 | 0 | 0 | 0 | 0 | 0 | 0 | 0 | 0 | 0 | 0 | 0 | 0 | 0 | 0 | 0 | 0 | 0 | 0 | 0 | 0 | 0 | 0 | 0 | 0 | 0 | 0 | 0 | 0 | 0 | 0 | 0 | 0 | 0 | 0 | 0
Commercial_School_New_Miscellaneous_Natural Gas_Pool Heater_E8_Codes & Standards Forecast | Commercial | School | New | Miscellaneous | Natural Gas | Pool Heater | E8 |  | Codes & Standards Forecast | 0 | 0 | 0 | 0 | 0 | 0 | 0 | 0 | 0 | 0 | 0 | 0 | 0 | 0 | 0 | 0 | 0 | 0 | 0 | 0 | 0 | 0 | 0 | 0 | 0 | 0 | 0 | 0 | 0 | 0 | 0 | 0 | 0 | 0 | 0 | 0 | 0 | 0 | 0 | 0 | 0 | 0 | 0 | 0 | 0 | 0 | 0 | 0 | 0 | 0 | 0
Commercial_School_New_Miscellaneous_Natural Gas_Pool Heater_E9_Codes & Standards Forecast | Commercial | School | New | Miscellaneous | Natural Gas | Pool Heater | E9 |  | Codes & Standards Forecast | 0 | 0 | 0 | 0 | 0 | 0 | 0 | 0 | 0 | 0 | 0 | 0 | 0 | 0 | 0 | 0 | 0 | 0 | 0 | 0 | 0 | 0 | 0 | 0 | 0 | 0 | 0 | 0 | 0 | 0 | 0 | 0 | 0 | 0 | 0 | 0 | 0 | 0 | 0 | 0 | 0 | 0 | 0 | 0 | 0 | 0 | 0 | 0 | 0 | 0 | 0
Commercial_School_New_Miscellaneous_Natural Gas_Pool Heater_E10_Codes & Standards Forecast | Commercial | School | New | Miscellaneous | Natural Gas | Pool Heater | E10 |  | Codes & Standards Forecast | 0 | 0 | 0 | 0 | 0 | 0 | 0 | 0 | 0 | 0 | 0 | 0 | 0 | 0 | 0 | 0 | 0 | 0 | 0 | 0 | 0 | 0 | 0 | 0 | 0 | 0 | 0 | 0 | 0 | 0 | 0 | 0 | 0 | 0 | 0 | 0 | 0 | 0 | 0 | 0 | 0 | 0 | 0 | 0 | 0 | 0 | 0 | 0 | 0 | 0 | 0
Commercial_School_New_Miscellaneous_Natural Gas_Pool Heater_Vintage_Codes & Standards Forecast | Commercial | School | New | Miscellaneous | Natural Gas | Pool Heater | Vintage |  | Codes & Standards Forecast | 0 | 0 | 0 | 0 | 0 | 0 | 0 | 0 | 0 | 0 | 0 | 0 | 0 | 0 | 0 | 0 | 0 | 0 | 0 | 0 | 0 | 0 | 0 | 0 | 0 | 0 | 0 | 0 | 0 | 0 | 0 | 0 | 0 | 0 | 0 | 0 | 0 | 0 | 0 | 0 | 0 | 0 | 0 | 0 | 0 | 0 | 0 | 0 | 0 | 0 | 0
Commercial_School_New_Miscellaneous_Natural Gas_Miscellaneous_E1_Codes & Standards Forecast | Commercial | School | New | Miscellaneous | Natural Gas | Miscellaneous | E1 |  | Codes & Standards Forecast | 0 | 33024.884 | 192316.1639 | 294114.4482 | 415829.4278 | 541267.8474 | 667336.6152 | 776448.7284 | 884031.6912 | 994132.7973 | 1106026.0919 | 1217069.3521 | 1326375.7865 | 1434192.3081 | 1542164.6806 | 1649810.5065 | 1758080.1636 | 1863823.9292 | 1965367.5063 | 2063634.7507 | 2161950.2746 | 2262256.5605 | 2363870.1004 | 2466558.78 | 2570350.6716 | 2674434.9958 | 2778926.2193 | 2883487.8231 | 2988510.6968 | 3093762.5009 | 3199797.3926 | 3305909.3632 | 3350986.6964 | 0 | 0 | 0 | 0 | 0 | 0 | 0 | 0 | 0 | 0 | 0 | 0 | 0 | 0 | 0 | 0 | 0 | 0
Commercial_School_New_Miscellaneous_Natural Gas_Miscellaneous_E2_Codes & Standards Forecast | Commercial | School | New | Miscellaneous | Natural Gas | Miscellaneous | E2 |  | Codes & Standards Forecast | 0 | 0 | 0 | 0 | 0 | 0 | 0 | 0 | 0 | 0 | 0 | 0 | 0 | 0 | 0 | 0 | 0 | 0 | 0 | 0 | 0 | 0 | 0 | 0 | 0 | 0 | 0 | 0 | 0 | 0 | 0 | 0 | 0 | 0 | 0 | 0 | 0 | 0 | 0 | 0 | 0 | 0 | 0 | 0 | 0 | 0 | 0 | 0 | 0 | 0 | 0
Commercial_School_New_Miscellaneous_Natural Gas_Miscellaneous_E3_Codes & Standards Forecast | Commercial | School | New | Miscellaneous | Natural Gas | Miscellaneous | E3 |  | Codes & Standards Forecast | 0 | 0 | 0 | 0 | 0 | 0 | 0 | 0 | 0 | 0 | 0 | 0 | 0 | 0 | 0 | 0 | 0 | 0 | 0 | 0 | 0 | 0 | 0 | 0 | 0 | 0 | 0 | 0 | 0 | 0 | 0 | 0 | 0 | 0 | 0 | 0 | 0 | 0 | 0 | 0 | 0 | 0 | 0 | 0 | 0 | 0 | 0 | 0 | 0 | 0 | 0
Commercial_School_New_Miscellaneous_Natural Gas_Miscellaneous_E4_Codes & Standards Forecast | Commercial | School | New | Miscellaneous | Natural Gas | Miscellaneous | E4 |  | Codes & Standards Forecast | 0 | 0 | 0 | 0 | 0 | 0 | 0 | 0 | 0 | 0 | 0 | 0 | 0 | 0 | 0 | 0 | 0 | 0 | 0 | 0 | 0 | 0 | 0 | 0 | 0 | 0 | 0 | 0 | 0 | 0 | 0 | 0 | 0 | 0 | 0 | 0 | 0 | 0 | 0 | 0 | 0 | 0 | 0 | 0 | 0 | 0 | 0 | 0 | 0 | 0 | 0
Commercial_School_New_Miscellaneous_Natural Gas_Miscellaneous_E5_Codes & Standards Forecast | Commercial | School | New | Miscellaneous | Natural Gas | Miscellaneous | E5 |  | Codes & Standards Forecast | 0 | 0 | 0 | 0 | 0 | 0 | 0 | 0 | 0 | 0 | 0 | 0 | 0 | 0 | 0 | 0 | 0 | 0 | 0 | 0 | 0 | 0 | 0 | 0 | 0 | 0 | 0 | 0 | 0 | 0 | 0 | 0 | 0 | 0 | 0 | 0 | 0 | 0 | 0 | 0 | 0 | 0 | 0 | 0 | 0 | 0 | 0 | 0 | 0 | 0 | 0
Commercial_School_New_Miscellaneous_Natural Gas_Miscellaneous_E6_Codes & Standards Forecast | Commercial | School | New | Miscellaneous | Natural Gas | Miscellaneous | E6 |  | Codes & Standards Forecast | 0 | 0 | 0 | 0 | 0 | 0 | 0 | 0 | 0 | 0 | 0 | 0 | 0 | 0 | 0 | 0 | 0 | 0 | 0 | 0 | 0 | 0 | 0 | 0 | 0 | 0 | 0 | 0 | 0 | 0 | 0 | 0 | 0 | 0 | 0 | 0 | 0 | 0 | 0 | 0 | 0 | 0 | 0 | 0 | 0 | 0 | 0 | 0 | 0 | 0 | 0
Commercial_School_New_Miscellaneous_Natural Gas_Miscellaneous_E7_Codes & Standards Forecast | Commercial | School | New | Miscellaneous | Natural Gas | Miscellaneous | E7 |  | Codes & Standards Forecast | 0 | 0 | 0 | 0 | 0 | 0 | 0 | 0 | 0 | 0 | 0 | 0 | 0 | 0 | 0 | 0 | 0 | 0 | 0 | 0 | 0 | 0 | 0 | 0 | 0 | 0 | 0 | 0 | 0 | 0 | 0 | 0 | 0 | 0 | 0 | 0 | 0 | 0 | 0 | 0 | 0 | 0 | 0 | 0 | 0 | 0 | 0 | 0 | 0 | 0 | 0
Commercial_School_New_Miscellaneous_Natural Gas_Miscellaneous_E8_Codes & Standards Forecast | Commercial | School | New | Miscellaneous | Natural Gas | Miscellaneous | E8 |  | Codes & Standards Forecast | 0 | 0 | 0 | 0 | 0 | 0 | 0 | 0 | 0 | 0 | 0 | 0 | 0 | 0 | 0 | 0 | 0 | 0 | 0 | 0 | 0 | 0 | 0 | 0 | 0 | 0 | 0 | 0 | 0 | 0 | 0 | 0 | 0 | 0 | 0 | 0 | 0 | 0 | 0 | 0 | 0 | 0 | 0 | 0 | 0 | 0 | 0 | 0 | 0 | 0 | 0
Commercial_School_New_Miscellaneous_Natural Gas_Miscellaneous_E9_Codes & Standards Forecast | Commercial | School | New | Miscellaneous | Natural Gas | Miscellaneous | E9 |  | Codes & Standards Forecast | 0 | 0 | 0 | 0 | 0 | 0 | 0 | 0 | 0 | 0 | 0 | 0 | 0 | 0 | 0 | 0 | 0 | 0 | 0 | 0 | 0 | 0 | 0 | 0 | 0 | 0 | 0 | 0 | 0 | 0 | 0 | 0 | 0 | 0 | 0 | 0 | 0 | 0 | 0 | 0 | 0 | 0 | 0 | 0 | 0 | 0 | 0 | 0 | 0 | 0 | 0
Commercial_School_New_Miscellaneous_Natural Gas_Miscellaneous_E10_Codes & Standards Forecast | Commercial | School | New | Miscellaneous | Natural Gas | Miscellaneous | E10 |  | Codes & Standards Forecast | 0 | 0 | 0 | 0 | 0 | 0 | 0 | 0 | 0 | 0 | 0 | 0 | 0 | 0 | 0 | 0 | 0 | 0 | 0 | 0 | 0 | 0 | 0 | 0 | 0 | 0 | 0 | 0 | 0 | 0 | 0 | 0 | 0 | 0 | 0 | 0 | 0 | 0 | 0 | 0 | 0 | 0 | 0 | 0 | 0 | 0 | 0 | 0 | 0 | 0 | 0
Commercial_School_New_Miscellaneous_Natural Gas_Miscellaneous_Vintage_Codes & Standards Forecast | Commercial | School | New | Miscellaneous | Natural Gas | Miscellaneous | Vintage |  | Codes & Standards Forecast | 0 | 0 | 0 | 0 | 0 | 0 | 0 | 0 | 0 | 0 | 0 | 0 | 0 | 0 | 0 | 0 | 0 | 0 | 0 | 0 | 0 | 0 | 0 | 0 | 0 | 0 | 0 | 0 | 0 | 0 | 0 | 0 | 0 | 0 | 0 | 0 | 0 | 0 | 0 | 0 | 0 | 0 | 0 | 0 | 0 | 0 | 0 | 0 | 0 | 0 | 0
Commercial_College_Existing_Space Heating_Natural Gas_Furnace_E1_Codes & Standards Forecast | Commercial | College | Existing | Space Heating | Natural Gas | Furnace | E1 |  | Codes & Standards Forecast | 0 | 1084.3255 | 2254.3746 | 3497.4894 | 6084.902 | 6068.5493 | 6054.113 | 6041.1105 | 6028.5489 | 6016.065 | 6003.5186 | 5990.9891 | 5978.5663 | 5966.2813 | 5954.0564 | 5941.88 | 5929.6925 | 5917.6425 | 5905.8992 | 5814.6072 | 5643.0292 | 5391.0418 | 4966.7225 | 4575.7011 | 4215.3648 | 3883.3402 | 3577.4165 | 3295.5602 | 3035.8757 | 2796.6256 | 2576.1919 | 2373.1085 | 1859.9204 | 0 | 0 | 0 | 0 | 0 | 0 | 0 | 0 | 0 | 0 | 0 | 0 | 0 | 0 | 0 | 0 | 0 | 0
Commercial_College_Existing_Space Heating_Natural Gas_Furnace_E2_Codes & Standards Forecast | Commercial | College | Existing | Space Heating | Natural Gas | Furnace | E2 |  | Codes & Standards Forecast | 0 | 0 | 0 | 0 | 0 | 0 | 0 | 0 | 0 | 0 | 0 | 0 | 0 | 0 | 0 | 0 | 0 | 0 | 0 | 0 | 0 | 0 | 0 | 0 | 0 | 0 | 0 | 0 | 0 | 0 | 0 | 0 | 0 | 0 | 0 | 0 | 0 | 0 | 0 | 0 | 0 | 0 | 0 | 0 | 0 | 0 | 0 | 0 | 0 | 0 | 0
Commercial_College_Existing_Space Heating_Natural Gas_Furnace_E3_Codes & Standards Forecast | Commercial | College | Existing | Space Heating | Natural Gas | Furnace | E3 |  | Codes & Standards Forecast | 0 | 0 | 0 | 0 | 0 | 1410.9603 | 2884.7071 | 4416.4579 | 6000.9912 | 7633.3004 | 9308.7239 | 11023.2001 | 12773.1088 | 14555.0963 | 16365.8307 | 18202.3443 | 20061.7297 | 21941.9914 | 23841.6125 | 25665.6872 | 27426.6144 | 29134.8449 | 30892.3673 | 32503.0174 | 33978.1573 | 35328.556 | 36564.0302 | 37693.7238 | 38725.8632 | 39668.1394 | 40527.4006 | 41310.3087 | 43146.0416 | 0 | 0 | 0 | 0 | 0 | 0 | 0 | 0 | 0 | 0 | 0 | 0 | 0 | 0 | 0 | 0 | 0 | 0
Commercial_College_Existing_Space Heating_Natural Gas_Furnace_E4_Codes & Standards Forecast | Commercial | College | Existing | Space Heating | Natural Gas | Furnace | E4 |  | Codes & Standards Forecast | 0 | 0 | 0 | 0 | 0 | 0 | 0 | 0 | 0 | 0 | 0 | 0 | 0 | 0 | 0 | 0 | 0 | 0 | 0 | 0 | 0 | 0 | 0 | 0 | 0 | 0 | 0 | 0 | 0 | 0 | 0 | 0 | 0 | 0 | 0 | 0 | 0 | 0 | 0 | 0 | 0 | 0 | 0 | 0 | 0 | 0 | 0 | 0 | 0 | 0 | 0
Commercial_College_Existing_Space Heating_Natural Gas_Furnace_E5_Codes & Standards Forecast | Commercial | College | Existing | Space Heating | Natural Gas | Furnace | E5 |  | Codes & Standards Forecast | 0 | 0 | 0 | 0 | 0 | 0 | 0 | 0 | 0 | 0 | 0 | 0 | 0 | 0 | 0 | 0 | 0 | 0 | 0 | 0 | 0 | 0 | 0 | 0 | 0 | 0 | 0 | 0 | 0 | 0 | 0 | 0 | 0 | 0 | 0 | 0 | 0 | 0 | 0 | 0 | 0 | 0 | 0 | 0 | 0 | 0 | 0 | 0 | 0 | 0 | 0
Commercial_College_Existing_Space Heating_Natural Gas_Furnace_E6_Codes & Standards Forecast | Commercial | College | Existing | Space Heating | Natural Gas | Furnace | E6 |  | Codes & Standards Forecast | 0 | 0 | 0 | 0 | 0 | 0 | 0 | 0 | 0 | 0 | 0 | 0 | 0 | 0 | 0 | 0 | 0 | 0 | 0 | 0 | 0 | 0 | 0 | 0 | 0 | 0 | 0 | 0 | 0 | 0 | 0 | 0 | 0 | 0 | 0 | 0 | 0 | 0 | 0 | 0 | 0 | 0 | 0 | 0 | 0 | 0 | 0 | 0 | 0 | 0 | 0
Commercial_College_Existing_Space Heating_Natural Gas_Furnace_E7_Codes & Standards Forecast | Commercial | College | Existing | Space Heating | Natural Gas | Furnace | E7 |  | Codes & Standards Forecast | 0 | 0 | 0 | 0 | 0 | 0 | 0 | 0 | 0 | 0 | 0 | 0 | 0 | 0 | 0 | 0 | 0 | 0 | 0 | 0 | 0 | 0 | 0 | 0 | 0 | 0 | 0 | 0 | 0 | 0 | 0 | 0 | 0 | 0 | 0 | 0 | 0 | 0 | 0 | 0 | 0 | 0 | 0 | 0 | 0 | 0 | 0 | 0 | 0 | 0 | 0
Commercial_College_Existing_Space Heating_Natural Gas_Furnace_E8_Codes & Standards Forecast | Commercial | College | Existing | Space Heating | Natural Gas | Furnace | E8 |  | Codes & Standards Forecast | 0 | 0 | 0 | 0 | 0 | 0 | 0 | 0 | 0 | 0 | 0 | 0 | 0 | 0 | 0 | 0 | 0 | 0 | 0 | 0 | 0 | 0 | 0 | 0 | 0 | 0 | 0 | 0 | 0 | 0 | 0 | 0 | 0 | 0 | 0 | 0 | 0 | 0 | 0 | 0 | 0 | 0 | 0 | 0 | 0 | 0 | 0 | 0 | 0 | 0 | 0
Commercial_College_Existing_Space Heating_Natural Gas_Furnace_E9_Codes & Standards Forecast | Commercial | College | Existing | Space Heating | Natural Gas | Furnace | E9 |  | Codes & Standards Forecast | 0 | 0 | 0 | 0 | 0 | 0 | 0 | 0 | 0 | 0 | 0 | 0 | 0 | 0 | 0 | 0 | 0 | 0 | 0 | 0 | 0 | 0 | 0 | 0 | 0 | 0 | 0 | 0 | 0 | 0 | 0 | 0 | 0 | 0 | 0 | 0 | 0 | 0 | 0 | 0 | 0 | 0 | 0 | 0 | 0 | 0 | 0 | 0 | 0 | 0 | 0
Commercial_College_Existing_Space Heating_Natural Gas_Furnace_E10_Codes & Standards Forecast | Commercial | College | Existing | Space Heating | Natural Gas | Furnace | E10 |  | Codes & Standards Forecast | 0 | 0 | 0 | 0 | 0 | 0 | 0 | 0 | 0 | 0 | 0 | 0 | 0 | 0 | 0 | 0 | 0 | 0 | 0 | 0 | 0 | 0 | 0 | 0 | 0 | 0 | 0 | 0 | 0 | 0 | 0 | 0 | 0 | 0 | 0 | 0 | 0 | 0 | 0 | 0 | 0 | 0 | 0 | 0 | 0 | 0 | 0 | 0 | 0 | 0 | 0
Commercial_College_Existing_Space Heating_Natural Gas_Furnace_Vintage_Codes & Standards Forecast | Commercial | College | Existing | Space Heating | Natural Gas | Furnace | Vintage |  | Codes & Standards Forecast | 54311.8795 | 52951.2275 | 51504.8518 | 49928.0358 | 48588.9473 | 47047.408 | 45458.3857 | 43822.8076 | 42137.9674 | 40405.9724 | 38630.3642 | 36815.8374 | 34966.7309 | 33086.6452 | 31178.293 | 29244.5487 | 27287.8443 | 25311.3612 | 23317.9679 | 21482.714 | 19792.3915 | 18234.9106 | 16799.6732 | 15477.0642 | 14258.2459 | 13135.1907 | 12100.42 | 11147.0563 | 10268.6873 | 9459.4364 | 8713.8313 | 8026.9126 | 7409.4578 | 0 | 0 | 0 | 0 | 0 | 0 | 0 | 0 | 0 | 0 | 0 | 0 | 0 | 0 | 0 | 0 | 0 | 0
Commercial_College_Existing_Space Heating_Natural Gas_Boiler_E1_Codes & Standards Forecast | Commercial | College | Existing | Space Heating | Natural Gas | Boiler | E1 |  | Codes & Standards Forecast | 0 | 8508.7603 | 17690.1982 | 27444.9872 | 48600.3494 | 48469.7398 | 48354.4372 | 48250.5855 | 48150.2551 | 48050.5459 | 47950.3377 | 47850.2636 | 47751.0425 | 47652.9213 | 47555.2806 | 47458.0271 | 47360.6852 | 47264.4413 | 47170.6471 | 47079.5591 | 46989.8025 | 46275.3231 | 44931.2805 | 42958.2114 | 39575.2537 | 36458.0964 | 33585.982 | 30939.8213 | 28501.8162 | 26255.6559 | 24186.1508 | 22279.5359 | 20565.7255 | 0 | 0 | 0 | 0 | 0 | 0 | 0 | 0 | 0 | 0 | 0 | 0 | 0 | 0 | 0 | 0 | 0 | 0
Commercial_College_Existing_Space Heating_Natural Gas_Boiler_E2_Codes & Standards Forecast | Commercial | College | Existing | Space Heating | Natural Gas | Boiler | E2 |  | Codes & Standards Forecast | 0 | 0 | 0 | 0 | 0 | 0 | 0 | 0 | 0 | 0 | 0 | 0 | 0 | 0 | 0 | 0 | 0 | 0 | 0 | 0 | 0 | 0 | 0 | 0 | 0 | 0 | 0 | 0 | 0 | 0 | 0 | 0 | 0 | 0 | 0 | 0 | 0 | 0 | 0 | 0 | 0 | 0 | 0 | 0 | 0 | 0 | 0 | 0 | 0 | 0 | 0
Commercial_College_Existing_Space Heating_Natural Gas_Boiler_E3_Codes & Standards Forecast | Commercial | College | Existing | Space Heating | Natural Gas | Boiler | E3 |  | Codes & Standards Forecast | 0 | 0 | 0 | 0 | 0 | 11071.8816 | 22636.4516 | 34656.1821 | 47090.0999 | 59898.918 | 73046.0562 | 86499.6435 | 100231.2703 | 114214.6221 | 128423.5523 | 142834.7735 | 157425.4702 | 172179.985 | 187086.4139 | 202131.3872 | 217295.714 | 231830.1202 | 245834.8235 | 259398.6607 | 273385.0586 | 286197.1497 | 297927.2812 | 308661.3683 | 318476.9674 | 327446.4477 | 335634.5268 | 343103.7405 | 356652.7142 | 0 | 0 | 0 | 0 | 0 | 0 | 0 | 0 | 0 | 0 | 0 | 0 | 0 | 0 | 0 | 0 | 0 | 0
Commercial_College_Existing_Space Heating_Natural Gas_Boiler_E4_Codes & Standards Forecast | Commercial | College | Existing | Space Heating | Natural Gas | Boiler | E4 |  | Codes & Standards Forecast | 0 | 0 | 0 | 0 | 0 | 0 | 0 | 0 | 0 | 0 | 0 | 0 | 0 | 0 | 0 | 0 | 0 | 0 | 0 | 0 | 0 | 0 | 0 | 0 | 0 | 0 | 0 | 0 | 0 | 0 | 0 | 0 | 0 | 0 | 0 | 0 | 0 | 0 | 0 | 0 | 0 | 0 | 0 | 0 | 0 | 0 | 0 | 0 | 0 | 0 | 0
Commercial_College_Existing_Space Heating_Natural Gas_Boiler_E5_Codes & Standards Forecast | Commercial | College | Existing | Space Heating | Natural Gas | Boiler | E5 |  | Codes & Standards Forecast | 0 | 0 | 0 | 0 | 0 | 0 | 0 | 0 | 0 | 0 | 0 | 0 | 0 | 0 | 0 | 0 | 0 | 0 | 0 | 0 | 0 | 0 | 0 | 0 | 0 | 0 | 0 | 0 | 0 | 0 | 0 | 0 | 0 | 0 | 0 | 0 | 0 | 0 | 0 | 0 | 0 | 0 | 0 | 0 | 0 | 0 | 0 | 0 | 0 | 0 | 0
Commercial_College_Existing_Space Heating_Natural Gas_Boiler_E6_Codes & Standards Forecast | Commercial | College | Existing | Space Heating | Natural Gas | Boiler | E6 |  | Codes & Standards Forecast | 0 | 0 | 0 | 0 | 0 | 0 | 0 | 0 | 0 | 0 | 0 | 0 | 0 | 0 | 0 | 0 | 0 | 0 | 0 | 0 | 0 | 0 | 0 | 0 | 0 | 0 | 0 | 0 | 0 | 0 | 0 | 0 | 0 | 0 | 0 | 0 | 0 | 0 | 0 | 0 | 0 | 0 | 0 | 0 | 0 | 0 | 0 | 0 | 0 | 0 | 0
Commercial_College_Existing_Space Heating_Natural Gas_Boiler_E7_Codes & Standards Forecast | Commercial | College | Existing | Space Heating | Natural Gas | Boiler | E7 |  | Codes & Standards Forecast | 0 | 0 | 0 | 0 | 0 | 0 | 0 | 0 | 0 | 0 | 0 | 0 | 0 | 0 | 0 | 0 | 0 | 0 | 0 | 0 | 0 | 0 | 0 | 0 | 0 | 0 | 0 | 0 | 0 | 0 | 0 | 0 | 0 | 0 | 0 | 0 | 0 | 0 | 0 | 0 | 0 | 0 | 0 | 0 | 0 | 0 | 0 | 0 | 0 | 0 | 0
Commercial_College_Existing_Space Heating_Natural Gas_Boiler_E8_Codes & Standards Forecast | Commercial | College | Existing | Space Heating | Natural Gas | Boiler | E8 |  | Codes & Standards Forecast | 0 | 0 | 0 | 0 | 0 | 0 | 0 | 0 | 0 | 0 | 0 | 0 | 0 | 0 | 0 | 0 | 0 | 0 | 0 | 0 | 0 | 0 | 0 | 0 | 0 | 0 | 0 | 0 | 0 | 0 | 0 | 0 | 0 | 0 | 0 | 0 | 0 | 0 | 0 | 0 | 0 | 0 | 0 | 0 | 0 | 0 | 0 | 0 | 0 | 0 | 0
Commercial_College_Existing_Space Heating_Natural Gas_Boiler_E9_Codes & Standards Forecast | Commercial | College | Existing | Space Heating | Natural Gas | Boiler | E9 |  | Codes & Standards Forecast | 0 | 0 | 0 | 0 | 0 | 0 | 0 | 0 | 0 | 0 | 0 | 0 | 0 | 0 | 0 | 0 | 0 | 0 | 0 | 0 | 0 | 0 | 0 | 0 | 0 | 0 | 0 | 0 | 0 | 0 | 0 | 0 | 0 | 0 | 0 | 0 | 0 | 0 | 0 | 0 | 0 | 0 | 0 | 0 | 0 | 0 | 0 | 0 | 0 | 0 | 0
Commercial_College_Existing_Space Heating_Natural Gas_Boiler_E10_Codes & Standards Forecast | Commercial | College | Existing | Space Heating | Natural Gas | Boiler | E10 |  | Codes & Standards Forecast | 0 | 0 | 0 | 0 | 0 | 0 | 0 | 0 | 0 | 0 | 0 | 0 | 0 | 0 | 0 | 0 | 0 | 0 | 0 | 0 | 0 | 0 | 0 | 0 | 0 | 0 | 0 | 0 | 0 | 0 | 0 | 0 | 0 | 0 | 0 | 0 | 0 | 0 | 0 | 0 | 0 | 0 | 0 | 0 | 0 | 0 | 0 | 0 | 0 | 0 | 0
Commercial_College_Existing_Space Heating_Natural Gas_Boiler_Vintage_Codes & Standards Forecast | Commercial | College | Existing | Space Heating | Natural Gas | Boiler | Vintage |  | Codes & Standards Forecast | 463248.082 | 452382.4201 | 440844.0805 | 428243.0188 | 417735.1192 | 405540.6075 | 392984.9761 | 380072.6077 | 366776.3189 | 353110.4695 | 339102.0103 | 324788.2553 | 310203.7918 | 295377.0583 | 280328.876 | 265081.7306 | 249654.3499 | 234072.5883 | 218359.9697 | 202532.0665 | 186596.2538 | 171912.828 | 158381.8756 | 145912.7457 | 134422.1221 | 123834.3213 | 114078.8384 | 105090.8343 | 96809.8561 | 89180.5016 | 82151.1781 | 75675.1307 | 69853.9668 | 0 | 0 | 0 | 0 | 0 | 0 | 0 | 0 | 0 | 0 | 0 | 0 | 0 | 0 | 0 | 0 | 0 | 0
Commercial_College_Existing_Space Heating_Natural Gas_Unit Heater_E1_Codes & Standards Forecast | Commercial | College | Existing | Space Heating | Natural Gas | Unit Heater | E1 |  | Codes & Standards Forecast | 0 | 0 | 0 | 0 | 0 | 0 | 0 | 0 | 0 | 0 | 0 | 0 | 0 | 0 | 0 | 0 | 0 | 0 | 0 | 0 | 0 | 0 | 0 | 0 | 0 | 0 | 0 | 0 | 0 | 0 | 0 | 0 | 0 | 0 | 0 | 0 | 0 | 0 | 0 | 0 | 0 | 0 | 0 | 0 | 0 | 0 | 0 | 0 | 0 | 0 | 0
Commercial_College_Existing_Space Heating_Natural Gas_Unit Heater_E2_Codes & Standards Forecast | Commercial | College | Existing | Space Heating | Natural Gas | Unit Heater | E2 |  | Codes & Standards Forecast | 0 | 0 | 0 | 0 | 0 | 0 | 0 | 0 | 0 | 0 | 0 | 0 | 0 | 0 | 0 | 0 | 0 | 0 | 0 | 0 | 0 | 0 | 0 | 0 | 0 | 0 | 0 | 0 | 0 | 0 | 0 | 0 | 0 | 0 | 0 | 0 | 0 | 0 | 0 | 0 | 0 | 0 | 0 | 0 | 0 | 0 | 0 | 0 | 0 | 0 | 0
Commercial_College_Existing_Space Heating_Natural Gas_Unit Heater_E3_Codes & Standards Forecast | Commercial | College | Existing | Space Heating | Natural Gas | Unit Heater | E3 |  | Codes & Standards Forecast | 0 | 0 | 0 | 0 | 0 | 0 | 0 | 0 | 0 | 0 | 0 | 0 | 0 | 0 | 0 | 0 | 0 | 0 | 0 | 0 | 0 | 0 | 0 | 0 | 0 | 0 | 0 | 0 | 0 | 0 | 0 | 0 | 0 | 0 | 0 | 0 | 0 | 0 | 0 | 0 | 0 | 0 | 0 | 0 | 0 | 0 | 0 | 0 | 0 | 0 | 0
Commercial_College_Existing_Space Heating_Natural Gas_Unit Heater_E4_Codes & Standards Forecast | Commercial | College | Existing | Space Heating | Natural Gas | Unit Heater | E4 |  | Codes & Standards Forecast | 0 | 0 | 0 | 0 | 0 | 0 | 0 | 0 | 0 | 0 | 0 | 0 | 0 | 0 | 0 | 0 | 0 | 0 | 0 | 0 | 0 | 0 | 0 | 0 | 0 | 0 | 0 | 0 | 0 | 0 | 0 | 0 | 0 | 0 | 0 | 0 | 0 | 0 | 0 | 0 | 0 | 0 | 0 | 0 | 0 | 0 | 0 | 0 | 0 | 0 | 0
Commercial_College_Existing_Space Heating_Natural Gas_Unit Heater_E5_Codes & Standards Forecast | Commercial | College | Existing | Space Heating | Natural Gas | Unit Heater | E5 |  | Codes & Standards Forecast | 0 | 0 | 0 | 0 | 0 | 0 | 0 | 0 | 0 | 0 | 0 | 0 | 0 | 0 | 0 | 0 | 0 | 0 | 0 | 0 | 0 | 0 | 0 | 0 | 0 | 0 | 0 | 0 | 0 | 0 | 0 | 0 | 0 | 0 | 0 | 0 | 0 | 0 | 0 | 0 | 0 | 0 | 0 | 0 | 0 | 0 | 0 | 0 | 0 | 0 | 0
Commercial_College_Existing_Space Heating_Natural Gas_Unit Heater_E6_Codes & Standards Forecast | Commercial | College | Existing | Space Heating | Natural Gas | Unit Heater | E6 |  | Codes & Standards Forecast | 0 | 0 | 0 | 0 | 0 | 0 | 0 | 0 | 0 | 0 | 0 | 0 | 0 | 0 | 0 | 0 | 0 | 0 | 0 | 0 | 0 | 0 | 0 | 0 | 0 | 0 | 0 | 0 | 0 | 0 | 0 | 0 | 0 | 0 | 0 | 0 | 0 | 0 | 0 | 0 | 0 | 0 | 0 | 0 | 0 | 0 | 0 | 0 | 0 | 0 | 0
Commercial_College_Existing_Space Heating_Natural Gas_Unit Heater_E7_Codes & Standards Forecast | Commercial | College | Existing | Space Heating | Natural Gas | Unit Heater | E7 |  | Codes & Standards Forecast | 0 | 0 | 0 | 0 | 0 | 0 | 0 | 0 | 0 | 0 | 0 | 0 | 0 | 0 | 0 | 0 | 0 | 0 | 0 | 0 | 0 | 0 | 0 | 0 | 0 | 0 | 0 | 0 | 0 | 0 | 0 | 0 | 0 | 0 | 0 | 0 | 0 | 0 | 0 | 0 | 0 | 0 | 0 | 0 | 0 | 0 | 0 | 0 | 0 | 0 | 0
Commercial_College_Existing_Space Heating_Natural Gas_Unit Heater_E8_Codes & Standards Forecast | Commercial | College | Existing | Space Heating | Natural Gas | Unit Heater | E8 |  | Codes & Standards Forecast | 0 | 0 | 0 | 0 | 0 | 0 | 0 | 0 | 0 | 0 | 0 | 0 | 0 | 0 | 0 | 0 | 0 | 0 | 0 | 0 | 0 | 0 | 0 | 0 | 0 | 0 | 0 | 0 | 0 | 0 | 0 | 0 | 0 | 0 | 0 | 0 | 0 | 0 | 0 | 0 | 0 | 0 | 0 | 0 | 0 | 0 | 0 | 0 | 0 | 0 | 0
Commercial_College_Existing_Space Heating_Natural Gas_Unit Heater_E9_Codes & Standards Forecast | Commercial | College | Existing | Space Heating | Natural Gas | Unit Heater | E9 |  | Codes & Standards Forecast | 0 | 0 | 0 | 0 | 0 | 0 | 0 | 0 | 0 | 0 | 0 | 0 | 0 | 0 | 0 | 0 | 0 | 0 | 0 | 0 | 0 | 0 | 0 | 0 | 0 | 0 | 0 | 0 | 0 | 0 | 0 | 0 | 0 | 0 | 0 | 0 | 0 | 0 | 0 | 0 | 0 | 0 | 0 | 0 | 0 | 0 | 0 | 0 | 0 | 0 | 0
Commercial_College_Existing_Space Heating_Natural Gas_Unit Heater_E10_Codes & Standards Forecast | Commercial | College | Existing | Space Heating | Natural Gas | Unit Heater | E10 |  | Codes & Standards Forecast | 0 | 0 | 0 | 0 | 0 | 0 | 0 | 0 | 0 | 0 | 0 | 0 | 0 | 0 | 0 | 0 | 0 | 0 | 0 | 0 | 0 | 0 | 0 | 0 | 0 | 0 | 0 | 0 | 0 | 0 | 0 | 0 | 0 | 0 | 0 | 0 | 0 | 0 | 0 | 0 | 0 | 0 | 0 | 0 | 0 | 0 | 0 | 0 | 0 | 0 | 0
Commercial_College_Existing_Space Heating_Natural Gas_Unit Heater_Vintage_Codes & Standards Forecast | Commercial | College | Existing | Space Heating | Natural Gas | Unit Heater | Vintage |  | Codes & Standards Forecast | 0 | 0 | 0 | 0 | 0 | 0 | 0 | 0 | 0 | 0 | 0 | 0 | 0 | 0 | 0 | 0 | 0 | 0 | 0 | 0 | 0 | 0 | 0 | 0 | 0 | 0 | 0 | 0 | 0 | 0 | 0 | 0 | 0 | 0 | 0 | 0 | 0 | 0 | 0 | 0 | 0 | 0 | 0 | 0 | 0 | 0 | 0 | 0 | 0 | 0 | 0
Commercial_College_Existing_Water Heating_Natural Gas_Water Heater_E1_Codes & Standards Forecast | Commercial | College | Existing | Water Heating | Natural Gas | Water Heater | E1 |  | Codes & Standards Forecast | 0 | 20366.6129 | 46603.6632 | 77324.8762 | 123964.3042 | 161498.8554 | 201354.1622 | 243040.0473 | 286134.3846 | 330303.8379 | 365349.8998 | 393115.6596 | 415075.7864 | 432405.6544 | 446036.0801 | 456713.2977 | 465029.0202 | 471470.9656 | 476433.1884 | 480222.3382 | 483066.9437 | 485144.1597 | 486603.176 | 487565.6061 | 488128.8524 | 488374.7866 | 488367.2646 | 488158.5165 | 487787.7541 | 487287.6157 | 486681.3153 | 485991.4198 | 492888.0961 | 0 | 0 | 0 | 0 | 0 | 0 | 0 | 0 | 0 | 0 | 0 | 0 | 0 | 0 | 0 | 0 | 0 | 0
Commercial_College_Existing_Water Heating_Natural Gas_Water Heater_E2_Codes & Standards Forecast | Commercial | College | Existing | Water Heating | Natural Gas | Water Heater | E2 |  | Codes & Standards Forecast | 0 | 0 | 0 | 0 | 0 | 0 | 0 | 0 | 0 | 0 | 0 | 0 | 0 | 0 | 0 | 0 | 0 | 0 | 0 | 0 | 0 | 0 | 0 | 0 | 0 | 0 | 0 | 0 | 0 | 0 | 0 | 0 | 0 | 0 | 0 | 0 | 0 | 0 | 0 | 0 | 0 | 0 | 0 | 0 | 0 | 0 | 0 | 0 | 0 | 0 | 0
Commercial_College_Existing_Water Heating_Natural Gas_Water Heater_E3_Codes & Standards Forecast | Commercial | College | Existing | Water Heating | Natural Gas | Water Heater | E3 |  | Codes & Standards Forecast | 0 | 0 | 0 | 0 | 0 | 0 | 0 | 0 | 0 | 0 | 0 | 0 | 0 | 0 | 0 | 0 | 0 | 0 | 0 | 0 | 0 | 0 | 0 | 0 | 0 | 0 | 0 | 0 | 0 | 0 | 0 | 0 | 0 | 0 | 0 | 0 | 0 | 0 | 0 | 0 | 0 | 0 | 0 | 0 | 0 | 0 | 0 | 0 | 0 | 0 | 0
Commercial_College_Existing_Water Heating_Natural Gas_Water Heater_E4_Codes & Standards Forecast | Commercial | College | Existing | Water Heating | Natural Gas | Water Heater | E4 |  | Codes & Standards Forecast | 0 | 0 | 0 | 0 | 0 | 0 | 0 | 0 | 0 | 0 | 0 | 0 | 0 | 0 | 0 | 0 | 0 | 0 | 0 | 0 | 0 | 0 | 0 | 0 | 0 | 0 | 0 | 0 | 0 | 0 | 0 | 0 | 0 | 0 | 0 | 0 | 0 | 0 | 0 | 0 | 0 | 0 | 0 | 0 | 0 | 0 | 0 | 0 | 0 | 0 | 0
Commercial_College_Existing_Water Heating_Natural Gas_Water Heater_E5_Codes & Standards Forecast | Commercial | College | Existing | Water Heating | Natural Gas | Water Heater | E5 |  | Codes & Standards Forecast | 0 | 0 | 0 | 0 | 0 | 0 | 0 | 0 | 0 | 0 | 0 | 0 | 0 | 0 | 0 | 0 | 0 | 0 | 0 | 0 | 0 | 0 | 0 | 0 | 0 | 0 | 0 | 0 | 0 | 0 | 0 | 0 | 0 | 0 | 0 | 0 | 0 | 0 | 0 | 0 | 0 | 0 | 0 | 0 | 0 | 0 | 0 | 0 | 0 | 0 | 0
Commercial_College_Existing_Water Heating_Natural Gas_Water Heater_E6_Codes & Standards Forecast | Commercial | College | Existing | Water Heating | Natural Gas | Water Heater | E6 |  | Codes & Standards Forecast | 0 | 0 | 0 | 0 | 0 | 0 | 0 | 0 | 0 | 0 | 0 | 0 | 0 | 0 | 0 | 0 | 0 | 0 | 0 | 0 | 0 | 0 | 0 | 0 | 0 | 0 | 0 | 0 | 0 | 0 | 0 | 0 | 0 | 0 | 0 | 0 | 0 | 0 | 0 | 0 | 0 | 0 | 0 | 0 | 0 | 0 | 0 | 0 | 0 | 0 | 0
Commercial_College_Existing_Water Heating_Natural Gas_Water Heater_E7_Codes & Standards Forecast | Commercial | College | Existing | Water Heating | Natural Gas | Water Heater | E7 |  | Codes & Standards Forecast | 0 | 0 | 0 | 0 | 0 | 0 | 0 | 0 | 0 | 0 | 0 | 0 | 0 | 0 | 0 | 0 | 0 | 0 | 0 | 0 | 0 | 0 | 0 | 0 | 0 | 0 | 0 | 0 | 0 | 0 | 0 | 0 | 0 | 0 | 0 | 0 | 0 | 0 | 0 | 0 | 0 | 0 | 0 | 0 | 0 | 0 | 0 | 0 | 0 | 0 | 0
Commercial_College_Existing_Water Heating_Natural Gas_Water Heater_E8_Codes & Standards Forecast | Commercial | College | Existing | Water Heating | Natural Gas | Water Heater | E8 |  | Codes & Standards Forecast | 0 | 0 | 0 | 0 | 0 | 0 | 0 | 0 | 0 | 0 | 0 | 0 | 0 | 0 | 0 | 0 | 0 | 0 | 0 | 0 | 0 | 0 | 0 | 0 | 0 | 0 | 0 | 0 | 0 | 0 | 0 | 0 | 0 | 0 | 0 | 0 | 0 | 0 | 0 | 0 | 0 | 0 | 0 | 0 | 0 | 0 | 0 | 0 | 0 | 0 | 0
Commercial_College_Existing_Water Heating_Natural Gas_Water Heater_E9_Codes & Standards Forecast | Commercial | College | Existing | Water Heating | Natural Gas | Water Heater | E9 |  | Codes & Standards Forecast | 0 | 0 | 0 | 0 | 0 | 0 | 0 | 0 | 0 | 0 | 0 | 0 | 0 | 0 | 0 | 0 | 0 | 0 | 0 | 0 | 0 | 0 | 0 | 0 | 0 | 0 | 0 | 0 | 0 | 0 | 0 | 0 | 0 | 0 | 0 | 0 | 0 | 0 | 0 | 0 | 0 | 0 | 0 | 0 | 0 | 0 | 0 | 0 | 0 | 0 | 0
Commercial_College_Existing_Water Heating_Natural Gas_Water Heater_E10_Codes & Standards Forecast | Commercial | College | Existing | Water Heating | Natural Gas | Water Heater | E10 |  | Codes & Standards Forecast | 0 | 0 | 0 | 0 | 0 | 0 | 0 | 0 | 0 | 0 | 0 | 0 | 0 | 0 | 0 | 0 | 0 | 0 | 0 | 0 | 0 | 0 | 0 | 0 | 0 | 0 | 0 | 0 | 0 | 0 | 0 | 0 | 0 | 0 | 0 | 0 | 0 | 0 | 0 | 0 | 0 | 0 | 0 | 0 | 0 | 0 | 0 | 0 | 0 | 0 | 0
Commercial_College_Existing_Water Heating_Natural Gas_Water Heater_Vintage_Codes & Standards Forecast | Commercial | College | Existing | Water Heating | Natural Gas | Water Heater | Vintage |  | Codes & Standards Forecast | 511769.0877 | 488798.7092 | 459957.8933 | 426092.2866 | 391215.5455 | 352296.4893 | 311218.9369 | 268432.1891 | 224274.3162 | 179047.9126 | 142939.61 | 114113.032 | 91101.128 | 72731.1432 | 58065.6938 | 46357.5567 | 37009.9776 | 29547.8142 | 23591.3424 | 18836.6294 | 15040.5741 | 12009.4155 | 9588.9523 | 7656.16 | 6112.806 | 4880.485 | 3896.54 | 3110.9353 | 2483.6924 | 1982.8974 | 1583.0558 | 1263.8272 | 1011.0618 | 0 | 0 | 0 | 0 | 0 | 0 | 0 | 0 | 0 | 0 | 0 | 0 | 0 | 0 | 0 | 0 | 0 | 0
Commercial_College_Existing_Food Preparation_Natural Gas_Oven_E1_Codes & Standards Forecast | Commercial | College | Existing | Food Preparation | Natural Gas | Oven | E1 |  | Codes & Standards Forecast | 0 | 2711.2799 | 5619.6145 | 8674.95 | 13047.7426 | 16378.2346 | 19804.0089 | 23307.8989 | 26872.6023 | 30484.2801 | 33470.437 | 35936.7215 | 37971.2703 | 39647.1888 | 41024.5768 | 42153.714 | 43076.0409 | 43827.4532 | 44438.2166 | 44932.7297 | 45329.7479 | 45644.4 | 45890.035 | 46078.0031 | 46217.7771 | 46317.627 | 46384.2791 | 46423.4431 | 46439.6251 | 46436.7018 | 46417.6241 | 46385.2379 | 47075.0074 | 0 | 0 | 0 | 0 | 0 | 0 | 0 | 0 | 0 | 0 | 0 | 0 | 0 | 0 | 0 | 0 | 0 | 0
Commercial_College_Existing_Food Preparation_Natural Gas_Oven_E2_Codes & Standards Forecast | Commercial | College | Existing | Food Preparation | Natural Gas | Oven | E2 |  | Codes & Standards Forecast | 0 | 0 | 0 | 0 | 0 | 0 | 0 | 0 | 0 | 0 | 0 | 0 | 0 | 0 | 0 | 0 | 0 | 0 | 0 | 0 | 0 | 0 | 0 | 0 | 0 | 0 | 0 | 0 | 0 | 0 | 0 | 0 | 0 | 0 | 0 | 0 | 0 | 0 | 0 | 0 | 0 | 0 | 0 | 0 | 0 | 0 | 0 | 0 | 0 | 0 | 0
Commercial_College_Existing_Food Preparation_Natural Gas_Oven_E3_Codes & Standards Forecast | Commercial | College | Existing | Food Preparation | Natural Gas | Oven | E3 |  | Codes & Standards Forecast | 0 | 0 | 0 | 0 | 0 | 0 | 0 | 0 | 0 | 0 | 0 | 0 | 0 | 0 | 0 | 0 | 0 | 0 | 0 | 0 | 0 | 0 | 0 | 0 | 0 | 0 | 0 | 0 | 0 | 0 | 0 | 0 | 0 | 0 | 0 | 0 | 0 | 0 | 0 | 0 | 0 | 0 | 0 | 0 | 0 | 0 | 0 | 0 | 0 | 0 | 0
Commercial_College_Existing_Food Preparation_Natural Gas_Oven_E4_Codes & Standards Forecast | Commercial | College | Existing | Food Preparation | Natural Gas | Oven | E4 |  | Codes & Standards Forecast | 0 | 0 | 0 | 0 | 0 | 0 | 0 | 0 | 0 | 0 | 0 | 0 | 0 | 0 | 0 | 0 | 0 | 0 | 0 | 0 | 0 | 0 | 0 | 0 | 0 | 0 | 0 | 0 | 0 | 0 | 0 | 0 | 0 | 0 | 0 | 0 | 0 | 0 | 0 | 0 | 0 | 0 | 0 | 0 | 0 | 0 | 0 | 0 | 0 | 0 | 0
Commercial_College_Existing_Food Preparation_Natural Gas_Oven_E5_Codes & Standards Forecast | Commercial | College | Existing | Food Preparation | Natural Gas | Oven | E5 |  | Codes & Standards Forecast | 0 | 0 | 0 | 0 | 0 | 0 | 0 | 0 | 0 | 0 | 0 | 0 | 0 | 0 | 0 | 0 | 0 | 0 | 0 | 0 | 0 | 0 | 0 | 0 | 0 | 0 | 0 | 0 | 0 | 0 | 0 | 0 | 0 | 0 | 0 | 0 | 0 | 0 | 0 | 0 | 0 | 0 | 0 | 0 | 0 | 0 | 0 | 0 | 0 | 0 | 0
Commercial_College_Existing_Food Preparation_Natural Gas_Oven_E6_Codes & Standards Forecast | Commercial | College | Existing | Food Preparation | Natural Gas | Oven | E6 |  | Codes & Standards Forecast | 0 | 0 | 0 | 0 | 0 | 0 | 0 | 0 | 0 | 0 | 0 | 0 | 0 | 0 | 0 | 0 | 0 | 0 | 0 | 0 | 0 | 0 | 0 | 0 | 0 | 0 | 0 | 0 | 0 | 0 | 0 | 0 | 0 | 0 | 0 | 0 | 0 | 0 | 0 | 0 | 0 | 0 | 0 | 0 | 0 | 0 | 0 | 0 | 0 | 0 | 0
Commercial_College_Existing_Food Preparation_Natural Gas_Oven_E7_Codes & Standards Forecast | Commercial | College | Existing | Food Preparation | Natural Gas | Oven | E7 |  | Codes & Standards Forecast | 0 | 0 | 0 | 0 | 0 | 0 | 0 | 0 | 0 | 0 | 0 | 0 | 0 | 0 | 0 | 0 | 0 | 0 | 0 | 0 | 0 | 0 | 0 | 0 | 0 | 0 | 0 | 0 | 0 | 0 | 0 | 0 | 0 | 0 | 0 | 0 | 0 | 0 | 0 | 0 | 0 | 0 | 0 | 0 | 0 | 0 | 0 | 0 | 0 | 0 | 0
Commercial_College_Existing_Food Preparation_Natural Gas_Oven_E8_Codes & Standards Forecast | Commercial | College | Existing | Food Preparation | Natural Gas | Oven | E8 |  | Codes & Standards Forecast | 0 | 0 | 0 | 0 | 0 | 0 | 0 | 0 | 0 | 0 | 0 | 0 | 0 | 0 | 0 | 0 | 0 | 0 | 0 | 0 | 0 | 0 | 0 | 0 | 0 | 0 | 0 | 0 | 0 | 0 | 0 | 0 | 0 | 0 | 0 | 0 | 0 | 0 | 0 | 0 | 0 | 0 | 0 | 0 | 0 | 0 | 0 | 0 | 0 | 0 | 0
Commercial_College_Existing_Food Preparation_Natural Gas_Oven_E9_Codes & Standards Forecast | Commercial | College | Existing | Food Preparation | Natural Gas | Oven | E9 |  | Codes & Standards Forecast | 0 | 0 | 0 | 0 | 0 | 0 | 0 | 0 | 0 | 0 | 0 | 0 | 0 | 0 | 0 | 0 | 0 | 0 | 0 | 0 | 0 | 0 | 0 | 0 | 0 | 0 | 0 | 0 | 0 | 0 | 0 | 0 | 0 | 0 | 0 | 0 | 0 | 0 | 0 | 0 | 0 | 0 | 0 | 0 | 0 | 0 | 0 | 0 | 0 | 0 | 0
Commercial_College_Existing_Food Preparation_Natural Gas_Oven_E10_Codes & Standards Forecast | Commercial | College | Existing | Food Preparation | Natural Gas | Oven | E10 |  | Codes & Standards Forecast | 0 | 0 | 0 | 0 | 0 | 0 | 0 | 0 | 0 | 0 | 0 | 0 | 0 | 0 | 0 | 0 | 0 | 0 | 0 | 0 | 0 | 0 | 0 | 0 | 0 | 0 | 0 | 0 | 0 | 0 | 0 | 0 | 0 | 0 | 0 | 0 | 0 | 0 | 0 | 0 | 0 | 0 | 0 | 0 | 0 | 0 | 0 | 0 | 0 | 0 | 0
Commercial_College_Existing_Food Preparation_Natural Gas_Oven_Vintage_Codes & Standards Forecast | Commercial | College | Existing | Food Preparation | Natural Gas | Oven | Vintage |  | Codes & Standards Forecast | 49052.6067 | 46091.7582 | 42933.855 | 39577.1322 | 36331.7826 | 32868.587 | 29325.6616 | 25716.2549 | 22049.6125 | 18336.627 | 15248.6553 | 12680.6924 | 10545.3316 | 8769.7188 | 7293.1247 | 6065.1749 | 5043.9454 | 4194.7461 | 3488.6849 | 2901.6234 | 2413.4096 | 2007.323 | 1669.5342 | 1388.5577 | 1154.8413 | 960.4471 | 798.7638 | 664.2919 | 552.452 | 459.4368 | 382.0767 | 317.7392 | 264.7826 | 0 | 0 | 0 | 0 | 0 | 0 | 0 | 0 | 0 | 0 | 0 | 0 | 0 | 0 | 0 | 0 | 0 | 0
Commercial_College_Existing_Food Preparation_Natural Gas_Conveyor Oven_E1_Codes & Standards Forecast | Commercial | College | Existing | Food Preparation | Natural Gas | Conveyor Oven | E1 |  | Codes & Standards Forecast | 0 | 574.1534 | 1313.7998 | 2179.8588 | 3726.7874 | 4784.2968 | 5907.3036 | 7081.9707 | 8296.3601 | 9541.0611 | 10808.6025 | 12093.3014 | 13390.7376 | 14697.3603 | 16010.1018 | 17326.6126 | 18644.8576 | 19687.7947 | 20511.6703 | 21161.0846 | 21670.9087 | 22068.6971 | 22376.7717 | 22613.0651 | 22791.9106 | 22924.9461 | 23021.397 | 23088.6893 | 23132.6357 | 23157.9405 | 23168.2247 | 23166.571 | 23521.9609 | 0 | 0 | 0 | 0 | 0 | 0 | 0 | 0 | 0 | 0 | 0 | 0 | 0 | 0 | 0 | 0 | 0 | 0
Commercial_College_Existing_Food Preparation_Natural Gas_Conveyor Oven_E2_Codes & Standards Forecast | Commercial | College | Existing | Food Preparation | Natural Gas | Conveyor Oven | E2 |  | Codes & Standards Forecast | 0 | 0 | 0 | 0 | 0 | 0 | 0 | 0 | 0 | 0 | 0 | 0 | 0 | 0 | 0 | 0 | 0 | 0 | 0 | 0 | 0 | 0 | 0 | 0 | 0 | 0 | 0 | 0 | 0 | 0 | 0 | 0 | 0 | 0 | 0 | 0 | 0 | 0 | 0 | 0 | 0 | 0 | 0 | 0 | 0 | 0 | 0 | 0 | 0 | 0 | 0
Commercial_College_Existing_Food Preparation_Natural Gas_Conveyor Oven_E3_Codes & Standards Forecast | Commercial | College | Existing | Food Preparation | Natural Gas | Conveyor Oven | E3 |  | Codes & Standards Forecast | 0 | 0 | 0 | 0 | 0 | 0 | 0 | 0 | 0 | 0 | 0 | 0 | 0 | 0 | 0 | 0 | 0 | 0 | 0 | 0 | 0 | 0 | 0 | 0 | 0 | 0 | 0 | 0 | 0 | 0 | 0 | 0 | 0 | 0 | 0 | 0 | 0 | 0 | 0 | 0 | 0 | 0 | 0 | 0 | 0 | 0 | 0 | 0 | 0 | 0 | 0
Commercial_College_Existing_Food Preparation_Natural Gas_Conveyor Oven_E4_Codes & Standards Forecast | Commercial | College | Existing | Food Preparation | Natural Gas | Conveyor Oven | E4 |  | Codes & Standards Forecast | 0 | 0 | 0 | 0 | 0 | 0 | 0 | 0 | 0 | 0 | 0 | 0 | 0 | 0 | 0 | 0 | 0 | 0 | 0 | 0 | 0 | 0 | 0 | 0 | 0 | 0 | 0 | 0 | 0 | 0 | 0 | 0 | 0 | 0 | 0 | 0 | 0 | 0 | 0 | 0 | 0 | 0 | 0 | 0 | 0 | 0 | 0 | 0 | 0 | 0 | 0
Commercial_College_Existing_Food Preparation_Natural Gas_Conveyor Oven_E5_Codes & Standards Forecast | Commercial | College | Existing | Food Preparation | Natural Gas | Conveyor Oven | E5 |  | Codes & Standards Forecast | 0 | 0 | 0 | 0 | 0 | 0 | 0 | 0 | 0 | 0 | 0 | 0 | 0 | 0 | 0 | 0 | 0 | 0 | 0 | 0 | 0 | 0 | 0 | 0 | 0 | 0 | 0 | 0 | 0 | 0 | 0 | 0 | 0 | 0 | 0 | 0 | 0 | 0 | 0 | 0 | 0 | 0 | 0 | 0 | 0 | 0 | 0 | 0 | 0 | 0 | 0
Commercial_College_Existing_Food Preparation_Natural Gas_Conveyor Oven_E6_Codes & Standards Forecast | Commercial | College | Existing | Food Preparation | Natural Gas | Conveyor Oven | E6 |  | Codes & Standards Forecast | 0 | 0 | 0 | 0 | 0 | 0 | 0 | 0 | 0 | 0 | 0 | 0 | 0 | 0 | 0 | 0 | 0 | 0 | 0 | 0 | 0 | 0 | 0 | 0 | 0 | 0 | 0 | 0 | 0 | 0 | 0 | 0 | 0 | 0 | 0 | 0 | 0 | 0 | 0 | 0 | 0 | 0 | 0 | 0 | 0 | 0 | 0 | 0 | 0 | 0 | 0
Commercial_College_Existing_Food Preparation_Natural Gas_Conveyor Oven_E7_Codes & Standards Forecast | Commercial | College | Existing | Food Preparation | Natural Gas | Conveyor Oven | E7 |  | Codes & Standards Forecast | 0 | 0 | 0 | 0 | 0 | 0 | 0 | 0 | 0 | 0 | 0 | 0 | 0 | 0 | 0 | 0 | 0 | 0 | 0 | 0 | 0 | 0 | 0 | 0 | 0 | 0 | 0 | 0 | 0 | 0 | 0 | 0 | 0 | 0 | 0 | 0 | 0 | 0 | 0 | 0 | 0 | 0 | 0 | 0 | 0 | 0 | 0 | 0 | 0 | 0 | 0
Commercial_College_Existing_Food Preparation_Natural Gas_Conveyor Oven_E8_Codes & Standards Forecast | Commercial | College | Existing | Food Preparation | Natural Gas | Conveyor Oven | E8 |  | Codes & Standards Forecast | 0 | 0 | 0 | 0 | 0 | 0 | 0 | 0 | 0 | 0 | 0 | 0 | 0 | 0 | 0 | 0 | 0 | 0 | 0 | 0 | 0 | 0 | 0 | 0 | 0 | 0 | 0 | 0 | 0 | 0 | 0 | 0 | 0 | 0 | 0 | 0 | 0 | 0 | 0 | 0 | 0 | 0 | 0 | 0 | 0 | 0 | 0 | 0 | 0 | 0 | 0
Commercial_College_Existing_Food Preparation_Natural Gas_Conveyor Oven_E9_Codes & Standards Forecast | Commercial | College | Existing | Food Preparation | Natural Gas | Conveyor Oven | E9 |  | Codes & Standards Forecast | 0 | 0 | 0 | 0 | 0 | 0 | 0 | 0 | 0 | 0 | 0 | 0 | 0 | 0 | 0 | 0 | 0 | 0 | 0 | 0 | 0 | 0 | 0 | 0 | 0 | 0 | 0 | 0 | 0 | 0 | 0 | 0 | 0 | 0 | 0 | 0 | 0 | 0 | 0 | 0 | 0 | 0 | 0 | 0 | 0 | 0 | 0 | 0 | 0 | 0 | 0
Commercial_College_Existing_Food Preparation_Natural Gas_Conveyor Oven_E10_Codes & Standards Forecast | Commercial | College | Existing | Food Preparation | Natural Gas | Conveyor Oven | E10 |  | Codes & Standards Forecast | 0 | 0 | 0 | 0 | 0 | 0 | 0 | 0 | 0 | 0 | 0 | 0 | 0 | 0 | 0 | 0 | 0 | 0 | 0 | 0 | 0 | 0 | 0 | 0 | 0 | 0 | 0 | 0 | 0 | 0 | 0 | 0 | 0 | 0 | 0 | 0 | 0 | 0 | 0 | 0 | 0 | 0 | 0 | 0 | 0 | 0 | 0 | 0 | 0 | 0 | 0
Commercial_College_Existing_Food Preparation_Natural Gas_Conveyor Oven_Vintage_Codes & Standards Forecast | Commercial | College | Existing | Food Preparation | Natural Gas | Conveyor Oven | Vintage |  | Codes & Standards Forecast | 24526.3033 | 23827.3657 | 22962.935 | 21946.1823 | 20962.9752 | 19839.114 | 18657.5317 | 17430.1062 | 16164.7473 | 14869.3925 | 13550.9436 | 12215.4055 | 10867.5634 | 9511.0936 | 8148.749 | 6782.8318 | 5415.1356 | 4323.305 | 3451.7805 | 2756.092 | 2200.67 | 1757.1643 | 1403.0129 | 1120.2153 | 894.3986 | 714.0909 | 570.1244 | 455.1782 | 363.4028 | 290.1287 | 231.6257 | 184.9176 | 147.9341 | 0 | 0 | 0 | 0 | 0 | 0 | 0 | 0 | 0 | 0 | 0 | 0 | 0 | 0 | 0 | 0 | 0 | 0
Commercial_College_Existing_Food Preparation_Natural Gas_Double Rack Oven_E1_Codes & Standards Forecast | Commercial | College | Existing | Food Preparation | Natural Gas | Double Rack Oven | E1 |  | Codes & Standards Forecast | 0 | 813.384 | 1861.2163 | 3088.1333 | 5044.7315 | 6543.5011 | 8134.9846 | 9799.5982 | 11520.4682 | 13284.2764 | 15080.4444 | 16900.9182 | 18344.3585 | 19487.0216 | 20389.4444 | 21100.0862 | 21657.4447 | 22092.9667 | 22431.9895 | 22694.3734 | 22895.2013 | 23046.2554 | 23157.3059 | 23236.2713 | 23289.4888 | 23322.2143 | 23338.5727 | 23341.9173 | 23334.8066 | 23319.347 | 23297.0844 | 23269.4457 | 23604.2607 | 0 | 0 | 0 | 0 | 0 | 0 | 0 | 0 | 0 | 0 | 0 | 0 | 0 | 0 | 0 | 0 | 0 | 0
Commercial_College_Existing_Food Preparation_Natural Gas_Double Rack Oven_E2_Codes & Standards Forecast | Commercial | College | Existing | Food Preparation | Natural Gas | Double Rack Oven | E2 |  | Codes & Standards Forecast | 0 | 0 | 0 | 0 | 0 | 0 | 0 | 0 | 0 | 0 | 0 | 0 | 0 | 0 | 0 | 0 | 0 | 0 | 0 | 0 | 0 | 0 | 0 | 0 | 0 | 0 | 0 | 0 | 0 | 0 | 0 | 0 | 0 | 0 | 0 | 0 | 0 | 0 | 0 | 0 | 0 | 0 | 0 | 0 | 0 | 0 | 0 | 0 | 0 | 0 | 0
Commercial_College_Existing_Food Preparation_Natural Gas_Double Rack Oven_E3_Codes & Standards Forecast | Commercial | College | Existing | Food Preparation | Natural Gas | Double Rack Oven | E3 |  | Codes & Standards Forecast | 0 | 0 | 0 | 0 | 0 | 0 | 0 | 0 | 0 | 0 | 0 | 0 | 0 | 0 | 0 | 0 | 0 | 0 | 0 | 0 | 0 | 0 | 0 | 0 | 0 | 0 | 0 | 0 | 0 | 0 | 0 | 0 | 0 | 0 | 0 | 0 | 0 | 0 | 0 | 0 | 0 | 0 | 0 | 0 | 0 | 0 | 0 | 0 | 0 | 0 | 0
Commercial_College_Existing_Food Preparation_Natural Gas_Double Rack Oven_E4_Codes & Standards Forecast | Commercial | College | Existing | Food Preparation | Natural Gas | Double Rack Oven | E4 |  | Codes & Standards Forecast | 0 | 0 | 0 | 0 | 0 | 0 | 0 | 0 | 0 | 0 | 0 | 0 | 0 | 0 | 0 | 0 | 0 | 0 | 0 | 0 | 0 | 0 | 0 | 0 | 0 | 0 | 0 | 0 | 0 | 0 | 0 | 0 | 0 | 0 | 0 | 0 | 0 | 0 | 0 | 0 | 0 | 0 | 0 | 0 | 0 | 0 | 0 | 0 | 0 | 0 | 0
Commercial_College_Existing_Food Preparation_Natural Gas_Double Rack Oven_E5_Codes & Standards Forecast | Commercial | College | Existing | Food Preparation | Natural Gas | Double Rack Oven | E5 |  | Codes & Standards Forecast | 0 | 0 | 0 | 0 | 0 | 0 | 0 | 0 | 0 | 0 | 0 | 0 | 0 | 0 | 0 | 0 | 0 | 0 | 0 | 0 | 0 | 0 | 0 | 0 | 0 | 0 | 0 | 0 | 0 | 0 | 0 | 0 | 0 | 0 | 0 | 0 | 0 | 0 | 0 | 0 | 0 | 0 | 0 | 0 | 0 | 0 | 0 | 0 | 0 | 0 | 0
Commercial_College_Existing_Food Preparation_Natural Gas_Double Rack Oven_E6_Codes & Standards Forecast | Commercial | College | Existing | Food Preparation | Natural Gas | Double Rack Oven | E6 |  | Codes & Standards Forecast | 0 | 0 | 0 | 0 | 0 | 0 | 0 | 0 | 0 | 0 | 0 | 0 | 0 | 0 | 0 | 0 | 0 | 0 | 0 | 0 | 0 | 0 | 0 | 0 | 0 | 0 | 0 | 0 | 0 | 0 | 0 | 0 | 0 | 0 | 0 | 0 | 0 | 0 | 0 | 0 | 0 | 0 | 0 | 0 | 0 | 0 | 0 | 0 | 0 | 0 | 0
Commercial_College_Existing_Food Preparation_Natural Gas_Double Rack Oven_E7_Codes & Standards Forecast | Commercial | College | Existing | Food Preparation | Natural Gas | Double Rack Oven | E7 |  | Codes & Standards Forecast | 0 | 0 | 0 | 0 | 0 | 0 | 0 | 0 | 0 | 0 | 0 | 0 | 0 | 0 | 0 | 0 | 0 | 0 | 0 | 0 | 0 | 0 | 0 | 0 | 0 | 0 | 0 | 0 | 0 | 0 | 0 | 0 | 0 | 0 | 0 | 0 | 0 | 0 | 0 | 0 | 0 | 0 | 0 | 0 | 0 | 0 | 0 | 0 | 0 | 0 | 0
Commercial_College_Existing_Food Preparation_Natural Gas_Double Rack Oven_E8_Codes & Standards Forecast | Commercial | College | Existing | Food Preparation | Natural Gas | Double Rack Oven | E8 |  | Codes & Standards Forecast | 0 | 0 | 0 | 0 | 0 | 0 | 0 | 0 | 0 | 0 | 0 | 0 | 0 | 0 | 0 | 0 | 0 | 0 | 0 | 0 | 0 | 0 | 0 | 0 | 0 | 0 | 0 | 0 | 0 | 0 | 0 | 0 | 0 | 0 | 0 | 0 | 0 | 0 | 0 | 0 | 0 | 0 | 0 | 0 | 0 | 0 | 0 | 0 | 0 | 0 | 0
Commercial_College_Existing_Food Preparation_Natural Gas_Double Rack Oven_E9_Codes & Standards Forecast | Commercial | College | Existing | Food Preparation | Natural Gas | Double Rack Oven | E9 |  | Codes & Standards Forecast | 0 | 0 | 0 | 0 | 0 | 0 | 0 | 0 | 0 | 0 | 0 | 0 | 0 | 0 | 0 | 0 | 0 | 0 | 0 | 0 | 0 | 0 | 0 | 0 | 0 | 0 | 0 | 0 | 0 | 0 | 0 | 0 | 0 | 0 | 0 | 0 | 0 | 0 | 0 | 0 | 0 | 0 | 0 | 0 | 0 | 0 | 0 | 0 | 0 | 0 | 0
Commercial_College_Existing_Food Preparation_Natural Gas_Double Rack Oven_E10_Codes & Standards Forecast | Commercial | College | Existing | Food Preparation | Natural Gas | Double Rack Oven | E10 |  | Codes & Standards Forecast | 0 | 0 | 0 | 0 | 0 | 0 | 0 | 0 | 0 | 0 | 0 | 0 | 0 | 0 | 0 | 0 | 0 | 0 | 0 | 0 | 0 | 0 | 0 | 0 | 0 | 0 | 0 | 0 | 0 | 0 | 0 | 0 | 0 | 0 | 0 | 0 | 0 | 0 | 0 | 0 | 0 | 0 | 0 | 0 | 0 | 0 | 0 | 0 | 0 | 0 | 0
Commercial_College_Existing_Food Preparation_Natural Gas_Double Rack Oven_Vintage_Codes & Standards Forecast | Commercial | College | Existing | Food Preparation | Natural Gas | Double Rack Oven | Vintage |  | Codes & Standards Forecast | 24526.3033 | 23588.1351 | 22415.5184 | 21037.9078 | 19645.0311 | 18079.9097 | 16429.8507 | 14712.4787 | 12940.6392 | 11126.1771 | 9279.1017 | 7407.7887 | 5913.9425 | 4721.4322 | 3769.4064 | 3009.3582 | 2402.5485 | 1918.1329 | 1531.4612 | 1222.8031 | 976.3775 | 779.6061 | 622.4787 | 497.0091 | 396.8204 | 316.8227 | 252.9487 | 201.9502 | 161.232 | 128.7222 | 102.766 | 82.0429 | 65.6343 | 0 | 0 | 0 | 0 | 0 | 0 | 0 | 0 | 0 | 0 | 0 | 0 | 0 | 0 | 0 | 0 | 0 | 0
Commercial_College_Existing_Food Preparation_Natural Gas_Fryer_E1_Codes & Standards Forecast | Commercial | College | Existing | Food Preparation | Natural Gas | Fryer | E1 |  | Codes & Standards Forecast | 0 | 0 | 0 | 0 | 0 | 0 | 0 | 0 | 0 | 0 | 0 | 0 | 0 | 0 | 0 | 0 | 0 | 0 | 0 | 0 | 0 | 0 | 0 | 0 | 0 | 0 | 0 | 0 | 0 | 0 | 0 | 0 | 0 | 0 | 0 | 0 | 0 | 0 | 0 | 0 | 0 | 0 | 0 | 0 | 0 | 0 | 0 | 0 | 0 | 0 | 0
Commercial_College_Existing_Food Preparation_Natural Gas_Fryer_E2_Codes & Standards Forecast | Commercial | College | Existing | Food Preparation | Natural Gas | Fryer | E2 |  | Codes & Standards Forecast | 0 | 0 | 0 | 1135.3431 | 5773.3477 | 10558.7502 | 16624.427 | 23705.2378 | 31586.9771 | 37853.2531 | 42829.0963 | 46775.099 | 49899.724 | 52369.185 | 54315.2626 | 55843.5306 | 57037.776 | 57966.7685 | 58685.9987 | 59238.7954 | 59657.7384 | 59968.1758 | 60191.2981 | 60344.3323 | 60441.0708 | 60493.034 | 60509.2338 | 60497.0198 | 60461.9522 | 60408.635 | 60340.3917 | 60260.3756 | 61120.2406 | 0 | 0 | 0 | 0 | 0 | 0 | 0 | 0 | 0 | 0 | 0 | 0 | 0 | 0 | 0 | 0 | 0 | 0
Commercial_College_Existing_Food Preparation_Natural Gas_Fryer_E3_Codes & Standards Forecast | Commercial | College | Existing | Food Preparation | Natural Gas | Fryer | E3 |  | Codes & Standards Forecast | 0 | 0 | 0 | 0 | 0 | 0 | 0 | 0 | 0 | 0 | 0 | 0 | 0 | 0 | 0 | 0 | 0 | 0 | 0 | 0 | 0 | 0 | 0 | 0 | 0 | 0 | 0 | 0 | 0 | 0 | 0 | 0 | 0 | 0 | 0 | 0 | 0 | 0 | 0 | 0 | 0 | 0 | 0 | 0 | 0 | 0 | 0 | 0 | 0 | 0 | 0
Commercial_College_Existing_Food Preparation_Natural Gas_Fryer_E4_Codes & Standards Forecast | Commercial | College | Existing | Food Preparation | Natural Gas | Fryer | E4 |  | Codes & Standards Forecast | 0 | 0 | 0 | 0 | 0 | 0 | 0 | 0 | 0 | 0 | 0 | 0 | 0 | 0 | 0 | 0 | 0 | 0 | 0 | 0 | 0 | 0 | 0 | 0 | 0 | 0 | 0 | 0 | 0 | 0 | 0 | 0 | 0 | 0 | 0 | 0 | 0 | 0 | 0 | 0 | 0 | 0 | 0 | 0 | 0 | 0 | 0 | 0 | 0 | 0 | 0
Commercial_College_Existing_Food Preparation_Natural Gas_Fryer_E5_Codes & Standards Forecast | Commercial | College | Existing | Food Preparation | Natural Gas | Fryer | E5 |  | Codes & Standards Forecast | 0 | 0 | 0 | 0 | 0 | 0 | 0 | 0 | 0 | 0 | 0 | 0 | 0 | 0 | 0 | 0 | 0 | 0 | 0 | 0 | 0 | 0 | 0 | 0 | 0 | 0 | 0 | 0 | 0 | 0 | 0 | 0 | 0 | 0 | 0 | 0 | 0 | 0 | 0 | 0 | 0 | 0 | 0 | 0 | 0 | 0 | 0 | 0 | 0 | 0 | 0
Commercial_College_Existing_Food Preparation_Natural Gas_Fryer_E6_Codes & Standards Forecast | Commercial | College | Existing | Food Preparation | Natural Gas | Fryer | E6 |  | Codes & Standards Forecast | 0 | 0 | 0 | 0 | 0 | 0 | 0 | 0 | 0 | 0 | 0 | 0 | 0 | 0 | 0 | 0 | 0 | 0 | 0 | 0 | 0 | 0 | 0 | 0 | 0 | 0 | 0 | 0 | 0 | 0 | 0 | 0 | 0 | 0 | 0 | 0 | 0 | 0 | 0 | 0 | 0 | 0 | 0 | 0 | 0 | 0 | 0 | 0 | 0 | 0 | 0
Commercial_College_Existing_Food Preparation_Natural Gas_Fryer_E7_Codes & Standards Forecast | Commercial | College | Existing | Food Preparation | Natural Gas | Fryer | E7 |  | Codes & Standards Forecast | 0 | 0 | 0 | 0 | 0 | 0 | 0 | 0 | 0 | 0 | 0 | 0 | 0 | 0 | 0 | 0 | 0 | 0 | 0 | 0 | 0 | 0 | 0 | 0 | 0 | 0 | 0 | 0 | 0 | 0 | 0 | 0 | 0 | 0 | 0 | 0 | 0 | 0 | 0 | 0 | 0 | 0 | 0 | 0 | 0 | 0 | 0 | 0 | 0 | 0 | 0
Commercial_College_Existing_Food Preparation_Natural Gas_Fryer_E8_Codes & Standards Forecast | Commercial | College | Existing | Food Preparation | Natural Gas | Fryer | E8 |  | Codes & Standards Forecast | 0 | 0 | 0 | 0 | 0 | 0 | 0 | 0 | 0 | 0 | 0 | 0 | 0 | 0 | 0 | 0 | 0 | 0 | 0 | 0 | 0 | 0 | 0 | 0 | 0 | 0 | 0 | 0 | 0 | 0 | 0 | 0 | 0 | 0 | 0 | 0 | 0 | 0 | 0 | 0 | 0 | 0 | 0 | 0 | 0 | 0 | 0 | 0 | 0 | 0 | 0
Commercial_College_Existing_Food Preparation_Natural Gas_Fryer_E9_Codes & Standards Forecast | Commercial | College | Existing | Food Preparation | Natural Gas | Fryer | E9 |  | Codes & Standards Forecast | 0 | 0 | 0 | 0 | 0 | 0 | 0 | 0 | 0 | 0 | 0 | 0 | 0 | 0 | 0 | 0 | 0 | 0 | 0 | 0 | 0 | 0 | 0 | 0 | 0 | 0 | 0 | 0 | 0 | 0 | 0 | 0 | 0 | 0 | 0 | 0 | 0 | 0 | 0 | 0 | 0 | 0 | 0 | 0 | 0 | 0 | 0 | 0 | 0 | 0 | 0
Commercial_College_Existing_Food Preparation_Natural Gas_Fryer_E10_Codes & Standards Forecast | Commercial | College | Existing | Food Preparation | Natural Gas | Fryer | E10 |  | Codes & Standards Forecast | 0 | 0 | 0 | 0 | 0 | 0 | 0 | 0 | 0 | 0 | 0 | 0 | 0 | 0 | 0 | 0 | 0 | 0 | 0 | 0 | 0 | 0 | 0 | 0 | 0 | 0 | 0 | 0 | 0 | 0 | 0 | 0 | 0 | 0 | 0 | 0 | 0 | 0 | 0 | 0 | 0 | 0 | 0 | 0 | 0 | 0 | 0 | 0 | 0 | 0 | 0
Commercial_College_Existing_Food Preparation_Natural Gas_Fryer_Vintage_Codes & Standards Forecast | Commercial | College | Existing | Food Preparation | Natural Gas | Fryer | Vintage |  | Codes & Standards Forecast | 63479.844 | 63156.8728 | 62833.9017 | 61308.528 | 58129.5673 | 53172.4307 | 46955.1465 | 39737.7848 | 31724.1244 | 25326.7443 | 20219.1408 | 16141.5542 | 12886.4668 | 10287.9896 | 8213.5276 | 6557.3844 | 5235.1475 | 4179.6072 | 3337.0503 | 2664.4851 | 2127.5242 | 1698.7598 | 1356.3796 | 1082.9817 | 864.6706 | 690.356 | 551.1747 | 440.0491 | 351.3241 | 280.4855 | 223.9269 | 178.7713 | 143.017 | 0 | 0 | 0 | 0 | 0 | 0 | 0 | 0 | 0 | 0 | 0 | 0 | 0 | 0 | 0 | 0 | 0 | 0
Commercial_College_Existing_Food Preparation_Natural Gas_Broiler_E1_Codes & Standards Forecast | Commercial | College | Existing | Food Preparation | Natural Gas | Broiler | E1 |  | Codes & Standards Forecast | 0 | 3253.5359 | 7444.8653 | 12352.533 | 20178.9261 | 26174.0044 | 32539.9383 | 39198.3929 | 46081.8728 | 53137.1057 | 60321.7776 | 67603.6727 | 73377.4338 | 77948.0865 | 81557.7776 | 84400.345 | 86629.7786 | 88371.867 | 89727.9582 | 90777.4938 | 91580.8051 | 92185.0217 | 92629.2235 | 92945.0852 | 93157.9553 | 93288.8573 | 93354.2909 | 93367.6692 | 93339.2264 | 93277.3882 | 93188.3374 | 93077.7826 | 94417.0427 | 0 | 0 | 0 | 0 | 0 | 0 | 0 | 0 | 0 | 0 | 0 | 0 | 0 | 0 | 0 | 0 | 0 | 0
Commercial_College_Existing_Food Preparation_Natural Gas_Broiler_E2_Codes & Standards Forecast | Commercial | College | Existing | Food Preparation | Natural Gas | Broiler | E2 |  | Codes & Standards Forecast | 0 | 0 | 0 | 0 | 0 | 0 | 0 | 0 | 0 | 0 | 0 | 0 | 0 | 0 | 0 | 0 | 0 | 0 | 0 | 0 | 0 | 0 | 0 | 0 | 0 | 0 | 0 | 0 | 0 | 0 | 0 | 0 | 0 | 0 | 0 | 0 | 0 | 0 | 0 | 0 | 0 | 0 | 0 | 0 | 0 | 0 | 0 | 0 | 0 | 0 | 0
Commercial_College_Existing_Food Preparation_Natural Gas_Broiler_E3_Codes & Standards Forecast | Commercial | College | Existing | Food Preparation | Natural Gas | Broiler | E3 |  | Codes & Standards Forecast | 0 | 0 | 0 | 0 | 0 | 0 | 0 | 0 | 0 | 0 | 0 | 0 | 0 | 0 | 0 | 0 | 0 | 0 | 0 | 0 | 0 | 0 | 0 | 0 | 0 | 0 | 0 | 0 | 0 | 0 | 0 | 0 | 0 | 0 | 0 | 0 | 0 | 0 | 0 | 0 | 0 | 0 | 0 | 0 | 0 | 0 | 0 | 0 | 0 | 0 | 0
Commercial_College_Existing_Food Preparation_Natural Gas_Broiler_E4_Codes & Standards Forecast | Commercial | College | Existing | Food Preparation | Natural Gas | Broiler | E4 |  | Codes & Standards Forecast | 0 | 0 | 0 | 0 | 0 | 0 | 0 | 0 | 0 | 0 | 0 | 0 | 0 | 0 | 0 | 0 | 0 | 0 | 0 | 0 | 0 | 0 | 0 | 0 | 0 | 0 | 0 | 0 | 0 | 0 | 0 | 0 | 0 | 0 | 0 | 0 | 0 | 0 | 0 | 0 | 0 | 0 | 0 | 0 | 0 | 0 | 0 | 0 | 0 | 0 | 0
Commercial_College_Existing_Food Preparation_Natural Gas_Broiler_E5_Codes & Standards Forecast | Commercial | College | Existing | Food Preparation | Natural Gas | Broiler | E5 |  | Codes & Standards Forecast | 0 | 0 | 0 | 0 | 0 | 0 | 0 | 0 | 0 | 0 | 0 | 0 | 0 | 0 | 0 | 0 | 0 | 0 | 0 | 0 | 0 | 0 | 0 | 0 | 0 | 0 | 0 | 0 | 0 | 0 | 0 | 0 | 0 | 0 | 0 | 0 | 0 | 0 | 0 | 0 | 0 | 0 | 0 | 0 | 0 | 0 | 0 | 0 | 0 | 0 | 0
Commercial_College_Existing_Food Preparation_Natural Gas_Broiler_E6_Codes & Standards Forecast | Commercial | College | Existing | Food Preparation | Natural Gas | Broiler | E6 |  | Codes & Standards Forecast | 0 | 0 | 0 | 0 | 0 | 0 | 0 | 0 | 0 | 0 | 0 | 0 | 0 | 0 | 0 | 0 | 0 | 0 | 0 | 0 | 0 | 0 | 0 | 0 | 0 | 0 | 0 | 0 | 0 | 0 | 0 | 0 | 0 | 0 | 0 | 0 | 0 | 0 | 0 | 0 | 0 | 0 | 0 | 0 | 0 | 0 | 0 | 0 | 0 | 0 | 0
Commercial_College_Existing_Food Preparation_Natural Gas_Broiler_E7_Codes & Standards Forecast | Commercial | College | Existing | Food Preparation | Natural Gas | Broiler | E7 |  | Codes & Standards Forecast | 0 | 0 | 0 | 0 | 0 | 0 | 0 | 0 | 0 | 0 | 0 | 0 | 0 | 0 | 0 | 0 | 0 | 0 | 0 | 0 | 0 | 0 | 0 | 0 | 0 | 0 | 0 | 0 | 0 | 0 | 0 | 0 | 0 | 0 | 0 | 0 | 0 | 0 | 0 | 0 | 0 | 0 | 0 | 0 | 0 | 0 | 0 | 0 | 0 | 0 | 0
Commercial_College_Existing_Food Preparation_Natural Gas_Broiler_E8_Codes & Standards Forecast | Commercial | College | Existing | Food Preparation | Natural Gas | Broiler | E8 |  | Codes & Standards Forecast | 0 | 0 | 0 | 0 | 0 | 0 | 0 | 0 | 0 | 0 | 0 | 0 | 0 | 0 | 0 | 0 | 0 | 0 | 0 | 0 | 0 | 0 | 0 | 0 | 0 | 0 | 0 | 0 | 0 | 0 | 0 | 0 | 0 | 0 | 0 | 0 | 0 | 0 | 0 | 0 | 0 | 0 | 0 | 0 | 0 | 0 | 0 | 0 | 0 | 0 | 0
Commercial_College_Existing_Food Preparation_Natural Gas_Broiler_E9_Codes & Standards Forecast | Commercial | College | Existing | Food Preparation | Natural Gas | Broiler | E9 |  | Codes & Standards Forecast | 0 | 0 | 0 | 0 | 0 | 0 | 0 | 0 | 0 | 0 | 0 | 0 | 0 | 0 | 0 | 0 | 0 | 0 | 0 | 0 | 0 | 0 | 0 | 0 | 0 | 0 | 0 | 0 | 0 | 0 | 0 | 0 | 0 | 0 | 0 | 0 | 0 | 0 | 0 | 0 | 0 | 0 | 0 | 0 | 0 | 0 | 0 | 0 | 0 | 0 | 0
Commercial_College_Existing_Food Preparation_Natural Gas_Broiler_E10_Codes & Standards Forecast | Commercial | College | Existing | Food Preparation | Natural Gas | Broiler | E10 |  | Codes & Standards Forecast | 0 | 0 | 0 | 0 | 0 | 0 | 0 | 0 | 0 | 0 | 0 | 0 | 0 | 0 | 0 | 0 | 0 | 0 | 0 | 0 | 0 | 0 | 0 | 0 | 0 | 0 | 0 | 0 | 0 | 0 | 0 | 0 | 0 | 0 | 0 | 0 | 0 | 0 | 0 | 0 | 0 | 0 | 0 | 0 | 0 | 0 | 0 | 0 | 0 | 0 | 0
Commercial_College_Existing_Food Preparation_Natural Gas_Broiler_Vintage_Codes & Standards Forecast | Commercial | College | Existing | Food Preparation | Natural Gas | Broiler | Vintage |  | Codes & Standards Forecast | 98105.2134 | 94352.5403 | 89662.0737 | 84151.6314 | 78580.1243 | 72319.6388 | 65719.4027 | 58849.9147 | 51762.5569 | 44504.7085 | 37116.4069 | 29631.1549 | 23655.77 | 18885.7288 | 15077.6256 | 12037.4327 | 9610.194 | 7672.5318 | 6125.8448 | 4891.2125 | 3905.5099 | 3118.4243 | 2489.9148 | 1988.0364 | 1587.2815 | 1267.2909 | 1011.7949 | 807.8009 | 644.9279 | 514.889 | 411.0641 | 328.1716 | 262.5373 | 0 | 0 | 0 | 0 | 0 | 0 | 0 | 0 | 0 | 0 | 0 | 0 | 0 | 0 | 0 | 0 | 0 | 0
Commercial_College_Existing_Food Preparation_Natural Gas_Griddle_E1_Codes & Standards Forecast | Commercial | College | Existing | Food Preparation | Natural Gas | Griddle | E1 |  | Codes & Standards Forecast | 0 | 4593.2271 | 10510.3981 | 10445.1566 | 10445.1566 | 10417.0861 | 10392.3053 | 10369.9856 | 10348.4226 | 10326.9932 | 10305.4565 | 10283.9487 | 9370.222 | 7480.7741 | 5972.3568 | 4768.1144 | 3806.6675 | 1881.3758 | 0 | 0 | 0 | 0 | 0 | 0 | 0 | 0 | 0 | 0 | 0 | 0 | 0 | 0 | 0 | 0 | 0 | 0 | 0 | 0 | 0 | 0 | 0 | 0 | 0 | 0 | 0 | 0 | 0 | 0 | 0 | 0 | 0
Commercial_College_Existing_Food Preparation_Natural Gas_Griddle_E2_Codes & Standards Forecast | Commercial | College | Existing | Food Preparation | Natural Gas | Griddle | E2 |  | Codes & Standards Forecast | 0 | 0 | 0 | 6993.7136 | 18042.739 | 26534.4495 | 35546.4311 | 44968.922 | 54708.339 | 64690.0972 | 74854.7002 | 85156.5304 | 94221.4493 | 102563.5834 | 109168.035 | 114385.3139 | 118494.1964 | 122878.907 | 126674.7645 | 128156.4618 | 129290.5484 | 130143.56 | 130770.6684 | 131216.5909 | 131517.1133 | 131701.9161 | 131794.293 | 131813.1801 | 131773.0255 | 131685.7245 | 131560.0057 | 131403.9284 | 133294.6485 | 0 | 0 | 0 | 0 | 0 | 0 | 0 | 0 | 0 | 0 | 0 | 0 | 0 | 0 | 0 | 0 | 0 | 0
Commercial_College_Existing_Food Preparation_Natural Gas_Griddle_E3_Codes & Standards Forecast | Commercial | College | Existing | Food Preparation | Natural Gas | Griddle | E3 |  | Codes & Standards Forecast | 0 | 0 | 0 | 0 | 0 | 0 | 0 | 0 | 0 | 0 | 0 | 0 | 0 | 0 | 0 | 0 | 0 | 0 | 0 | 0 | 0 | 0 | 0 | 0 | 0 | 0 | 0 | 0 | 0 | 0 | 0 | 0 | 0 | 0 | 0 | 0 | 0 | 0 | 0 | 0 | 0 | 0 | 0 | 0 | 0 | 0 | 0 | 0 | 0 | 0 | 0
Commercial_College_Existing_Food Preparation_Natural Gas_Griddle_E4_Codes & Standards Forecast | Commercial | College | Existing | Food Preparation | Natural Gas | Griddle | E4 |  | Codes & Standards Forecast | 0 | 0 | 0 | 0 | 0 | 0 | 0 | 0 | 0 | 0 | 0 | 0 | 0 | 0 | 0 | 0 | 0 | 0 | 0 | 0 | 0 | 0 | 0 | 0 | 0 | 0 | 0 | 0 | 0 | 0 | 0 | 0 | 0 | 0 | 0 | 0 | 0 | 0 | 0 | 0 | 0 | 0 | 0 | 0 | 0 | 0 | 0 | 0 | 0 | 0 | 0
Commercial_College_Existing_Food Preparation_Natural Gas_Griddle_E5_Codes & Standards Forecast | Commercial | College | Existing | Food Preparation | Natural Gas | Griddle | E5 |  | Codes & Standards Forecast | 0 | 0 | 0 | 0 | 0 | 0 | 0 | 0 | 0 | 0 | 0 | 0 | 0 | 0 | 0 | 0 | 0 | 0 | 0 | 0 | 0 | 0 | 0 | 0 | 0 | 0 | 0 | 0 | 0 | 0 | 0 | 0 | 0 | 0 | 0 | 0 | 0 | 0 | 0 | 0 | 0 | 0 | 0 | 0 | 0 | 0 | 0 | 0 | 0 | 0 | 0
Commercial_College_Existing_Food Preparation_Natural Gas_Griddle_E6_Codes & Standards Forecast | Commercial | College | Existing | Food Preparation | Natural Gas | Griddle | E6 |  | Codes & Standards Forecast | 0 | 0 | 0 | 0 | 0 | 0 | 0 | 0 | 0 | 0 | 0 | 0 | 0 | 0 | 0 | 0 | 0 | 0 | 0 | 0 | 0 | 0 | 0 | 0 | 0 | 0 | 0 | 0 | 0 | 0 | 0 | 0 | 0 | 0 | 0 | 0 | 0 | 0 | 0 | 0 | 0 | 0 | 0 | 0 | 0 | 0 | 0 | 0 | 0 | 0 | 0
Commercial_College_Existing_Food Preparation_Natural Gas_Griddle_E7_Codes & Standards Forecast | Commercial | College | Existing | Food Preparation | Natural Gas | Griddle | E7 |  | Codes & Standards Forecast | 0 | 0 | 0 | 0 | 0 | 0 | 0 | 0 | 0 | 0 | 0 | 0 | 0 | 0 | 0 | 0 | 0 | 0 | 0 | 0 | 0 | 0 | 0 | 0 | 0 | 0 | 0 | 0 | 0 | 0 | 0 | 0 | 0 | 0 | 0 | 0 | 0 | 0 | 0 | 0 | 0 | 0 | 0 | 0 | 0 | 0 | 0 | 0 | 0 | 0 | 0
Commercial_College_Existing_Food Preparation_Natural Gas_Griddle_E8_Codes & Standards Forecast | Commercial | College | Existing | Food Preparation | Natural Gas | Griddle | E8 |  | Codes & Standards Forecast | 0 | 0 | 0 | 0 | 0 | 0 | 0 | 0 | 0 | 0 | 0 | 0 | 0 | 0 | 0 | 0 | 0 | 0 | 0 | 0 | 0 | 0 | 0 | 0 | 0 | 0 | 0 | 0 | 0 | 0 | 0 | 0 | 0 | 0 | 0 | 0 | 0 | 0 | 0 | 0 | 0 | 0 | 0 | 0 | 0 | 0 | 0 | 0 | 0 | 0 | 0
Commercial_College_Existing_Food Preparation_Natural Gas_Griddle_E9_Codes & Standards Forecast | Commercial | College | Existing | Food Preparation | Natural Gas | Griddle | E9 |  | Codes & Standards Forecast | 0 | 0 | 0 | 0 | 0 | 0 | 0 | 0 | 0 | 0 | 0 | 0 | 0 | 0 | 0 | 0 | 0 | 0 | 0 | 0 | 0 | 0 | 0 | 0 | 0 | 0 | 0 | 0 | 0 | 0 | 0 | 0 | 0 | 0 | 0 | 0 | 0 | 0 | 0 | 0 | 0 | 0 | 0 | 0 | 0 | 0 | 0 | 0 | 0 | 0 | 0
Commercial_College_Existing_Food Preparation_Natural Gas_Griddle_E10_Codes & Standards Forecast | Commercial | College | Existing | Food Preparation | Natural Gas | Griddle | E10 |  | Codes & Standards Forecast | 0 | 0 | 0 | 0 | 0 | 0 | 0 | 0 | 0 | 0 | 0 | 0 | 0 | 0 | 0 | 0 | 0 | 0 | 0 | 0 | 0 | 0 | 0 | 0 | 0 | 0 | 0 | 0 | 0 | 0 | 0 | 0 | 0 | 0 | 0 | 0 | 0 | 0 | 0 | 0 | 0 | 0 | 0 | 0 | 0 | 0 | 0 | 0 | 0 | 0 | 0
Commercial_College_Existing_Food Preparation_Natural Gas_Griddle_Vintage_Codes & Standards Forecast | Commercial | College | Existing | Food Preparation | Natural Gas | Griddle | Vintage |  | Codes & Standards Forecast | 138501.4777 | 133203.5864 | 126581.7511 | 118802.3031 | 110936.646 | 102098.3137 | 92780.3332 | 83082.2325 | 73076.5509 | 62830.1767 | 52399.6333 | 41832.2187 | 33396.3812 | 26662.2053 | 21286.0597 | 16994.0227 | 13567.3328 | 10831.8095 | 8648.2514 | 6905.2411 | 5513.6611 | 4402.4814 | 3515.1739 | 2806.6397 | 2240.868 | 1789.1166 | 1428.4163 | 1140.4248 | 910.4864 | 726.9021 | 580.3258 | 463.3011 | 370.6409 | 0 | 0 | 0 | 0 | 0 | 0 | 0 | 0 | 0 | 0 | 0 | 0 | 0 | 0 | 0 | 0 | 0 | 0
Commercial_College_Existing_Food Preparation_Natural Gas_Range_E1_Codes & Standards Forecast | Commercial | College | Existing | Food Preparation | Natural Gas | Range | E1 |  | Codes & Standards Forecast | 0 | 6813.2869 | 15590.4239 | 25867.6574 | 41470.0458 | 54026.5601 | 67359.4417 | 81304.7107 | 95721.1522 | 110497.2545 | 122221.2891 | 131509.8286 | 138856.1971 | 144653.5952 | 149213.4109 | 152785.2835 | 155567.1601 | 157722.1979 | 159382.221 | 160649.8135 | 161601.4255 | 162296.321 | 162784.4089 | 163106.3727 | 163294.7967 | 163377.0696 | 163374.5532 | 163304.7203 | 163180.6883 | 163013.376 | 162810.549 | 162579.7567 | 164886.9167 | 0 | 0 | 0 | 0 | 0 | 0 | 0 | 0 | 0 | 0 | 0 | 0 | 0 | 0 | 0 | 0 | 0 | 0
Commercial_College_Existing_Food Preparation_Natural Gas_Range_E2_Codes & Standards Forecast | Commercial | College | Existing | Food Preparation | Natural Gas | Range | E2 |  | Codes & Standards Forecast | 0 | 0 | 0 | 0 | 0 | 0 | 0 | 0 | 0 | 0 | 0 | 0 | 0 | 0 | 0 | 0 | 0 | 0 | 0 | 0 | 0 | 0 | 0 | 0 | 0 | 0 | 0 | 0 | 0 | 0 | 0 | 0 | 0 | 0 | 0 | 0 | 0 | 0 | 0 | 0 | 0 | 0 | 0 | 0 | 0 | 0 | 0 | 0 | 0 | 0 | 0
Commercial_College_Existing_Food Preparation_Natural Gas_Range_E3_Codes & Standards Forecast | Commercial | College | Existing | Food Preparation | Natural Gas | Range | E3 |  | Codes & Standards Forecast | 0 | 0 | 0 | 0 | 0 | 0 | 0 | 0 | 0 | 0 | 0 | 0 | 0 | 0 | 0 | 0 | 0 | 0 | 0 | 0 | 0 | 0 | 0 | 0 | 0 | 0 | 0 | 0 | 0 | 0 | 0 | 0 | 0 | 0 | 0 | 0 | 0 | 0 | 0 | 0 | 0 | 0 | 0 | 0 | 0 | 0 | 0 | 0 | 0 | 0 | 0
Commercial_College_Existing_Food Preparation_Natural Gas_Range_E4_Codes & Standards Forecast | Commercial | College | Existing | Food Preparation | Natural Gas | Range | E4 |  | Codes & Standards Forecast | 0 | 0 | 0 | 0 | 0 | 0 | 0 | 0 | 0 | 0 | 0 | 0 | 0 | 0 | 0 | 0 | 0 | 0 | 0 | 0 | 0 | 0 | 0 | 0 | 0 | 0 | 0 | 0 | 0 | 0 | 0 | 0 | 0 | 0 | 0 | 0 | 0 | 0 | 0 | 0 | 0 | 0 | 0 | 0 | 0 | 0 | 0 | 0 | 0 | 0 | 0
Commercial_College_Existing_Food Preparation_Natural Gas_Range_E5_Codes & Standards Forecast | Commercial | College | Existing | Food Preparation | Natural Gas | Range | E5 |  | Codes & Standards Forecast | 0 | 0 | 0 | 0 | 0 | 0 | 0 | 0 | 0 | 0 | 0 | 0 | 0 | 0 | 0 | 0 | 0 | 0 | 0 | 0 | 0 | 0 | 0 | 0 | 0 | 0 | 0 | 0 | 0 | 0 | 0 | 0 | 0 | 0 | 0 | 0 | 0 | 0 | 0 | 0 | 0 | 0 | 0 | 0 | 0 | 0 | 0 | 0 | 0 | 0 | 0
Commercial_College_Existing_Food Preparation_Natural Gas_Range_E6_Codes & Standards Forecast | Commercial | College | Existing | Food Preparation | Natural Gas | Range | E6 |  | Codes & Standards Forecast | 0 | 0 | 0 | 0 | 0 | 0 | 0 | 0 | 0 | 0 | 0 | 0 | 0 | 0 | 0 | 0 | 0 | 0 | 0 | 0 | 0 | 0 | 0 | 0 | 0 | 0 | 0 | 0 | 0 | 0 | 0 | 0 | 0 | 0 | 0 | 0 | 0 | 0 | 0 | 0 | 0 | 0 | 0 | 0 | 0 | 0 | 0 | 0 | 0 | 0 | 0
Commercial_College_Existing_Food Preparation_Natural Gas_Range_E7_Codes & Standards Forecast | Commercial | College | Existing | Food Preparation | Natural Gas | Range | E7 |  | Codes & Standards Forecast | 0 | 0 | 0 | 0 | 0 | 0 | 0 | 0 | 0 | 0 | 0 | 0 | 0 | 0 | 0 | 0 | 0 | 0 | 0 | 0 | 0 | 0 | 0 | 0 | 0 | 0 | 0 | 0 | 0 | 0 | 0 | 0 | 0 | 0 | 0 | 0 | 0 | 0 | 0 | 0 | 0 | 0 | 0 | 0 | 0 | 0 | 0 | 0 | 0 | 0 | 0
Commercial_College_Existing_Food Preparation_Natural Gas_Range_E8_Codes & Standards Forecast | Commercial | College | Existing | Food Preparation | Natural Gas | Range | E8 |  | Codes & Standards Forecast | 0 | 0 | 0 | 0 | 0 | 0 | 0 | 0 | 0 | 0 | 0 | 0 | 0 | 0 | 0 | 0 | 0 | 0 | 0 | 0 | 0 | 0 | 0 | 0 | 0 | 0 | 0 | 0 | 0 | 0 | 0 | 0 | 0 | 0 | 0 | 0 | 0 | 0 | 0 | 0 | 0 | 0 | 0 | 0 | 0 | 0 | 0 | 0 | 0 | 0 | 0
Commercial_College_Existing_Food Preparation_Natural Gas_Range_E9_Codes & Standards Forecast | Commercial | College | Existing | Food Preparation | Natural Gas | Range | E9 |  | Codes & Standards Forecast | 0 | 0 | 0 | 0 | 0 | 0 | 0 | 0 | 0 | 0 | 0 | 0 | 0 | 0 | 0 | 0 | 0 | 0 | 0 | 0 | 0 | 0 | 0 | 0 | 0 | 0 | 0 | 0 | 0 | 0 | 0 | 0 | 0 | 0 | 0 | 0 | 0 | 0 | 0 | 0 | 0 | 0 | 0 | 0 | 0 | 0 | 0 | 0 | 0 | 0 | 0
Commercial_College_Existing_Food Preparation_Natural Gas_Range_E10_Codes & Standards Forecast | Commercial | College | Existing | Food Preparation | Natural Gas | Range | E10 |  | Codes & Standards Forecast | 0 | 0 | 0 | 0 | 0 | 0 | 0 | 0 | 0 | 0 | 0 | 0 | 0 | 0 | 0 | 0 | 0 | 0 | 0 | 0 | 0 | 0 | 0 | 0 | 0 | 0 | 0 | 0 | 0 | 0 | 0 | 0 | 0 | 0 | 0 | 0 | 0 | 0 | 0 | 0 | 0 | 0 | 0 | 0 | 0 | 0 | 0 | 0 | 0 | 0 | 0
Commercial_College_Existing_Food Preparation_Natural Gas_Range_Vintage_Codes & Standards Forecast | Commercial | College | Existing | Food Preparation | Natural Gas | Range | Vintage |  | Codes & Standards Forecast | 171203.2155 | 163518.8853 | 153870.705 | 142541.5707 | 130874.1793 | 117854.5036 | 104112.7415 | 89799.1986 | 75026.9702 | 59897.284 | 47817.8957 | 38174.4785 | 30476.2566 | 24330.906 | 19424.8417 | 15508.0933 | 12381.0275 | 9884.694 | 7892.0626 | 6301.4582 | 5031.5556 | 4017.5356 | 3207.8129 | 2561.2317 | 2044.9302 | 1632.6792 | 1303.5179 | 1040.7079 | 830.875 | 663.3429 | 529.5831 | 422.7908 | 338.2327 | 0 | 0 | 0 | 0 | 0 | 0 | 0 | 0 | 0 | 0 | 0 | 0 | 0 | 0 | 0 | 0 | 0 | 0
Commercial_College_Existing_Food Preparation_Natural Gas_Steamer_E1_Codes & Standards Forecast | Commercial | College | Existing | Food Preparation | Natural Gas | Steamer | E1 |  | Codes & Standards Forecast | 0 | 2268.2603 | 4826.7469 | 4796.7857 | 4796.7857 | 4783.8947 | 4772.5145 | 4762.2645 | 4752.362 | 4742.5209 | 4486.7795 | 3979.9249 | 3530.3753 | 3131.663 | 2777.9967 | 2464.2804 | 2185.9786 | 1939.1434 | 1720.2625 | 857.1636 | 0 | 0 | 0 | 0 | 0 | 0 | 0 | 0 | 0 | 0 | 0 | 0 | 0 | 0 | 0 | 0 | 0 | 0 | 0 | 0 | 0 | 0 | 0 | 0 | 0 | 0 | 0 | 0 | 0 | 0 | 0
Commercial_College_Existing_Food Preparation_Natural Gas_Steamer_E2_Codes & Standards Forecast | Commercial | College | Existing | Food Preparation | Natural Gas | Steamer | E2 |  | Codes & Standards Forecast | 0 | 0 | 0 | 2831.0034 | 7322.9445 | 10590.2801 | 14037.7546 | 17644.4196 | 21389.203 | 25253.5794 | 28913.8913 | 32426.496 | 35528.6263 | 38267.0483 | 40682.5658 | 42811.6575 | 44686.2925 | 46336.3354 | 47788.7363 | 49735.5681 | 51542.5779 | 52372.1307 | 53094.3757 | 53721.1363 | 54262.946 | 54729.6167 | 55129.6615 | 55470.7673 | 55759.4538 | 56001.6648 | 56202.3394 | 56366.3466 | 57414.5189 | 0 | 0 | 0 | 0 | 0 | 0 | 0 | 0 | 0 | 0 | 0 | 0 | 0 | 0 | 0 | 0 | 0 | 0
Commercial_College_Existing_Food Preparation_Natural Gas_Steamer_E3_Codes & Standards Forecast | Commercial | College | Existing | Food Preparation | Natural Gas | Steamer | E3 |  | Codes & Standards Forecast | 0 | 0 | 0 | 0 | 0 | 0 | 0 | 0 | 0 | 0 | 0 | 0 | 0 | 0 | 0 | 0 | 0 | 0 | 0 | 0 | 0 | 0 | 0 | 0 | 0 | 0 | 0 | 0 | 0 | 0 | 0 | 0 | 0 | 0 | 0 | 0 | 0 | 0 | 0 | 0 | 0 | 0 | 0 | 0 | 0 | 0 | 0 | 0 | 0 | 0 | 0
Commercial_College_Existing_Food Preparation_Natural Gas_Steamer_E4_Codes & Standards Forecast | Commercial | College | Existing | Food Preparation | Natural Gas | Steamer | E4 |  | Codes & Standards Forecast | 0 | 0 | 0 | 0 | 0 | 0 | 0 | 0 | 0 | 0 | 0 | 0 | 0 | 0 | 0 | 0 | 0 | 0 | 0 | 0 | 0 | 0 | 0 | 0 | 0 | 0 | 0 | 0 | 0 | 0 | 0 | 0 | 0 | 0 | 0 | 0 | 0 | 0 | 0 | 0 | 0 | 0 | 0 | 0 | 0 | 0 | 0 | 0 | 0 | 0 | 0
Commercial_College_Existing_Food Preparation_Natural Gas_Steamer_E5_Codes & Standards Forecast | Commercial | College | Existing | Food Preparation | Natural Gas | Steamer | E5 |  | Codes & Standards Forecast | 0 | 0 | 0 | 0 | 0 | 0 | 0 | 0 | 0 | 0 | 0 | 0 | 0 | 0 | 0 | 0 | 0 | 0 | 0 | 0 | 0 | 0 | 0 | 0 | 0 | 0 | 0 | 0 | 0 | 0 | 0 | 0 | 0 | 0 | 0 | 0 | 0 | 0 | 0 | 0 | 0 | 0 | 0 | 0 | 0 | 0 | 0 | 0 | 0 | 0 | 0
Commercial_College_Existing_Food Preparation_Natural Gas_Steamer_E6_Codes & Standards Forecast | Commercial | College | Existing | Food Preparation | Natural Gas | Steamer | E6 |  | Codes & Standards Forecast | 0 | 0 | 0 | 0 | 0 | 0 | 0 | 0 | 0 | 0 | 0 | 0 | 0 | 0 | 0 | 0 | 0 | 0 | 0 | 0 | 0 | 0 | 0 | 0 | 0 | 0 | 0 | 0 | 0 | 0 | 0 | 0 | 0 | 0 | 0 | 0 | 0 | 0 | 0 | 0 | 0 | 0 | 0 | 0 | 0 | 0 | 0 | 0 | 0 | 0 | 0
Commercial_College_Existing_Food Preparation_Natural Gas_Steamer_E7_Codes & Standards Forecast | Commercial | College | Existing | Food Preparation | Natural Gas | Steamer | E7 |  | Codes & Standards Forecast | 0 | 0 | 0 | 0 | 0 | 0 | 0 | 0 | 0 | 0 | 0 | 0 | 0 | 0 | 0 | 0 | 0 | 0 | 0 | 0 | 0 | 0 | 0 | 0 | 0 | 0 | 0 | 0 | 0 | 0 | 0 | 0 | 0 | 0 | 0 | 0 | 0 | 0 | 0 | 0 | 0 | 0 | 0 | 0 | 0 | 0 | 0 | 0 | 0 | 0 | 0
Commercial_College_Existing_Food Preparation_Natural Gas_Steamer_E8_Codes & Standards Forecast | Commercial | College | Existing | Food Preparation | Natural Gas | Steamer | E8 |  | Codes & Standards Forecast | 0 | 0 | 0 | 0 | 0 | 0 | 0 | 0 | 0 | 0 | 0 | 0 | 0 | 0 | 0 | 0 | 0 | 0 | 0 | 0 | 0 | 0 | 0 | 0 | 0 | 0 | 0 | 0 | 0 | 0 | 0 | 0 | 0 | 0 | 0 | 0 | 0 | 0 | 0 | 0 | 0 | 0 | 0 | 0 | 0 | 0 | 0 | 0 | 0 | 0 | 0
Commercial_College_Existing_Food Preparation_Natural Gas_Steamer_E9_Codes & Standards Forecast | Commercial | College | Existing | Food Preparation | Natural Gas | Steamer | E9 |  | Codes & Standards Forecast | 0 | 0 | 0 | 0 | 0 | 0 | 0 | 0 | 0 | 0 | 0 | 0 | 0 | 0 | 0 | 0 | 0 | 0 | 0 | 0 | 0 | 0 | 0 | 0 | 0 | 0 | 0 | 0 | 0 | 0 | 0 | 0 | 0 | 0 | 0 | 0 | 0 | 0 | 0 | 0 | 0 | 0 | 0 | 0 | 0 | 0 | 0 | 0 | 0 | 0 | 0
Commercial_College_Existing_Food Preparation_Natural Gas_Steamer_E10_Codes & Standards Forecast | Commercial | College | Existing | Food Preparation | Natural Gas | Steamer | E10 |  | Codes & Standards Forecast | 0 | 0 | 0 | 0 | 0 | 0 | 0 | 0 | 0 | 0 | 0 | 0 | 0 | 0 | 0 | 0 | 0 | 0 | 0 | 0 | 0 | 0 | 0 | 0 | 0 | 0 | 0 | 0 | 0 | 0 | 0 | 0 | 0 | 0 | 0 | 0 | 0 | 0 | 0 | 0 | 0 | 0 | 0 | 0 | 0 | 0 | 0 | 0 | 0 | 0 | 0
Commercial_College_Existing_Food Preparation_Natural Gas_Steamer_Vintage_Codes & Standards Forecast | Commercial | College | Existing | Food Preparation | Natural Gas | Steamer | Vintage |  | Codes & Standards Forecast | 61556.2123 | 58974.7679 | 56103.0972 | 52923.8435 | 49846.7327 | 46425.7582 | 42842.6506 | 39113.8226 | 35251.0183 | 31269.3518 | 27737.0136 | 24603.6671 | 21824.5773 | 19359.761 | 17173.4159 | 15234.0402 | 13513.5942 | 11987.6734 | 10634.5639 | 9434.6917 | 8370.4041 | 7426.1099 | 6588.2209 | 5844.7439 | 5185.0457 | 4599.7312 | 4080.4316 | 3619.7238 | 3210.9959 | 2848.3914 | 2526.6968 | 2241.3109 | 1992.2764 | 0 | 0 | 0 | 0 | 0 | 0 | 0 | 0 | 0 | 0 | 0 | 0 | 0 | 0 | 0 | 0 | 0 | 0
Commercial_College_Existing_Food Preparation_Natural Gas_Food Prep Other_E1_Codes & Standards Forecast | Commercial | College | Existing | Food Preparation | Natural Gas | Food Prep Other | E1 |  | Codes & Standards Forecast | 0 | 306.2151 | 700.6932 | 1162.5913 | 1863.8223 | 2428.16 | 3027.3906 | 3654.1443 | 4302.0743 | 4966.1687 | 5493.0916 | 5910.5541 | 6240.728 | 6501.2852 | 6706.2207 | 6866.7543 | 6991.7825 | 7088.6381 | 7163.2459 | 7220.2163 | 7262.9854 | 7294.2167 | 7316.1532 | 7330.6235 | 7339.092 | 7342.7896 | 7342.6766 | 7339.538 | 7333.9635 | 7326.4439 | 7317.328 | 7306.9554 | 7410.6479 | 0 | 0 | 0 | 0 | 0 | 0 | 0 | 0 | 0 | 0 | 0 | 0 | 0 | 0 | 0 | 0 | 0 | 0
Commercial_College_Existing_Food Preparation_Natural Gas_Food Prep Other_E2_Codes & Standards Forecast | Commercial | College | Existing | Food Preparation | Natural Gas | Food Prep Other | E2 |  | Codes & Standards Forecast | 0 | 0 | 0 | 0 | 0 | 0 | 0 | 0 | 0 | 0 | 0 | 0 | 0 | 0 | 0 | 0 | 0 | 0 | 0 | 0 | 0 | 0 | 0 | 0 | 0 | 0 | 0 | 0 | 0 | 0 | 0 | 0 | 0 | 0 | 0 | 0 | 0 | 0 | 0 | 0 | 0 | 0 | 0 | 0 | 0 | 0 | 0 | 0 | 0 | 0 | 0
Commercial_College_Existing_Food Preparation_Natural Gas_Food Prep Other_E3_Codes & Standards Forecast | Commercial | College | Existing | Food Preparation | Natural Gas | Food Prep Other | E3 |  | Codes & Standards Forecast | 0 | 0 | 0 | 0 | 0 | 0 | 0 | 0 | 0 | 0 | 0 | 0 | 0 | 0 | 0 | 0 | 0 | 0 | 0 | 0 | 0 | 0 | 0 | 0 | 0 | 0 | 0 | 0 | 0 | 0 | 0 | 0 | 0 | 0 | 0 | 0 | 0 | 0 | 0 | 0 | 0 | 0 | 0 | 0 | 0 | 0 | 0 | 0 | 0 | 0 | 0
Commercial_College_Existing_Food Preparation_Natural Gas_Food Prep Other_E4_Codes & Standards Forecast | Commercial | College | Existing | Food Preparation | Natural Gas | Food Prep Other | E4 |  | Codes & Standards Forecast | 0 | 0 | 0 | 0 | 0 | 0 | 0 | 0 | 0 | 0 | 0 | 0 | 0 | 0 | 0 | 0 | 0 | 0 | 0 | 0 | 0 | 0 | 0 | 0 | 0 | 0 | 0 | 0 | 0 | 0 | 0 | 0 | 0 | 0 | 0 | 0 | 0 | 0 | 0 | 0 | 0 | 0 | 0 | 0 | 0 | 0 | 0 | 0 | 0 | 0 | 0
Commercial_College_Existing_Food Preparation_Natural Gas_Food Prep Other_E5_Codes & Standards Forecast | Commercial | College | Existing | Food Preparation | Natural Gas | Food Prep Other | E5 |  | Codes & Standards Forecast | 0 | 0 | 0 | 0 | 0 | 0 | 0 | 0 | 0 | 0 | 0 | 0 | 0 | 0 | 0 | 0 | 0 | 0 | 0 | 0 | 0 | 0 | 0 | 0 | 0 | 0 | 0 | 0 | 0 | 0 | 0 | 0 | 0 | 0 | 0 | 0 | 0 | 0 | 0 | 0 | 0 | 0 | 0 | 0 | 0 | 0 | 0 | 0 | 0 | 0 | 0
Commercial_College_Existing_Food Preparation_Natural Gas_Food Prep Other_E6_Codes & Standards Forecast | Commercial | College | Existing | Food Preparation | Natural Gas | Food Prep Other | E6 |  | Codes & Standards Forecast | 0 | 0 | 0 | 0 | 0 | 0 | 0 | 0 | 0 | 0 | 0 | 0 | 0 | 0 | 0 | 0 | 0 | 0 | 0 | 0 | 0 | 0 | 0 | 0 | 0 | 0 | 0 | 0 | 0 | 0 | 0 | 0 | 0 | 0 | 0 | 0 | 0 | 0 | 0 | 0 | 0 | 0 | 0 | 0 | 0 | 0 | 0 | 0 | 0 | 0 | 0
Commercial_College_Existing_Food Preparation_Natural Gas_Food Prep Other_E7_Codes & Standards Forecast | Commercial | College | Existing | Food Preparation | Natural Gas | Food Prep Other | E7 |  | Codes & Standards Forecast | 0 | 0 | 0 | 0 | 0 | 0 | 0 | 0 | 0 | 0 | 0 | 0 | 0 | 0 | 0 | 0 | 0 | 0 | 0 | 0 | 0 | 0 | 0 | 0 | 0 | 0 | 0 | 0 | 0 | 0 | 0 | 0 | 0 | 0 | 0 | 0 | 0 | 0 | 0 | 0 | 0 | 0 | 0 | 0 | 0 | 0 | 0 | 0 | 0 | 0 | 0
Commercial_College_Existing_Food Preparation_Natural Gas_Food Prep Other_E8_Codes & Standards Forecast | Commercial | College | Existing | Food Preparation | Natural Gas | Food Prep Other | E8 |  | Codes & Standards Forecast | 0 | 0 | 0 | 0 | 0 | 0 | 0 | 0 | 0 | 0 | 0 | 0 | 0 | 0 | 0 | 0 | 0 | 0 | 0 | 0 | 0 | 0 | 0 | 0 | 0 | 0 | 0 | 0 | 0 | 0 | 0 | 0 | 0 | 0 | 0 | 0 | 0 | 0 | 0 | 0 | 0 | 0 | 0 | 0 | 0 | 0 | 0 | 0 | 0 | 0 | 0
Commercial_College_Existing_Food Preparation_Natural Gas_Food Prep Other_E9_Codes & Standards Forecast | Commercial | College | Existing | Food Preparation | Natural Gas | Food Prep Other | E9 |  | Codes & Standards Forecast | 0 | 0 | 0 | 0 | 0 | 0 | 0 | 0 | 0 | 0 | 0 | 0 | 0 | 0 | 0 | 0 | 0 | 0 | 0 | 0 | 0 | 0 | 0 | 0 | 0 | 0 | 0 | 0 | 0 | 0 | 0 | 0 | 0 | 0 | 0 | 0 | 0 | 0 | 0 | 0 | 0 | 0 | 0 | 0 | 0 | 0 | 0 | 0 | 0 | 0 | 0
Commercial_College_Existing_Food Preparation_Natural Gas_Food Prep Other_E10_Codes & Standards Forecast | Commercial | College | Existing | Food Preparation | Natural Gas | Food Prep Other | E10 |  | Codes & Standards Forecast | 0 | 0 | 0 | 0 | 0 | 0 | 0 | 0 | 0 | 0 | 0 | 0 | 0 | 0 | 0 | 0 | 0 | 0 | 0 | 0 | 0 | 0 | 0 | 0 | 0 | 0 | 0 | 0 | 0 | 0 | 0 | 0 | 0 | 0 | 0 | 0 | 0 | 0 | 0 | 0 | 0 | 0 | 0 | 0 | 0 | 0 | 0 | 0 | 0 | 0 | 0
Commercial_College_Existing_Food Preparation_Natural Gas_Food Prep Other_Vintage_Codes & Standards Forecast | Commercial | College | Existing | Food Preparation | Natural Gas | Food Prep Other | Vintage |  | Codes & Standards Forecast | 7694.5265 | 7349.1634 | 6915.5373 | 6406.3627 | 5881.9856 | 5296.8316 | 4679.2243 | 4035.919 | 3371.9987 | 2692.0128 | 2149.1189 | 1715.7069 | 1369.7194 | 1093.5239 | 873.0266 | 696.993 | 556.4507 | 444.2559 | 354.6994 | 283.2116 | 226.1373 | 180.5634 | 144.1714 | 115.1115 | 91.907 | 73.3788 | 58.5851 | 46.7734 | 37.3427 | 29.8132 | 23.8015 | 19.0018 | 15.2015 | 0 | 0 | 0 | 0 | 0 | 0 | 0 | 0 | 0 | 0 | 0 | 0 | 0 | 0 | 0 | 0 | 0 | 0
Commercial_College_Existing_Miscellaneous_Natural Gas_Pool Heater_E1_Codes & Standards Forecast | Commercial | College | Existing | Miscellaneous | Natural Gas | Pool Heater | E1 |  | Codes & Standards Forecast | 0 | 472.7709 | 1081.8124 | 1794.945 | 2768.3685 | 3639.9529 | 4332.8404 | 4883.5664 | 5320.5055 | 5666.4222 | 5939.557 | 6154.6468 | 6323.496 | 6455.4926 | 6558.0201 | 6637.0229 | 6697.1895 | 6742.4838 | 6776.1333 | 6800.5994 | 6817.6177 | 6828.502 | 6834.412 | 6836.3092 | 6834.9652 | 6831.0536 | 6825.0906 | 6817.5059 | 6808.6076 | 6798.6601 | 6787.8351 | 6776.3257 | 6870.8765 | 0 | 0 | 0 | 0 | 0 | 0 | 0 | 0 | 0 | 0 | 0 | 0 | 0 | 0 | 0 | 0 | 0 | 0
Commercial_College_Existing_Miscellaneous_Natural Gas_Pool Heater_E2_Codes & Standards Forecast | Commercial | College | Existing | Miscellaneous | Natural Gas | Pool Heater | E2 |  | Codes & Standards Forecast | 0 | 0 | 0 | 0 | 0 | 0 | 0 | 0 | 0 | 0 | 0 | 0 | 0 | 0 | 0 | 0 | 0 | 0 | 0 | 0 | 0 | 0 | 0 | 0 | 0 | 0 | 0 | 0 | 0 | 0 | 0 | 0 | 0 | 0 | 0 | 0 | 0 | 0 | 0 | 0 | 0 | 0 | 0 | 0 | 0 | 0 | 0 | 0 | 0 | 0 | 0
Commercial_College_Existing_Miscellaneous_Natural Gas_Pool Heater_E3_Codes & Standards Forecast | Commercial | College | Existing | Miscellaneous | Natural Gas | Pool Heater | E3 |  | Codes & Standards Forecast | 0 | 0 | 0 | 0 | 0 | 0 | 0 | 0 | 0 | 0 | 0 | 0 | 0 | 0 | 0 | 0 | 0 | 0 | 0 | 0 | 0 | 0 | 0 | 0 | 0 | 0 | 0 | 0 | 0 | 0 | 0 | 0 | 0 | 0 | 0 | 0 | 0 | 0 | 0 | 0 | 0 | 0 | 0 | 0 | 0 | 0 | 0 | 0 | 0 | 0 | 0
Commercial_College_Existing_Miscellaneous_Natural Gas_Pool Heater_E4_Codes & Standards Forecast | Commercial | College | Existing | Miscellaneous | Natural Gas | Pool Heater | E4 |  | Codes & Standards Forecast | 0 | 0 | 0 | 0 | 0 | 0 | 0 | 0 | 0 | 0 | 0 | 0 | 0 | 0 | 0 | 0 | 0 | 0 | 0 | 0 | 0 | 0 | 0 | 0 | 0 | 0 | 0 | 0 | 0 | 0 | 0 | 0 | 0 | 0 | 0 | 0 | 0 | 0 | 0 | 0 | 0 | 0 | 0 | 0 | 0 | 0 | 0 | 0 | 0 | 0 | 0
Commercial_College_Existing_Miscellaneous_Natural Gas_Pool Heater_E5_Codes & Standards Forecast | Commercial | College | Existing | Miscellaneous | Natural Gas | Pool Heater | E5 |  | Codes & Standards Forecast | 0 | 0 | 0 | 0 | 0 | 0 | 0 | 0 | 0 | 0 | 0 | 0 | 0 | 0 | 0 | 0 | 0 | 0 | 0 | 0 | 0 | 0 | 0 | 0 | 0 | 0 | 0 | 0 | 0 | 0 | 0 | 0 | 0 | 0 | 0 | 0 | 0 | 0 | 0 | 0 | 0 | 0 | 0 | 0 | 0 | 0 | 0 | 0 | 0 | 0 | 0
Commercial_College_Existing_Miscellaneous_Natural Gas_Pool Heater_E6_Codes & Standards Forecast | Commercial | College | Existing | Miscellaneous | Natural Gas | Pool Heater | E6 |  | Codes & Standards Forecast | 0 | 0 | 0 | 0 | 0 | 0 | 0 | 0 | 0 | 0 | 0 | 0 | 0 | 0 | 0 | 0 | 0 | 0 | 0 | 0 | 0 | 0 | 0 | 0 | 0 | 0 | 0 | 0 | 0 | 0 | 0 | 0 | 0 | 0 | 0 | 0 | 0 | 0 | 0 | 0 | 0 | 0 | 0 | 0 | 0 | 0 | 0 | 0 | 0 | 0 | 0
Commercial_College_Existing_Miscellaneous_Natural Gas_Pool Heater_E7_Codes & Standards Forecast | Commercial | College | Existing | Miscellaneous | Natural Gas | Pool Heater | E7 |  | Codes & Standards Forecast | 0 | 0 | 0 | 0 | 0 | 0 | 0 | 0 | 0 | 0 | 0 | 0 | 0 | 0 | 0 | 0 | 0 | 0 | 0 | 0 | 0 | 0 | 0 | 0 | 0 | 0 | 0 | 0 | 0 | 0 | 0 | 0 | 0 | 0 | 0 | 0 | 0 | 0 | 0 | 0 | 0 | 0 | 0 | 0 | 0 | 0 | 0 | 0 | 0 | 0 | 0
Commercial_College_Existing_Miscellaneous_Natural Gas_Pool Heater_E8_Codes & Standards Forecast | Commercial | College | Existing | Miscellaneous | Natural Gas | Pool Heater | E8 |  | Codes & Standards Forecast | 0 | 0 | 0 | 0 | 0 | 0 | 0 | 0 | 0 | 0 | 0 | 0 | 0 | 0 | 0 | 0 | 0 | 0 | 0 | 0 | 0 | 0 | 0 | 0 | 0 | 0 | 0 | 0 | 0 | 0 | 0 | 0 | 0 | 0 | 0 | 0 | 0 | 0 | 0 | 0 | 0 | 0 | 0 | 0 | 0 | 0 | 0 | 0 | 0 | 0 | 0
Commercial_College_Existing_Miscellaneous_Natural Gas_Pool Heater_E9_Codes & Standards Forecast | Commercial | College | Existing | Miscellaneous | Natural Gas | Pool Heater | E9 |  | Codes & Standards Forecast | 0 | 0 | 0 | 0 | 0 | 0 | 0 | 0 | 0 | 0 | 0 | 0 | 0 | 0 | 0 | 0 | 0 | 0 | 0 | 0 | 0 | 0 | 0 | 0 | 0 | 0 | 0 | 0 | 0 | 0 | 0 | 0 | 0 | 0 | 0 | 0 | 0 | 0 | 0 | 0 | 0 | 0 | 0 | 0 | 0 | 0 | 0 | 0 | 0 | 0 | 0
Commercial_College_Existing_Miscellaneous_Natural Gas_Pool Heater_E10_Codes & Standards Forecast | Commercial | College | Existing | Miscellaneous | Natural Gas | Pool Heater | E10 |  | Codes & Standards Forecast | 0 | 0 | 0 | 0 | 0 | 0 | 0 | 0 | 0 | 0 | 0 | 0 | 0 | 0 | 0 | 0 | 0 | 0 | 0 | 0 | 0 | 0 | 0 | 0 | 0 | 0 | 0 | 0 | 0 | 0 | 0 | 0 | 0 | 0 | 0 | 0 | 0 | 0 | 0 | 0 | 0 | 0 | 0 | 0 | 0 | 0 | 0 | 0 | 0 | 0 | 0
Commercial_College_Existing_Miscellaneous_Natural Gas_Pool Heater_Vintage_Codes & Standards Forecast | Commercial | College | Existing | Miscellaneous | Natural Gas | Pool Heater | Vintage |  | Codes & Standards Forecast | 7127.8279 | 6618.7923 | 5973.486 | 5216.5588 | 4406.9639 | 3516.0964 | 2806.1857 | 2240.127 | 1788.3752 | 1427.7375 | 1139.808 | 909.9433 | 726.4452 | 579.962 | 463.0189 | 369.6576 | 295.1195 | 235.6158 | 188.1186 | 150.2043 | 119.9343 | 95.7637 | 76.4628 | 61.0506 | 48.7438 | 38.9172 | 31.0712 | 24.8068 | 19.8051 | 15.8117 | 12.6234 | 10.0778 | 8.0623 | 0 | 0 | 0 | 0 | 0 | 0 | 0 | 0 | 0 | 0 | 0 | 0 | 0 | 0 | 0 | 0 | 0 | 0
Commercial_College_Existing_Miscellaneous_Natural Gas_Miscellaneous_E1_Codes & Standards Forecast | Commercial | College | Existing | Miscellaneous | Natural Gas | Miscellaneous | E1 |  | Codes & Standards Forecast | 0 | 50033.3668 | 109036.4429 | 175327.208 | 246213.1016 | 294619.8788 | 335877.6448 | 371043.5678 | 400968.6092 | 426395.1513 | 447964.8632 | 466240.2955 | 481705.3823 | 494771.0707 | 505780.1893 | 515030.1076 | 522770.7293 | 529233.351 | 534620.2857 | 539094.8403 | 542778.2836 | 545769.2463 | 548161.7768 | 550039.4266 | 551474.0909 | 552531.9628 | 553267.7543 | 553729.6141 | 553955.7759 | 553980.507 | 553829.842 | 553530.7851 | 561872.3454 | 0 | 0 | 0 | 0 | 0 | 0 | 0 | 0 | 0 | 0 | 0 | 0 | 0 | 0 | 0 | 0 | 0 | 0
Commercial_College_Existing_Miscellaneous_Natural Gas_Miscellaneous_E2_Codes & Standards Forecast | Commercial | College | Existing | Miscellaneous | Natural Gas | Miscellaneous | E2 |  | Codes & Standards Forecast | 0 | 0 | 0 | 0 | 0 | 0 | 0 | 0 | 0 | 0 | 0 | 0 | 0 | 0 | 0 | 0 | 0 | 0 | 0 | 0 | 0 | 0 | 0 | 0 | 0 | 0 | 0 | 0 | 0 | 0 | 0 | 0 | 0 | 0 | 0 | 0 | 0 | 0 | 0 | 0 | 0 | 0 | 0 | 0 | 0 | 0 | 0 | 0 | 0 | 0 | 0
Commercial_College_Existing_Miscellaneous_Natural Gas_Miscellaneous_E3_Codes & Standards Forecast | Commercial | College | Existing | Miscellaneous | Natural Gas | Miscellaneous | E3 |  | Codes & Standards Forecast | 0 | 0 | 0 | 0 | 0 | 0 | 0 | 0 | 0 | 0 | 0 | 0 | 0 | 0 | 0 | 0 | 0 | 0 | 0 | 0 | 0 | 0 | 0 | 0 | 0 | 0 | 0 | 0 | 0 | 0 | 0 | 0 | 0 | 0 | 0 | 0 | 0 | 0 | 0 | 0 | 0 | 0 | 0 | 0 | 0 | 0 | 0 | 0 | 0 | 0 | 0
Commercial_College_Existing_Miscellaneous_Natural Gas_Miscellaneous_E4_Codes & Standards Forecast | Commercial | College | Existing | Miscellaneous | Natural Gas | Miscellaneous | E4 |  | Codes & Standards Forecast | 0 | 0 | 0 | 0 | 0 | 0 | 0 | 0 | 0 | 0 | 0 | 0 | 0 | 0 | 0 | 0 | 0 | 0 | 0 | 0 | 0 | 0 | 0 | 0 | 0 | 0 | 0 | 0 | 0 | 0 | 0 | 0 | 0 | 0 | 0 | 0 | 0 | 0 | 0 | 0 | 0 | 0 | 0 | 0 | 0 | 0 | 0 | 0 | 0 | 0 | 0
Commercial_College_Existing_Miscellaneous_Natural Gas_Miscellaneous_E5_Codes & Standards Forecast | Commercial | College | Existing | Miscellaneous | Natural Gas | Miscellaneous | E5 |  | Codes & Standards Forecast | 0 | 0 | 0 | 0 | 0 | 0 | 0 | 0 | 0 | 0 | 0 | 0 | 0 | 0 | 0 | 0 | 0 | 0 | 0 | 0 | 0 | 0 | 0 | 0 | 0 | 0 | 0 | 0 | 0 | 0 | 0 | 0 | 0 | 0 | 0 | 0 | 0 | 0 | 0 | 0 | 0 | 0 | 0 | 0 | 0 | 0 | 0 | 0 | 0 | 0 | 0
Commercial_College_Existing_Miscellaneous_Natural Gas_Miscellaneous_E6_Codes & Standards Forecast | Commercial | College | Existing | Miscellaneous | Natural Gas | Miscellaneous | E6 |  | Codes & Standards Forecast | 0 | 0 | 0 | 0 | 0 | 0 | 0 | 0 | 0 | 0 | 0 | 0 | 0 | 0 | 0 | 0 | 0 | 0 | 0 | 0 | 0 | 0 | 0 | 0 | 0 | 0 | 0 | 0 | 0 | 0 | 0 | 0 | 0 | 0 | 0 | 0 | 0 | 0 | 0 | 0 | 0 | 0 | 0 | 0 | 0 | 0 | 0 | 0 | 0 | 0 | 0
Commercial_College_Existing_Miscellaneous_Natural Gas_Miscellaneous_E7_Codes & Standards Forecast | Commercial | College | Existing | Miscellaneous | Natural Gas | Miscellaneous | E7 |  | Codes & Standards Forecast | 0 | 0 | 0 | 0 | 0 | 0 | 0 | 0 | 0 | 0 | 0 | 0 | 0 | 0 | 0 | 0 | 0 | 0 | 0 | 0 | 0 | 0 | 0 | 0 | 0 | 0 | 0 | 0 | 0 | 0 | 0 | 0 | 0 | 0 | 0 | 0 | 0 | 0 | 0 | 0 | 0 | 0 | 0 | 0 | 0 | 0 | 0 | 0 | 0 | 0 | 0
Commercial_College_Existing_Miscellaneous_Natural Gas_Miscellaneous_E8_Codes & Standards Forecast | Commercial | College | Existing | Miscellaneous | Natural Gas | Miscellaneous | E8 |  | Codes & Standards Forecast | 0 | 0 | 0 | 0 | 0 | 0 | 0 | 0 | 0 | 0 | 0 | 0 | 0 | 0 | 0 | 0 | 0 | 0 | 0 | 0 | 0 | 0 | 0 | 0 | 0 | 0 | 0 | 0 | 0 | 0 | 0 | 0 | 0 | 0 | 0 | 0 | 0 | 0 | 0 | 0 | 0 | 0 | 0 | 0 | 0 | 0 | 0 | 0 | 0 | 0 | 0
Commercial_College_Existing_Miscellaneous_Natural Gas_Miscellaneous_E9_Codes & Standards Forecast | Commercial | College | Existing | Miscellaneous | Natural Gas | Miscellaneous | E9 |  | Codes & Standards Forecast | 0 | 0 | 0 | 0 | 0 | 0 | 0 | 0 | 0 | 0 | 0 | 0 | 0 | 0 | 0 | 0 | 0 | 0 | 0 | 0 | 0 | 0 | 0 | 0 | 0 | 0 | 0 | 0 | 0 | 0 | 0 | 0 | 0 | 0 | 0 | 0 | 0 | 0 | 0 | 0 | 0 | 0 | 0 | 0 | 0 | 0 | 0 | 0 | 0 | 0 | 0
Commercial_College_Existing_Miscellaneous_Natural Gas_Miscellaneous_E10_Codes & Standards Forecast | Commercial | College | Existing | Miscellaneous | Natural Gas | Miscellaneous | E10 |  | Codes & Standards Forecast | 0 | 0 | 0 | 0 | 0 | 0 | 0 | 0 | 0 | 0 | 0 | 0 | 0 | 0 | 0 | 0 | 0 | 0 | 0 | 0 | 0 | 0 | 0 | 0 | 0 | 0 | 0 | 0 | 0 | 0 | 0 | 0 | 0 | 0 | 0 | 0 | 0 | 0 | 0 | 0 | 0 | 0 | 0 | 0 | 0 | 0 | 0 | 0 | 0 | 0 | 0
Commercial_College_Existing_Miscellaneous_Natural Gas_Miscellaneous_Vintage_Codes & Standards Forecast | Commercial | College | Existing | Miscellaneous | Natural Gas | Miscellaneous | Vintage |  | Codes & Standards Forecast | 586707.6487 | 533689.2458 | 471701.1336 | 401805.54 | 344404.7486 | 294410.7326 | 251751.7471 | 215323.7616 | 184179.4506 | 157541.1885 | 134753.6916 | 115262.105 | 98591.2288 | 84333.119 | 72137.4177 | 61705.6219 | 52782.0485 | 45149.8178 | 38623.0458 | 33041.5401 | 28267.3258 | 24182.7344 | 20687.972 | 17697.8693 | 15139.5797 | 12950.8841 | 11078.4447 | 9476.6286 | 8106.3231 | 6934.0914 | 5931.2847 | 5073.451 | 4348.6723 | 0 | 0 | 0 | 0 | 0 | 0 | 0 | 0 | 0 | 0 | 0 | 0 | 0 | 0 | 0 | 0 | 0 | 0
Commercial_College_New_Space Heating_Natural Gas_Furnace_E1_Codes & Standards Forecast | Commercial | College | New | Space Heating | Natural Gas | Furnace | E1 |  | Codes & Standards Forecast | 0 | 0 | 0 | 0 | 0 | 0 | 0 | 0 | 0 | 0 | 0 | 0 | 0 | 0 | 0 | 0 | 0 | 0 | 0 | 0 | 0 | 0 | 0 | 0 | 0 | 0 | 0 | 0 | 0 | 0 | 0 | 0 | 0 | 0 | 0 | 0 | 0 | 0 | 0 | 0 | 0 | 0 | 0 | 0 | 0 | 0 | 0 | 0 | 0 | 0 | 0
Commercial_College_New_Space Heating_Natural Gas_Furnace_E2_Codes & Standards Forecast | Commercial | College | New | Space Heating | Natural Gas | Furnace | E2 |  | Codes & Standards Forecast | 0 | 0 | 0 | 0 | 0 | 0 | 0 | 0 | 0 | 0 | 0 | 0 | 0 | 0 | 0 | 0 | 0 | 0 | 0 | 0 | 0 | 0 | 0 | 0 | 0 | 0 | 0 | 0 | 0 | 0 | 0 | 0 | 0 | 0 | 0 | 0 | 0 | 0 | 0 | 0 | 0 | 0 | 0 | 0 | 0 | 0 | 0 | 0 | 0 | 0 | 0
Commercial_College_New_Space Heating_Natural Gas_Furnace_E3_Codes & Standards Forecast | Commercial | College | New | Space Heating | Natural Gas | Furnace | E3 |  | Codes & Standards Forecast | 0 | 0 | 0 | 0 | 0 | 0 | 0 | 0 | 0 | 0 | 0 | 0 | 0 | 0 | 0 | 0 | 0 | 0 | 0 | 0 | 0 | 0 | 0 | 0 | 0 | 0 | 0 | 0 | 0 | 0 | 0 | 0 | 0 | 0 | 0 | 0 | 0 | 0 | 0 | 0 | 0 | 0 | 0 | 0 | 0 | 0 | 0 | 0 | 0 | 0 | 0
Commercial_College_New_Space Heating_Natural Gas_Furnace_E4_Codes & Standards Forecast | Commercial | College | New | Space Heating | Natural Gas | Furnace | E4 |  | Codes & Standards Forecast | 0 | 0 | 0 | 0 | 0 | 0 | 0 | 0 | 0 | 0 | 0 | 0 | 0 | 0 | 0 | 0 | 0 | 0 | 0 | 0 | 0 | 0 | 0 | 0 | 0 | 0 | 0 | 0 | 0 | 0 | 0 | 0 | 0 | 0 | 0 | 0 | 0 | 0 | 0 | 0 | 0 | 0 | 0 | 0 | 0 | 0 | 0 | 0 | 0 | 0 | 0
Commercial_College_New_Space Heating_Natural Gas_Furnace_E5_Codes & Standards Forecast | Commercial | College | New | Space Heating | Natural Gas | Furnace | E5 |  | Codes & Standards Forecast | 0 | 0 | 0 | 0 | 0 | 0 | 0 | 0 | 0 | 0 | 0 | 0 | 0 | 0 | 0 | 0 | 0 | 0 | 0 | 0 | 0 | 0 | 0 | 0 | 0 | 0 | 0 | 0 | 0 | 0 | 0 | 0 | 0 | 0 | 0 | 0 | 0 | 0 | 0 | 0 | 0 | 0 | 0 | 0 | 0 | 0 | 0 | 0 | 0 | 0 | 0
Commercial_College_New_Space Heating_Natural Gas_Furnace_E6_Codes & Standards Forecast | Commercial | College | New | Space Heating | Natural Gas | Furnace | E6 |  | Codes & Standards Forecast | 0 | 0 | 0 | 0 | 0 | 0 | 0 | 0 | 0 | 0 | 0 | 0 | 0 | 0 | 0 | 0 | 0 | 0 | 0 | 0 | 0 | 0 | 0 | 0 | 0 | 0 | 0 | 0 | 0 | 0 | 0 | 0 | 0 | 0 | 0 | 0 | 0 | 0 | 0 | 0 | 0 | 0 | 0 | 0 | 0 | 0 | 0 | 0 | 0 | 0 | 0
Commercial_College_New_Space Heating_Natural Gas_Furnace_E7_Codes & Standards Forecast | Commercial | College | New | Space Heating | Natural Gas | Furnace | E7 |  | Codes & Standards Forecast | 0 | 0 | 0 | 0 | 0 | 0 | 0 | 0 | 0 | 0 | 0 | 0 | 0 | 0 | 0 | 0 | 0 | 0 | 0 | 0 | 0 | 0 | 0 | 0 | 0 | 0 | 0 | 0 | 0 | 0 | 0 | 0 | 0 | 0 | 0 | 0 | 0 | 0 | 0 | 0 | 0 | 0 | 0 | 0 | 0 | 0 | 0 | 0 | 0 | 0 | 0
Commercial_College_New_Space Heating_Natural Gas_Furnace_E8_Codes & Standards Forecast | Commercial | College | New | Space Heating | Natural Gas | Furnace | E8 |  | Codes & Standards Forecast | 0 | 0 | 0 | 0 | 0 | 0 | 0 | 0 | 0 | 0 | 0 | 0 | 0 | 0 | 0 | 0 | 0 | 0 | 0 | 0 | 0 | 0 | 0 | 0 | 0 | 0 | 0 | 0 | 0 | 0 | 0 | 0 | 0 | 0 | 0 | 0 | 0 | 0 | 0 | 0 | 0 | 0 | 0 | 0 | 0 | 0 | 0 | 0 | 0 | 0 | 0
Commercial_College_New_Space Heating_Natural Gas_Furnace_E9_Codes & Standards Forecast | Commercial | College | New | Space Heating | Natural Gas | Furnace | E9 |  | Codes & Standards Forecast | 0 | 0 | 0 | 0 | 0 | 0 | 0 | 0 | 0 | 0 | 0 | 0 | 0 | 0 | 0 | 0 | 0 | 0 | 0 | 0 | 0 | 0 | 0 | 0 | 0 | 0 | 0 | 0 | 0 | 0 | 0 | 0 | 0 | 0 | 0 | 0 | 0 | 0 | 0 | 0 | 0 | 0 | 0 | 0 | 0 | 0 | 0 | 0 | 0 | 0 | 0
Commercial_College_New_Space Heating_Natural Gas_Furnace_E10_Codes & Standards Forecast | Commercial | College | New | Space Heating | Natural Gas | Furnace | E10 |  | Codes & Standards Forecast | 0 | 0 | 0 | 0 | 0 | 0 | 0 | 0 | 0 | 0 | 0 | 0 | 0 | 0 | 0 | 0 | 0 | 0 | 0 | 0 | 0 | 0 | 0 | 0 | 0 | 0 | 0 | 0 | 0 | 0 | 0 | 0 | 0 | 0 | 0 | 0 | 0 | 0 | 0 | 0 | 0 | 0 | 0 | 0 | 0 | 0 | 0 | 0 | 0 | 0 | 0
Commercial_College_New_Space Heating_Natural Gas_Furnace_Vintage_Codes & Standards Forecast | Commercial | College | New | Space Heating | Natural Gas | Furnace | Vintage |  | Codes & Standards Forecast | 0 | 0 | 0 | 0 | 0 | 0 | 0 | 0 | 0 | 0 | 0 | 0 | 0 | 0 | 0 | 0 | 0 | 0 | 0 | 0 | 0 | 0 | 0 | 0 | 0 | 0 | 0 | 0 | 0 | 0 | 0 | 0 | 0 | 0 | 0 | 0 | 0 | 0 | 0 | 0 | 0 | 0 | 0 | 0 | 0 | 0 | 0 | 0 | 0 | 0 | 0
Commercial_College_New_Space Heating_Natural Gas_Boiler_E1_Codes & Standards Forecast | Commercial | College | New | Space Heating | Natural Gas | Boiler | E1 |  | Codes & Standards Forecast | 0 | 0 | 0 | 0 | 0 | 0 | 0 | 0 | 0 | 0 | 0 | 0 | 0 | 0 | 0 | 0 | 0 | 0 | 0 | 0 | 0 | 0 | 0 | 0 | 0 | 0 | 0 | 0 | 0 | 0 | 0 | 0 | 0 | 0 | 0 | 0 | 0 | 0 | 0 | 0 | 0 | 0 | 0 | 0 | 0 | 0 | 0 | 0 | 0 | 0 | 0
Commercial_College_New_Space Heating_Natural Gas_Boiler_E2_Codes & Standards Forecast | Commercial | College | New | Space Heating | Natural Gas | Boiler | E2 |  | Codes & Standards Forecast | 0 | 0 | 0 | 0 | 0 | 0 | 0 | 0 | 0 | 0 | 0 | 0 | 0 | 0 | 0 | 0 | 0 | 0 | 0 | 0 | 0 | 0 | 0 | 0 | 0 | 0 | 0 | 0 | 0 | 0 | 0 | 0 | 0 | 0 | 0 | 0 | 0 | 0 | 0 | 0 | 0 | 0 | 0 | 0 | 0 | 0 | 0 | 0 | 0 | 0 | 0
Commercial_College_New_Space Heating_Natural Gas_Boiler_E3_Codes & Standards Forecast | Commercial | College | New | Space Heating | Natural Gas | Boiler | E3 |  | Codes & Standards Forecast | 0 | 0 | 0 | 0 | 0 | 0 | 0 | 0 | 0 | 0 | 0 | 0 | 0 | 0 | 0 | 0 | 0 | 0 | 0 | 0 | 0 | 0 | 0 | 0 | 0 | 0 | 0 | 0 | 0 | 0 | 0 | 0 | 0 | 0 | 0 | 0 | 0 | 0 | 0 | 0 | 0 | 0 | 0 | 0 | 0 | 0 | 0 | 0 | 0 | 0 | 0
Commercial_College_New_Space Heating_Natural Gas_Boiler_E4_Codes & Standards Forecast | Commercial | College | New | Space Heating | Natural Gas | Boiler | E4 |  | Codes & Standards Forecast | 0 | 0 | 0 | 0 | 0 | 0 | 0 | 0 | 0 | 0 | 0 | 0 | 0 | 0 | 0 | 0 | 0 | 0 | 0 | 0 | 0 | 0 | 0 | 0 | 0 | 0 | 0 | 0 | 0 | 0 | 0 | 0 | 0 | 0 | 0 | 0 | 0 | 0 | 0 | 0 | 0 | 0 | 0 | 0 | 0 | 0 | 0 | 0 | 0 | 0 | 0
Commercial_College_New_Space Heating_Natural Gas_Boiler_E5_Codes & Standards Forecast | Commercial | College | New | Space Heating | Natural Gas | Boiler | E5 |  | Codes & Standards Forecast | 0 | 0 | 0 | 0 | 0 | 0 | 0 | 0 | 0 | 0 | 0 | 0 | 0 | 0 | 0 | 0 | 0 | 0 | 0 | 0 | 0 | 0 | 0 | 0 | 0 | 0 | 0 | 0 | 0 | 0 | 0 | 0 | 0 | 0 | 0 | 0 | 0 | 0 | 0 | 0 | 0 | 0 | 0 | 0 | 0 | 0 | 0 | 0 | 0 | 0 | 0
Commercial_College_New_Space Heating_Natural Gas_Boiler_E6_Codes & Standards Forecast | Commercial | College | New | Space Heating | Natural Gas | Boiler | E6 |  | Codes & Standards Forecast | 0 | 0 | 0 | 0 | 0 | 0 | 0 | 0 | 0 | 0 | 0 | 0 | 0 | 0 | 0 | 0 | 0 | 0 | 0 | 0 | 0 | 0 | 0 | 0 | 0 | 0 | 0 | 0 | 0 | 0 | 0 | 0 | 0 | 0 | 0 | 0 | 0 | 0 | 0 | 0 | 0 | 0 | 0 | 0 | 0 | 0 | 0 | 0 | 0 | 0 | 0
Commercial_College_New_Space Heating_Natural Gas_Boiler_E7_Codes & Standards Forecast | Commercial | College | New | Space Heating | Natural Gas | Boiler | E7 |  | Codes & Standards Forecast | 0 | 0 | 0 | 0 | 0 | 0 | 0 | 0 | 0 | 0 | 0 | 0 | 0 | 0 | 0 | 0 | 0 | 0 | 0 | 0 | 0 | 0 | 0 | 0 | 0 | 0 | 0 | 0 | 0 | 0 | 0 | 0 | 0 | 0 | 0 | 0 | 0 | 0 | 0 | 0 | 0 | 0 | 0 | 0 | 0 | 0 | 0 | 0 | 0 | 0 | 0
Commercial_College_New_Space Heating_Natural Gas_Boiler_E8_Codes & Standards Forecast | Commercial | College | New | Space Heating | Natural Gas | Boiler | E8 |  | Codes & Standards Forecast | 0 | 0 | 0 | 0 | 0 | 0 | 0 | 0 | 0 | 0 | 0 | 0 | 0 | 0 | 0 | 0 | 0 | 0 | 0 | 0 | 0 | 0 | 0 | 0 | 0 | 0 | 0 | 0 | 0 | 0 | 0 | 0 | 0 | 0 | 0 | 0 | 0 | 0 | 0 | 0 | 0 | 0 | 0 | 0 | 0 | 0 | 0 | 0 | 0 | 0 | 0
Commercial_College_New_Space Heating_Natural Gas_Boiler_E9_Codes & Standards Forecast | Commercial | College | New | Space Heating | Natural Gas | Boiler | E9 |  | Codes & Standards Forecast | 0 | 0 | 0 | 0 | 0 | 0 | 0 | 0 | 0 | 0 | 0 | 0 | 0 | 0 | 0 | 0 | 0 | 0 | 0 | 0 | 0 | 0 | 0 | 0 | 0 | 0 | 0 | 0 | 0 | 0 | 0 | 0 | 0 | 0 | 0 | 0 | 0 | 0 | 0 | 0 | 0 | 0 | 0 | 0 | 0 | 0 | 0 | 0 | 0 | 0 | 0
Commercial_College_New_Space Heating_Natural Gas_Boiler_E10_Codes & Standards Forecast | Commercial | College | New | Space Heating | Natural Gas | Boiler | E10 |  | Codes & Standards Forecast | 0 | 0 | 0 | 0 | 0 | 0 | 0 | 0 | 0 | 0 | 0 | 0 | 0 | 0 | 0 | 0 | 0 | 0 | 0 | 0 | 0 | 0 | 0 | 0 | 0 | 0 | 0 | 0 | 0 | 0 | 0 | 0 | 0 | 0 | 0 | 0 | 0 | 0 | 0 | 0 | 0 | 0 | 0 | 0 | 0 | 0 | 0 | 0 | 0 | 0 | 0
Commercial_College_New_Space Heating_Natural Gas_Boiler_Vintage_Codes & Standards Forecast | Commercial | College | New | Space Heating | Natural Gas | Boiler | Vintage |  | Codes & Standards Forecast | 0 | 0 | 0 | 0 | 0 | 0 | 0 | 0 | 0 | 0 | 0 | 0 | 0 | 0 | 0 | 0 | 0 | 0 | 0 | 0 | 0 | 0 | 0 | 0 | 0 | 0 | 0 | 0 | 0 | 0 | 0 | 0 | 0 | 0 | 0 | 0 | 0 | 0 | 0 | 0 | 0 | 0 | 0 | 0 | 0 | 0 | 0 | 0 | 0 | 0 | 0
Commercial_College_New_Space Heating_Natural Gas_Unit Heater_E1_Codes & Standards Forecast | Commercial | College | New | Space Heating | Natural Gas | Unit Heater | E1 |  | Codes & Standards Forecast | 0 | 0 | 0 | 0 | 0 | 0 | 0 | 0 | 0 | 0 | 0 | 0 | 0 | 0 | 0 | 0 | 0 | 0 | 0 | 0 | 0 | 0 | 0 | 0 | 0 | 0 | 0 | 0 | 0 | 0 | 0 | 0 | 0 | 0 | 0 | 0 | 0 | 0 | 0 | 0 | 0 | 0 | 0 | 0 | 0 | 0 | 0 | 0 | 0 | 0 | 0
Commercial_College_New_Space Heating_Natural Gas_Unit Heater_E2_Codes & Standards Forecast | Commercial | College | New | Space Heating | Natural Gas | Unit Heater | E2 |  | Codes & Standards Forecast | 0 | 0 | 0 | 0 | 0 | 0 | 0 | 0 | 0 | 0 | 0 | 0 | 0 | 0 | 0 | 0 | 0 | 0 | 0 | 0 | 0 | 0 | 0 | 0 | 0 | 0 | 0 | 0 | 0 | 0 | 0 | 0 | 0 | 0 | 0 | 0 | 0 | 0 | 0 | 0 | 0 | 0 | 0 | 0 | 0 | 0 | 0 | 0 | 0 | 0 | 0
Commercial_College_New_Space Heating_Natural Gas_Unit Heater_E3_Codes & Standards Forecast | Commercial | College | New | Space Heating | Natural Gas | Unit Heater | E3 |  | Codes & Standards Forecast | 0 | 0 | 0 | 0 | 0 | 0 | 0 | 0 | 0 | 0 | 0 | 0 | 0 | 0 | 0 | 0 | 0 | 0 | 0 | 0 | 0 | 0 | 0 | 0 | 0 | 0 | 0 | 0 | 0 | 0 | 0 | 0 | 0 | 0 | 0 | 0 | 0 | 0 | 0 | 0 | 0 | 0 | 0 | 0 | 0 | 0 | 0 | 0 | 0 | 0 | 0
Commercial_College_New_Space Heating_Natural Gas_Unit Heater_E4_Codes & Standards Forecast | Commercial | College | New | Space Heating | Natural Gas | Unit Heater | E4 |  | Codes & Standards Forecast | 0 | 0 | 0 | 0 | 0 | 0 | 0 | 0 | 0 | 0 | 0 | 0 | 0 | 0 | 0 | 0 | 0 | 0 | 0 | 0 | 0 | 0 | 0 | 0 | 0 | 0 | 0 | 0 | 0 | 0 | 0 | 0 | 0 | 0 | 0 | 0 | 0 | 0 | 0 | 0 | 0 | 0 | 0 | 0 | 0 | 0 | 0 | 0 | 0 | 0 | 0
Commercial_College_New_Space Heating_Natural Gas_Unit Heater_E5_Codes & Standards Forecast | Commercial | College | New | Space Heating | Natural Gas | Unit Heater | E5 |  | Codes & Standards Forecast | 0 | 0 | 0 | 0 | 0 | 0 | 0 | 0 | 0 | 0 | 0 | 0 | 0 | 0 | 0 | 0 | 0 | 0 | 0 | 0 | 0 | 0 | 0 | 0 | 0 | 0 | 0 | 0 | 0 | 0 | 0 | 0 | 0 | 0 | 0 | 0 | 0 | 0 | 0 | 0 | 0 | 0 | 0 | 0 | 0 | 0 | 0 | 0 | 0 | 0 | 0
Commercial_College_New_Space Heating_Natural Gas_Unit Heater_E6_Codes & Standards Forecast | Commercial | College | New | Space Heating | Natural Gas | Unit Heater | E6 |  | Codes & Standards Forecast | 0 | 0 | 0 | 0 | 0 | 0 | 0 | 0 | 0 | 0 | 0 | 0 | 0 | 0 | 0 | 0 | 0 | 0 | 0 | 0 | 0 | 0 | 0 | 0 | 0 | 0 | 0 | 0 | 0 | 0 | 0 | 0 | 0 | 0 | 0 | 0 | 0 | 0 | 0 | 0 | 0 | 0 | 0 | 0 | 0 | 0 | 0 | 0 | 0 | 0 | 0
Commercial_College_New_Space Heating_Natural Gas_Unit Heater_E7_Codes & Standards Forecast | Commercial | College | New | Space Heating | Natural Gas | Unit Heater | E7 |  | Codes & Standards Forecast | 0 | 0 | 0 | 0 | 0 | 0 | 0 | 0 | 0 | 0 | 0 | 0 | 0 | 0 | 0 | 0 | 0 | 0 | 0 | 0 | 0 | 0 | 0 | 0 | 0 | 0 | 0 | 0 | 0 | 0 | 0 | 0 | 0 | 0 | 0 | 0 | 0 | 0 | 0 | 0 | 0 | 0 | 0 | 0 | 0 | 0 | 0 | 0 | 0 | 0 | 0
Commercial_College_New_Space Heating_Natural Gas_Unit Heater_E8_Codes & Standards Forecast | Commercial | College | New | Space Heating | Natural Gas | Unit Heater | E8 |  | Codes & Standards Forecast | 0 | 0 | 0 | 0 | 0 | 0 | 0 | 0 | 0 | 0 | 0 | 0 | 0 | 0 | 0 | 0 | 0 | 0 | 0 | 0 | 0 | 0 | 0 | 0 | 0 | 0 | 0 | 0 | 0 | 0 | 0 | 0 | 0 | 0 | 0 | 0 | 0 | 0 | 0 | 0 | 0 | 0 | 0 | 0 | 0 | 0 | 0 | 0 | 0 | 0 | 0
Commercial_College_New_Space Heating_Natural Gas_Unit Heater_E9_Codes & Standards Forecast | Commercial | College | New | Space Heating | Natural Gas | Unit Heater | E9 |  | Codes & Standards Forecast | 0 | 0 | 0 | 0 | 0 | 0 | 0 | 0 | 0 | 0 | 0 | 0 | 0 | 0 | 0 | 0 | 0 | 0 | 0 | 0 | 0 | 0 | 0 | 0 | 0 | 0 | 0 | 0 | 0 | 0 | 0 | 0 | 0 | 0 | 0 | 0 | 0 | 0 | 0 | 0 | 0 | 0 | 0 | 0 | 0 | 0 | 0 | 0 | 0 | 0 | 0
Commercial_College_New_Space Heating_Natural Gas_Unit Heater_E10_Codes & Standards Forecast | Commercial | College | New | Space Heating | Natural Gas | Unit Heater | E10 |  | Codes & Standards Forecast | 0 | 0 | 0 | 0 | 0 | 0 | 0 | 0 | 0 | 0 | 0 | 0 | 0 | 0 | 0 | 0 | 0 | 0 | 0 | 0 | 0 | 0 | 0 | 0 | 0 | 0 | 0 | 0 | 0 | 0 | 0 | 0 | 0 | 0 | 0 | 0 | 0 | 0 | 0 | 0 | 0 | 0 | 0 | 0 | 0 | 0 | 0 | 0 | 0 | 0 | 0
Commercial_College_New_Space Heating_Natural Gas_Unit Heater_Vintage_Codes & Standards Forecast | Commercial | College | New | Space Heating | Natural Gas | Unit Heater | Vintage |  | Codes & Standards Forecast | 0 | 0 | 0 | 0 | 0 | 0 | 0 | 0 | 0 | 0 | 0 | 0 | 0 | 0 | 0 | 0 | 0 | 0 | 0 | 0 | 0 | 0 | 0 | 0 | 0 | 0 | 0 | 0 | 0 | 0 | 0 | 0 | 0 | 0 | 0 | 0 | 0 | 0 | 0 | 0 | 0 | 0 | 0 | 0 | 0 | 0 | 0 | 0 | 0 | 0 | 0
Commercial_College_New_Water Heating_Natural Gas_Water Heater_E1_Codes & Standards Forecast | Commercial | College | New | Water Heating | Natural Gas | Water Heater | E1 |  | Codes & Standards Forecast | 0 | 0 | 0 | 0 | 0 | 0 | 0 | 0 | 0 | 0 | 0 | 0 | 0 | 0 | 0 | 0 | 0 | 0 | 0 | 0 | 0 | 0 | 0 | 0 | 0 | 0 | 0 | 0 | 0 | 0 | 0 | 0 | 0 | 0 | 0 | 0 | 0 | 0 | 0 | 0 | 0 | 0 | 0 | 0 | 0 | 0 | 0 | 0 | 0 | 0 | 0
Commercial_College_New_Water Heating_Natural Gas_Water Heater_E2_Codes & Standards Forecast | Commercial | College | New | Water Heating | Natural Gas | Water Heater | E2 |  | Codes & Standards Forecast | 0 | 0 | 0 | 0 | 0 | 0 | 0 | 0 | 0 | 0 | 0 | 0 | 0 | 0 | 0 | 0 | 0 | 0 | 0 | 0 | 0 | 0 | 0 | 0 | 0 | 0 | 0 | 0 | 0 | 0 | 0 | 0 | 0 | 0 | 0 | 0 | 0 | 0 | 0 | 0 | 0 | 0 | 0 | 0 | 0 | 0 | 0 | 0 | 0 | 0 | 0
Commercial_College_New_Water Heating_Natural Gas_Water Heater_E3_Codes & Standards Forecast | Commercial | College | New | Water Heating | Natural Gas | Water Heater | E3 |  | Codes & Standards Forecast | 0 | 0 | 0 | 0 | 0 | 0 | 0 | 0 | 0 | 0 | 0 | 0 | 0 | 0 | 0 | 0 | 0 | 0 | 0 | 0 | 0 | 0 | 0 | 0 | 0 | 0 | 0 | 0 | 0 | 0 | 0 | 0 | 0 | 0 | 0 | 0 | 0 | 0 | 0 | 0 | 0 | 0 | 0 | 0 | 0 | 0 | 0 | 0 | 0 | 0 | 0
Commercial_College_New_Water Heating_Natural Gas_Water Heater_E4_Codes & Standards Forecast | Commercial | College | New | Water Heating | Natural Gas | Water Heater | E4 |  | Codes & Standards Forecast | 0 | 0 | 0 | 0 | 0 | 0 | 0 | 0 | 0 | 0 | 0 | 0 | 0 | 0 | 0 | 0 | 0 | 0 | 0 | 0 | 0 | 0 | 0 | 0 | 0 | 0 | 0 | 0 | 0 | 0 | 0 | 0 | 0 | 0 | 0 | 0 | 0 | 0 | 0 | 0 | 0 | 0 | 0 | 0 | 0 | 0 | 0 | 0 | 0 | 0 | 0
Commercial_College_New_Water Heating_Natural Gas_Water Heater_E5_Codes & Standards Forecast | Commercial | College | New | Water Heating | Natural Gas | Water Heater | E5 |  | Codes & Standards Forecast | 0 | 0 | 0 | 0 | 0 | 0 | 0 | 0 | 0 | 0 | 0 | 0 | 0 | 0 | 0 | 0 | 0 | 0 | 0 | 0 | 0 | 0 | 0 | 0 | 0 | 0 | 0 | 0 | 0 | 0 | 0 | 0 | 0 | 0 | 0 | 0 | 0 | 0 | 0 | 0 | 0 | 0 | 0 | 0 | 0 | 0 | 0 | 0 | 0 | 0 | 0
Commercial_College_New_Water Heating_Natural Gas_Water Heater_E6_Codes & Standards Forecast | Commercial | College | New | Water Heating | Natural Gas | Water Heater | E6 |  | Codes & Standards Forecast | 0 | 0 | 0 | 0 | 0 | 0 | 0 | 0 | 0 | 0 | 0 | 0 | 0 | 0 | 0 | 0 | 0 | 0 | 0 | 0 | 0 | 0 | 0 | 0 | 0 | 0 | 0 | 0 | 0 | 0 | 0 | 0 | 0 | 0 | 0 | 0 | 0 | 0 | 0 | 0 | 0 | 0 | 0 | 0 | 0 | 0 | 0 | 0 | 0 | 0 | 0