F1_Commercial_Warehouse_Existing_Food Preparation_Natural Gas_Food Prep Other_E9 | F1 | Commercial | Warehouse | Existing | Food Preparation | Natural Gas | Food Prep Other | E9 | CCE | 0 | 0 | 0 | 0 | 0 | 0 | 0 | 0 | 0 | 0 | 0 | 0 | 0 | 0 | 0 | 0 | 0 | 0 | 0 | 0 | 0 | 0 | 0 | 0 | 0 | 0 | 0 | 0 | 0 | 0 | 0 | 0 | 0
F1_Commercial_Warehouse_Existing_Food Preparation_Natural Gas_Food Prep Other_E10 | F1 | Commercial | Warehouse | Existing | Food Preparation | Natural Gas | Food Prep Other | E10 | CCE | 0 | 0 | 0 | 0 | 0 | 0 | 0 | 0 | 0 | 0 | 0 | 0 | 0 | 0 | 0 | 0 | 0 | 0 | 0 | 0 | 0 | 0 | 0 | 0 | 0 | 0 | 0 | 0 | 0 | 0 | 0 | 0 | 0
F2_Commercial_Warehouse_Existing_Food Preparation_Natural Gas_Food Prep Other_E1 | F2 | Commercial | Warehouse | Existing | Food Preparation | Natural Gas | Food Prep Other | E1 | TRC BC Ratio | bar: 2019 to 2051
F2_Commercial_Warehouse_Existing_Food Preparation_Natural Gas_Food Prep Other_E2 | F2 | Commercial | Warehouse | Existing | Food Preparation | Natural Gas | Food Prep Other | E2 | TRC BC Ratio | 0.096778 | 0.096763 | 0.097228 | 0.096513 | 0.096078 | 0.096394 | 0.097347 | 0.098099 | 0.099032 | 0.099913 | 0.1008 | 0.10161 | 0.10248 | 0.1034 | 0.10427 | 0.10515 | 0.10605 | 0.10703 | 0.10805 | 0.10913 | 0.11019 | 0.1113 | 0.11232 | 0.11337 | 0.11431 | 0.11512 | 0.11585 | 0.11649 | 0.11699 | 0.11739 | 0.11761 | 0.11776 | 0.11776
F2_Commercial_Warehouse_Existing_Food Preparation_Natural Gas_Food Prep Other_E3 | F2 | Commercial | Warehouse | Existing | Food Preparation | Natural Gas | Food Prep Other | E3 | TRC BC Ratio | 0 | 0 | 0 | 0 | 0 | 0 | 0 | 0 | 0 | 0 | 0 | 0 | 0 | 0 | 0 | 0 | 0 | 0 | 0 | 0 | 0 | 0 | 0 | 0 | 0 | 0 | 0 | 0 | 0 | 0 | 0 | 0 | 0
F2_Commercial_Warehouse_Existing_Food Preparation_Natural Gas_Food Prep Other_E4 | F2 | Commercial | Warehouse | Existing | Food Preparation | Natural Gas | Food Prep Other | E4 | TRC BC Ratio | 0 | 0 | 0 | 0 | 0 | 0 | 0 | 0 | 0 | 0 | 0 | 0 | 0 | 0 | 0 | 0 | 0 | 0 | 0 | 0 | 0 | 0 | 0 | 0 | 0 | 0 | 0 | 0 | 0 | 0 | 0 | 0 | 0
F2_Commercial_Warehouse_Existing_Food Preparation_Natural Gas_Food Prep Other_E5 | F2 | Commercial | Warehouse | Existing | Food Preparation | Natural Gas | Food Prep Other | E5 | TRC BC Ratio | 0 | 0 | 0 | 0 | 0 | 0 | 0 | 0 | 0 | 0 | 0 | 0 | 0 | 0 | 0 | 0 | 0 | 0 | 0 | 0 | 0 | 0 | 0 | 0 | 0 | 0 | 0 | 0 | 0 | 0 | 0 | 0 | 0
F2_Commercial_Warehouse_Existing_Food Preparation_Natural Gas_Food Prep Other_E6 | F2 | Commercial | Warehouse | Existing | Food Preparation | Natural Gas | Food Prep Other | E6 | TRC BC Ratio | 0 | 0 | 0 | 0 | 0 | 0 | 0 | 0 | 0 | 0 | 0 | 0 | 0 | 0 | 0 | 0 | 0 | 0 | 0 | 0 | 0 | 0 | 0 | 0 | 0 | 0 | 0 | 0 | 0 | 0 | 0 | 0 | 0
F2_Commercial_Warehouse_Existing_Food Preparation_Natural Gas_Food Prep Other_E7 | F2 | Commercial | Warehouse | Existing | Food Preparation | Natural Gas | Food Prep Other | E7 | TRC BC Ratio | 0 | 0 | 0 | 0 | 0 | 0 | 0 | 0 | 0 | 0 | 0 | 0 | 0 | 0 | 0 | 0 | 0 | 0 | 0 | 0 | 0 | 0 | 0 | 0 | 0 | 0 | 0 | 0 | 0 | 0 | 0 | 0 | 0
F2_Commercial_Warehouse_Existing_Food Preparation_Natural Gas_Food Prep Other_E8 | F2 | Commercial | Warehouse | Existing | Food Preparation | Natural Gas | Food Prep Other | E8 | TRC BC Ratio | 0 | 0 | 0 | 0 | 0 | 0 | 0 | 0 | 0 | 0 | 0 | 0 | 0 | 0 | 0 | 0 | 0 | 0 | 0 | 0 | 0 | 0 | 0 | 0 | 0 | 0 | 0 | 0 | 0 | 0 | 0 | 0 | 0
F2_Commercial_Warehouse_Existing_Food Preparation_Natural Gas_Food Prep Other_E9 | F2 | Commercial | Warehouse | Existing | Food Preparation | Natural Gas | Food Prep Other | E9 | TRC BC Ratio | 0 | 0 | 0 | 0 | 0 | 0 | 0 | 0 | 0 | 0 | 0 | 0 | 0 | 0 | 0 | 0 | 0 | 0 | 0 | 0 | 0 | 0 | 0 | 0 | 0 | 0 | 0 | 0 | 0 | 0 | 0 | 0 | 0
F2_Commercial_Warehouse_Existing_Food Preparation_Natural Gas_Food Prep Other_E10 | F2 | Commercial | Warehouse | Existing | Food Preparation | Natural Gas | Food Prep Other | E10 | TRC BC Ratio | 0 | 0 | 0 | 0 | 0 | 0 | 0 | 0 | 0 | 0 | 0 | 0 | 0 | 0 | 0 | 0 | 0 | 0 | 0 | 0 | 0 | 0 | 0 | 0 | 0 | 0 | 0 | 0 | 0 | 0 | 0 | 0 | 0
F3_Commercial_Warehouse_Existing_Food Preparation_Natural Gas_Food Prep Other_E1 | F3 | Commercial | Warehouse | Existing | Food Preparation | Natural Gas | Food Prep Other | E1 | PACT BC Ratio | bar: 2019 to 2051
F3_Commercial_Warehouse_Existing_Food Preparation_Natural Gas_Food Prep Other_E2 | F3 | Commercial | Warehouse | Existing | Food Preparation | Natural Gas | Food Prep Other | E2 | PACT BC Ratio | 0.12904 | 0.12902 | 0.12964 | 0.12868 | 0.1281 | 0.12853 | 0.1298 | 0.1308 | 0.13204 | 0.13322 | 0.1344 | 0.13548 | 0.13665 | 0.13786 | 0.13902 | 0.1402 | 0.1414 | 0.14271 | 0.14407 | 0.14551 | 0.14692 | 0.14839 | 0.14976 | 0.15117 | 0.15241 | 0.15349 | 0.15447 | 0.15532 | 0.15598 | 0.15652 | 0.15682 | 0.15702 | 0.15702
F3_Commercial_Warehouse_Existing_Food Preparation_Natural Gas_Food Prep Other_E3 | F3 | Commercial | Warehouse | Existing | Food Preparation | Natural Gas | Food Prep Other | E3 | PACT BC Ratio | 0 | 0 | 0 | 0 | 0 | 0 | 0 | 0 | 0 | 0 | 0 | 0 | 0 | 0 | 0 | 0 | 0 | 0 | 0 | 0 | 0 | 0 | 0 | 0 | 0 | 0 | 0 | 0 | 0 | 0 | 0 | 0 | 0
F3_Commercial_Warehouse_Existing_Food Preparation_Natural Gas_Food Prep Other_E4 | F3 | Commercial | Warehouse | Existing | Food Preparation | Natural Gas | Food Prep Other | E4 | PACT BC Ratio | 0 | 0 | 0 | 0 | 0 | 0 | 0 | 0 | 0 | 0 | 0 | 0 | 0 | 0 | 0 | 0 | 0 | 0 | 0 | 0 | 0 | 0 | 0 | 0 | 0 | 0 | 0 | 0 | 0 | 0 | 0 | 0 | 0
F3_Commercial_Warehouse_Existing_Food Preparation_Natural Gas_Food Prep Other_E5 | F3 | Commercial | Warehouse | Existing | Food Preparation | Natural Gas | Food Prep Other | E5 | PACT BC Ratio | 0 | 0 | 0 | 0 | 0 | 0 | 0 | 0 | 0 | 0 | 0 | 0 | 0 | 0 | 0 | 0 | 0 | 0 | 0 | 0 | 0 | 0 | 0 | 0 | 0 | 0 | 0 | 0 | 0 | 0 | 0 | 0 | 0
F3_Commercial_Warehouse_Existing_Food Preparation_Natural Gas_Food Prep Other_E6 | F3 | Commercial | Warehouse | Existing | Food Preparation | Natural Gas | Food Prep Other | E6 | PACT BC Ratio | 0 | 0 | 0 | 0 | 0 | 0 | 0 | 0 | 0 | 0 | 0 | 0 | 0 | 0 | 0 | 0 | 0 | 0 | 0 | 0 | 0 | 0 | 0 | 0 | 0 | 0 | 0 | 0 | 0 | 0 | 0 | 0 | 0
F3_Commercial_Warehouse_Existing_Food Preparation_Natural Gas_Food Prep Other_E7 | F3 | Commercial | Warehouse | Existing | Food Preparation | Natural Gas | Food Prep Other | E7 | PACT BC Ratio | 0 | 0 | 0 | 0 | 0 | 0 | 0 | 0 | 0 | 0 | 0 | 0 | 0 | 0 | 0 | 0 | 0 | 0 | 0 | 0 | 0 | 0 | 0 | 0 | 0 | 0 | 0 | 0 | 0 | 0 | 0 | 0 | 0
F3_Commercial_Warehouse_Existing_Food Preparation_Natural Gas_Food Prep Other_E8 | F3 | Commercial | Warehouse | Existing | Food Preparation | Natural Gas | Food Prep Other | E8 | PACT BC Ratio | 0 | 0 | 0 | 0 | 0 | 0 | 0 | 0 | 0 | 0 | 0 | 0 | 0 | 0 | 0 | 0 | 0 | 0 | 0 | 0 | 0 | 0 | 0 | 0 | 0 | 0 | 0 | 0 | 0 | 0 | 0 | 0 | 0
F3_Commercial_Warehouse_Existing_Food Preparation_Natural Gas_Food Prep Other_E9 | F3 | Commercial | Warehouse | Existing | Food Preparation | Natural Gas | Food Prep Other | E9 | PACT BC Ratio | 0 | 0 | 0 | 0 | 0 | 0 | 0 | 0 | 0 | 0 | 0 | 0 | 0 | 0 | 0 | 0 | 0 | 0 | 0 | 0 | 0 | 0 | 0 | 0 | 0 | 0 | 0 | 0 | 0 | 0 | 0 | 0 | 0
F3_Commercial_Warehouse_Existing_Food Preparation_Natural Gas_Food Prep Other_E10 | F3 | Commercial | Warehouse | Existing | Food Preparation | Natural Gas | Food Prep Other | E10 | PACT BC Ratio | 0 | 0 | 0 | 0 | 0 | 0 | 0 | 0 | 0 | 0 | 0 | 0 | 0 | 0 | 0 | 0 | 0 | 0 | 0 | 0 | 0 | 0 | 0 | 0 | 0 | 0 | 0 | 0 | 0 | 0 | 0 | 0 | 0
F4_Commercial_Warehouse_Existing_Food Preparation_Natural Gas_Food Prep Other_E1 | F4 | Commercial | Warehouse | Existing | Food Preparation | Natural Gas | Food Prep Other | E1 | RVT BC Ratio | bar: 2019 to 2051
F4_Commercial_Warehouse_Existing_Food Preparation_Natural Gas_Food Prep Other_E2 | F4 | Commercial | Warehouse | Existing | Food Preparation | Natural Gas | Food Prep Other | E2 | RVT BC Ratio | 0.83914 | 0.83911 | 0.83978 | 0.83875 | 0.83813 | 0.83858 | 0.83995 | 0.84103 | 0.84238 | 0.84364 | 0.84492 | 0.84609 | 0.84734 | 0.84865 | 0.8499 | 0.85118 | 0.85247 | 0.85388 | 0.85535 | 0.85689 | 0.85842 | 0.86001 | 0.86148 | 0.863 | 0.86434 | 0.8655 | 0.86656 | 0.86747 | 0.86819 | 0.86877 | 0.86909 | 0.86931 | 0.86931
F4_Commercial_Warehouse_Existing_Food Preparation_Natural Gas_Food Prep Other_E3 | F4 | Commercial | Warehouse | Existing | Food Preparation | Natural Gas | Food Prep Other | E3 | RVT BC Ratio | 0 | 0 | 0 | 0 | 0 | 0 | 0 | 0 | 0 | 0 | 0 | 0 | 0 | 0 | 0 | 0 | 0 | 0 | 0 | 0 | 0 | 0 | 0 | 0 | 0 | 0 | 0 | 0 | 0 | 0 | 0 | 0 | 0
F4_Commercial_Warehouse_Existing_Food Preparation_Natural Gas_Food Prep Other_E4 | F4 | Commercial | Warehouse | Existing | Food Preparation | Natural Gas | Food Prep Other | E4 | RVT BC Ratio | 0 | 0 | 0 | 0 | 0 | 0 | 0 | 0 | 0 | 0 | 0 | 0 | 0 | 0 | 0 | 0 | 0 | 0 | 0 | 0 | 0 | 0 | 0 | 0 | 0 | 0 | 0 | 0 | 0 | 0 | 0 | 0 | 0
F4_Commercial_Warehouse_Existing_Food Preparation_Natural Gas_Food Prep Other_E5 | F4 | Commercial | Warehouse | Existing | Food Preparation | Natural Gas | Food Prep Other | E5 | RVT BC Ratio | 0 | 0 | 0 | 0 | 0 | 0 | 0 | 0 | 0 | 0 | 0 | 0 | 0 | 0 | 0 | 0 | 0 | 0 | 0 | 0 | 0 | 0 | 0 | 0 | 0 | 0 | 0 | 0 | 0 | 0 | 0 | 0 | 0
F4_Commercial_Warehouse_Existing_Food Preparation_Natural Gas_Food Prep Other_E6 | F4 | Commercial | Warehouse | Existing | Food Preparation | Natural Gas | Food Prep Other | E6 | RVT BC Ratio | 0 | 0 | 0 | 0 | 0 | 0 | 0 | 0 | 0 | 0 | 0 | 0 | 0 | 0 | 0 | 0 | 0 | 0 | 0 | 0 | 0 | 0 | 0 | 0 | 0 | 0 | 0 | 0 | 0 | 0 | 0 | 0 | 0
F4_Commercial_Warehouse_Existing_Food Preparation_Natural Gas_Food Prep Other_E7 | F4 | Commercial | Warehouse | Existing | Food Preparation | Natural Gas | Food Prep Other | E7 | RVT BC Ratio | 0 | 0 | 0 | 0 | 0 | 0 | 0 | 0 | 0 | 0 | 0 | 0 | 0 | 0 | 0 | 0 | 0 | 0 | 0 | 0 | 0 | 0 | 0 | 0 | 0 | 0 | 0 | 0 | 0 | 0 | 0 | 0 | 0
F4_Commercial_Warehouse_Existing_Food Preparation_Natural Gas_Food Prep Other_E8 | F4 | Commercial | Warehouse | Existing | Food Preparation | Natural Gas | Food Prep Other | E8 | RVT BC Ratio | 0 | 0 | 0 | 0 | 0 | 0 | 0 | 0 | 0 | 0 | 0 | 0 | 0 | 0 | 0 | 0 | 0 | 0 | 0 | 0 | 0 | 0 | 0 | 0 | 0 | 0 | 0 | 0 | 0 | 0 | 0 | 0 | 0
F4_Commercial_Warehouse_Existing_Food Preparation_Natural Gas_Food Prep Other_E9 | F4 | Commercial | Warehouse | Existing | Food Preparation | Natural Gas | Food Prep Other | E9 | RVT BC Ratio | 0 | 0 | 0 | 0 | 0 | 0 | 0 | 0 | 0 | 0 | 0 | 0 | 0 | 0 | 0 | 0 | 0 | 0 | 0 | 0 | 0 | 0 | 0 | 0 | 0 | 0 | 0 | 0 | 0 | 0 | 0 | 0 | 0
F4_Commercial_Warehouse_Existing_Food Preparation_Natural Gas_Food Prep Other_E10 | F4 | Commercial | Warehouse | Existing | Food Preparation | Natural Gas | Food Prep Other | E10 | RVT BC Ratio | 0 | 0 | 0 | 0 | 0 | 0 | 0 | 0 | 0 | 0 | 0 | 0 | 0 | 0 | 0 | 0 | 0 | 0 | 0 | 0 | 0 | 0 | 0 | 0 | 0 | 0 | 0 | 0 | 0 | 0 | 0 | 0 | 0
F5_Commercial_Warehouse_Existing_Food Preparation_Natural Gas_Food Prep Other_E1 | F5 | Commercial | Warehouse | Existing | Food Preparation | Natural Gas | Food Prep Other | E1 | RIM BC Ratio | bar: 2019 to 2051
F5_Commercial_Warehouse_Existing_Food Preparation_Natural Gas_Food Prep Other_E2 | F5 | Commercial | Warehouse | Existing | Food Preparation | Natural Gas | Food Prep Other | E2 | RIM BC Ratio | 0.11176 | 0.11174 | 0.11221 | 0.11149 | 0.11106 | 0.11138 | 0.11233 | 0.11308 | 0.11401 | 0.11488 | 0.11576 | 0.11656 | 0.11742 | 0.11832 | 0.11917 | 0.12004 | 0.12092 | 0.12187 | 0.12286 | 0.12391 | 0.12493 | 0.12599 | 0.12697 | 0.12799 | 0.12888 | 0.12965 | 0.13035 | 0.13095 | 0.13142 | 0.13181 | 0.13202 | 0.13216 | 0.13216
F5_Commercial_Warehouse_Existing_Food Preparation_Natural Gas_Food Prep Other_E3 | F5 | Commercial | Warehouse | Existing | Food Preparation | Natural Gas | Food Prep Other | E3 | RIM BC Ratio | 0 | 0 | 0 | 0 | 0 | 0 | 0 | 0 | 0 | 0 | 0 | 0 | 0 | 0 | 0 | 0 | 0 | 0 | 0 | 0 | 0 | 0 | 0 | 0 | 0 | 0 | 0 | 0 | 0 | 0 | 0 | 0 | 0
F5_Commercial_Warehouse_Existing_Food Preparation_Natural Gas_Food Prep Other_E4 | F5 | Commercial | Warehouse | Existing | Food Preparation | Natural Gas | Food Prep Other | E4 | RIM BC Ratio | 0 | 0 | 0 | 0 | 0 | 0 | 0 | 0 | 0 | 0 | 0 | 0 | 0 | 0 | 0 | 0 | 0 | 0 | 0 | 0 | 0 | 0 | 0 | 0 | 0 | 0 | 0 | 0 | 0 | 0 | 0 | 0 | 0
F5_Commercial_Warehouse_Existing_Food Preparation_Natural Gas_Food Prep Other_E5 | F5 | Commercial | Warehouse | Existing | Food Preparation | Natural Gas | Food Prep Other | E5 | RIM BC Ratio | 0 | 0 | 0 | 0 | 0 | 0 | 0 | 0 | 0 | 0 | 0 | 0 | 0 | 0 | 0 | 0 | 0 | 0 | 0 | 0 | 0 | 0 | 0 | 0 | 0 | 0 | 0 | 0 | 0 | 0 | 0 | 0 | 0
F5_Commercial_Warehouse_Existing_Food Preparation_Natural Gas_Food Prep Other_E6 | F5 | Commercial | Warehouse | Existing | Food Preparation | Natural Gas | Food Prep Other | E6 | RIM BC Ratio | 0 | 0 | 0 | 0 | 0 | 0 | 0 | 0 | 0 | 0 | 0 | 0 | 0 | 0 | 0 | 0 | 0 | 0 | 0 | 0 | 0 | 0 | 0 | 0 | 0 | 0 | 0 | 0 | 0 | 0 | 0 | 0 | 0
F5_Commercial_Warehouse_Existing_Food Preparation_Natural Gas_Food Prep Other_E7 | F5 | Commercial | Warehouse | Existing | Food Preparation | Natural Gas | Food Prep Other | E7 | RIM BC Ratio | 0 | 0 | 0 | 0 | 0 | 0 | 0 | 0 | 0 | 0 | 0 | 0 | 0 | 0 | 0 | 0 | 0 | 0 | 0 | 0 | 0 | 0 | 0 | 0 | 0 | 0 | 0 | 0 | 0 | 0 | 0 | 0 | 0
F5_Commercial_Warehouse_Existing_Food Preparation_Natural Gas_Food Prep Other_E8 | F5 | Commercial | Warehouse | Existing | Food Preparation | Natural Gas | Food Prep Other | E8 | RIM BC Ratio | 0 | 0 | 0 | 0 | 0 | 0 | 0 | 0 | 0 | 0 | 0 | 0 | 0 | 0 | 0 | 0 | 0 | 0 | 0 | 0 | 0 | 0 | 0 | 0 | 0 | 0 | 0 | 0 | 0 | 0 | 0 | 0 | 0
F5_Commercial_Warehouse_Existing_Food Preparation_Natural Gas_Food Prep Other_E9 | F5 | Commercial | Warehouse | Existing | Food Preparation | Natural Gas | Food Prep Other | E9 | RIM BC Ratio | 0 | 0 | 0 | 0 | 0 | 0 | 0 | 0 | 0 | 0 | 0 | 0 | 0 | 0 | 0 | 0 | 0 | 0 | 0 | 0 | 0 | 0 | 0 | 0 | 0 | 0 | 0 | 0 | 0 | 0 | 0 | 0 | 0
F5_Commercial_Warehouse_Existing_Food Preparation_Natural Gas_Food Prep Other_E10 | F5 | Commercial | Warehouse | Existing | Food Preparation | Natural Gas | Food Prep Other | E10 | RIM BC Ratio | 0 | 0 | 0 | 0 | 0 | 0 | 0 | 0 | 0 | 0 | 0 | 0 | 0 | 0 | 0 | 0 | 0 | 0 | 0 | 0 | 0 | 0 | 0 | 0 | 0 | 0 | 0 | 0 | 0 | 0 | 0 | 0 | 0
F0_Commercial_Warehouse_Existing_Miscellaneous_Natural Gas_Pool Heater_E0 | F0 | Commercial | Warehouse | Existing | Miscellaneous | Natural Gas | Pool Heater | E0 | Economic Unit | Standard (EF .78) | Standard (EF .78) | Standard (EF .78) | Standard (EF .78) | Standard (EF .78) | Standard (EF .78) | Standard (EF .78) | Standard (EF .78) | Standard (EF .78) | Standard (EF .78) | Standard (EF .78) | Standard (EF .78) | Standard (EF .78) | Standard (EF .78) | Standard (EF .78) | Standard (EF .78) | Standard (EF .78) | Standard (EF .78) | Standard (EF .78) | Standard (EF .78) | Standard (EF .78) | Standard (EF .78) | Standard (EF .78) | Standard (EF .78) | Standard (EF .78) | Standard (EF .78) | Standard (EF .78) | Standard (EF .78) | Standard (EF .78) | Standard (EF .78) | Standard (EF .78) | Standard (EF .78) | Standard (EF .78)
F1_Commercial_Warehouse_Existing_Miscellaneous_Natural Gas_Pool Heater_E1 | F1 | Commercial | Warehouse | Existing | Miscellaneous | Natural Gas | Pool Heater | E1 | CCE | 0 | 0 | 0 | 0 | 0 | 0 | 0 | 0 | 0 | 0 | 0 | 0 | 0 | 0 | 0 | 0 | 0 | 0 | 0 | 0 | 0 | 0 | 0 | 0 | 0 | 0 | 0 | 0 | 0 | 0 | 0 | 0 | 0
F1_Commercial_Warehouse_Existing_Miscellaneous_Natural Gas_Pool Heater_E2 | F1 | Commercial | Warehouse | Existing | Miscellaneous | Natural Gas | Pool Heater | E2 | CCE | 1.2677 | 1.3125 | 1.1782 | 1.2003 | 1.2003 | 1.2003 | 1.2003 | 1.2003 | 1.2003 | 1.2003 | 1.2003 | 1.2003 | 1.2003 | 1.2003 | 1.2003 | 1.2003 | 1.2003 | 1.2003 | 1.2003 | 1.2003 | 1.2003 | 1.2003 | 1.2003 | 1.2003 | 1.2003 | 1.2003 | 1.2003 | 1.2003 | 1.2003 | 1.2003 | 1.2003 | 1.2003 | 1.2003
F1_Commercial_Warehouse_Existing_Miscellaneous_Natural Gas_Pool Heater_E3 | F1 | Commercial | Warehouse | Existing | Miscellaneous | Natural Gas | Pool Heater | E3 | CCE | 0 | 0 | 0 | 0 | 0 | 0 | 0 | 0 | 0 | 0 | 0 | 0 | 0 | 0 | 0 | 0 | 0 | 0 | 0 | 0 | 0 | 0 | 0 | 0 | 0 | 0 | 0 | 0 | 0 | 0 | 0 | 0 | 0
F1_Commercial_Warehouse_Existing_Miscellaneous_Natural Gas_Pool Heater_E4 | F1 | Commercial | Warehouse | Existing | Miscellaneous | Natural Gas | Pool Heater | E4 | CCE | 0 | 0 | 0 | 0 | 0 | 0 | 0 | 0 | 0 | 0 | 0 | 0 | 0 | 0 | 0 | 0 | 0 | 0 | 0 | 0 | 0 | 0 | 0 | 0 | 0 | 0 | 0 | 0 | 0 | 0 | 0 | 0 | 0
F1_Commercial_Warehouse_Existing_Miscellaneous_Natural Gas_Pool Heater_E5 | F1 | Commercial | Warehouse | Existing | Miscellaneous | Natural Gas | Pool Heater | E5 | CCE | 0 | 0 | 0 | 0 | 0 | 0 | 0 | 0 | 0 | 0 | 0 | 0 | 0 | 0 | 0 | 0 | 0 | 0 | 0 | 0 | 0 | 0 | 0 | 0 | 0 | 0 | 0 | 0 | 0 | 0 | 0 | 0 | 0
F1_Commercial_Warehouse_Existing_Miscellaneous_Natural Gas_Pool Heater_E6 | F1 | Commercial | Warehouse | Existing | Miscellaneous | Natural Gas | Pool Heater | E6 | CCE | 0 | 0 | 0 | 0 | 0 | 0 | 0 | 0 | 0 | 0 | 0 | 0 | 0 | 0 | 0 | 0 | 0 | 0 | 0 | 0 | 0 | 0 | 0 | 0 | 0 | 0 | 0 | 0 | 0 | 0 | 0 | 0 | 0
F1_Commercial_Warehouse_Existing_Miscellaneous_Natural Gas_Pool Heater_E7 | F1 | Commercial | Warehouse | Existing | Miscellaneous | Natural Gas | Pool Heater | E7 | CCE | 0 | 0 | 0 | 0 | 0 | 0 | 0 | 0 | 0 | 0 | 0 | 0 | 0 | 0 | 0 | 0 | 0 | 0 | 0 | 0 | 0 | 0 | 0 | 0 | 0 | 0 | 0 | 0 | 0 | 0 | 0 | 0 | 0
F1_Commercial_Warehouse_Existing_Miscellaneous_Natural Gas_Pool Heater_E8 | F1 | Commercial | Warehouse | Existing | Miscellaneous | Natural Gas | Pool Heater | E8 | CCE | 0 | 0 | 0 | 0 | 0 | 0 | 0 | 0 | 0 | 0 | 0 | 0 | 0 | 0 | 0 | 0 | 0 | 0 | 0 | 0 | 0 | 0 | 0 | 0 | 0 | 0 | 0 | 0 | 0 | 0 | 0 | 0 | 0
F1_Commercial_Warehouse_Existing_Miscellaneous_Natural Gas_Pool Heater_E9 | F1 | Commercial | Warehouse | Existing | Miscellaneous | Natural Gas | Pool Heater | E9 | CCE | 0 | 0 | 0 | 0 | 0 | 0 | 0 | 0 | 0 | 0 | 0 | 0 | 0 | 0 | 0 | 0 | 0 | 0 | 0 | 0 | 0 | 0 | 0 | 0 | 0 | 0 | 0 | 0 | 0 | 0 | 0 | 0 | 0
F1_Commercial_Warehouse_Existing_Miscellaneous_Natural Gas_Pool Heater_E10 | F1 | Commercial | Warehouse | Existing | Miscellaneous | Natural Gas | Pool Heater | E10 | CCE | 0 | 0 | 0 | 0 | 0 | 0 | 0 | 0 | 0 | 0 | 0 | 0 | 0 | 0 | 0 | 0 | 0 | 0 | 0 | 0 | 0 | 0 | 0 | 0 | 0 | 0 | 0 | 0 | 0 | 0 | 0 | 0 | 0
F2_Commercial_Warehouse_Existing_Miscellaneous_Natural Gas_Pool Heater_E1 | F2 | Commercial | Warehouse | Existing | Miscellaneous | Natural Gas | Pool Heater | E1 | TRC BC Ratio | bar: 2019 to 2051
F2_Commercial_Warehouse_Existing_Miscellaneous_Natural Gas_Pool Heater_E2 | F2 | Commercial | Warehouse | Existing | Miscellaneous | Natural Gas | Pool Heater | E2 | TRC BC Ratio | 0 | 0 | 0 | 0 | 0 | 0 | 0 | 0 | 0 | 0 | 0 | 0 | 0 | 0 | 0 | 0 | 0 | 0 | 0 | 0 | 0 | 0 | 0 | 0 | 0 | 0 | 0 | 0 | 0 | 0 | 0 | 0 | 0
F2_Commercial_Warehouse_Existing_Miscellaneous_Natural Gas_Pool Heater_E3 | F2 | Commercial | Warehouse | Existing | Miscellaneous | Natural Gas | Pool Heater | E3 | TRC BC Ratio | 0 | 0 | 0 | 0 | 0 | 0 | 0 | 0 | 0 | 0 | 0 | 0 | 0 | 0 | 0 | 0 | 0 | 0 | 0 | 0 | 0 | 0 | 0 | 0 | 0 | 0 | 0 | 0 | 0 | 0 | 0 | 0 | 0
F2_Commercial_Warehouse_Existing_Miscellaneous_Natural Gas_Pool Heater_E4 | F2 | Commercial | Warehouse | Existing | Miscellaneous | Natural Gas | Pool Heater | E4 | TRC BC Ratio | 0 | 0 | 0 | 0 | 0 | 0 | 0 | 0 | 0 | 0 | 0 | 0 | 0 | 0 | 0 | 0 | 0 | 0 | 0 | 0 | 0 | 0 | 0 | 0 | 0 | 0 | 0 | 0 | 0 | 0 | 0 | 0 | 0
F2_Commercial_Warehouse_Existing_Miscellaneous_Natural Gas_Pool Heater_E5 | F2 | Commercial | Warehouse | Existing | Miscellaneous | Natural Gas | Pool Heater | E5 | TRC BC Ratio | 0 | 0 | 0 | 0 | 0 | 0 | 0 | 0 | 0 | 0 | 0 | 0 | 0 | 0 | 0 | 0 | 0 | 0 | 0 | 0 | 0 | 0 | 0 | 0 | 0 | 0 | 0 | 0 | 0 | 0 | 0 | 0 | 0
F2_Commercial_Warehouse_Existing_Miscellaneous_Natural Gas_Pool Heater_E6 | F2 | Commercial | Warehouse | Existing | Miscellaneous | Natural Gas | Pool Heater | E6 | TRC BC Ratio | 0 | 0 | 0 | 0 | 0 | 0 | 0 | 0 | 0 | 0 | 0 | 0 | 0 | 0 | 0 | 0 | 0 | 0 | 0 | 0 | 0 | 0 | 0 | 0 | 0 | 0 | 0 | 0 | 0 | 0 | 0 | 0 | 0
F2_Commercial_Warehouse_Existing_Miscellaneous_Natural Gas_Pool Heater_E7 | F2 | Commercial | Warehouse | Existing | Miscellaneous | Natural Gas | Pool Heater | E7 | TRC BC Ratio | 0 | 0 | 0 | 0 | 0 | 0 | 0 | 0 | 0 | 0 | 0 | 0 | 0 | 0 | 0 | 0 | 0 | 0 | 0 | 0 | 0 | 0 | 0 | 0 | 0 | 0 | 0 | 0 | 0 | 0 | 0 | 0 | 0
F2_Commercial_Warehouse_Existing_Miscellaneous_Natural Gas_Pool Heater_E8 | F2 | Commercial | Warehouse | Existing | Miscellaneous | Natural Gas | Pool Heater | E8 | TRC BC Ratio | 0 | 0 | 0 | 0 | 0 | 0 | 0 | 0 | 0 | 0 | 0 | 0 | 0 | 0 | 0 | 0 | 0 | 0 | 0 | 0 | 0 | 0 | 0 | 0 | 0 | 0 | 0 | 0 | 0 | 0 | 0 | 0 | 0
F2_Commercial_Warehouse_Existing_Miscellaneous_Natural Gas_Pool Heater_E9 | F2 | Commercial | Warehouse | Existing | Miscellaneous | Natural Gas | Pool Heater | E9 | TRC BC Ratio | 0 | 0 | 0 | 0 | 0 | 0 | 0 | 0 | 0 | 0 | 0 | 0 | 0 | 0 | 0 | 0 | 0 | 0 | 0 | 0 | 0 | 0 | 0 | 0 | 0 | 0 | 0 | 0 | 0 | 0 | 0 | 0 | 0
F2_Commercial_Warehouse_Existing_Miscellaneous_Natural Gas_Pool Heater_E10 | F2 | Commercial | Warehouse | Existing | Miscellaneous | Natural Gas | Pool Heater | E10 | TRC BC Ratio | 0 | 0 | 0 | 0 | 0 | 0 | 0 | 0 | 0 | 0 | 0 | 0 | 0 | 0 | 0 | 0 | 0 | 0 | 0 | 0 | 0 | 0 | 0 | 0 | 0 | 0 | 0 | 0 | 0 | 0 | 0 | 0 | 0
F3_Commercial_Warehouse_Existing_Miscellaneous_Natural Gas_Pool Heater_E1 | F3 | Commercial | Warehouse | Existing | Miscellaneous | Natural Gas | Pool Heater | E1 | PACT BC Ratio | bar: 2019 to 2051
F3_Commercial_Warehouse_Existing_Miscellaneous_Natural Gas_Pool Heater_E2 | F3 | Commercial | Warehouse | Existing | Miscellaneous | Natural Gas | Pool Heater | E2 | PACT BC Ratio | 0 | 0 | 0 | 0 | 0 | 0 | 0 | 0 | 0 | 0 | 0 | 0 | 0 | 0 | 0 | 0 | 0 | 0 | 0 | 0 | 0 | 0 | 0 | 0 | 0 | 0 | 0 | 0 | 0 | 0 | 0 | 0 | 0
F3_Commercial_Warehouse_Existing_Miscellaneous_Natural Gas_Pool Heater_E3 | F3 | Commercial | Warehouse | Existing | Miscellaneous | Natural Gas | Pool Heater | E3 | PACT BC Ratio | 0 | 0 | 0 | 0 | 0 | 0 | 0 | 0 | 0 | 0 | 0 | 0 | 0 | 0 | 0 | 0 | 0 | 0 | 0 | 0 | 0 | 0 | 0 | 0 | 0 | 0 | 0 | 0 | 0 | 0 | 0 | 0 | 0
F3_Commercial_Warehouse_Existing_Miscellaneous_Natural Gas_Pool Heater_E4 | F3 | Commercial | Warehouse | Existing | Miscellaneous | Natural Gas | Pool Heater | E4 | PACT BC Ratio | 0 | 0 | 0 | 0 | 0 | 0 | 0 | 0 | 0 | 0 | 0 | 0 | 0 | 0 | 0 | 0 | 0 | 0 | 0 | 0 | 0 | 0 | 0 | 0 | 0 | 0 | 0 | 0 | 0 | 0 | 0 | 0 | 0
F3_Commercial_Warehouse_Existing_Miscellaneous_Natural Gas_Pool Heater_E5 | F3 | Commercial | Warehouse | Existing | Miscellaneous | Natural Gas | Pool Heater | E5 | PACT BC Ratio | 0 | 0 | 0 | 0 | 0 | 0 | 0 | 0 | 0 | 0 | 0 | 0 | 0 | 0 | 0 | 0 | 0 | 0 | 0 | 0 | 0 | 0 | 0 | 0 | 0 | 0 | 0 | 0 | 0 | 0 | 0 | 0 | 0
F3_Commercial_Warehouse_Existing_Miscellaneous_Natural Gas_Pool Heater_E6 | F3 | Commercial | Warehouse | Existing | Miscellaneous | Natural Gas | Pool Heater | E6 | PACT BC Ratio | 0 | 0 | 0 | 0 | 0 | 0 | 0 | 0 | 0 | 0 | 0 | 0 | 0 | 0 | 0 | 0 | 0 | 0 | 0 | 0 | 0 | 0 | 0 | 0 | 0 | 0 | 0 | 0 | 0 | 0 | 0 | 0 | 0
F3_Commercial_Warehouse_Existing_Miscellaneous_Natural Gas_Pool Heater_E7 | F3 | Commercial | Warehouse | Existing | Miscellaneous | Natural Gas | Pool Heater | E7 | PACT BC Ratio | 0 | 0 | 0 | 0 | 0 | 0 | 0 | 0 | 0 | 0 | 0 | 0 | 0 | 0 | 0 | 0 | 0 | 0 | 0 | 0 | 0 | 0 | 0 | 0 | 0 | 0 | 0 | 0 | 0 | 0 | 0 | 0 | 0
F3_Commercial_Warehouse_Existing_Miscellaneous_Natural Gas_Pool Heater_E8 | F3 | Commercial | Warehouse | Existing | Miscellaneous | Natural Gas | Pool Heater | E8 | PACT BC Ratio | 0 | 0 | 0 | 0 | 0 | 0 | 0 | 0 | 0 | 0 | 0 | 0 | 0 | 0 | 0 | 0 | 0 | 0 | 0 | 0 | 0 | 0 | 0 | 0 | 0 | 0 | 0 | 0 | 0 | 0 | 0 | 0 | 0
F3_Commercial_Warehouse_Existing_Miscellaneous_Natural Gas_Pool Heater_E9 | F3 | Commercial | Warehouse | Existing | Miscellaneous | Natural Gas | Pool Heater | E9 | PACT BC Ratio | 0 | 0 | 0 | 0 | 0 | 0 | 0 | 0 | 0 | 0 | 0 | 0 | 0 | 0 | 0 | 0 | 0 | 0 | 0 | 0 | 0 | 0 | 0 | 0 | 0 | 0 | 0 | 0 | 0 | 0 | 0 | 0 | 0
F3_Commercial_Warehouse_Existing_Miscellaneous_Natural Gas_Pool Heater_E10 | F3 | Commercial | Warehouse | Existing | Miscellaneous | Natural Gas | Pool Heater | E10 | PACT BC Ratio | 0 | 0 | 0 | 0 | 0 | 0 | 0 | 0 | 0 | 0 | 0 | 0 | 0 | 0 | 0 | 0 | 0 | 0 | 0 | 0 | 0 | 0 | 0 | 0 | 0 | 0 | 0 | 0 | 0 | 0 | 0 | 0 | 0
F4_Commercial_Warehouse_Existing_Miscellaneous_Natural Gas_Pool Heater_E1 | F4 | Commercial | Warehouse | Existing | Miscellaneous | Natural Gas | Pool Heater | E1 | RVT BC Ratio | bar: 2019 to 2051
F4_Commercial_Warehouse_Existing_Miscellaneous_Natural Gas_Pool Heater_E2 | F4 | Commercial | Warehouse | Existing | Miscellaneous | Natural Gas | Pool Heater | E2 | RVT BC Ratio | 0.7 | 0.7 | 0.7 | 0.7 | 0.7 | 0.7 | 0.7 | 0.7 | 0.7 | 0.7 | 0.7 | 0.7 | 0.7 | 0.7 | 0.7 | 0.7 | 0.7 | 0.7 | 0.7 | 0.7 | 0.7 | 0.7 | 0.7 | 0.7 | 0.7 | 0.7 | 0.7 | 0.7 | 0.7 | 0.7 | 0.7 | 0.7 | 0.7
F4_Commercial_Warehouse_Existing_Miscellaneous_Natural Gas_Pool Heater_E3 | F4 | Commercial | Warehouse | Existing | Miscellaneous | Natural Gas | Pool Heater | E3 | RVT BC Ratio | 0 | 0 | 0 | 0 | 0 | 0 | 0 | 0 | 0 | 0 | 0 | 0 | 0 | 0 | 0 | 0 | 0 | 0 | 0 | 0 | 0 | 0 | 0 | 0 | 0 | 0 | 0 | 0 | 0 | 0 | 0 | 0 | 0
F4_Commercial_Warehouse_Existing_Miscellaneous_Natural Gas_Pool Heater_E4 | F4 | Commercial | Warehouse | Existing | Miscellaneous | Natural Gas | Pool Heater | E4 | RVT BC Ratio | 0 | 0 | 0 | 0 | 0 | 0 | 0 | 0 | 0 | 0 | 0 | 0 | 0 | 0 | 0 | 0 | 0 | 0 | 0 | 0 | 0 | 0 | 0 | 0 | 0 | 0 | 0 | 0 | 0 | 0 | 0 | 0 | 0
F4_Commercial_Warehouse_Existing_Miscellaneous_Natural Gas_Pool Heater_E5 | F4 | Commercial | Warehouse | Existing | Miscellaneous | Natural Gas | Pool Heater | E5 | RVT BC Ratio | 0 | 0 | 0 | 0 | 0 | 0 | 0 | 0 | 0 | 0 | 0 | 0 | 0 | 0 | 0 | 0 | 0 | 0 | 0 | 0 | 0 | 0 | 0 | 0 | 0 | 0 | 0 | 0 | 0 | 0 | 0 | 0 | 0
F4_Commercial_Warehouse_Existing_Miscellaneous_Natural Gas_Pool Heater_E6 | F4 | Commercial | Warehouse | Existing | Miscellaneous | Natural Gas | Pool Heater | E6 | RVT BC Ratio | 0 | 0 | 0 | 0 | 0 | 0 | 0 | 0 | 0 | 0 | 0 | 0 | 0 | 0 | 0 | 0 | 0 | 0 | 0 | 0 | 0 | 0 | 0 | 0 | 0 | 0 | 0 | 0 | 0 | 0 | 0 | 0 | 0
F4_Commercial_Warehouse_Existing_Miscellaneous_Natural Gas_Pool Heater_E7 | F4 | Commercial | Warehouse | Existing | Miscellaneous | Natural Gas | Pool Heater | E7 | RVT BC Ratio | 0 | 0 | 0 | 0 | 0 | 0 | 0 | 0 | 0 | 0 | 0 | 0 | 0 | 0 | 0 | 0 | 0 | 0 | 0 | 0 | 0 | 0 | 0 | 0 | 0 | 0 | 0 | 0 | 0 | 0 | 0 | 0 | 0
F4_Commercial_Warehouse_Existing_Miscellaneous_Natural Gas_Pool Heater_E8 | F4 | Commercial | Warehouse | Existing | Miscellaneous | Natural Gas | Pool Heater | E8 | RVT BC Ratio | 0 | 0 | 0 | 0 | 0 | 0 | 0 | 0 | 0 | 0 | 0 | 0 | 0 | 0 | 0 | 0 | 0 | 0 | 0 | 0 | 0 | 0 | 0 | 0 | 0 | 0 | 0 | 0 | 0 | 0 | 0 | 0 | 0
F4_Commercial_Warehouse_Existing_Miscellaneous_Natural Gas_Pool Heater_E9 | F4 | Commercial | Warehouse | Existing | Miscellaneous | Natural Gas | Pool Heater | E9 | RVT BC Ratio | 0 | 0 | 0 | 0 | 0 | 0 | 0 | 0 | 0 | 0 | 0 | 0 | 0 | 0 | 0 | 0 | 0 | 0 | 0 | 0 | 0 | 0 | 0 | 0 | 0 | 0 | 0 | 0 | 0 | 0 | 0 | 0 | 0
F4_Commercial_Warehouse_Existing_Miscellaneous_Natural Gas_Pool Heater_E10 | F4 | Commercial | Warehouse | Existing | Miscellaneous | Natural Gas | Pool Heater | E10 | RVT BC Ratio | 0 | 0 | 0 | 0 | 0 | 0 | 0 | 0 | 0 | 0 | 0 | 0 | 0 | 0 | 0 | 0 | 0 | 0 | 0 | 0 | 0 | 0 | 0 | 0 | 0 | 0 | 0 | 0 | 0 | 0 | 0 | 0 | 0
F5_Commercial_Warehouse_Existing_Miscellaneous_Natural Gas_Pool Heater_E1 | F5 | Commercial | Warehouse | Existing | Miscellaneous | Natural Gas | Pool Heater | E1 | RIM BC Ratio | bar: 2019 to 2051
F5_Commercial_Warehouse_Existing_Miscellaneous_Natural Gas_Pool Heater_E2 | F5 | Commercial | Warehouse | Existing | Miscellaneous | Natural Gas | Pool Heater | E2 | RIM BC Ratio | 0 | 0 | 0 | 0 | 0 | 0 | 0 | 0 | 0 | 0 | 0 | 0 | 0 | 0 | 0 | 0 | 0 | 0 | 0 | 0 | 0 | 0 | 0 | 0 | 0 | 0 | 0 | 0 | 0 | 0 | 0 | 0 | 0
F5_Commercial_Warehouse_Existing_Miscellaneous_Natural Gas_Pool Heater_E3 | F5 | Commercial | Warehouse | Existing | Miscellaneous | Natural Gas | Pool Heater | E3 | RIM BC Ratio | 0 | 0 | 0 | 0 | 0 | 0 | 0 | 0 | 0 | 0 | 0 | 0 | 0 | 0 | 0 | 0 | 0 | 0 | 0 | 0 | 0 | 0 | 0 | 0 | 0 | 0 | 0 | 0 | 0 | 0 | 0 | 0 | 0
F5_Commercial_Warehouse_Existing_Miscellaneous_Natural Gas_Pool Heater_E4 | F5 | Commercial | Warehouse | Existing | Miscellaneous | Natural Gas | Pool Heater | E4 | RIM BC Ratio | 0 | 0 | 0 | 0 | 0 | 0 | 0 | 0 | 0 | 0 | 0 | 0 | 0 | 0 | 0 | 0 | 0 | 0 | 0 | 0 | 0 | 0 | 0 | 0 | 0 | 0 | 0 | 0 | 0 | 0 | 0 | 0 | 0
F5_Commercial_Warehouse_Existing_Miscellaneous_Natural Gas_Pool Heater_E5 | F5 | Commercial | Warehouse | Existing | Miscellaneous | Natural Gas | Pool Heater | E5 | RIM BC Ratio | 0 | 0 | 0 | 0 | 0 | 0 | 0 | 0 | 0 | 0 | 0 | 0 | 0 | 0 | 0 | 0 | 0 | 0 | 0 | 0 | 0 | 0 | 0 | 0 | 0 | 0 | 0 | 0 | 0 | 0 | 0 | 0 | 0
F5_Commercial_Warehouse_Existing_Miscellaneous_Natural Gas_Pool Heater_E6 | F5 | Commercial | Warehouse | Existing | Miscellaneous | Natural Gas | Pool Heater | E6 | RIM BC Ratio | 0 | 0 | 0 | 0 | 0 | 0 | 0 | 0 | 0 | 0 | 0 | 0 | 0 | 0 | 0 | 0 | 0 | 0 | 0 | 0 | 0 | 0 | 0 | 0 | 0 | 0 | 0 | 0 | 0 | 0 | 0 | 0 | 0
F5_Commercial_Warehouse_Existing_Miscellaneous_Natural Gas_Pool Heater_E7 | F5 | Commercial | Warehouse | Existing | Miscellaneous | Natural Gas | Pool Heater | E7 | RIM BC Ratio | 0 | 0 | 0 | 0 | 0 | 0 | 0 | 0 | 0 | 0 | 0 | 0 | 0 | 0 | 0 | 0 | 0 | 0 | 0 | 0 | 0 | 0 | 0 | 0 | 0 | 0 | 0 | 0 | 0 | 0 | 0 | 0 | 0
F5_Commercial_Warehouse_Existing_Miscellaneous_Natural Gas_Pool Heater_E8 | F5 | Commercial | Warehouse | Existing | Miscellaneous | Natural Gas | Pool Heater | E8 | RIM BC Ratio | 0 | 0 | 0 | 0 | 0 | 0 | 0 | 0 | 0 | 0 | 0 | 0 | 0 | 0 | 0 | 0 | 0 | 0 | 0 | 0 | 0 | 0 | 0 | 0 | 0 | 0 | 0 | 0 | 0 | 0 | 0 | 0 | 0
F5_Commercial_Warehouse_Existing_Miscellaneous_Natural Gas_Pool Heater_E9 | F5 | Commercial | Warehouse | Existing | Miscellaneous | Natural Gas | Pool Heater | E9 | RIM BC Ratio | 0 | 0 | 0 | 0 | 0 | 0 | 0 | 0 | 0 | 0 | 0 | 0 | 0 | 0 | 0 | 0 | 0 | 0 | 0 | 0 | 0 | 0 | 0 | 0 | 0 | 0 | 0 | 0 | 0 | 0 | 0 | 0 | 0
F5_Commercial_Warehouse_Existing_Miscellaneous_Natural Gas_Pool Heater_E10 | F5 | Commercial | Warehouse | Existing | Miscellaneous | Natural Gas | Pool Heater | E10 | RIM BC Ratio | 0 | 0 | 0 | 0 | 0 | 0 | 0 | 0 | 0 | 0 | 0 | 0 | 0 | 0 | 0 | 0 | 0 | 0 | 0 | 0 | 0 | 0 | 0 | 0 | 0 | 0 | 0 | 0 | 0 | 0 | 0 | 0 | 0
F0_Commercial_Warehouse_Existing_Miscellaneous_Natural Gas_Miscellaneous_E0 | F0 | Commercial | Warehouse | Existing | Miscellaneous | Natural Gas | Miscellaneous | E0 | Economic Unit | Miscellaneous | Miscellaneous | Miscellaneous | Miscellaneous | Miscellaneous | Miscellaneous | Miscellaneous | Miscellaneous | Miscellaneous | Miscellaneous | Miscellaneous | Miscellaneous | Miscellaneous | Miscellaneous | Miscellaneous | Miscellaneous | Miscellaneous | Miscellaneous | Miscellaneous | Miscellaneous | Miscellaneous | Miscellaneous | Miscellaneous | Miscellaneous | Miscellaneous | Miscellaneous | Miscellaneous | Miscellaneous | Miscellaneous | Miscellaneous | Miscellaneous | Miscellaneous | Miscellaneous
F1_Commercial_Warehouse_Existing_Miscellaneous_Natural Gas_Miscellaneous_E1 | F1 | Commercial | Warehouse | Existing | Miscellaneous | Natural Gas | Miscellaneous | E1 | CCE | 0 | 0 | 0 | 0 | 0 | 0 | 0 | 0 | 0 | 0 | 0 | 0 | 0 | 0 | 0 | 0 | 0 | 0 | 0 | 0 | 0 | 0 | 0 | 0 | 0 | 0 | 0 | 0 | 0 | 0 | 0 | 0 | 0
F1_Commercial_Warehouse_Existing_Miscellaneous_Natural Gas_Miscellaneous_E2 | F1 | Commercial | Warehouse | Existing | Miscellaneous | Natural Gas | Miscellaneous | E2 | CCE | 0 | 0 | 0 | 0 | 0 | 0 | 0 | 0 | 0 | 0 | 0 | 0 | 0 | 0 | 0 | 0 | 0 | 0 | 0 | 0 | 0 | 0 | 0 | 0 | 0 | 0 | 0 | 0 | 0 | 0 | 0 | 0 | 0
F1_Commercial_Warehouse_Existing_Miscellaneous_Natural Gas_Miscellaneous_E3 | F1 | Commercial | Warehouse | Existing | Miscellaneous | Natural Gas | Miscellaneous | E3 | CCE | 0 | 0 | 0 | 0 | 0 | 0 | 0 | 0 | 0 | 0 | 0 | 0 | 0 | 0 | 0 | 0 | 0 | 0 | 0 | 0 | 0 | 0 | 0 | 0 | 0 | 0 | 0 | 0 | 0 | 0 | 0 | 0 | 0
F1_Commercial_Warehouse_Existing_Miscellaneous_Natural Gas_Miscellaneous_E4 | F1 | Commercial | Warehouse | Existing | Miscellaneous | Natural Gas | Miscellaneous | E4 | CCE | 0 | 0 | 0 | 0 | 0 | 0 | 0 | 0 | 0 | 0 | 0 | 0 | 0 | 0 | 0 | 0 | 0 | 0 | 0 | 0 | 0 | 0 | 0 | 0 | 0 | 0 | 0 | 0 | 0 | 0 | 0 | 0 | 0
F1_Commercial_Warehouse_Existing_Miscellaneous_Natural Gas_Miscellaneous_E5 | F1 | Commercial | Warehouse | Existing | Miscellaneous | Natural Gas | Miscellaneous | E5 | CCE | 0 | 0 | 0 | 0 | 0 | 0 | 0 | 0 | 0 | 0 | 0 | 0 | 0 | 0 | 0 | 0 | 0 | 0 | 0 | 0 | 0 | 0 | 0 | 0 | 0 | 0 | 0 | 0 | 0 | 0 | 0 | 0 | 0
F1_Commercial_Warehouse_Existing_Miscellaneous_Natural Gas_Miscellaneous_E6 | F1 | Commercial | Warehouse | Existing | Miscellaneous | Natural Gas | Miscellaneous | E6 | CCE | 0 | 0 | 0 | 0 | 0 | 0 | 0 | 0 | 0 | 0 | 0 | 0 | 0 | 0 | 0 | 0 | 0 | 0 | 0 | 0 | 0 | 0 | 0 | 0 | 0 | 0 | 0 | 0 | 0 | 0 | 0 | 0 | 0
F1_Commercial_Warehouse_Existing_Miscellaneous_Natural Gas_Miscellaneous_E7 | F1 | Commercial | Warehouse | Existing | Miscellaneous | Natural Gas | Miscellaneous | E7 | CCE | 0 | 0 | 0 | 0 | 0 | 0 | 0 | 0 | 0 | 0 | 0 | 0 | 0 | 0 | 0 | 0 | 0 | 0 | 0 | 0 | 0 | 0 | 0 | 0 | 0 | 0 | 0 | 0 | 0 | 0 | 0 | 0 | 0
F1_Commercial_Warehouse_Existing_Miscellaneous_Natural Gas_Miscellaneous_E8 | F1 | Commercial | Warehouse | Existing | Miscellaneous | Natural Gas | Miscellaneous | E8 | CCE | 0 | 0 | 0 | 0 | 0 | 0 | 0 | 0 | 0 | 0 | 0 | 0 | 0 | 0 | 0 | 0 | 0 | 0 | 0 | 0 | 0 | 0 | 0 | 0 | 0 | 0 | 0 | 0 | 0 | 0 | 0 | 0 | 0
F1_Commercial_Warehouse_Existing_Miscellaneous_Natural Gas_Miscellaneous_E9 | F1 | Commercial | Warehouse | Existing | Miscellaneous | Natural Gas | Miscellaneous | E9 | CCE | 0 | 0 | 0 | 0 | 0 | 0 | 0 | 0 | 0 | 0 | 0 | 0 | 0 | 0 | 0 | 0 | 0 | 0 | 0 | 0 | 0 | 0 | 0 | 0 | 0 | 0 | 0 | 0 | 0 | 0 | 0 | 0 | 0
F1_Commercial_Warehouse_Existing_Miscellaneous_Natural Gas_Miscellaneous_E10 | F1 | Commercial | Warehouse | Existing | Miscellaneous | Natural Gas | Miscellaneous | E10 | CCE | 0 | 0 | 0 | 0 | 0 | 0 | 0 | 0 | 0 | 0 | 0 | 0 | 0 | 0 | 0 | 0 | 0 | 0 | 0 | 0 | 0 | 0 | 0 | 0 | 0 | 0 | 0 | 0 | 0 | 0 | 0 | 0 | 0
F2_Commercial_Warehouse_Existing_Miscellaneous_Natural Gas_Miscellaneous_E1 | F2 | Commercial | Warehouse | Existing | Miscellaneous | Natural Gas | Miscellaneous | E1 | TRC BC Ratio | bar: 2019 to 2051
F2_Commercial_Warehouse_Existing_Miscellaneous_Natural Gas_Miscellaneous_E2 | F2 | Commercial | Warehouse | Existing | Miscellaneous | Natural Gas | Miscellaneous | E2 | TRC BC Ratio | 0 | 0 | 0 | 0 | 0 | 0 | 0 | 0 | 0 | 0 | 0 | 0 | 0 | 0 | 0 | 0 | 0 | 0 | 0 | 0 | 0 | 0 | 0 | 0 | 0 | 0 | 0 | 0 | 0 | 0 | 0 | 0 | 0
F2_Commercial_Warehouse_Existing_Miscellaneous_Natural Gas_Miscellaneous_E3 | F2 | Commercial | Warehouse | Existing | Miscellaneous | Natural Gas | Miscellaneous | E3 | TRC BC Ratio | 0 | 0 | 0 | 0 | 0 | 0 | 0 | 0 | 0 | 0 | 0 | 0 | 0 | 0 | 0 | 0 | 0 | 0 | 0 | 0 | 0 | 0 | 0 | 0 | 0 | 0 | 0 | 0 | 0 | 0 | 0 | 0 | 0
F2_Commercial_Warehouse_Existing_Miscellaneous_Natural Gas_Miscellaneous_E4 | F2 | Commercial | Warehouse | Existing | Miscellaneous | Natural Gas | Miscellaneous | E4 | TRC BC Ratio | 0 | 0 | 0 | 0 | 0 | 0 | 0 | 0 | 0 | 0 | 0 | 0 | 0 | 0 | 0 | 0 | 0 | 0 | 0 | 0 | 0 | 0 | 0 | 0 | 0 | 0 | 0 | 0 | 0 | 0 | 0 | 0 | 0
F2_Commercial_Warehouse_Existing_Miscellaneous_Natural Gas_Miscellaneous_E5 | F2 | Commercial | Warehouse | Existing | Miscellaneous | Natural Gas | Miscellaneous | E5 | TRC BC Ratio | 0 | 0 | 0 | 0 | 0 | 0 | 0 | 0 | 0 | 0 | 0 | 0 | 0 | 0 | 0 | 0 | 0 | 0 | 0 | 0 | 0 | 0 | 0 | 0 | 0 | 0 | 0 | 0 | 0 | 0 | 0 | 0 | 0
F2_Commercial_Warehouse_Existing_Miscellaneous_Natural Gas_Miscellaneous_E6 | F2 | Commercial | Warehouse | Existing | Miscellaneous | Natural Gas | Miscellaneous | E6 | TRC BC Ratio | 0 | 0 | 0 | 0 | 0 | 0 | 0 | 0 | 0 | 0 | 0 | 0 | 0 | 0 | 0 | 0 | 0 | 0 | 0 | 0 | 0 | 0 | 0 | 0 | 0 | 0 | 0 | 0 | 0 | 0 | 0 | 0 | 0
F2_Commercial_Warehouse_Existing_Miscellaneous_Natural Gas_Miscellaneous_E7 | F2 | Commercial | Warehouse | Existing | Miscellaneous | Natural Gas | Miscellaneous | E7 | TRC BC Ratio | 0 | 0 | 0 | 0 | 0 | 0 | 0 | 0 | 0 | 0 | 0 | 0 | 0 | 0 | 0 | 0 | 0 | 0 | 0 | 0 | 0 | 0 | 0 | 0 | 0 | 0 | 0 | 0 | 0 | 0 | 0 | 0 | 0
F2_Commercial_Warehouse_Existing_Miscellaneous_Natural Gas_Miscellaneous_E8 | F2 | Commercial | Warehouse | Existing | Miscellaneous | Natural Gas | Miscellaneous | E8 | TRC BC Ratio | 0 | 0 | 0 | 0 | 0 | 0 | 0 | 0 | 0 | 0 | 0 | 0 | 0 | 0 | 0 | 0 | 0 | 0 | 0 | 0 | 0 | 0 | 0 | 0 | 0 | 0 | 0 | 0 | 0 | 0 | 0 | 0 | 0
F2_Commercial_Warehouse_Existing_Miscellaneous_Natural Gas_Miscellaneous_E9 | F2 | Commercial | Warehouse | Existing | Miscellaneous | Natural Gas | Miscellaneous | E9 | TRC BC Ratio | 0 | 0 | 0 | 0 | 0 | 0 | 0 | 0 | 0 | 0 | 0 | 0 | 0 | 0 | 0 | 0 | 0 | 0 | 0 | 0 | 0 | 0 | 0 | 0 | 0 | 0 | 0 | 0 | 0 | 0 | 0 | 0 | 0
F2_Commercial_Warehouse_Existing_Miscellaneous_Natural Gas_Miscellaneous_E10 | F2 | Commercial | Warehouse | Existing | Miscellaneous | Natural Gas | Miscellaneous | E10 | TRC BC Ratio | 0 | 0 | 0 | 0 | 0 | 0 | 0 | 0 | 0 | 0 | 0 | 0 | 0 | 0 | 0 | 0 | 0 | 0 | 0 | 0 | 0 | 0 | 0 | 0 | 0 | 0 | 0 | 0 | 0 | 0 | 0 | 0 | 0
F3_Commercial_Warehouse_Existing_Miscellaneous_Natural Gas_Miscellaneous_E1 | F3 | Commercial | Warehouse | Existing | Miscellaneous | Natural Gas | Miscellaneous | E1 | PACT BC Ratio | bar: 2019 to 2051
F3_Commercial_Warehouse_Existing_Miscellaneous_Natural Gas_Miscellaneous_E2 | F3 | Commercial | Warehouse | Existing | Miscellaneous | Natural Gas | Miscellaneous | E2 | PACT BC Ratio | 0 | 0 | 0 | 0 | 0 | 0 | 0 | 0 | 0 | 0 | 0 | 0 | 0 | 0 | 0 | 0 | 0 | 0 | 0 | 0 | 0 | 0 | 0 | 0 | 0 | 0 | 0 | 0 | 0 | 0 | 0 | 0 | 0
F3_Commercial_Warehouse_Existing_Miscellaneous_Natural Gas_Miscellaneous_E3 | F3 | Commercial | Warehouse | Existing | Miscellaneous | Natural Gas | Miscellaneous | E3 | PACT BC Ratio | 0 | 0 | 0 | 0 | 0 | 0 | 0 | 0 | 0 | 0 | 0 | 0 | 0 | 0 | 0 | 0 | 0 | 0 | 0 | 0 | 0 | 0 | 0 | 0 | 0 | 0 | 0 | 0 | 0 | 0 | 0 | 0 | 0
F3_Commercial_Warehouse_Existing_Miscellaneous_Natural Gas_Miscellaneous_E4 | F3 | Commercial | Warehouse | Existing | Miscellaneous | Natural Gas | Miscellaneous | E4 | PACT BC Ratio | 0 | 0 | 0 | 0 | 0 | 0 | 0 | 0 | 0 | 0 | 0 | 0 | 0 | 0 | 0 | 0 | 0 | 0 | 0 | 0 | 0 | 0 | 0 | 0 | 0 | 0 | 0 | 0 | 0 | 0 | 0 | 0 | 0
F3_Commercial_Warehouse_Existing_Miscellaneous_Natural Gas_Miscellaneous_E5 | F3 | Commercial | Warehouse | Existing | Miscellaneous | Natural Gas | Miscellaneous | E5 | PACT BC Ratio | 0 | 0 | 0 | 0 | 0 | 0 | 0 | 0 | 0 | 0 | 0 | 0 | 0 | 0 | 0 | 0 | 0 | 0 | 0 | 0 | 0 | 0 | 0 | 0 | 0 | 0 | 0 | 0 | 0 | 0 | 0 | 0 | 0
F3_Commercial_Warehouse_Existing_Miscellaneous_Natural Gas_Miscellaneous_E6 | F3 | Commercial | Warehouse | Existing | Miscellaneous | Natural Gas | Miscellaneous | E6 | PACT BC Ratio | 0 | 0 | 0 | 0 | 0 | 0 | 0 | 0 | 0 | 0 | 0 | 0 | 0 | 0 | 0 | 0 | 0 | 0 | 0 | 0 | 0 | 0 | 0 | 0 | 0 | 0 | 0 | 0 | 0 | 0 | 0 | 0 | 0
F3_Commercial_Warehouse_Existing_Miscellaneous_Natural Gas_Miscellaneous_E7 | F3 | Commercial | Warehouse | Existing | Miscellaneous | Natural Gas | Miscellaneous | E7 | PACT BC Ratio | 0 | 0 | 0 | 0 | 0 | 0 | 0 | 0 | 0 | 0 | 0 | 0 | 0 | 0 | 0 | 0 | 0 | 0 | 0 | 0 | 0 | 0 | 0 | 0 | 0 | 0 | 0 | 0 | 0 | 0 | 0 | 0 | 0
F3_Commercial_Warehouse_Existing_Miscellaneous_Natural Gas_Miscellaneous_E8 | F3 | Commercial | Warehouse | Existing | Miscellaneous | Natural Gas | Miscellaneous | E8 | PACT BC Ratio | 0 | 0 | 0 | 0 | 0 | 0 | 0 | 0 | 0 | 0 | 0 | 0 | 0 | 0 | 0 | 0 | 0 | 0 | 0 | 0 | 0 | 0 | 0 | 0 | 0 | 0 | 0 | 0 | 0 | 0 | 0 | 0 | 0
F3_Commercial_Warehouse_Existing_Miscellaneous_Natural Gas_Miscellaneous_E9 | F3 | Commercial | Warehouse | Existing | Miscellaneous | Natural Gas | Miscellaneous | E9 | PACT BC Ratio | 0 | 0 | 0 | 0 | 0 | 0 | 0 | 0 | 0 | 0 | 0 | 0 | 0 | 0 | 0 | 0 | 0 | 0 | 0 | 0 | 0 | 0 | 0 | 0 | 0 | 0 | 0 | 0 | 0 | 0 | 0 | 0 | 0
F3_Commercial_Warehouse_Existing_Miscellaneous_Natural Gas_Miscellaneous_E10 | F3 | Commercial | Warehouse | Existing | Miscellaneous | Natural Gas | Miscellaneous | E10 | PACT BC Ratio | 0 | 0 | 0 | 0 | 0 | 0 | 0 | 0 | 0 | 0 | 0 | 0 | 0 | 0 | 0 | 0 | 0 | 0 | 0 | 0 | 0 | 0 | 0 | 0 | 0 | 0 | 0 | 0 | 0 | 0 | 0 | 0 | 0
F4_Commercial_Warehouse_Existing_Miscellaneous_Natural Gas_Miscellaneous_E1 | F4 | Commercial | Warehouse | Existing | Miscellaneous | Natural Gas | Miscellaneous | E1 | RVT BC Ratio | bar: 2019 to 2051
F4_Commercial_Warehouse_Existing_Miscellaneous_Natural Gas_Miscellaneous_E2 | F4 | Commercial | Warehouse | Existing | Miscellaneous | Natural Gas | Miscellaneous | E2 | RVT BC Ratio | 0 | 0 | 0 | 0 | 0 | 0 | 0 | 0 | 0 | 0 | 0 | 0 | 0 | 0 | 0 | 0 | 0 | 0 | 0 | 0 | 0 | 0 | 0 | 0 | 0 | 0 | 0 | 0 | 0 | 0 | 0 | 0 | 0
F4_Commercial_Warehouse_Existing_Miscellaneous_Natural Gas_Miscellaneous_E3 | F4 | Commercial | Warehouse | Existing | Miscellaneous | Natural Gas | Miscellaneous | E3 | RVT BC Ratio | 0 | 0 | 0 | 0 | 0 | 0 | 0 | 0 | 0 | 0 | 0 | 0 | 0 | 0 | 0 | 0 | 0 | 0 | 0 | 0 | 0 | 0 | 0 | 0 | 0 | 0 | 0 | 0 | 0 | 0 | 0 | 0 | 0
F4_Commercial_Warehouse_Existing_Miscellaneous_Natural Gas_Miscellaneous_E4 | F4 | Commercial | Warehouse | Existing | Miscellaneous | Natural Gas | Miscellaneous | E4 | RVT BC Ratio | 0 | 0 | 0 | 0 | 0 | 0 | 0 | 0 | 0 | 0 | 0 | 0 | 0 | 0 | 0 | 0 | 0 | 0 | 0 | 0 | 0 | 0 | 0 | 0 | 0 | 0 | 0 | 0 | 0 | 0 | 0 | 0 | 0
F4_Commercial_Warehouse_Existing_Miscellaneous_Natural Gas_Miscellaneous_E5 | F4 | Commercial | Warehouse | Existing | Miscellaneous | Natural Gas | Miscellaneous | E5 | RVT BC Ratio | 0 | 0 | 0 | 0 | 0 | 0 | 0 | 0 | 0 | 0 | 0 | 0 | 0 | 0 | 0 | 0 | 0 | 0 | 0 | 0 | 0 | 0 | 0 | 0 | 0 | 0 | 0 | 0 | 0 | 0 | 0 | 0 | 0
F4_Commercial_Warehouse_Existing_Miscellaneous_Natural Gas_Miscellaneous_E6 | F4 | Commercial | Warehouse | Existing | Miscellaneous | Natural Gas | Miscellaneous | E6 | RVT BC Ratio | 0 | 0 | 0 | 0 | 0 | 0 | 0 | 0 | 0 | 0 | 0 | 0 | 0 | 0 | 0 | 0 | 0 | 0 | 0 | 0 | 0 | 0 | 0 | 0 | 0 | 0 | 0 | 0 | 0 | 0 | 0 | 0 | 0
F4_Commercial_Warehouse_Existing_Miscellaneous_Natural Gas_Miscellaneous_E7 | F4 | Commercial | Warehouse | Existing | Miscellaneous | Natural Gas | Miscellaneous | E7 | RVT BC Ratio | 0 | 0 | 0 | 0 | 0 | 0 | 0 | 0 | 0 | 0 | 0 | 0 | 0 | 0 | 0 | 0 | 0 | 0 | 0 | 0 | 0 | 0 | 0 | 0 | 0 | 0 | 0 | 0 | 0 | 0 | 0 | 0 | 0
F4_Commercial_Warehouse_Existing_Miscellaneous_Natural Gas_Miscellaneous_E8 | F4 | Commercial | Warehouse | Existing | Miscellaneous | Natural Gas | Miscellaneous | E8 | RVT BC Ratio | 0 | 0 | 0 | 0 | 0 | 0 | 0 | 0 | 0 | 0 | 0 | 0 | 0 | 0 | 0 | 0 | 0 | 0 | 0 | 0 | 0 | 0 | 0 | 0 | 0 | 0 | 0 | 0 | 0 | 0 | 0 | 0 | 0
F4_Commercial_Warehouse_Existing_Miscellaneous_Natural Gas_Miscellaneous_E9 | F4 | Commercial | Warehouse | Existing | Miscellaneous | Natural Gas | Miscellaneous | E9 | RVT BC Ratio | 0 | 0 | 0 | 0 | 0 | 0 | 0 | 0 | 0 | 0 | 0 | 0 | 0 | 0 | 0 | 0 | 0 | 0 | 0 | 0 | 0 | 0 | 0 | 0 | 0 | 0 | 0 | 0 | 0 | 0 | 0 | 0 | 0
F4_Commercial_Warehouse_Existing_Miscellaneous_Natural Gas_Miscellaneous_E10 | F4 | Commercial | Warehouse | Existing | Miscellaneous | Natural Gas | Miscellaneous | E10 | RVT BC Ratio | 0 | 0 | 0 | 0 | 0 | 0 | 0 | 0 | 0 | 0 | 0 | 0 | 0 | 0 | 0 | 0 | 0 | 0 | 0 | 0 | 0 | 0 | 0 | 0 | 0 | 0 | 0 | 0 | 0 | 0 | 0 | 0 | 0
F5_Commercial_Warehouse_Existing_Miscellaneous_Natural Gas_Miscellaneous_E1 | F5 | Commercial | Warehouse | Existing | Miscellaneous | Natural Gas | Miscellaneous | E1 | RIM BC Ratio | bar: 2019 to 2051
F5_Commercial_Warehouse_Existing_Miscellaneous_Natural Gas_Miscellaneous_E2 | F5 | Commercial | Warehouse | Existing | Miscellaneous | Natural Gas | Miscellaneous | E2 | RIM BC Ratio | 0 | 0 | 0 | 0 | 0 | 0 | 0 | 0 | 0 | 0 | 0 | 0 | 0 | 0 | 0 | 0 | 0 | 0 | 0 | 0 | 0 | 0 | 0 | 0 | 0 | 0 | 0 | 0 | 0 | 0 | 0 | 0 | 0
F5_Commercial_Warehouse_Existing_Miscellaneous_Natural Gas_Miscellaneous_E3 | F5 | Commercial | Warehouse | Existing | Miscellaneous | Natural Gas | Miscellaneous | E3 | RIM BC Ratio | 0 | 0 | 0 | 0 | 0 | 0 | 0 | 0 | 0 | 0 | 0 | 0 | 0 | 0 | 0 | 0 | 0 | 0 | 0 | 0 | 0 | 0 | 0 | 0 | 0 | 0 | 0 | 0 | 0 | 0 | 0 | 0 | 0
F5_Commercial_Warehouse_Existing_Miscellaneous_Natural Gas_Miscellaneous_E4 | F5 | Commercial | Warehouse | Existing | Miscellaneous | Natural Gas | Miscellaneous | E4 | RIM BC Ratio | 0 | 0 | 0 | 0 | 0 | 0 | 0 | 0 | 0 | 0 | 0 | 0 | 0 | 0 | 0 | 0 | 0 | 0 | 0 | 0 | 0 | 0 | 0 | 0 | 0 | 0 | 0 | 0 | 0 | 0 | 0 | 0 | 0
F5_Commercial_Warehouse_Existing_Miscellaneous_Natural Gas_Miscellaneous_E5 | F5 | Commercial | Warehouse | Existing | Miscellaneous | Natural Gas | Miscellaneous | E5 | RIM BC Ratio | 0 | 0 | 0 | 0 | 0 | 0 | 0 | 0 | 0 | 0 | 0 | 0 | 0 | 0 | 0 | 0 | 0 | 0 | 0 | 0 | 0 | 0 | 0 | 0 | 0 | 0 | 0 | 0 | 0 | 0 | 0 | 0 | 0
F5_Commercial_Warehouse_Existing_Miscellaneous_Natural Gas_Miscellaneous_E6 | F5 | Commercial | Warehouse | Existing | Miscellaneous | Natural Gas | Miscellaneous | E6 | RIM BC Ratio | 0 | 0 | 0 | 0 | 0 | 0 | 0 | 0 | 0 | 0 | 0 | 0 | 0 | 0 | 0 | 0 | 0 | 0 | 0 | 0 | 0 | 0 | 0 | 0 | 0 | 0 | 0 | 0 | 0 | 0 | 0 | 0 | 0
F5_Commercial_Warehouse_Existing_Miscellaneous_Natural Gas_Miscellaneous_E7 | F5 | Commercial | Warehouse | Existing | Miscellaneous | Natural Gas | Miscellaneous | E7 | RIM BC Ratio | 0 | 0 | 0 | 0 | 0 | 0 | 0 | 0 | 0 | 0 | 0 | 0 | 0 | 0 | 0 | 0 | 0 | 0 | 0 | 0 | 0 | 0 | 0 | 0 | 0 | 0 | 0 | 0 | 0 | 0 | 0 | 0 | 0
F5_Commercial_Warehouse_Existing_Miscellaneous_Natural Gas_Miscellaneous_E8 | F5 | Commercial | Warehouse | Existing | Miscellaneous | Natural Gas | Miscellaneous | E8 | RIM BC Ratio | 0 | 0 | 0 | 0 | 0 | 0 | 0 | 0 | 0 | 0 | 0 | 0 | 0 | 0 | 0 | 0 | 0 | 0 | 0 | 0 | 0 | 0 | 0 | 0 | 0 | 0 | 0 | 0 | 0 | 0 | 0 | 0 | 0
F5_Commercial_Warehouse_Existing_Miscellaneous_Natural Gas_Miscellaneous_E9 | F5 | Commercial | Warehouse | Existing | Miscellaneous | Natural Gas | Miscellaneous | E9 | RIM BC Ratio | 0 | 0 | 0 | 0 | 0 | 0 | 0 | 0 | 0 | 0 | 0 | 0 | 0 | 0 | 0 | 0 | 0 | 0 | 0 | 0 | 0 | 0 | 0 | 0 | 0 | 0 | 0 | 0 | 0 | 0 | 0 | 0 | 0
F5_Commercial_Warehouse_Existing_Miscellaneous_Natural Gas_Miscellaneous_E10 | F5 | Commercial | Warehouse | Existing | Miscellaneous | Natural Gas | Miscellaneous | E10 | RIM BC Ratio | 0 | 0 | 0 | 0 | 0 | 0 | 0 | 0 | 0 | 0 | 0 | 0 | 0 | 0 | 0 | 0 | 0 | 0 | 0 | 0 | 0 | 0 | 0 | 0 | 0 | 0 | 0 | 0 | 0 | 0 | 0 | 0 | 0
F0_Commercial_Warehouse_New_Space Heating_Natural Gas_Furnace_E0 | F0 | Commercial | Warehouse | New | Space Heating | Natural Gas | Furnace | E0 | Economic Unit | AFUE 96% | AFUE 96% | AFUE 96% | AFUE 96% | AFUE 96% | AFUE 96% | AFUE 96% | AFUE 96% | AFUE 96% | AFUE 96% | AFUE 96% | AFUE 96% | AFUE 96% | AFUE 96% | AFUE 96% | AFUE 96% | AFUE 96% | AFUE 96% | AFUE 96% | AFUE 96% | AFUE 96% | AFUE 96% | AFUE 96% | AFUE 96% | AFUE 96% | AFUE 96% | AFUE 96% | AFUE 96% | AFUE 96% | AFUE 96% | AFUE 96% | AFUE 96% | AFUE 96%
F1_Commercial_Warehouse_New_Space Heating_Natural Gas_Furnace_E1 | F1 | Commercial | Warehouse | New | Space Heating | Natural Gas | Furnace | E1 | CCE | 0 | 0 | 0 | 0 | 0 | 0 | 0 | 0 | 0 | 0 | 0 | 0 | 0 | 0 | 0 | 0 | 0 | 0 | 0 | 0 | 0 | 0 | 0 | 0 | 0 | 0 | 0 | 0 | 0 | 0 | 0 | 0 | 0
F1_Commercial_Warehouse_New_Space Heating_Natural Gas_Furnace_E2 | F1 | Commercial | Warehouse | New | Space Heating | Natural Gas | Furnace | E2 | CCE | 0.10139 | 0.10498 | 0.094738 | 0.097031 | 0.097553 | 0 | 0 | 0 | 0 | 0 | 0 | 0 | 0 | 0 | 0 | 0 | 0 | 0 | 0 | 0 | 0 | 0 | 0 | 0 | 0 | 0 | 0 | 0 | 0 | 0 | 0 | 0 | 0
F1_Commercial_Warehouse_New_Space Heating_Natural Gas_Furnace_E3 | F1 | Commercial | Warehouse | New | Space Heating | Natural Gas | Furnace | E3 | CCE | 0.24053 | 0.24903 | 0.22474 | 0.23018 | 0.23141 | 0 | 0 | 0 | 0 | 0 | 0 | 0 | 0 | 0 | 0 | 0 | 0 | 0 | 0 | 0 | 0 | 0 | 0 | 0 | 0 | 0 | 0 | 0 | 0 | 0 | 0 | 0 | 0
F1_Commercial_Warehouse_New_Space Heating_Natural Gas_Furnace_E4 | F1 | Commercial | Warehouse | New | Space Heating | Natural Gas | Furnace | E4 | CCE | 0.3792 | 0.3926 | 0.35431 | 0.36288 | 0.36483 | 0.57376 | 0.57688 | 0.58004 | 0.58322 | 0.58645 | 0.58971 | 0.593 | 0.59634 | 0.5997 | 0.60311 | 0.60656 | 0.61005 | 0.61357 | 0.61714 | 0.62075 | 0.6244 | 0.62809 | 0.63183 | 0.63561 | 0.63944 | 0.64331 | 0.64723 | 0.6512 | 0.65522 | 0.65928 | 0.66341 | 0.66758 | 0.66758
F1_Commercial_Warehouse_New_Space Heating_Natural Gas_Furnace_E5 | F1 | Commercial | Warehouse | New | Space Heating | Natural Gas | Furnace | E5 | CCE | 0 | 0 | 0 | 0 | 0 | 0 | 0 | 5.1544 | 5.1828 | 5.2114 | 5.2404 | 5.2697 | 5.2993 | 5.3292 | 5.3595 | 5.3901 | 5.4211 | 5.4524 | 5.4841 | 5.5162 | 5.5487 | 5.5814 | 5.6147 | 5.6483 | 5.6823 | 5.7167 | 5.7516 | 5.7868 | 5.8225 | 5.8586 | 5.8953 | 5.9324 | 5.9324
F1_Commercial_Warehouse_New_Space Heating_Natural Gas_Furnace_E6 | F1 | Commercial | Warehouse | New | Space Heating | Natural Gas | Furnace | E6 | CCE | 0 | 0 | 0 | 0 | 0 | 0 | 0 | 0 | 0 | 0 | 0 | 0 | 0 | 0 | 0 | 0 | 0 | 0 | 0 | 0 | 0 | 0 | 0 | 0 | 0 | 0 | 0 | 0 | 0 | 0 | 0 | 0 | 0
F1_Commercial_Warehouse_New_Space Heating_Natural Gas_Furnace_E7 | F1 | Commercial | Warehouse | New | Space Heating | Natural Gas | Furnace | E7 | CCE | 0 | 0 | 0 | 0 | 0 | 0 | 0 | 0 | 0 | 0 | 0 | 0 | 0 | 0 | 0 | 0 | 0 | 0 | 0 | 0 | 0 | 0 | 0 | 0 | 0 | 0 | 0 | 0 | 0 | 0 | 0 | 0 | 0
F1_Commercial_Warehouse_New_Space Heating_Natural Gas_Furnace_E8 | F1 | Commercial | Warehouse | New | Space Heating | Natural Gas | Furnace | E8 | CCE | 0 | 0 | 0 | 0 | 0 | 0 | 0 | 0 | 0 | 0 | 0 | 0 | 0 | 0 | 0 | 0 | 0 | 0 | 0 | 0 | 0 | 0 | 0 | 0 | 0 | 0 | 0 | 0 | 0 | 0 | 0 | 0 | 0
F1_Commercial_Warehouse_New_Space Heating_Natural Gas_Furnace_E9 | F1 | Commercial | Warehouse | New | Space Heating | Natural Gas | Furnace | E9 | CCE | 0 | 0 | 0 | 0 | 0 | 0 | 0 | 0 | 0 | 0 | 0 | 0 | 0 | 0 | 0 | 0 | 0 | 0 | 0 | 0 | 0 | 0 | 0 | 0 | 0 | 0 | 0 | 0 | 0 | 0 | 0 | 0 | 0
F1_Commercial_Warehouse_New_Space Heating_Natural Gas_Furnace_E10 | F1 | Commercial | Warehouse | New | Space Heating | Natural Gas | Furnace | E10 | CCE | 0 | 0 | 0 | 0 | 0 | 0 | 0 | 0 | 0 | 0 | 0 | 0 | 0 | 0 | 0 | 0 | 0 | 0 | 0 | 0 | 0 | 0 | 0 | 0 | 0 | 0 | 0 | 0 | 0 | 0 | 0 | 0 | 0
F2_Commercial_Warehouse_New_Space Heating_Natural Gas_Furnace_E1 | F2 | Commercial | Warehouse | New | Space Heating | Natural Gas | Furnace | E1 | TRC BC Ratio | 1 | 1 | 1 | 1 | 1 | 0 | 0 | 0 | 0 | 0 | 0 | 0 | 0 | 0 | 0 | 0 | 0 | 0 | 0 | 0 | 0 | 0 | 0 | 0 | 0 | 0 | 0 | 0 | 0 | 0 | 0 | 0 | 0
F2_Commercial_Warehouse_New_Space Heating_Natural Gas_Furnace_E2 | F2 | Commercial | Warehouse | New | Space Heating | Natural Gas | Furnace | E2 | TRC BC Ratio | 21.4344 | 21.4261 | 21.465 | 21.363 | 21.2932 | 0 | 0 | 0 | 0 | 0 | 0 | 0 | 0 | 0 | 0 | 0 | 0 | 0 | 0 | 0 | 0 | 0 | 0 | 0 | 0 | 0 | 0 | 0 | 0 | 0 | 0 | 0 | 0
F2_Commercial_Warehouse_New_Space Heating_Natural Gas_Furnace_E3 | F2 | Commercial | Warehouse | New | Space Heating | Natural Gas | Furnace | E3 | TRC BC Ratio | 9.0357 | 9.0322 | 9.0486 | 9.0056 | 8.9762 | 1 | 1 | 1 | 1 | 1 | 1 | 1 | 1 | 1 | 1 | 1 | 1 | 1 | 1 | 1 | 1 | 1 | 1 | 1 | 1 | 1 | 1 | 1 | 1 | 1 | 1 | 1 | 1
F2_Commercial_Warehouse_New_Space Heating_Natural Gas_Furnace_E4 | F2 | Commercial | Warehouse | New | Space Heating | Natural Gas | Furnace | E4 | TRC BC Ratio | 5.7313 | 5.7291 | 5.7395 | 5.7123 | 5.6936 | 3.6361 | 3.6397 | 3.6416 | 3.6459 | 3.6494 | 3.6524 | 3.6547 | 3.6576 | 3.6609 | 3.6634 | 3.6661 | 3.6687 | 3.6721 | 3.6753 | 3.6794 | 3.6829 | 3.6867 | 3.6898 | 3.6936 | 3.6964 | 3.6991 | 3.7016 | 3.7043 | 3.7061 | 3.708 | 3.7092 | 3.7106 | 3.7106
F2_Commercial_Warehouse_New_Space Heating_Natural Gas_Furnace_E5 | F2 | Commercial | Warehouse | New | Space Heating | Natural Gas | Furnace | E5 | TRC BC Ratio | 0 | 0 | 0 | 0 | 0 | 0 | 0 | 0.4098 | 0.41028 | 0.41067 | 0.41101 | 0.41126 | 0.4116 | 0.41197 | 0.41225 | 0.41255 | 0.41284 | 0.41322 | 0.41358 | 0.41404 | 0.41444 | 0.41487 | 0.41522 | 0.41564 | 0.41597 | 0.41627 | 0.41655 | 0.41685 | 0.41705 | 0.41727 | 0.4174 | 0.41756 | 0.41756
F2_Commercial_Warehouse_New_Space Heating_Natural Gas_Furnace_E6 | F2 | Commercial | Warehouse | New | Space Heating | Natural Gas | Furnace | E6 | TRC BC Ratio | 0 | 0 | 0 | 0 | 0 | 0 | 0 | 0 | 0 | 0 | 0 | 0 | 0 | 0 | 0 | 0 | 0 | 0 | 0 | 0 | 0 | 0 | 0 | 0 | 0 | 0 | 0 | 0 | 0 | 0 | 0 | 0 | 0
F2_Commercial_Warehouse_New_Space Heating_Natural Gas_Furnace_E7 | F2 | Commercial | Warehouse | New | Space Heating | Natural Gas | Furnace | E7 | TRC BC Ratio | 0 | 0 | 0 | 0 | 0 | 0 | 0 | 0 | 0 | 0 | 0 | 0 | 0 | 0 | 0 | 0 | 0 | 0 | 0 | 0 | 0 | 0 | 0 | 0 | 0 | 0 | 0 | 0 | 0 | 0 | 0 | 0 | 0
F2_Commercial_Warehouse_New_Space Heating_Natural Gas_Furnace_E8 | F2 | Commercial | Warehouse | New | Space Heating | Natural Gas | Furnace | E8 | TRC BC Ratio | 0 | 0 | 0 | 0 | 0 | 0 | 0 | 0 | 0 | 0 | 0 | 0 | 0 | 0 | 0 | 0 | 0 | 0 | 0 | 0 | 0 | 0 | 0 | 0 | 0 | 0 | 0 | 0 | 0 | 0 | 0 | 0 | 0
F2_Commercial_Warehouse_New_Space Heating_Natural Gas_Furnace_E9 | F2 | Commercial | Warehouse | New | Space Heating | Natural Gas | Furnace | E9 | TRC BC Ratio | 0 | 0 | 0 | 0 | 0 | 0 | 0 | 0 | 0 | 0 | 0 | 0 | 0 | 0 | 0 | 0 | 0 | 0 | 0 | 0 | 0 | 0 | 0 | 0 | 0 | 0 | 0 | 0 | 0 | 0 | 0 | 0 | 0
F2_Commercial_Warehouse_New_Space Heating_Natural Gas_Furnace_E10 | F2 | Commercial | Warehouse | New | Space Heating | Natural Gas | Furnace | E10 | TRC BC Ratio | 0 | 0 | 0 | 0 | 0 | 0 | 0 | 0 | 0 | 0 | 0 | 0 | 0 | 0 | 0 | 0 | 0 | 0 | 0 | 0 | 0 | 0 | 0 | 0 | 0 | 0 | 0 | 0 | 0 | 0 | 0 | 0 | 0
F3_Commercial_Warehouse_New_Space Heating_Natural Gas_Furnace_E1 | F3 | Commercial | Warehouse | New | Space Heating | Natural Gas | Furnace | E1 | PACT BC Ratio | 1 | 1 | 1 | 1 | 1 | 0 | 0 | 0 | 0 | 0 | 0 | 0 | 0 | 0 | 0 | 0 | 0 | 0 | 0 | 0 | 0 | 0 | 0 | 0 | 0 | 0 | 0 | 0 | 0 | 0 | 0 | 0 | 0
F3_Commercial_Warehouse_New_Space Heating_Natural Gas_Furnace_E2 | F3 | Commercial | Warehouse | New | Space Heating | Natural Gas | Furnace | E2 | PACT BC Ratio | 28.5791 | 28.5681 | 28.62 | 28.484 | 28.391 | 0 | 0 | 0 | 0 | 0 | 0 | 0 | 0 | 0 | 0 | 0 | 0 | 0 | 0 | 0 | 0 | 0 | 0 | 0 | 0 | 0 | 0 | 0 | 0 | 0 | 0 | 0 | 0
F3_Commercial_Warehouse_New_Space Heating_Natural Gas_Furnace_E3 | F3 | Commercial | Warehouse | New | Space Heating | Natural Gas | Furnace | E3 | PACT BC Ratio | 12.0476 | 12.0429 | 12.0648 | 12.0075 | 11.9683 | 1 | 1 | 1 | 1 | 1 | 1 | 1 | 1 | 1 | 1 | 1 | 1 | 1 | 1 | 1 | 1 | 1 | 1 | 1 | 1 | 1 | 1 | 1 | 1 | 1 | 1 | 1 | 1
F3_Commercial_Warehouse_New_Space Heating_Natural Gas_Furnace_E4 | F3 | Commercial | Warehouse | New | Space Heating | Natural Gas | Furnace | E4 | PACT BC Ratio | 7.6418 | 7.6388 | 7.6527 | 7.6164 | 7.5915 | 4.8481 | 4.853 | 4.8555 | 4.8612 | 4.8658 | 4.8699 | 4.8729 | 4.8768 | 4.8812 | 4.8845 | 4.8881 | 4.8916 | 4.8961 | 4.9004 | 4.9058 | 4.9105 | 4.9156 | 4.9198 | 4.9248 | 4.9286 | 4.9321 | 4.9354 | 4.9391 | 4.9414 | 4.944 | 4.9455 | 4.9475 | 4.9475
F3_Commercial_Warehouse_New_Space Heating_Natural Gas_Furnace_E5 | F3 | Commercial | Warehouse | New | Space Heating | Natural Gas | Furnace | E5 | PACT BC Ratio | 0 | 0 | 0 | 0 | 0 | 0 | 0 | 0.5464 | 0.54704 | 0.54756 | 0.54801 | 0.54835 | 0.5488 | 0.54929 | 0.54966 | 0.55006 | 0.55046 | 0.55096 | 0.55145 | 0.55206 | 0.55259 | 0.55316 | 0.55363 | 0.55419 | 0.55462 | 0.55502 | 0.55539 | 0.5558 | 0.55607 | 0.55636 | 0.55653 | 0.55675 | 0.55675
F3_Commercial_Warehouse_New_Space Heating_Natural Gas_Furnace_E6 | F3 | Commercial | Warehouse | New | Space Heating | Natural Gas | Furnace | E6 | PACT BC Ratio | 0 | 0 | 0 | 0 | 0 | 0 | 0 | 0 | 0 | 0 | 0 | 0 | 0 | 0 | 0 | 0 | 0 | 0 | 0 | 0 | 0 | 0 | 0 | 0 | 0 | 0 | 0 | 0 | 0 | 0 | 0 | 0 | 0
F3_Commercial_Warehouse_New_Space Heating_Natural Gas_Furnace_E7 | F3 | Commercial | Warehouse | New | Space Heating | Natural Gas | Furnace | E7 | PACT BC Ratio | 0 | 0 | 0 | 0 | 0 | 0 | 0 | 0 | 0 | 0 | 0 | 0 | 0 | 0 | 0 | 0 | 0 | 0 | 0 | 0 | 0 | 0 | 0 | 0 | 0 | 0 | 0 | 0 | 0 | 0 | 0 | 0 | 0
F3_Commercial_Warehouse_New_Space Heating_Natural Gas_Furnace_E8 | F3 | Commercial | Warehouse | New | Space Heating | Natural Gas | Furnace | E8 | PACT BC Ratio | 0 | 0 | 0 | 0 | 0 | 0 | 0 | 0 | 0 | 0 | 0 | 0 | 0 | 0 | 0 | 0 | 0 | 0 | 0 | 0 | 0 | 0 | 0 | 0 | 0 | 0 | 0 | 0 | 0 | 0 | 0 | 0 | 0
F3_Commercial_Warehouse_New_Space Heating_Natural Gas_Furnace_E9 | F3 | Commercial | Warehouse | New | Space Heating | Natural Gas | Furnace | E9 | PACT BC Ratio | 0 | 0 | 0 | 0 | 0 | 0 | 0 | 0 | 0 | 0 | 0 | 0 | 0 | 0 | 0 | 0 | 0 | 0 | 0 | 0 | 0 | 0 | 0 | 0 | 0 | 0 | 0 | 0 | 0 | 0 | 0 | 0 | 0
F3_Commercial_Warehouse_New_Space Heating_Natural Gas_Furnace_E10 | F3 | Commercial | Warehouse | New | Space Heating | Natural Gas | Furnace | E10 | PACT BC Ratio | 0 | 0 | 0 | 0 | 0 | 0 | 0 | 0 | 0 | 0 | 0 | 0 | 0 | 0 | 0 | 0 | 0 | 0 | 0 | 0 | 0 | 0 | 0 | 0 | 0 | 0 | 0 | 0 | 0 | 0 | 0 | 0 | 0
F4_Commercial_Warehouse_New_Space Heating_Natural Gas_Furnace_E1 | F4 | Commercial | Warehouse | New | Space Heating | Natural Gas | Furnace | E1 | RVT BC Ratio | 1 | 1 | 1 | 1 | 1 | 0 | 0 | 0 | 0 | 0 | 0 | 0 | 0 | 0 | 0 | 0 | 0 | 0 | 0 | 0 | 0 | 0 | 0 | 0 | 0 | 0 | 0 | 0 | 0 | 0 | 0 | 0 | 0
F4_Commercial_Warehouse_New_Space Heating_Natural Gas_Furnace_E2 | F4 | Commercial | Warehouse | New | Space Heating | Natural Gas | Furnace | E2 | RVT BC Ratio | 31.5157 | 31.5038 | 31.5598 | 31.4132 | 31.3128 | 0 | 0 | 0 | 0 | 0 | 0 | 0 | 0 | 0 | 0 | 0 | 0 | 0 | 0 | 0 | 0 | 0 | 0 | 0 | 0 | 0 | 0 | 0 | 0 | 0 | 0 | 0 | 0
F4_Commercial_Warehouse_New_Space Heating_Natural Gas_Furnace_E3 | F4 | Commercial | Warehouse | New | Space Heating | Natural Gas | Furnace | E3 | RVT BC Ratio | 13.6904 | 13.6854 | 13.709 | 13.6472 | 13.6049 | 1 | 1 | 1 | 1 | 1 | 1 | 1 | 1 | 1 | 1 | 1 | 1 | 1 | 1 | 1 | 1 | 1 | 1 | 1 | 1 | 1 | 1 | 1 | 1 | 1 | 1 | 1 | 1
F4_Commercial_Warehouse_New_Space Heating_Natural Gas_Furnace_E4 | F4 | Commercial | Warehouse | New | Space Heating | Natural Gas | Furnace | E4 | RVT BC Ratio | 8.9398 | 8.9367 | 8.9516 | 8.9124 | 8.8856 | 5.9276 | 5.9328 | 5.9355 | 5.9416 | 5.9466 | 5.951 | 5.9542 | 5.9585 | 5.9632 | 5.9668 | 5.9706 | 5.9744 | 5.9792 | 5.9838 | 5.9897 | 5.9948 | 6.0003 | 6.0048 | 6.0102 | 6.0143 | 6.0181 | 6.0217 | 6.0256 | 6.0281 | 6.031 | 6.0326 | 6.0347 | 6.0347
F4_Commercial_Warehouse_New_Space Heating_Natural Gas_Furnace_E5 | F4 | Commercial | Warehouse | New | Space Heating | Natural Gas | Furnace | E5 | RVT BC Ratio | 0 | 0 | 0 | 0 | 0 | 0 | 0 | 1.2892 | 1.2898 | 1.2904 | 1.2909 | 1.2913 | 1.2917 | 1.2923 | 1.2927 | 1.2931 | 1.2935 | 1.2941 | 1.2946 | 1.2953 | 1.2958 | 1.2965 | 1.297 | 1.2976 | 1.298 | 1.2985 | 1.2989 | 1.2993 | 1.2996 | 1.2999 | 1.3001 | 1.3003 | 1.3003
F4_Commercial_Warehouse_New_Space Heating_Natural Gas_Furnace_E6 | F4 | Commercial | Warehouse | New | Space Heating | Natural Gas | Furnace | E6 | RVT BC Ratio | 0 | 0 | 0 | 0 | 0 | 0 | 0 | 0 | 0 | 0 | 0 | 0 | 0 | 0 | 0 | 0 | 0 | 0 | 0 | 0 | 0 | 0 | 0 | 0 | 0 | 0 | 0 | 0 | 0 | 0 | 0 | 0 | 0
F4_Commercial_Warehouse_New_Space Heating_Natural Gas_Furnace_E7 | F4 | Commercial | Warehouse | New | Space Heating | Natural Gas | Furnace | E7 | RVT BC Ratio | 0 | 0 | 0 | 0 | 0 | 0 | 0 | 0 | 0 | 0 | 0 | 0 | 0 | 0 | 0 | 0 | 0 | 0 | 0 | 0 | 0 | 0 | 0 | 0 | 0 | 0 | 0 | 0 | 0 | 0 | 0 | 0 | 0
F4_Commercial_Warehouse_New_Space Heating_Natural Gas_Furnace_E8 | F4 | Commercial | Warehouse | New | Space Heating | Natural Gas | Furnace | E8 | RVT BC Ratio | 0 | 0 | 0 | 0 | 0 | 0 | 0 | 0 | 0 | 0 | 0 | 0 | 0 | 0 | 0 | 0 | 0 | 0 | 0 | 0 | 0 | 0 | 0 | 0 | 0 | 0 | 0 | 0 | 0 | 0 | 0 | 0 | 0
F4_Commercial_Warehouse_New_Space Heating_Natural Gas_Furnace_E9 | F4 | Commercial | Warehouse | New | Space Heating | Natural Gas | Furnace | E9 | RVT BC Ratio | 0 | 0 | 0 | 0 | 0 | 0 | 0 | 0 | 0 | 0 | 0 | 0 | 0 | 0 | 0 | 0 | 0 | 0 | 0 | 0 | 0 | 0 | 0 | 0 | 0 | 0 | 0 | 0 | 0 | 0 | 0 | 0 | 0
F4_Commercial_Warehouse_New_Space Heating_Natural Gas_Furnace_E10 | F4 | Commercial | Warehouse | New | Space Heating | Natural Gas | Furnace | E10 | RVT BC Ratio | 0 | 0 | 0 | 0 | 0 | 0 | 0 | 0 | 0 | 0 | 0 | 0 | 0 | 0 | 0 | 0 | 0 | 0 | 0 | 0 | 0 | 0 | 0 | 0 | 0 | 0 | 0 | 0 | 0 | 0 | 0 | 0 | 0
F5_Commercial_Warehouse_New_Space Heating_Natural Gas_Furnace_E1 | F5 | Commercial | Warehouse | New | Space Heating | Natural Gas | Furnace | E1 | RIM BC Ratio | 1 | 1 | 1 | 1 | 1 | 0 | 0 | 0 | 0 | 0 | 0 | 0 | 0 | 0 | 0 | 0 | 0 | 0 | 0 | 0 | 0 | 0 | 0 | 0 | 0 | 0 | 0 | 0 | 0 | 0 | 0 | 0 | 0
F5_Commercial_Warehouse_New_Space Heating_Natural Gas_Furnace_E2 | F5 | Commercial | Warehouse | New | Space Heating | Natural Gas | Furnace | E2 | RIM BC Ratio | 0.81099 | 0.81098 | 0.81103 | 0.81092 | 0.81084 | 0 | 0 | 0 | 0 | 0 | 0 | 0 | 0 | 0 | 0 | 0 | 0 | 0 | 0 | 0 | 0 | 0 | 0 | 0 | 0 | 0 | 0 | 0 | 0 | 0 | 0 | 0 | 0
F5_Commercial_Warehouse_New_Space Heating_Natural Gas_Furnace_E3 | F5 | Commercial | Warehouse | New | Space Heating | Natural Gas | Furnace | E3 | RIM BC Ratio | 0.7806 | 0.78058 | 0.78067 | 0.78043 | 0.78026 | 1 | 1 | 1 | 1 | 1 | 1 | 1 | 1 | 1 | 1 | 1 | 1 | 1 | 1 | 1 | 1 | 1 | 1 | 1 | 1 | 1 | 1 | 1 | 1 | 1 | 1 | 1 | 1
F5_Commercial_Warehouse_New_Space Heating_Natural Gas_Furnace_E4 | F5 | Commercial | Warehouse | New | Space Heating | Natural Gas | Furnace | E4 | RIM BC Ratio | 0.75249 | 0.75246 | 0.75259 | 0.75224 | 0.752 | 0.71208 | 0.71219 | 0.71224 | 0.71236 | 0.71246 | 0.71255 | 0.71261 | 0.7127 | 0.71279 | 0.71286 | 0.71294 | 0.71301 | 0.71311 | 0.7132 | 0.71332 | 0.71341 | 0.71352 | 0.71361 | 0.71371 | 0.71379 | 0.71387 | 0.71394 | 0.71401 | 0.71406 | 0.71412 | 0.71415 | 0.71419 | 0.71419
F5_Commercial_Warehouse_New_Space Heating_Natural Gas_Furnace_E5 | F5 | Commercial | Warehouse | New | Space Heating | Natural Gas | Furnace | E5 | RIM BC Ratio | 0 | 0 | 0 | 0 | 0 | 0 | 0 | 0.33023 | 0.33046 | 0.33065 | 0.33081 | 0.33094 | 0.3311 | 0.33128 | 0.33142 | 0.33156 | 0.3317 | 0.33189 | 0.33206 | 0.33228 | 0.33248 | 0.33268 | 0.33285 | 0.33306 | 0.33321 | 0.33336 | 0.33349 | 0.33364 | 0.33373 | 0.33384 | 0.3339 | 0.33398 | 0.33398
F5_Commercial_Warehouse_New_Space Heating_Natural Gas_Furnace_E6 | F5 | Commercial | Warehouse | New | Space Heating | Natural Gas | Furnace | E6 | RIM BC Ratio | 0 | 0 | 0 | 0 | 0 | 0 | 0 | 0 | 0 | 0 | 0 | 0 | 0 | 0 | 0 | 0 | 0 | 0 | 0 | 0 | 0 | 0 | 0 | 0 | 0 | 0 | 0 | 0 | 0 | 0 | 0 | 0 | 0
F5_Commercial_Warehouse_New_Space Heating_Natural Gas_Furnace_E7 | F5 | Commercial | Warehouse | New | Space Heating | Natural Gas | Furnace | E7 | RIM BC Ratio | 0 | 0 | 0 | 0 | 0 | 0 | 0 | 0 | 0 | 0 | 0 | 0 | 0 | 0 | 0 | 0 | 0 | 0 | 0 | 0 | 0 | 0 | 0 | 0 | 0 | 0 | 0 | 0 | 0 | 0 | 0 | 0 | 0
F5_Commercial_Warehouse_New_Space Heating_Natural Gas_Furnace_E8 | F5 | Commercial | Warehouse | New | Space Heating | Natural Gas | Furnace | E8 | RIM BC Ratio | 0 | 0 | 0 | 0 | 0 | 0 | 0 | 0 | 0 | 0 | 0 | 0 | 0 | 0 | 0 | 0 | 0 | 0 | 0 | 0 | 0 | 0 | 0 | 0 | 0 | 0 | 0 | 0 | 0 | 0 | 0 | 0 | 0
F5_Commercial_Warehouse_New_Space Heating_Natural Gas_Furnace_E9 | F5 | Commercial | Warehouse | New | Space Heating | Natural Gas | Furnace | E9 | RIM BC Ratio | 0 | 0 | 0 | 0 | 0 | 0 | 0 | 0 | 0 | 0 | 0 | 0 | 0 | 0 | 0 | 0 | 0 | 0 | 0 | 0 | 0 | 0 | 0 | 0 | 0 | 0 | 0 | 0 | 0 | 0 | 0 | 0 | 0
F5_Commercial_Warehouse_New_Space Heating_Natural Gas_Furnace_E10 | F5 | Commercial | Warehouse | New | Space Heating | Natural Gas | Furnace | E10 | RIM BC Ratio | 0 | 0 | 0 | 0 | 0 | 0 | 0 | 0 | 0 | 0 | 0 | 0 | 0 | 0 | 0 | 0 | 0 | 0 | 0 | 0 | 0 | 0 | 0 | 0 | 0 | 0 | 0 | 0 | 0 | 0 | 0 | 0 | 0
F0_Commercial_Warehouse_New_Space Heating_Natural Gas_Boiler_E0 | F0 | Commercial | Warehouse | New | Space Heating | Natural Gas | Boiler | E0 | Economic Unit | Convert to Gas-Fired ASHP | Convert to Gas-Fired ASHP | Convert to Gas-Fired ASHP | Convert to Gas-Fired ASHP | Convert to Gas-Fired ASHP | Convert to Gas-Fired ASHP | Convert to Gas-Fired ASHP | Convert to Gas-Fired ASHP | Convert to Gas-Fired ASHP | Convert to Gas-Fired ASHP | Convert to Gas-Fired ASHP | Convert to Gas-Fired ASHP | Convert to Gas-Fired ASHP | Convert to Gas-Fired ASHP | Convert to Gas-Fired ASHP | Convert to Gas-Fired ASHP | Convert to Gas-Fired ASHP | Convert to Gas-Fired ASHP | Convert to Gas-Fired ASHP | Convert to Gas-Fired ASHP | Convert to Gas-Fired ASHP | Convert to Gas-Fired ASHP | Convert to Gas-Fired ASHP | Convert to Gas-Fired ASHP | Convert to Gas-Fired ASHP | Convert to Gas-Fired ASHP | Convert to Gas-Fired ASHP | Convert to Gas-Fired ASHP | Convert to Gas-Fired ASHP | Convert to Gas-Fired ASHP | Convert to Gas-Fired ASHP | Convert to Gas-Fired ASHP | Convert to Gas-Fired ASHP
F1_Commercial_Warehouse_New_Space Heating_Natural Gas_Boiler_E1 | F1 | Commercial | Warehouse | New | Space Heating | Natural Gas | Boiler | E1 | CCE | 0 | 0 | 0 | 0 | 0 | 0 | 0 | 0 | 0 | 0 | 0 | 0 | 0 | 0 | 0 | 0 | 0 | 0 | 0 | 0 | 0 | 0 | 0 | 0 | 0 | 0 | 0 | 0 | 0 | 0 | 0 | 0 | 0
F1_Commercial_Warehouse_New_Space Heating_Natural Gas_Boiler_E2 | F1 | Commercial | Warehouse | New | Space Heating | Natural Gas | Boiler | E2 | CCE | 0.045433 | 0.047039 | 0.04245 | 0.043478 | 0.043711 | 0 | 0 | 0 | 0 | 0 | 0 | 0 | 0 | 0 | 0 | 0 | 0 | 0 | 0 | 0 | 0 | 0 | 0 | 0 | 0 | 0 | 0 | 0 | 0 | 0 | 0 | 0 | 0
F1_Commercial_Warehouse_New_Space Heating_Natural Gas_Boiler_E3 | F1 | Commercial | Warehouse | New | Space Heating | Natural Gas | Boiler | E3 | CCE | 0.26916 | 0.27867 | 0.25149 | 0.25758 | 0.25896 | 0 | 0 | 0 | 0 | 0 | 0 | 0 | 0 | 0 | 0 | 0 | 0 | 0 | 0 | 0 | 0 | 0 | 0 | 0 | 0 | 0 | 0 | 0 | 0 | 0 | 0 | 0 | 0
F1_Commercial_Warehouse_New_Space Heating_Natural Gas_Boiler_E4 | F1 | Commercial | Warehouse | New | Space Heating | Natural Gas | Boiler | E4 | CCE | 0.27141 | 0.281 | 0.25359 | 0.25973 | 0.26112 | 0.27184 | 0.27332 | 0.27482 | 0.27633 | 0.27785 | 0.2794 | 0.28096 | 0.28254 | 0.28413 | 0.28575 | 0.28738 | 0.28903 | 0.2907 | 0.29239 | 0.2941 | 0.29584 | 0.29758 | 0.29935 | 0.30115 | 0.30296 | 0.30479 | 0.30665 | 0.30853 | 0.31044 | 0.31236 | 0.31431 | 0.31629 | 0.31629
F1_Commercial_Warehouse_New_Space Heating_Natural Gas_Boiler_E5 | F1 | Commercial | Warehouse | New | Space Heating | Natural Gas | Boiler | E5 | CCE | 0.836 | 0.86554 | 0.78112 | 0.80002 | 0.80432 | 1.1552 | 1.1615 | 1.1678 | 1.1742 | 1.1807 | 1.1873 | 1.1939 | 1.2006 | 1.2074 | 1.2143 | 1.2212 | 1.2282 | 1.2353 | 1.2425 | 1.2498 | 1.2571 | 1.2645 | 1.2721 | 1.2797 | 1.2874 | 1.2952 | 1.3031 | 1.3111 | 1.3192 | 1.3273 | 1.3356 | 1.344 | 1.344
F1_Commercial_Warehouse_New_Space Heating_Natural Gas_Boiler_E6 | F1 | Commercial | Warehouse | New | Space Heating | Natural Gas | Boiler | E6 | CCE | 0 | 0 | 0 | 0 | 0 | 0 | 0 | 0 | 0 | 0 | 0 | 0 | 0 | 0 | 0 | 0 | 0 | 0 | 0 | 0 | 0 | 0 | 0 | 0 | 0 | 0 | 0 | 0 | 0 | 0 | 0 | 0 | 0
F1_Commercial_Warehouse_New_Space Heating_Natural Gas_Boiler_E7 | F1 | Commercial | Warehouse | New | Space Heating | Natural Gas | Boiler | E7 | CCE | 0 | 0 | 0 | 0 | 0 | 0 | 0 | 0 | 0 | 0 | 0 | 0 | 0 | 0 | 0 | 0 | 0 | 0 | 0 | 0 | 0 | 0 | 0 | 0 | 0 | 0 | 0 | 0 | 0 | 0 | 0 | 0 | 0
F1_Commercial_Warehouse_New_Space Heating_Natural Gas_Boiler_E8 | F1 | Commercial | Warehouse | New | Space Heating | Natural Gas | Boiler | E8 | CCE | 0 | 0 | 0 | 0 | 0 | 0 | 0 | 0 | 0 | 0 | 0 | 0 | 0 | 0 | 0 | 0 | 0 | 0 | 0 | 0 | 0 | 0 | 0 | 0 | 0 | 0 | 0 | 0 | 0 | 0 | 0 | 0 | 0
F1_Commercial_Warehouse_New_Space Heating_Natural Gas_Boiler_E9 | F1 | Commercial | Warehouse | New | Space Heating | Natural Gas | Boiler | E9 | CCE | 0 | 0 | 0 | 0 | 0 | 0 | 0 | 0 | 0 | 0 | 0 | 0 | 0 | 0 | 0 | 0 | 0 | 0 | 0 | 0 | 0 | 0 | 0 | 0 | 0 | 0 | 0 | 0 | 0 | 0 | 0 | 0 | 0
F1_Commercial_Warehouse_New_Space Heating_Natural Gas_Boiler_E10 | F1 | Commercial | Warehouse | New | Space Heating | Natural Gas | Boiler | E10 | CCE | 0 | 0 | 0 | 0 | 0 | 0 | 0 | 0 | 0 | 0 | 0 | 0 | 0 | 0 | 0 | 0 | 0 | 0 | 0 | 0 | 0 | 0 | 0 | 0 | 0 | 0 | 0 | 0 | 0 | 0 | 0 | 0 | 0
F2_Commercial_Warehouse_New_Space Heating_Natural Gas_Boiler_E1 | F2 | Commercial | Warehouse | New | Space Heating | Natural Gas | Boiler | E1 | TRC BC Ratio | 1 | 1 | 1 | 1 | 1 | 0 | 0 | 0 | 0 | 0 | 0 | 0 | 0 | 0 | 0 | 0 | 0 | 0 | 0 | 0 | 0 | 0 | 0 | 0 | 0 | 0 | 0 | 0 | 0 | 0 | 0 | 0 | 0
F2_Commercial_Warehouse_New_Space Heating_Natural Gas_Boiler_E2 | F2 | Commercial | Warehouse | New | Space Heating | Natural Gas | Boiler | E2 | TRC BC Ratio | 47.867 | 47.8529 | 47.9392 | 47.7276 | 47.5838 | 0 | 0 | 0 | 0 | 0 | 0 | 0 | 0 | 0 | 0 | 0 | 0 | 0 | 0 | 0 | 0 | 0 | 0 | 0 | 0 | 0 | 0 | 0 | 0 | 0 | 0 | 0 | 0
F2_Commercial_Warehouse_New_Space Heating_Natural Gas_Boiler_E3 | F2 | Commercial | Warehouse | New | Space Heating | Natural Gas | Boiler | E3 | TRC BC Ratio | 8.0796 | 8.0773 | 8.0918 | 8.0561 | 8.0318 | 1 | 1 | 1 | 1 | 1 | 1 | 1 | 1 | 1 | 1 | 1 | 1 | 1 | 1 | 1 | 1 | 1 | 1 | 1 | 1 | 1 | 1 | 1 | 1 | 1 | 1 | 1 | 1
F2_Commercial_Warehouse_New_Space Heating_Natural Gas_Boiler_E4 | F2 | Commercial | Warehouse | New | Space Heating | Natural Gas | Boiler | E4 | TRC BC Ratio | 8.0128 | 8.0105 | 8.0249 | 7.9895 | 7.9654 | 7.6857 | 7.6935 | 7.6978 | 7.7067 | 7.7142 | 7.7206 | 7.7254 | 7.7316 | 7.7383 | 7.7435 | 7.7488 | 7.754 | 7.7608 | 7.7672 | 7.7754 | 7.7825 | 7.7901 | 7.7964 | 7.8038 | 7.8096 | 7.8148 | 7.8198 | 7.8253 | 7.8288 | 7.8327 | 7.835 | 7.8379 | 7.8379
F2_Commercial_Warehouse_New_Space Heating_Natural Gas_Boiler_E5 | F2 | Commercial | Warehouse | New | Space Heating | Natural Gas | Boiler | E5 | TRC BC Ratio | 2.6014 | 2.6006 | 2.6053 | 2.5938 | 2.586 | 1.8087 | 1.8105 | 1.8115 | 1.8136 | 1.8154 | 1.8169 | 1.818 | 1.8194 | 1.821 | 1.8223 | 1.8235 | 1.8247 | 1.8263 | 1.8278 | 1.8298 | 1.8314 | 1.8332 | 1.8347 | 1.8365 | 1.8378 | 1.839 | 1.8402 | 1.8415 | 1.8423 | 1.8432 | 1.8438 | 1.8445 | 1.8445
F2_Commercial_Warehouse_New_Space Heating_Natural Gas_Boiler_E6 | F2 | Commercial | Warehouse | New | Space Heating | Natural Gas | Boiler | E6 | TRC BC Ratio | 0 | 0 | 0 | 0 | 0 | 0 | 0 | 0 | 0 | 0 | 0 | 0 | 0 | 0 | 0 | 0 | 0 | 0 | 0 | 0 | 0 | 0 | 0 | 0 | 0 | 0 | 0 | 0 | 0 | 0 | 0 | 0 | 0
F2_Commercial_Warehouse_New_Space Heating_Natural Gas_Boiler_E7 | F2 | Commercial | Warehouse | New | Space Heating | Natural Gas | Boiler | E7 | TRC BC Ratio | 0 | 0 | 0 | 0 | 0 | 0 | 0 | 0 | 0 | 0 | 0 | 0 | 0 | 0 | 0 | 0 | 0 | 0 | 0 | 0 | 0 | 0 | 0 | 0 | 0 | 0 | 0 | 0 | 0 | 0 | 0 | 0 | 0
F2_Commercial_Warehouse_New_Space Heating_Natural Gas_Boiler_E8 | F2 | Commercial | Warehouse | New | Space Heating | Natural Gas | Boiler | E8 | TRC BC Ratio | 0 | 0 | 0 | 0 | 0 | 0 | 0 | 0 | 0 | 0 | 0 | 0 | 0 | 0 | 0 | 0 | 0 | 0 | 0 | 0 | 0 | 0 | 0 | 0 | 0 | 0 | 0 | 0 | 0 | 0 | 0 | 0 | 0
F2_Commercial_Warehouse_New_Space Heating_Natural Gas_Boiler_E9 | F2 | Commercial | Warehouse | New | Space Heating | Natural Gas | Boiler | E9 | TRC BC Ratio | 0 | 0 | 0 | 0 | 0 | 0 | 0 | 0 | 0 | 0 | 0 | 0 | 0 | 0 | 0 | 0 | 0 | 0 | 0 | 0 | 0 | 0 | 0 | 0 | 0 | 0 | 0 | 0 | 0 | 0 | 0 | 0 | 0
F2_Commercial_Warehouse_New_Space Heating_Natural Gas_Boiler_E10 | F2 | Commercial | Warehouse | New | Space Heating | Natural Gas | Boiler | E10 | TRC BC Ratio | 0 | 0 | 0 | 0 | 0 | 0 | 0 | 0 | 0 | 0 | 0 | 0 | 0 | 0 | 0 | 0 | 0 | 0 | 0 | 0 | 0 | 0 | 0 | 0 | 0 | 0 | 0 | 0 | 0 | 0 | 0 | 0 | 0
F3_Commercial_Warehouse_New_Space Heating_Natural Gas_Boiler_E1 | F3 | Commercial | Warehouse | New | Space Heating | Natural Gas | Boiler | E1 | PACT BC Ratio | 1 | 1 | 1 | 1 | 1 | 0 | 0 | 0 | 0 | 0 | 0 | 0 | 0 | 0 | 0 | 0 | 0 | 0 | 0 | 0 | 0 | 0 | 0 | 0 | 0 | 0 | 0 | 0 | 0 | 0 | 0 | 0 | 0
F3_Commercial_Warehouse_New_Space Heating_Natural Gas_Boiler_E2 | F3 | Commercial | Warehouse | New | Space Heating | Natural Gas | Boiler | E2 | PACT BC Ratio | 63.8227 | 63.8039 | 63.9189 | 63.6368 | 63.445 | 0 | 0 | 0 | 0 | 0 | 0 | 0 | 0 | 0 | 0 | 0 | 0 | 0 | 0 | 0 | 0 | 0 | 0 | 0 | 0 | 0 | 0 | 0 | 0 | 0 | 0 | 0 | 0
F3_Commercial_Warehouse_New_Space Heating_Natural Gas_Boiler_E3 | F3 | Commercial | Warehouse | New | Space Heating | Natural Gas | Boiler | E3 | PACT BC Ratio | 10.7729 | 10.7697 | 10.7891 | 10.7415 | 10.7091 | 1 | 1 | 1 | 1 | 1 | 1 | 1 | 1 | 1 | 1 | 1 | 1 | 1 | 1 | 1 | 1 | 1 | 1 | 1 | 1 | 1 | 1 | 1 | 1 | 1 | 1 | 1 | 1
F3_Commercial_Warehouse_New_Space Heating_Natural Gas_Boiler_E4 | F3 | Commercial | Warehouse | New | Space Heating | Natural Gas | Boiler | E4 | PACT BC Ratio | 10.6838 | 10.6806 | 10.6999 | 10.6527 | 10.6206 | 10.2476 | 10.258 | 10.2637 | 10.2757 | 10.2856 | 10.2941 | 10.3005 | 10.3088 | 10.3178 | 10.3247 | 10.3317 | 10.3387 | 10.3477 | 10.3563 | 10.3672 | 10.3766 | 10.3868 | 10.3951 | 10.4051 | 10.4127 | 10.4198 | 10.4264 | 10.4337 | 10.4384 | 10.4436 | 10.4466 | 10.4505 | 10.4505
F3_Commercial_Warehouse_New_Space Heating_Natural Gas_Boiler_E5 | F3 | Commercial | Warehouse | New | Space Heating | Natural Gas | Boiler | E5 | PACT BC Ratio | 3.4685 | 3.4675 | 3.4737 | 3.4584 | 3.448 | 2.4115 | 2.414 | 2.4153 | 2.4181 | 2.4205 | 2.4225 | 2.424 | 2.4259 | 2.4281 | 2.4297 | 2.4313 | 2.433 | 2.4351 | 2.4371 | 2.4397 | 2.4419 | 2.4443 | 2.4463 | 2.4486 | 2.4504 | 2.4521 | 2.4536 | 2.4553 | 2.4564 | 2.4577 | 2.4584 | 2.4593 | 2.4593
F3_Commercial_Warehouse_New_Space Heating_Natural Gas_Boiler_E6 | F3 | Commercial | Warehouse | New | Space Heating | Natural Gas | Boiler | E6 | PACT BC Ratio | 0 | 0 | 0 | 0 | 0 | 0 | 0 | 0 | 0 | 0 | 0 | 0 | 0 | 0 | 0 | 0 | 0 | 0 | 0 | 0 | 0 | 0 | 0 | 0 | 0 | 0 | 0 | 0 | 0 | 0 | 0 | 0 | 0
F3_Commercial_Warehouse_New_Space Heating_Natural Gas_Boiler_E7 | F3 | Commercial | Warehouse | New | Space Heating | Natural Gas | Boiler | E7 | PACT BC Ratio | 0 | 0 | 0 | 0 | 0 | 0 | 0 | 0 | 0 | 0 | 0 | 0 | 0 | 0 | 0 | 0 | 0 | 0 | 0 | 0 | 0 | 0 | 0 | 0 | 0 | 0 | 0 | 0 | 0 | 0 | 0 | 0 | 0
F3_Commercial_Warehouse_New_Space Heating_Natural Gas_Boiler_E8 | F3 | Commercial | Warehouse | New | Space Heating | Natural Gas | Boiler | E8 | PACT BC Ratio | 0 | 0 | 0 | 0 | 0 | 0 | 0 | 0 | 0 | 0 | 0 | 0 | 0 | 0 | 0 | 0 | 0 | 0 | 0 | 0 | 0 | 0 | 0 | 0 | 0 | 0 | 0 | 0 | 0 | 0 | 0 | 0 | 0
F3_Commercial_Warehouse_New_Space Heating_Natural Gas_Boiler_E9 | F3 | Commercial | Warehouse | New | Space Heating | Natural Gas | Boiler | E9 | PACT BC Ratio | 0 | 0 | 0 | 0 | 0 | 0 | 0 | 0 | 0 | 0 | 0 | 0 | 0 | 0 | 0 | 0 | 0 | 0 | 0 | 0 | 0 | 0 | 0 | 0 | 0 | 0 | 0 | 0 | 0 | 0 | 0 | 0 | 0
F3_Commercial_Warehouse_New_Space Heating_Natural Gas_Boiler_E10 | F3 | Commercial | Warehouse | New | Space Heating | Natural Gas | Boiler | E10 | PACT BC Ratio | 0 | 0 | 0 | 0 | 0 | 0 | 0 | 0 | 0 | 0 | 0 | 0 | 0 | 0 | 0 | 0 | 0 | 0 | 0 | 0 | 0 | 0 | 0 | 0 | 0 | 0 | 0 | 0 | 0 | 0 | 0 | 0 | 0
F4_Commercial_Warehouse_New_Space Heating_Natural Gas_Boiler_E1 | F4 | Commercial | Warehouse | New | Space Heating | Natural Gas | Boiler | E1 | RVT BC Ratio | 1 | 1 | 1 | 1 | 1 | 0 | 0 | 0 | 0 | 0 | 0 | 0 | 0 | 0 | 0 | 0 | 0 | 0 | 0 | 0 | 0 | 0 | 0 | 0 | 0 | 0 | 0 | 0 | 0 | 0 | 0 | 0 | 0
F4_Commercial_Warehouse_New_Space Heating_Natural Gas_Boiler_E2 | F4 | Commercial | Warehouse | New | Space Heating | Natural Gas | Boiler | E2 | RVT BC Ratio | 69.5173 | 69.4971 | 69.6211 | 69.3169 | 69.1102 | 0 | 0 | 0 | 0 | 0 | 0 | 0 | 0 | 0 | 0 | 0 | 0 | 0 | 0 | 0 | 0 | 0 | 0 | 0 | 0 | 0 | 0 | 0 | 0 | 0 | 0 | 0 | 0
F4_Commercial_Warehouse_New_Space Heating_Natural Gas_Boiler_E3 | F4 | Commercial | Warehouse | New | Space Heating | Natural Gas | Boiler | E3 | RVT BC Ratio | 12.3159 | 12.3125 | 12.3334 | 12.2821 | 12.2472 | 1 | 1 | 1 | 1 | 1 | 1 | 1 | 1 | 1 | 1 | 1 | 1 | 1 | 1 | 1 | 1 | 1 | 1 | 1 | 1 | 1 | 1 | 1 | 1 | 1 | 1 | 1 | 1
F4_Commercial_Warehouse_New_Space Heating_Natural Gas_Boiler_E4 | F4 | Commercial | Warehouse | New | Space Heating | Natural Gas | Boiler | E4 | RVT BC Ratio | 12.2199 | 12.2165 | 12.2372 | 12.1863 | 12.1517 | 11.7496 | 11.7608 | 11.7669 | 11.7798 | 11.7905 | 11.7997 | 11.8067 | 11.8155 | 11.8252 | 11.8327 | 11.8403 | 11.8478 | 11.8575 | 11.8668 | 11.8785 | 11.8887 | 11.8996 | 11.9087 | 11.9194 | 11.9276 | 11.9352 | 11.9424 | 11.9502 | 11.9553 | 11.9609 | 11.9641 | 11.9684 | 11.9684
F4_Commercial_Warehouse_New_Space Heating_Natural Gas_Boiler_E5 | F4 | Commercial | Warehouse | New | Space Heating | Natural Gas | Boiler | E5 | RVT BC Ratio | 4.4399 | 4.4388 | 4.4456 | 4.429 | 4.4178 | 3.3003 | 3.3029 | 3.3043 | 3.3074 | 3.3099 | 3.3121 | 3.3137 | 3.3158 | 3.3181 | 3.3198 | 3.3216 | 3.3234 | 3.3257 | 3.3278 | 3.3306 | 3.333 | 3.3356 | 3.3377 | 3.3402 | 3.3422 | 3.344 | 3.3456 | 3.3475 | 3.3487 | 3.35 | 3.3508 | 3.3518 | 3.3518
F4_Commercial_Warehouse_New_Space Heating_Natural Gas_Boiler_E6 | F4 | Commercial | Warehouse | New | Space Heating | Natural Gas | Boiler | E6 | RVT BC Ratio | 0 | 0 | 0 | 0 | 0 | 0 | 0 | 0 | 0 | 0 | 0 | 0 | 0 | 0 | 0 | 0 | 0 | 0 | 0 | 0 | 0 | 0 | 0 | 0 | 0 | 0 | 0 | 0 | 0 | 0 | 0 | 0 | 0
F4_Commercial_Warehouse_New_Space Heating_Natural Gas_Boiler_E7 | F4 | Commercial | Warehouse | New | Space Heating | Natural Gas | Boiler | E7 | RVT BC Ratio | 0 | 0 | 0 | 0 | 0 | 0 | 0 | 0 | 0 | 0 | 0 | 0 | 0 | 0 | 0 | 0 | 0 | 0 | 0 | 0 | 0 | 0 | 0 | 0 | 0 | 0 | 0 | 0 | 0 | 0 | 0 | 0 | 0
F4_Commercial_Warehouse_New_Space Heating_Natural Gas_Boiler_E8 | F4 | Commercial | Warehouse | New | Space Heating | Natural Gas | Boiler | E8 | RVT BC Ratio | 0 | 0 | 0 | 0 | 0 | 0 | 0 | 0 | 0 | 0 | 0 | 0 | 0 | 0 | 0 | 0 | 0 | 0 | 0 | 0 | 0 | 0 | 0 | 0 | 0 | 0 | 0 | 0 | 0 | 0 | 0 | 0 | 0
F4_Commercial_Warehouse_New_Space Heating_Natural Gas_Boiler_E9 | F4 | Commercial | Warehouse | New | Space Heating | Natural Gas | Boiler | E9 | RVT BC Ratio | 0 | 0 | 0 | 0 | 0 | 0 | 0 | 0 | 0 | 0 | 0 | 0 | 0 | 0 | 0 | 0 | 0 | 0 | 0 | 0 | 0 | 0 | 0 | 0 | 0 | 0 | 0 | 0 | 0 | 0 | 0 | 0 | 0
F4_Commercial_Warehouse_New_Space Heating_Natural Gas_Boiler_E10 | F4 | Commercial | Warehouse | New | Space Heating | Natural Gas | Boiler | E10 | RVT BC Ratio | 0 | 0 | 0 | 0 | 0 | 0 | 0 | 0 | 0 | 0 | 0 | 0 | 0 | 0 | 0 | 0 | 0 | 0 | 0 | 0 | 0 | 0 | 0 | 0 | 0 | 0 | 0 | 0 | 0 | 0 | 0 | 0 | 0
F5_Commercial_Warehouse_New_Space Heating_Natural Gas_Boiler_E1 | F5 | Commercial | Warehouse | New | Space Heating | Natural Gas | Boiler | E1 | RIM BC Ratio | 1 | 1 | 1 | 1 | 1 | 0 | 0 | 0 | 0 | 0 | 0 | 0 | 0 | 0 | 0 | 0 | 0 | 0 | 0 | 0 | 0 | 0 | 0 | 0 | 0 | 0 | 0 | 0 | 0 | 0 | 0 | 0 | 0
F5_Commercial_Warehouse_New_Space Heating_Natural Gas_Boiler_E2 | F5 | Commercial | Warehouse | New | Space Heating | Natural Gas | Boiler | E2 | RIM BC Ratio | 0.8239 | 0.8239 | 0.82392 | 0.82387 | 0.82384 | 0 | 0 | 0 | 0 | 0 | 0 | 0 | 0 | 0 | 0 | 0 | 0 | 0 | 0 | 0 | 0 | 0 | 0 | 0 | 0 | 0 | 0 | 0 | 0 | 0 | 0 | 0 | 0
F5_Commercial_Warehouse_New_Space Heating_Natural Gas_Boiler_E3 | F5 | Commercial | Warehouse | New | Space Heating | Natural Gas | Boiler | E3 | RIM BC Ratio | 0.77466 | 0.77464 | 0.77474 | 0.7745 | 0.77433 | 1 | 1 | 1 | 1 | 1 | 1 | 1 | 1 | 1 | 1 | 1 | 1 | 1 | 1 | 1 | 1 | 1 | 1 | 1 | 1 | 1 | 1 | 1 | 1 | 1 | 1 | 1 | 1
F5_Commercial_Warehouse_New_Space Heating_Natural Gas_Boiler_E4 | F5 | Commercial | Warehouse | New | Space Heating | Natural Gas | Boiler | E4 | RIM BC Ratio | 0.77419 | 0.77418 | 0.77428 | 0.77403 | 0.77386 | 0.77181 | 0.77187 | 0.77191 | 0.77197 | 0.77203 | 0.77208 | 0.77211 | 0.77216 | 0.77221 | 0.77225 | 0.77229 | 0.77233 | 0.77238 | 0.77242 | 0.77249 | 0.77254 | 0.77259 | 0.77264 | 0.77269 | 0.77274 | 0.77278 | 0.77281 | 0.77285 | 0.77288 | 0.77291 | 0.77292 | 0.77294 | 0.77294
F5_Commercial_Warehouse_New_Space Heating_Natural Gas_Boiler_E5 | F5 | Commercial | Warehouse | New | Space Heating | Natural Gas | Boiler | E5 | RIM BC Ratio | 0.67278 | 0.67274 | 0.67297 | 0.6724 | 0.672 | 0.62006 | 0.62023 | 0.62031 | 0.6205 | 0.62065 | 0.62078 | 0.62088 | 0.62101 | 0.62115 | 0.62126 | 0.62136 | 0.62147 | 0.62161 | 0.62174 | 0.62191 | 0.62205 | 0.62221 | 0.62233 | 0.62249 | 0.6226 | 0.62271 | 0.62281 | 0.62292 | 0.62299 | 0.62307 | 0.62312 | 0.62317 | 0.62317
F5_Commercial_Warehouse_New_Space Heating_Natural Gas_Boiler_E6 | F5 | Commercial | Warehouse | New | Space Heating | Natural Gas | Boiler | E6 | RIM BC Ratio | 0 | 0 | 0 | 0 | 0 | 0 | 0 | 0 | 0 | 0 | 0 | 0 | 0 | 0 | 0 | 0 | 0 | 0 | 0 | 0 | 0 | 0 | 0 | 0 | 0 | 0 | 0 | 0 | 0 | 0 | 0 | 0 | 0
F5_Commercial_Warehouse_New_Space Heating_Natural Gas_Boiler_E7 | F5 | Commercial | Warehouse | New | Space Heating | Natural Gas | Boiler | E7 | RIM BC Ratio | 0 | 0 | 0 | 0 | 0 | 0 | 0 | 0 | 0 | 0 | 0 | 0 | 0 | 0 | 0 | 0 | 0 | 0 | 0 | 0 | 0 | 0 | 0 | 0 | 0 | 0 | 0 | 0 | 0 | 0 | 0 | 0 | 0
F5_Commercial_Warehouse_New_Space Heating_Natural Gas_Boiler_E8 | F5 | Commercial | Warehouse | New | Space Heating | Natural Gas | Boiler | E8 | RIM BC Ratio | 0 | 0 | 0 | 0 | 0 | 0 | 0 | 0 | 0 | 0 | 0 | 0 | 0 | 0 | 0 | 0 | 0 | 0 | 0 | 0 | 0 | 0 | 0 | 0 | 0 | 0 | 0 | 0 | 0 | 0 | 0 | 0 | 0
F5_Commercial_Warehouse_New_Space Heating_Natural Gas_Boiler_E9 | F5 | Commercial | Warehouse | New | Space Heating | Natural Gas | Boiler | E9 | RIM BC Ratio | 0 | 0 | 0 | 0 | 0 | 0 | 0 | 0 | 0 | 0 | 0 | 0 | 0 | 0 | 0 | 0 | 0 | 0 | 0 | 0 | 0 | 0 | 0 | 0 | 0 | 0 | 0 | 0 | 0 | 0 | 0 | 0 | 0
F5_Commercial_Warehouse_New_Space Heating_Natural Gas_Boiler_E10 | F5 | Commercial | Warehouse | New | Space Heating | Natural Gas | Boiler | E10 | RIM BC Ratio | 0 | 0 | 0 | 0 | 0 | 0 | 0 | 0 | 0 | 0 | 0 | 0 | 0 | 0 | 0 | 0 | 0 | 0 | 0 | 0 | 0 | 0 | 0 | 0 | 0 | 0 | 0 | 0 | 0 | 0 | 0 | 0 | 0
F0_Commercial_Warehouse_New_Space Heating_Natural Gas_Unit Heater_E0 | F0 | Commercial | Warehouse | New | Space Heating | Natural Gas | Unit Heater | E0 | Economic Unit | Infrared Radiant | Infrared Radiant | Infrared Radiant | Infrared Radiant | Infrared Radiant | Infrared Radiant | Infrared Radiant | Infrared Radiant | Infrared Radiant | Infrared Radiant | Infrared Radiant | Infrared Radiant | Infrared Radiant | Infrared Radiant | Infrared Radiant | Infrared Radiant | Infrared Radiant | Infrared Radiant | Infrared Radiant | Infrared Radiant | Infrared Radiant | Infrared Radiant | Infrared Radiant | Infrared Radiant | Infrared Radiant | Infrared Radiant | Infrared Radiant | Infrared Radiant | Infrared Radiant | Infrared Radiant | Infrared Radiant | Infrared Radiant | Infrared Radiant
F1_Commercial_Warehouse_New_Space Heating_Natural Gas_Unit Heater_E1 | F1 | Commercial | Warehouse | New | Space Heating | Natural Gas | Unit Heater | E1 | CCE | 0 | 0 | 0 | 0 | 0 | 0 | 0 | 0 | 0 | 0 | 0 | 0 | 0 | 0 | 0 | 0 | 0 | 0 | 0 | 0 | 0 | 0 | 0 | 0 | 0 | 0 | 0 | 0 | 0 | 0 | 0 | 0 | 0
F1_Commercial_Warehouse_New_Space Heating_Natural Gas_Unit Heater_E2 | F1 | Commercial | Warehouse | New | Space Heating | Natural Gas | Unit Heater | E2 | CCE | 2.2519 | 2.3315 | 2.1041 | 2.155 | 2.1666 | 0 | 0 | 0 | 0 | 0 | 0 | 0 | 0 | 0 | 0 | 0 | 0 | 0 | 0 | 0 | 0 | 0 | 0 | 0 | 0 | 0 | 0 | 0 | 0 | 0 | 0 | 0 | 0
F1_Commercial_Warehouse_New_Space Heating_Natural Gas_Unit Heater_E3 | F1 | Commercial | Warehouse | New | Space Heating | Natural Gas | Unit Heater | E3 | CCE | 0.17557 | 0.18177 | 0.16404 | 0.16801 | 0.16892 | -1.4689 | -1.4769 | -1.4849 | -1.4931 | -1.5013 | -1.5097 | -1.5181 | -1.5267 | -1.5353 | -1.544 | -1.5528 | -1.5618 | -1.5708 | -1.5799 | -1.5892 | -1.5985 | -1.6079 | -1.6175 | -1.6272 | -1.637 | -1.6469 | -1.657 | -1.6671 | -1.6774 | -1.6878 | -1.6984 | -1.709 | -1.709
F1_Commercial_Warehouse_New_Space Heating_Natural Gas_Unit Heater_E4 | F1 | Commercial | Warehouse | New | Space Heating | Natural Gas | Unit Heater | E4 | CCE | 0 | 0 | 0 | 0 | 0 | 0 | 0 | 0 | 0 | 0 | 0 | 0 | 0 | 0 | 0 | 0 | 0 | 0 | 0 | 0 | 0 | 0 | 0 | 0 | 0 | 0 | 0 | 0 | 0 | 0 | 0 | 0 | 0
F1_Commercial_Warehouse_New_Space Heating_Natural Gas_Unit Heater_E5 | F1 | Commercial | Warehouse | New | Space Heating | Natural Gas | Unit Heater | E5 | CCE | 0 | 0 | 0 | 0 | 0 | 0 | 0 | 0 | 0 | 0 | 0 | 0 | 0 | 0 | 0 | 0 | 0 | 0 | 0 | 0 | 0 | 0 | 0 | 0 | 0 | 0 | 0 | 0 | 0 | 0 | 0 | 0 | 0
F1_Commercial_Warehouse_New_Space Heating_Natural Gas_Unit Heater_E6 | F1 | Commercial | Warehouse | New | Space Heating | Natural Gas | Unit Heater | E6 | CCE | 0 | 0 | 0 | 0 | 0 | 0 | 0 | 0 | 0 | 0 | 0 | 0 | 0 | 0 | 0 | 0 | 0 | 0 | 0 | 0 | 0 | 0 | 0 | 0 | 0 | 0 | 0 | 0 | 0 | 0 | 0 | 0 | 0
F1_Commercial_Warehouse_New_Space Heating_Natural Gas_Unit Heater_E7 | F1 | Commercial | Warehouse | New | Space Heating | Natural Gas | Unit Heater | E7 | CCE | 0 | 0 | 0 | 0 | 0 | 0 | 0 | 0 | 0 | 0 | 0 | 0 | 0 | 0 | 0 | 0 | 0 | 0 | 0 | 0 | 0 | 0 | 0 | 0 | 0 | 0 | 0 | 0 | 0 | 0 | 0 | 0 | 0
F1_Commercial_Warehouse_New_Space Heating_Natural Gas_Unit Heater_E8 | F1 | Commercial | Warehouse | New | Space Heating | Natural Gas | Unit Heater | E8 | CCE | 0 | 0 | 0 | 0 | 0 | 0 | 0 | 0 | 0 | 0 | 0 | 0 | 0 | 0 | 0 | 0 | 0 | 0 | 0 | 0 | 0 | 0 | 0 | 0 | 0 | 0 | 0 | 0 | 0 | 0 | 0 | 0 | 0
F1_Commercial_Warehouse_New_Space Heating_Natural Gas_Unit Heater_E9 | F1 | Commercial | Warehouse | New | Space Heating | Natural Gas | Unit Heater | E9 | CCE | 0 | 0 | 0 | 0 | 0 | 0 | 0 | 0 | 0 | 0 | 0 | 0 | 0 | 0 | 0 | 0 | 0 | 0 | 0 | 0 | 0 | 0 | 0 | 0 | 0 | 0 | 0 | 0 | 0 | 0 | 0 | 0 | 0
F1_Commercial_Warehouse_New_Space Heating_Natural Gas_Unit Heater_E10 | F1 | Commercial | Warehouse | New | Space Heating | Natural Gas | Unit Heater | E10 | CCE | 0 | 0 | 0 | 0 | 0 | 0 | 0 | 0 | 0 | 0 | 0 | 0 | 0 | 0 | 0 | 0 | 0 | 0 | 0 | 0 | 0 | 0 | 0 | 0 | 0 | 0 | 0 | 0 | 0 | 0 | 0 | 0 | 0
F2_Commercial_Warehouse_New_Space Heating_Natural Gas_Unit Heater_E1 | F2 | Commercial | Warehouse | New | Space Heating | Natural Gas | Unit Heater | E1 | TRC BC Ratio | 1 | 1 | 1 | 1 | 1 | 0 | 0 | 0 | 0 | 0 | 0 | 0 | 0 | 0 | 0 | 0 | 0 | 0 | 0 | 0 | 0 | 0 | 0 | 0 | 0 | 0 | 0 | 0 | 0 | 0 | 0 | 0 | 0
F2_Commercial_Warehouse_New_Space Heating_Natural Gas_Unit Heater_E2 | F2 | Commercial | Warehouse | New | Space Heating | Natural Gas | Unit Heater | E2 | TRC BC Ratio | 0.97102 | 0.97017 | 0.97275 | 0.96494 | 0.9594 | 1 | 1 | 1 | 1 | 1 | 1 | 1 | 1 | 1 | 1 | 1 | 1 | 1 | 1 | 1 | 1 | 1 | 1 | 1 | 1 | 1 | 1 | 1 | 1 | 1 | 1 | 1 | 1
F2_Commercial_Warehouse_New_Space Heating_Natural Gas_Unit Heater_E3 | F2 | Commercial | Warehouse | New | Space Heating | Natural Gas | Unit Heater | E3 | TRC BC Ratio | 12.4546 | 12.4437 | 12.4768 | 12.3766 | 12.3055 | 1 | 1 | 1 | 1 | 1 | 1 | 1 | 1 | 1 | 1 | 1 | 1 | 1 | 1 | 1 | 1 | 1 | 1 | 1 | 1 | 1 | 1 | 1 | 1 | 1 | 1 | 1 | 1
F2_Commercial_Warehouse_New_Space Heating_Natural Gas_Unit Heater_E4 | F2 | Commercial | Warehouse | New | Space Heating | Natural Gas | Unit Heater | E4 | TRC BC Ratio | 0 | 0 | 0 | 0 | 0 | 0 | 0 | 0 | 0 | 0 | 0 | 0 | 0 | 0 | 0 | 0 | 0 | 0 | 0 | 0 | 0 | 0 | 0 | 0 | 0 | 0 | 0 | 0 | 0 | 0 | 0 | 0 | 0
F2_Commercial_Warehouse_New_Space Heating_Natural Gas_Unit Heater_E5 | F2 | Commercial | Warehouse | New | Space Heating | Natural Gas | Unit Heater | E5 | TRC BC Ratio | 0 | 0 | 0 | 0 | 0 | 0 | 0 | 0 | 0 | 0 | 0 | 0 | 0 | 0 | 0 | 0 | 0 | 0 | 0 | 0 | 0 | 0 | 0 | 0 | 0 | 0 | 0 | 0 | 0 | 0 | 0 | 0 | 0
F2_Commercial_Warehouse_New_Space Heating_Natural Gas_Unit Heater_E6 | F2 | Commercial | Warehouse | New | Space Heating | Natural Gas | Unit Heater | E6 | TRC BC Ratio | 0 | 0 | 0 | 0 | 0 | 0 | 0 | 0 | 0 | 0 | 0 | 0 | 0 | 0 | 0 | 0 | 0 | 0 | 0 | 0 | 0 | 0 | 0 | 0 | 0 | 0 | 0 | 0 | 0 | 0 | 0 | 0 | 0
F2_Commercial_Warehouse_New_Space Heating_Natural Gas_Unit Heater_E7 | F2 | Commercial | Warehouse | New | Space Heating | Natural Gas | Unit Heater | E7 | TRC BC Ratio | 0 | 0 | 0 | 0 | 0 | 0 | 0 | 0 | 0 | 0 | 0 | 0 | 0 | 0 | 0 | 0 | 0 | 0 | 0 | 0 | 0 | 0 | 0 | 0 | 0 | 0 | 0 | 0 | 0 | 0 | 0 | 0 | 0
F2_Commercial_Warehouse_New_Space Heating_Natural Gas_Unit Heater_E8 | F2 | Commercial | Warehouse | New | Space Heating | Natural Gas | Unit Heater | E8 | TRC BC Ratio | 0 | 0 | 0 | 0 | 0 | 0 | 0 | 0 | 0 | 0 | 0 | 0 | 0 | 0 | 0 | 0 | 0 | 0 | 0 | 0 | 0 | 0 | 0 | 0 | 0 | 0 | 0 | 0 | 0 | 0 | 0 | 0 | 0
F2_Commercial_Warehouse_New_Space Heating_Natural Gas_Unit Heater_E9 | F2 | Commercial | Warehouse | New | Space Heating | Natural Gas | Unit Heater | E9 | TRC BC Ratio | 0 | 0 | 0 | 0 | 0 | 0 | 0 | 0 | 0 | 0 | 0 | 0 | 0 | 0 | 0 | 0 | 0 | 0 | 0 | 0 | 0 | 0 | 0 | 0 | 0 | 0 | 0 | 0 | 0 | 0 | 0 | 0 | 0
F2_Commercial_Warehouse_New_Space Heating_Natural Gas_Unit Heater_E10 | F2 | Commercial | Warehouse | New | Space Heating | Natural Gas | Unit Heater | E10 | TRC BC Ratio | 0 | 0 | 0 | 0 | 0 | 0 | 0 | 0 | 0 | 0 | 0 | 0 | 0 | 0 | 0 | 0 | 0 | 0 | 0 | 0 | 0 | 0 | 0 | 0 | 0 | 0 | 0 | 0 | 0 | 0 | 0 | 0 | 0
F3_Commercial_Warehouse_New_Space Heating_Natural Gas_Unit Heater_E1 | F3 | Commercial | Warehouse | New | Space Heating | Natural Gas | Unit Heater | E1 | PACT BC Ratio | 1 | 1 | 1 | 1 | 1 | 0 | 0 | 0 | 0 | 0 | 0 | 0 | 0 | 0 | 0 | 0 | 0 | 0 | 0 | 0 | 0 | 0 | 0 | 0 | 0 | 0 | 0 | 0 | 0 | 0 | 0 | 0 | 0
F3_Commercial_Warehouse_New_Space Heating_Natural Gas_Unit Heater_E2 | F3 | Commercial | Warehouse | New | Space Heating | Natural Gas | Unit Heater | E2 | PACT BC Ratio | 1.2947 | 1.2936 | 1.297 | 1.2866 | 1.2792 | 1 | 1 | 1 | 1 | 1 | 1 | 1 | 1 | 1 | 1 | 1 | 1 | 1 | 1 | 1 | 1 | 1 | 1 | 1 | 1 | 1 | 1 | 1 | 1 | 1 | 1 | 1 | 1
F3_Commercial_Warehouse_New_Space Heating_Natural Gas_Unit Heater_E3 | F3 | Commercial | Warehouse | New | Space Heating | Natural Gas | Unit Heater | E3 | PACT BC Ratio | 16.6062 | 16.5916 | 16.6357 | 16.5021 | 16.4073 | 1 | 1 | 1 | 1 | 1 | 1 | 1 | 1 | 1 | 1 | 1 | 1 | 1 | 1 | 1 | 1 | 1 | 1 | 1 | 1 | 1 | 1 | 1 | 1 | 1 | 1 | 1 | 1
F3_Commercial_Warehouse_New_Space Heating_Natural Gas_Unit Heater_E4 | F3 | Commercial | Warehouse | New | Space Heating | Natural Gas | Unit Heater | E4 | PACT BC Ratio | 0 | 0 | 0 | 0 | 0 | 0 | 0 | 0 | 0 | 0 | 0 | 0 | 0 | 0 | 0 | 0 | 0 | 0 | 0 | 0 | 0 | 0 | 0 | 0 | 0 | 0 | 0 | 0 | 0 | 0 | 0 | 0 | 0
F3_Commercial_Warehouse_New_Space Heating_Natural Gas_Unit Heater_E5 | F3 | Commercial | Warehouse | New | Space Heating | Natural Gas | Unit Heater | E5 | PACT BC Ratio | 0 | 0 | 0 | 0 | 0 | 0 | 0 | 0 | 0 | 0 | 0 | 0 | 0 | 0 | 0 | 0 | 0 | 0 | 0 | 0 | 0 | 0 | 0 | 0 | 0 | 0 | 0 | 0 | 0 | 0 | 0 | 0 | 0
F3_Commercial_Warehouse_New_Space Heating_Natural Gas_Unit Heater_E6 | F3 | Commercial | Warehouse | New | Space Heating | Natural Gas | Unit Heater | E6 | PACT BC Ratio | 0 | 0 | 0 | 0 | 0 | 0 | 0 | 0 | 0 | 0 | 0 | 0 | 0 | 0 | 0 | 0 | 0 | 0 | 0 | 0 | 0 | 0 | 0 | 0 | 0 | 0 | 0 | 0 | 0 | 0 | 0 | 0 | 0
F3_Commercial_Warehouse_New_Space Heating_Natural Gas_Unit Heater_E7 | F3 | Commercial | Warehouse | New | Space Heating | Natural Gas | Unit Heater | E7 | PACT BC Ratio | 0 | 0 | 0 | 0 | 0 | 0 | 0 | 0 | 0 | 0 | 0 | 0 | 0 | 0 | 0 | 0 | 0 | 0 | 0 | 0 | 0 | 0 | 0 | 0 | 0 | 0 | 0 | 0 | 0 | 0 | 0 | 0 | 0
F3_Commercial_Warehouse_New_Space Heating_Natural Gas_Unit Heater_E8 | F3 | Commercial | Warehouse | New | Space Heating | Natural Gas | Unit Heater | E8 | PACT BC Ratio | 0 | 0 | 0 | 0 | 0 | 0 | 0 | 0 | 0 | 0 | 0 | 0 | 0 | 0 | 0 | 0 | 0 | 0 | 0 | 0 | 0 | 0 | 0 | 0 | 0 | 0 | 0 | 0 | 0 | 0 | 0 | 0 | 0
F3_Commercial_Warehouse_New_Space Heating_Natural Gas_Unit Heater_E9 | F3 | Commercial | Warehouse | New | Space Heating | Natural Gas | Unit Heater | E9 | PACT BC Ratio | 0 | 0 | 0 | 0 | 0 | 0 | 0 | 0 | 0 | 0 | 0 | 0 | 0 | 0 | 0 | 0 | 0 | 0 | 0 | 0 | 0 | 0 | 0 | 0 | 0 | 0 | 0 | 0 | 0 | 0 | 0 | 0 | 0
F3_Commercial_Warehouse_New_Space Heating_Natural Gas_Unit Heater_E10 | F3 | Commercial | Warehouse | New | Space Heating | Natural Gas | Unit Heater | E10 | PACT BC Ratio | 0 | 0 | 0 | 0 | 0 | 0 | 0 | 0 | 0 | 0 | 0 | 0 | 0 | 0 | 0 | 0 | 0 | 0 | 0 | 0 | 0 | 0 | 0 | 0 | 0 | 0 | 0 | 0 | 0 | 0 | 0 | 0 | 0
F4_Commercial_Warehouse_New_Space Heating_Natural Gas_Unit Heater_E1 | F4 | Commercial | Warehouse | New | Space Heating | Natural Gas | Unit Heater | E1 | RVT BC Ratio | 1 | 1 | 1 | 1 | 1 | 0 | 0 | 0 | 0 | 0 | 0 | 0 | 0 | 0 | 0 | 0 | 0 | 0 | 0 | 0 | 0 | 0 | 0 | 0 | 0 | 0 | 0 | 0 | 0 | 0 | 0 | 0 | 0
F4_Commercial_Warehouse_New_Space Heating_Natural Gas_Unit Heater_E2 | F4 | Commercial | Warehouse | New | Space Heating | Natural Gas | Unit Heater | E2 | RVT BC Ratio | 2.096 | 2.0948 | 2.0985 | 2.0873 | 2.0793 | 1 | 1 | 1 | 1 | 1 | 1 | 1 | 1 | 1 | 1 | 1 | 1 | 1 | 1 | 1 | 1 | 1 | 1 | 1 | 1 | 1 | 1 | 1 | 1 | 1 | 1 | 1 | 1
F4_Commercial_Warehouse_New_Space Heating_Natural Gas_Unit Heater_E3 | F4 | Commercial | Warehouse | New | Space Heating | Natural Gas | Unit Heater | E3 | RVT BC Ratio | 18.6057 | 18.59 | 18.6376 | 18.4936 | 18.3913 | 1 | 1 | 1 | 1 | 1 | 1 | 1 | 1 | 1 | 1 | 1 | 1 | 1 | 1 | 1 | 1 | 1 | 1 | 1 | 1 | 1 | 1 | 1 | 1 | 1 | 1 | 1 | 1
F4_Commercial_Warehouse_New_Space Heating_Natural Gas_Unit Heater_E4 | F4 | Commercial | Warehouse | New | Space Heating | Natural Gas | Unit Heater | E4 | RVT BC Ratio | 0 | 0 | 0 | 0 | 0 | 0 | 0 | 0 | 0 | 0 | 0 | 0 | 0 | 0 | 0 | 0 | 0 | 0 | 0 | 0 | 0 | 0 | 0 | 0 | 0 | 0 | 0 | 0 | 0 | 0 | 0 | 0 | 0
F4_Commercial_Warehouse_New_Space Heating_Natural Gas_Unit Heater_E5 | F4 | Commercial | Warehouse | New | Space Heating | Natural Gas | Unit Heater | E5 | RVT BC Ratio | 0 | 0 | 0 | 0 | 0 | 0 | 0 | 0 | 0 | 0 | 0 | 0 | 0 | 0 | 0 | 0 | 0 | 0 | 0 | 0 | 0 | 0 | 0 | 0 | 0 | 0 | 0 | 0 | 0 | 0 | 0 | 0 | 0
F4_Commercial_Warehouse_New_Space Heating_Natural Gas_Unit Heater_E6 | F4 | Commercial | Warehouse | New | Space Heating | Natural Gas | Unit Heater | E6 | RVT BC Ratio | 0 | 0 | 0 | 0 | 0 | 0 | 0 | 0 | 0 | 0 | 0 | 0 | 0 | 0 | 0 | 0 | 0 | 0 | 0 | 0 | 0 | 0 | 0 | 0 | 0 | 0 | 0 | 0 | 0 | 0 | 0 | 0 | 0
F4_Commercial_Warehouse_New_Space Heating_Natural Gas_Unit Heater_E7 | F4 | Commercial | Warehouse | New | Space Heating | Natural Gas | Unit Heater | E7 | RVT BC Ratio | 0 | 0 | 0 | 0 | 0 | 0 | 0 | 0 | 0 | 0 | 0 | 0 | 0 | 0 | 0 | 0 | 0 | 0 | 0 | 0 | 0 | 0 | 0 | 0 | 0 | 0 | 0 | 0 | 0 | 0 | 0 | 0 | 0
F4_Commercial_Warehouse_New_Space Heating_Natural Gas_Unit Heater_E8 | F4 | Commercial | Warehouse | New | Space Heating | Natural Gas | Unit Heater | E8 | RVT BC Ratio | 0 | 0 | 0 | 0 | 0 | 0 | 0 | 0 | 0 | 0 | 0 | 0 | 0 | 0 | 0 | 0 | 0 | 0 | 0 | 0 | 0 | 0 | 0 | 0 | 0 | 0 | 0 | 0 | 0 | 0 | 0 | 0 | 0
F4_Commercial_Warehouse_New_Space Heating_Natural Gas_Unit Heater_E9 | F4 | Commercial | Warehouse | New | Space Heating | Natural Gas | Unit Heater | E9 | RVT BC Ratio | 0 | 0 | 0 | 0 | 0 | 0 | 0 | 0 | 0 | 0 | 0 | 0 | 0 | 0 | 0 | 0 | 0 | 0 | 0 | 0 | 0 | 0 | 0 | 0 | 0 | 0 | 0 | 0 | 0 | 0 | 0 | 0 | 0
F4_Commercial_Warehouse_New_Space Heating_Natural Gas_Unit Heater_E10 | F4 | Commercial | Warehouse | New | Space Heating | Natural Gas | Unit Heater | E10 | RVT BC Ratio | 0 | 0 | 0 | 0 | 0 | 0 | 0 | 0 | 0 | 0 | 0 | 0 | 0 | 0 | 0 | 0 | 0 | 0 | 0 | 0 | 0 | 0 | 0 | 0 | 0 | 0 | 0 | 0 | 0 | 0 | 0 | 0 | 0
F5_Commercial_Warehouse_New_Space Heating_Natural Gas_Unit Heater_E1 | F5 | Commercial | Warehouse | New | Space Heating | Natural Gas | Unit Heater | E1 | RIM BC Ratio | 1 | 1 | 1 | 1 | 1 | 0 | 0 | 0 | 0 | 0 | 0 | 0 | 0 | 0 | 0 | 0 | 0 | 0 | 0 | 0 | 0 | 0 | 0 | 0 | 0 | 0 | 0 | 0 | 0 | 0 | 0 | 0 | 0
F5_Commercial_Warehouse_New_Space Heating_Natural Gas_Unit Heater_E2 | F5 | Commercial | Warehouse | New | Space Heating | Natural Gas | Unit Heater | E2 | RIM BC Ratio | 0.5075 | 0.50732 | 0.50785 | 0.50625 | 0.5051 | 1 | 1 | 1 | 1 | 1 | 1 | 1 | 1 | 1 | 1 | 1 | 1 | 1 | 1 | 1 | 1 | 1 | 1 | 1 | 1 | 1 | 1 | 1 | 1 | 1 | 1 | 1 | 1
F5_Commercial_Warehouse_New_Space Heating_Natural Gas_Unit Heater_E3 | F5 | Commercial | Warehouse | New | Space Heating | Natural Gas | Unit Heater | E3 | RIM BC Ratio | 0.79473 | 0.7947 | 0.7948 | 0.79449 | 0.79427 | 1 | 1 | 1 | 1 | 1 | 1 | 1 | 1 | 1 | 1 | 1 | 1 | 1 | 1 | 1 | 1 | 1 | 1 | 1 | 1 | 1 | 1 | 1 | 1 | 1 | 1 | 1 | 1
F5_Commercial_Warehouse_New_Space Heating_Natural Gas_Unit Heater_E4 | F5 | Commercial | Warehouse | New | Space Heating | Natural Gas | Unit Heater | E4 | RIM BC Ratio | 0 | 0 | 0 | 0 | 0 | 0 | 0 | 0 | 0 | 0 | 0 | 0 | 0 | 0 | 0 | 0 | 0 | 0 | 0 | 0 | 0 | 0 | 0 | 0 | 0 | 0 | 0 | 0 | 0 | 0 | 0 | 0 | 0
F5_Commercial_Warehouse_New_Space Heating_Natural Gas_Unit Heater_E5 | F5 | Commercial | Warehouse | New | Space Heating | Natural Gas | Unit Heater | E5 | RIM BC Ratio | 0 | 0 | 0 | 0 | 0 | 0 | 0 | 0 | 0 | 0 | 0 | 0 | 0 | 0 | 0 | 0 | 0 | 0 | 0 | 0 | 0 | 0 | 0 | 0 | 0 | 0 | 0 | 0 | 0 | 0 | 0 | 0 | 0
F5_Commercial_Warehouse_New_Space Heating_Natural Gas_Unit Heater_E6 | F5 | Commercial | Warehouse | New | Space Heating | Natural Gas | Unit Heater | E6 | RIM BC Ratio | 0 | 0 | 0 | 0 | 0 | 0 | 0 | 0 | 0 | 0 | 0 | 0 | 0 | 0 | 0 | 0 | 0 | 0 | 0 | 0 | 0 | 0 | 0 | 0 | 0 | 0 | 0 | 0 | 0 | 0 | 0 | 0 | 0
F5_Commercial_Warehouse_New_Space Heating_Natural Gas_Unit Heater_E7 | F5 | Commercial | Warehouse | New | Space Heating | Natural Gas | Unit Heater | E7 | RIM BC Ratio | 0 | 0 | 0 | 0 | 0 | 0 | 0 | 0 | 0 | 0 | 0 | 0 | 0 | 0 | 0 | 0 | 0 | 0 | 0 | 0 | 0 | 0 | 0 | 0 | 0 | 0 | 0 | 0 | 0 | 0 | 0 | 0 | 0
F5_Commercial_Warehouse_New_Space Heating_Natural Gas_Unit Heater_E8 | F5 | Commercial | Warehouse | New | Space Heating | Natural Gas | Unit Heater | E8 | RIM BC Ratio | 0 | 0 | 0 | 0 | 0 | 0 | 0 | 0 | 0 | 0 | 0 | 0 | 0 | 0 | 0 | 0 | 0 | 0 | 0 | 0 | 0 | 0 | 0 | 0 | 0 | 0 | 0 | 0 | 0 | 0 | 0 | 0 | 0
F5_Commercial_Warehouse_New_Space Heating_Natural Gas_Unit Heater_E9 | F5 | Commercial | Warehouse | New | Space Heating | Natural Gas | Unit Heater | E9 | RIM BC Ratio | 0 | 0 | 0 | 0 | 0 | 0 | 0 | 0 | 0 | 0 | 0 | 0 | 0 | 0 | 0 | 0 | 0 | 0 | 0 | 0 | 0 | 0 | 0 | 0 | 0 | 0 | 0 | 0 | 0 | 0 | 0 | 0 | 0
F5_Commercial_Warehouse_New_Space Heating_Natural Gas_Unit Heater_E10 | F5 | Commercial | Warehouse | New | Space Heating | Natural Gas | Unit Heater | E10 | RIM BC Ratio | 0 | 0 | 0 | 0 | 0 | 0 | 0 | 0 | 0 | 0 | 0 | 0 | 0 | 0 | 0 | 0 | 0 | 0 | 0 | 0 | 0 | 0 | 0 | 0 | 0 | 0 | 0 | 0 | 0 | 0 | 0 | 0 | 0
F0_Commercial_Warehouse_New_Water Heating_Natural Gas_Water Heater_E0 | F0 | Commercial | Warehouse | New | Water Heating | Natural Gas | Water Heater | E0 | Economic Unit | Gas-Fired Absorption HPWH | Gas-Fired Absorption HPWH | Gas-Fired Absorption HPWH | Gas-Fired Absorption HPWH | Gas-Fired Absorption HPWH | Gas-Fired Absorption HPWH | Gas-Fired Absorption HPWH | Gas-Fired Absorption HPWH | Gas-Fired Absorption HPWH | Gas-Fired Absorption HPWH | Gas-Fired Absorption HPWH | Gas-Fired Absorption HPWH | Gas-Fired Absorption HPWH | Gas-Fired Absorption HPWH | Gas-Fired Absorption HPWH | Gas-Fired Absorption HPWH | Gas-Fired Absorption HPWH | Gas-Fired Absorption HPWH | Gas-Fired Absorption HPWH | Gas-Fired Absorption HPWH | Gas-Fired Absorption HPWH | Gas-Fired Absorption HPWH | Gas-Fired Absorption HPWH | Gas-Fired Absorption HPWH | Gas-Fired Absorption HPWH | Gas-Fired Absorption HPWH | Gas-Fired Absorption HPWH | Gas-Fired Absorption HPWH | Gas-Fired Absorption HPWH | Gas-Fired Absorption HPWH | Gas-Fired Absorption HPWH | Gas-Fired Absorption HPWH | Gas-Fired Absorption HPWH
F1_Commercial_Warehouse_New_Water Heating_Natural Gas_Water Heater_E1 | F1 | Commercial | Warehouse | New | Water Heating | Natural Gas | Water Heater | E1 | CCE | 0 | 0 | 0 | 0 | 0 | 0 | 0 | 0 | 0 | 0 | 0 | 0 | 0 | 0 | 0 | 0 | 0 | 0 | 0 | 0 | 0 | 0 | 0 | 0 | 0 | 0 | 0 | 0 | 0 | 0 | 0 | 0 | 0
F1_Commercial_Warehouse_New_Water Heating_Natural Gas_Water Heater_E2 | F1 | Commercial | Warehouse | New | Water Heating | Natural Gas | Water Heater | E2 | CCE | -0.0027146 | -0.0028106 | -0.002523 | -0.0025703 | -0.0025703 | -0.0025703 | -0.0025703 | -0.0025703 | -0.0025703 | -0.0025703 | -0.0025703 | -0.0025703 | -0.0025703 | -0.0025703 | -0.0025703 | -0.0025703 | -0.0025703 | -0.0025703 | -0.0025703 | -0.0025703 | -0.0025703 | -0.0025703 | -0.0025703 | -0.0025703 | -0.0025703 | -0.0025703 | -0.0025703 | -0.0025703 | -0.0025703 | -0.0025703 | -0.0025703 | -0.0025703 | -0.0025703
F1_Commercial_Warehouse_New_Water Heating_Natural Gas_Water Heater_E3 | F1 | Commercial | Warehouse | New | Water Heating | Natural Gas | Water Heater | E3 | CCE | 0.021231 | 0.021981 | 0.019732 | 0.020102 | 0.020102 | 0.020102 | 0.020102 | 0.020102 | 0.020102 | 0.020102 | 0.020102 | 0.020102 | 0.020102 | 0.020102 | 0.020102 | 0.020102 | 0.020102 | 0.020102 | 0.020102 | 0.020102 | 0.020102 | 0.020102 | 0.020102 | 0.020102 | 0.020102 | 0.020102 | 0.020102 | 0.020102 | 0.020102 | 0.020102 | 0.020102 | 0.020102 | 0.020102
F1_Commercial_Warehouse_New_Water Heating_Natural Gas_Water Heater_E4 | F1 | Commercial | Warehouse | New | Water Heating | Natural Gas | Water Heater | E4 | CCE | 0.026143 | 0.027067 | 0.024298 | 0.024753 | 0.024753 | 0.024753 | 0.024753 | 0.024753 | 0.024753 | 0.024753 | 0.024753 | 0.024753 | 0.024753 | 0.024753 | 0.024753 | 0.024753 | 0.024753 | 0.024753 | 0.024753 | 0.024753 | 0.024753 | 0.024753 | 0.024753 | 0.024753 | 0.024753 | 0.024753 | 0.024753 | 0.024753 | 0.024753 | 0.024753 | 0.024753 | 0.024753 | 0.024753
F1_Commercial_Warehouse_New_Water Heating_Natural Gas_Water Heater_E5 | F1 | Commercial | Warehouse | New | Water Heating | Natural Gas | Water Heater | E5 | CCE | 0.041072 | 0.042523 | 0.038172 | 0.038888 | 0.038888 | 0.038888 | 0.038888 | 0.038888 | 0.038888 | 0.038888 | 0.038888 | 0.038888 | 0.038888 | 0.038888 | 0.038888 | 0.038888 | 0.038888 | 0.038888 | 0.038888 | 0.038888 | 0.038888 | 0.038888 | 0.038888 | 0.038888 | 0.038888 | 0.038888 | 0.038888 | 0.038888 | 0.038888 | 0.038888 | 0.038888 | 0.038888 | 0.038888
F1_Commercial_Warehouse_New_Water Heating_Natural Gas_Water Heater_E6 | F1 | Commercial | Warehouse | New | Water Heating | Natural Gas | Water Heater | E6 | CCE | -0.091975 | -0.095226 | -0.085482 | -0.087085 | -0.087085 | -0.087085 | -0.087085 | -0.087085 | -0.087085 | -0.087085 | -0.087085 | -0.087085 | -0.087085 | -0.087085 | -0.087085 | -0.087085 | -0.087085 | -0.087085 | -0.087085 | -0.087085 | -0.087085 | -0.087085 | -0.087085 | -0.087085 | -0.087085 | -0.087085 | -0.087085 | -0.087085 | -0.087085 | -0.087085 | -0.087085 | -0.087085 | -0.087085
F1_Commercial_Warehouse_New_Water Heating_Natural Gas_Water Heater_E7 | F1 | Commercial | Warehouse | New | Water Heating | Natural Gas | Water Heater | E7 | CCE | -0.068785 | -0.071216 | -0.063929 | -0.065127 | -0.065127 | -0.065127 | -0.065127 | -0.065127 | -0.065127 | -0.065127 | -0.065127 | -0.065127 | -0.065127 | -0.065127 | -0.065127 | -0.065127 | -0.065127 | -0.065127 | -0.065127 | -0.065127 | -0.065127 | -0.065127 | -0.065127 | -0.065127 | -0.065127 | -0.065127 | -0.065127 | -0.065127 | -0.065127 | -0.065127 | -0.065127 | -0.065127 | -0.065127
F1_Commercial_Warehouse_New_Water Heating_Natural Gas_Water Heater_E8 | F1 | Commercial | Warehouse | New | Water Heating | Natural Gas | Water Heater | E8 | CCE | 0 | 0 | 0 | 0 | 0 | 0 | 0 | 0 | 0 | 0 | 0 | 0 | 0 | 0 | 0 | 0 | 0 | 0 | 0 | 0 | 0 | 0 | 0 | 0 | 0 | 0 | 0 | 0 | 0 | 0 | 0 | 0 | 0
F1_Commercial_Warehouse_New_Water Heating_Natural Gas_Water Heater_E9 | F1 | Commercial | Warehouse | New | Water Heating | Natural Gas | Water Heater | E9 | CCE | 0 | 0 | 0 | 0 | 0 | 0 | 0 | 0 | 0 | 0 | 0 | 0 | 0 | 0 | 0 | 0 | 0 | 0 | 0 | 0 | 0 | 0 | 0 | 0 | 0 | 0 | 0 | 0 | 0 | 0 | 0 | 0 | 0
F1_Commercial_Warehouse_New_Water Heating_Natural Gas_Water Heater_E10 | F1 | Commercial | Warehouse | New | Water Heating | Natural Gas | Water Heater | E10 | CCE | 0 | 0 | 0 | 0 | 0 | 0 | 0 | 0 | 0 | 0 | 0 | 0 | 0 | 0 | 0 | 0 | 0 | 0 | 0 | 0 | 0 | 0 | 0 | 0 | 0 | 0 | 0 | 0 | 0 | 0 | 0 | 0 | 0
F2_Commercial_Warehouse_New_Water Heating_Natural Gas_Water Heater_E1 | F2 | Commercial | Warehouse | New | Water Heating | Natural Gas | Water Heater | E1 | TRC BC Ratio | bar: 2019 to 2051
F2_Commercial_Warehouse_New_Water Heating_Natural Gas_Water Heater_E2 | F2 | Commercial | Warehouse | New | Water Heating | Natural Gas | Water Heater | E2 | TRC BC Ratio | bar: 2019 to 2051
F2_Commercial_Warehouse_New_Water Heating_Natural Gas_Water Heater_E3 | F2 | Commercial | Warehouse | New | Water Heating | Natural Gas | Water Heater | E3 | TRC BC Ratio | 60.906 | 60.8147 | 61.04 | 60.5256 | 60.1993 | 60.4502 | 61.209 | 61.8093 | 62.5541 | 63.2575 | 63.9613 | 64.6073 | 65.3022 | 66.0271 | 66.7212 | 67.4281 | 68.1458 | 68.9285 | 69.7415 | 70.6008 | 71.4484 | 72.3317 | 73.152 | 73.9987 | 74.7486 | 75.4004 | 75.9917 | 76.5045 | 76.9048 | 77.235 | 77.4193 | 77.5427 | 77.5427
F2_Commercial_Warehouse_New_Water Heating_Natural Gas_Water Heater_E4 | F2 | Commercial | Warehouse | New | Water Heating | Natural Gas | Water Heater | E4 | TRC BC Ratio | 49.4617 | 49.3876 | 49.5705 | 49.1528 | 48.8878 | 49.0915 | 49.7078 | 50.1953 | 50.8001 | 51.3713 | 51.9428 | 52.4675 | 53.0318 | 53.6205 | 54.1842 | 54.7583 | 55.3411 | 55.9767 | 56.637 | 57.3348 | 58.0231 | 58.7405 | 59.4066 | 60.0942 | 60.7032 | 61.2326 | 61.7127 | 62.1292 | 62.4543 | 62.7225 | 62.8721 | 62.9723 | 62.9723
F2_Commercial_Warehouse_New_Water Heating_Natural Gas_Water Heater_E5 | F2 | Commercial | Warehouse | New | Water Heating | Natural Gas | Water Heater | E5 | TRC BC Ratio | 31.4839 | 31.4367 | 31.5532 | 31.2873 | 31.1186 | 31.2483 | 31.6406 | 31.9509 | 32.3359 | 32.6995 | 33.0633 | 33.3972 | 33.7564 | 34.1312 | 34.4899 | 34.8554 | 35.2264 | 35.6309 | 36.0512 | 36.4954 | 36.9336 | 37.3902 | 37.8142 | 38.2519 | 38.6395 | 38.9765 | 39.2821 | 39.5472 | 39.7541 | 39.9248 | 40.0201 | 40.0839 | 40.0839
F2_Commercial_Warehouse_New_Water Heating_Natural Gas_Water Heater_E6 | F2 | Commercial | Warehouse | New | Water Heating | Natural Gas | Water Heater | E6 | TRC BC Ratio | bar: 2019 to 2051
F2_Commercial_Warehouse_New_Water Heating_Natural Gas_Water Heater_E7 | F2 | Commercial | Warehouse | New | Water Heating | Natural Gas | Water Heater | E7 | TRC BC Ratio | bar: 2019 to 2051
F2_Commercial_Warehouse_New_Water Heating_Natural Gas_Water Heater_E8 | F2 | Commercial | Warehouse | New | Water Heating | Natural Gas | Water Heater | E8 | TRC BC Ratio | 0 | 0 | 0 | 0 | 0 | 0 | 0 | 0 | 0 | 0 | 0 | 0 | 0 | 0 | 0 | 0 | 0 | 0 | 0 | 0 | 0 | 0 | 0 | 0 | 0 | 0 | 0 | 0 | 0 | 0 | 0 | 0 | 0
F2_Commercial_Warehouse_New_Water Heating_Natural Gas_Water Heater_E9 | F2 | Commercial | Warehouse | New | Water Heating | Natural Gas | Water Heater | E9 | TRC BC Ratio | 0 | 0 | 0 | 0 | 0 | 0 | 0 | 0 | 0 | 0 | 0 | 0 | 0 | 0 | 0 | 0 | 0 | 0 | 0 | 0 | 0 | 0 | 0 | 0 | 0 | 0 | 0 | 0 | 0 | 0 | 0 | 0 | 0
F2_Commercial_Warehouse_New_Water Heating_Natural Gas_Water Heater_E10 | F2 | Commercial | Warehouse | New | Water Heating | Natural Gas | Water Heater | E10 | TRC BC Ratio | 0 | 0 | 0 | 0 | 0 | 0 | 0 | 0 | 0 | 0 | 0 | 0 | 0 | 0 | 0 | 0 | 0 | 0 | 0 | 0 | 0 | 0 | 0 | 0 | 0 | 0 | 0 | 0 | 0 | 0 | 0 | 0 | 0
F3_Commercial_Warehouse_New_Water Heating_Natural Gas_Water Heater_E1 | F3 | Commercial | Warehouse | New | Water Heating | Natural Gas | Water Heater | E1 | PACT BC Ratio | bar: 2019 to 2051
F3_Commercial_Warehouse_New_Water Heating_Natural Gas_Water Heater_E2 | F3 | Commercial | Warehouse | New | Water Heating | Natural Gas | Water Heater | E2 | PACT BC Ratio | bar: 2019 to 2051
F3_Commercial_Warehouse_New_Water Heating_Natural Gas_Water Heater_E3 | F3 | Commercial | Warehouse | New | Water Heating | Natural Gas | Water Heater | E3 | PACT BC Ratio | 81.208 | 81.0863 | 81.3867 | 80.7008 | 80.2657 | 80.6003 | 81.6121 | 82.4125 | 83.4055 | 84.3433 | 85.2817 | 86.143 | 87.0696 | 88.0362 | 88.9616 | 89.9041 | 90.8611 | 91.9046 | 92.9887 | 94.1344 | 95.2645 | 96.4423 | 97.536 | 98.6649 | 99.6648 | 100.5339 | 101.3223 | 102.0061 | 102.5398 | 102.9801 | 103.2257 | 103.3903 | 103.3903
F3_Commercial_Warehouse_New_Water Heating_Natural Gas_Water Heater_E4 | F3 | Commercial | Warehouse | New | Water Heating | Natural Gas | Water Heater | E4 | PACT BC Ratio | 65.9489 | 65.8501 | 66.094 | 65.537 | 65.1837 | 65.4553 | 66.277 | 66.927 | 67.7335 | 68.4951 | 69.2571 | 69.9566 | 70.709 | 71.4941 | 72.2455 | 73.011 | 73.7881 | 74.6356 | 75.516 | 76.4464 | 77.3642 | 78.3206 | 79.2088 | 80.1256 | 80.9376 | 81.6434 | 82.2836 | 82.8389 | 83.2724 | 83.6299 | 83.8294 | 83.9631 | 83.9631
F3_Commercial_Warehouse_New_Water Heating_Natural Gas_Water Heater_E5 | F3 | Commercial | Warehouse | New | Water Heating | Natural Gas | Water Heater | E5 | PACT BC Ratio | 41.9786 | 41.9157 | 42.0709 | 41.7164 | 41.4915 | 41.6644 | 42.1874 | 42.6012 | 43.1145 | 43.5993 | 44.0843 | 44.5296 | 45.0086 | 45.5082 | 45.9866 | 46.4738 | 46.9685 | 47.5079 | 48.0683 | 48.6605 | 49.2448 | 49.8536 | 50.4189 | 51.0025 | 51.5194 | 51.9686 | 52.3762 | 52.7296 | 53.0055 | 53.2331 | 53.3601 | 53.4451 | 53.4451
F3_Commercial_Warehouse_New_Water Heating_Natural Gas_Water Heater_E6 | F3 | Commercial | Warehouse | New | Water Heating | Natural Gas | Water Heater | E6 | PACT BC Ratio | bar: 2019 to 2051
F3_Commercial_Warehouse_New_Water Heating_Natural Gas_Water Heater_E7 | F3 | Commercial | Warehouse | New | Water Heating | Natural Gas | Water Heater | E7 | PACT BC Ratio | bar: 2019 to 2051
F3_Commercial_Warehouse_New_Water Heating_Natural Gas_Water Heater_E8 | F3 | Commercial | Warehouse | New | Water Heating | Natural Gas | Water Heater | E8 | PACT BC Ratio | 0 | 0 | 0 | 0 | 0 | 0 | 0 | 0 | 0 | 0 | 0 | 0 | 0 | 0 | 0 | 0 | 0 | 0 | 0 | 0 | 0 | 0 | 0 | 0 | 0 | 0 | 0 | 0 | 0 | 0 | 0 | 0 | 0
F3_Commercial_Warehouse_New_Water Heating_Natural Gas_Water Heater_E9 | F3 | Commercial | Warehouse | New | Water Heating | Natural Gas | Water Heater | E9 | PACT BC Ratio | 0 | 0 | 0 | 0 | 0 | 0 | 0 | 0 | 0 | 0 | 0 | 0 | 0 | 0 | 0 | 0 | 0 | 0 | 0 | 0 | 0 | 0 | 0 | 0 | 0 | 0 | 0 | 0 | 0 | 0 | 0 | 0 | 0
F3_Commercial_Warehouse_New_Water Heating_Natural Gas_Water Heater_E10 | F3 | Commercial | Warehouse | New | Water Heating | Natural Gas | Water Heater | E10 | PACT BC Ratio | 0 | 0 | 0 | 0 | 0 | 0 | 0 | 0 | 0 | 0 | 0 | 0 | 0 | 0 | 0 | 0 | 0 | 0 | 0 | 0 | 0 | 0 | 0 | 0 | 0 | 0 | 0 | 0 | 0 | 0 | 0 | 0 | 0
F4_Commercial_Warehouse_New_Water Heating_Natural Gas_Water Heater_E1 | F4 | Commercial | Warehouse | New | Water Heating | Natural Gas | Water Heater | E1 | RVT BC Ratio | bar: 2019 to 2051
F4_Commercial_Warehouse_New_Water Heating_Natural Gas_Water Heater_E2 | F4 | Commercial | Warehouse | New | Water Heating | Natural Gas | Water Heater | E2 | RVT BC Ratio | bar: 2019 to 2051
F4_Commercial_Warehouse_New_Water Heating_Natural Gas_Water Heater_E3 | F4 | Commercial | Warehouse | New | Water Heating | Natural Gas | Water Heater | E3 | RVT BC Ratio | 88.2632 | 88.132 | 88.4559 | 87.7164 | 87.2472 | 87.6079 | 88.6989 | 89.5619 | 90.6327 | 91.6439 | 92.6557 | 93.5845 | 94.5835 | 95.6258 | 96.6236 | 97.6399 | 98.6717 | 99.7969 | 100.9659 | 102.2012 | 103.4198 | 104.6898 | 105.869 | 107.0863 | 108.1644 | 109.1015 | 109.9516 | 110.6889 | 111.2644 | 111.7391 | 112.004 | 112.1814 | 112.1814
F4_Commercial_Warehouse_New_Water Heating_Natural Gas_Water Heater_E4 | F4 | Commercial | Warehouse | New | Water Heating | Natural Gas | Water Heater | E4 | RVT BC Ratio | 71.81 | 71.7034 | 71.9664 | 71.3659 | 70.9849 | 71.2778 | 72.1638 | 72.8646 | 73.7342 | 74.5554 | 75.3771 | 76.1313 | 76.9426 | 77.7891 | 78.5994 | 79.4247 | 80.2627 | 81.1765 | 82.1258 | 83.129 | 84.1186 | 85.1499 | 86.1076 | 87.0961 | 87.9717 | 88.7327 | 89.4231 | 90.0218 | 90.4892 | 90.8747 | 91.0898 | 91.2339 | 91.2339
F4_Commercial_Warehouse_New_Water Heating_Natural Gas_Water Heater_E5 | F4 | Commercial | Warehouse | New | Water Heating | Natural Gas | Water Heater | E5 | RVT BC Ratio | 45.9637 | 45.8959 | 46.0633 | 45.6811 | 45.4385 | 45.625 | 46.189 | 46.6351 | 47.1886 | 47.7113 | 48.2343 | 48.7144 | 49.2309 | 49.7696 | 50.2854 | 50.8108 | 51.3442 | 51.9258 | 52.5301 | 53.1687 | 53.7986 | 54.455 | 55.0646 | 55.6939 | 56.2512 | 56.7356 | 57.175 | 57.5562 | 57.8536 | 58.0991 | 58.236 | 58.3277 | 58.3277
F4_Commercial_Warehouse_New_Water Heating_Natural Gas_Water Heater_E6 | F4 | Commercial | Warehouse | New | Water Heating | Natural Gas | Water Heater | E6 | RVT BC Ratio | bar: 2019 to 2051
F4_Commercial_Warehouse_New_Water Heating_Natural Gas_Water Heater_E7 | F4 | Commercial | Warehouse | New | Water Heating | Natural Gas | Water Heater | E7 | RVT BC Ratio | bar: 2019 to 2051
F4_Commercial_Warehouse_New_Water Heating_Natural Gas_Water Heater_E8 | F4 | Commercial | Warehouse | New | Water Heating | Natural Gas | Water Heater | E8 | RVT BC Ratio | 0 | 0 | 0 | 0 | 0 | 0 | 0 | 0 | 0 | 0 | 0 | 0 | 0 | 0 | 0 | 0 | 0 | 0 | 0 | 0 | 0 | 0 | 0 | 0 | 0 | 0 | 0 | 0 | 0 | 0 | 0 | 0 | 0
F4_Commercial_Warehouse_New_Water Heating_Natural Gas_Water Heater_E9 | F4 | Commercial | Warehouse | New | Water Heating | Natural Gas | Water Heater | E9 | RVT BC Ratio | 0 | 0 | 0 | 0 | 0 | 0 | 0 | 0 | 0 | 0 | 0 | 0 | 0 | 0 | 0 | 0 | 0 | 0 | 0 | 0 | 0 | 0 | 0 | 0 | 0 | 0 | 0 | 0 | 0 | 0 | 0 | 0 | 0
F4_Commercial_Warehouse_New_Water Heating_Natural Gas_Water Heater_E10 | F4 | Commercial | Warehouse | New | Water Heating | Natural Gas | Water Heater | E10 | RVT BC Ratio | 0 | 0 | 0 | 0 | 0 | 0 | 0 | 0 | 0 | 0 | 0 | 0 | 0 | 0 | 0 | 0 | 0 | 0 | 0 | 0 | 0 | 0 | 0 | 0 | 0 | 0 | 0 | 0 | 0 | 0 | 0 | 0 | 0
F5_Commercial_Warehouse_New_Water Heating_Natural Gas_Water Heater_E1 | F5 | Commercial | Warehouse | New | Water Heating | Natural Gas | Water Heater | E1 | RIM BC Ratio | bar: 2019 to 2051
F5_Commercial_Warehouse_New_Water Heating_Natural Gas_Water Heater_E2 | F5 | Commercial | Warehouse | New | Water Heating | Natural Gas | Water Heater | E2 | RIM BC Ratio | bar: 2019 to 2051
F5_Commercial_Warehouse_New_Water Heating_Natural Gas_Water Heater_E3 | F5 | Commercial | Warehouse | New | Water Heating | Natural Gas | Water Heater | E3 | RIM BC Ratio | 0.82619 | 0.82617 | 0.82621 | 0.82613 | 0.82609 | 0.82612 | 0.82623 | 0.82631 | 0.82641 | 0.8265 | 0.82659 | 0.82667 | 0.82675 | 0.82684 | 0.82692 | 0.827 | 0.82708 | 0.82717 | 0.82725 | 0.82734 | 0.82743 | 0.82752 | 0.8276 | 0.82768 | 0.82775 | 0.82781 | 0.82786 | 0.8279 | 0.82794 | 0.82797 | 0.82798 | 0.82799 | 0.82799
F5_Commercial_Warehouse_New_Water Heating_Natural Gas_Water Heater_E4 | F5 | Commercial | Warehouse | New | Water Heating | Natural Gas | Water Heater | E4 | RIM BC Ratio | 0.82425 | 0.82423 | 0.82427 | 0.82418 | 0.82413 | 0.82417 | 0.8243 | 0.8244 | 0.82452 | 0.82463 | 0.82474 | 0.82484 | 0.82494 | 0.82505 | 0.82515 | 0.82524 | 0.82534 | 0.82545 | 0.82555 | 0.82566 | 0.82577 | 0.82588 | 0.82598 | 0.82607 | 0.82616 | 0.82623 | 0.8263 | 0.82635 | 0.8264 | 0.82643 | 0.82645 | 0.82646 | 0.82646
F5_Commercial_Warehouse_New_Water Heating_Natural Gas_Water Heater_E5 | F5 | Commercial | Warehouse | New | Water Heating | Natural Gas | Water Heater | E5 | RIM BC Ratio | 0.81841 | 0.81838 | 0.81844 | 0.81831 | 0.81822 | 0.81829 | 0.81849 | 0.81864 | 0.81883 | 0.819 | 0.81917 | 0.81932 | 0.81948 | 0.81965 | 0.8198 | 0.81995 | 0.82011 | 0.82027 | 0.82043 | 0.8206 | 0.82077 | 0.82093 | 0.82109 | 0.82124 | 0.82137 | 0.82149 | 0.82159 | 0.82167 | 0.82174 | 0.82179 | 0.82182 | 0.82184 | 0.82184
F5_Commercial_Warehouse_New_Water Heating_Natural Gas_Water Heater_E6 | F5 | Commercial | Warehouse | New | Water Heating | Natural Gas | Water Heater | E6 | RIM BC Ratio | bar: 2019 to 2051
F5_Commercial_Warehouse_New_Water Heating_Natural Gas_Water Heater_E7 | F5 | Commercial | Warehouse | New | Water Heating | Natural Gas | Water Heater | E7 | RIM BC Ratio | bar: 2019 to 2051
F5_Commercial_Warehouse_New_Water Heating_Natural Gas_Water Heater_E8 | F5 | Commercial | Warehouse | New | Water Heating | Natural Gas | Water Heater | E8 | RIM BC Ratio | 0 | 0 | 0 | 0 | 0 | 0 | 0 | 0 | 0 | 0 | 0 | 0 | 0 | 0 | 0 | 0 | 0 | 0 | 0 | 0 | 0 | 0 | 0 | 0 | 0 | 0 | 0 | 0 | 0 | 0 | 0 | 0 | 0
F5_Commercial_Warehouse_New_Water Heating_Natural Gas_Water Heater_E9 | F5 | Commercial | Warehouse | New | Water Heating | Natural Gas | Water Heater | E9 | RIM BC Ratio | 0 | 0 | 0 | 0 | 0 | 0 | 0 | 0 | 0 | 0 | 0 | 0 | 0 | 0 | 0 | 0 | 0 | 0 | 0 | 0 | 0 | 0 | 0 | 0 | 0 | 0 | 0 | 0 | 0 | 0 | 0 | 0 | 0
F5_Commercial_Warehouse_New_Water Heating_Natural Gas_Water Heater_E10 | F5 | Commercial | Warehouse | New | Water Heating | Natural Gas | Water Heater | E10 | RIM BC Ratio | 0 | 0 | 0 | 0 | 0 | 0 | 0 | 0 | 0 | 0 | 0 | 0 | 0 | 0 | 0 | 0 | 0 | 0 | 0 | 0 | 0 | 0 | 0 | 0 | 0 | 0 | 0 | 0 | 0 | 0 | 0 | 0 | 0
F0_Commercial_Warehouse_New_Food Preparation_Natural Gas_Oven_E0 | F0 | Commercial | Warehouse | New | Food Preparation | Natural Gas | Oven | E0 | Economic Unit | ENERGY STAR (3.0) | ENERGY STAR (3.0) | ENERGY STAR (3.0) | ENERGY STAR (3.0) | ENERGY STAR (3.0) | ENERGY STAR (3.0) | ENERGY STAR (3.0) | ENERGY STAR (3.0) | ENERGY STAR (3.0) | ENERGY STAR (3.0) | ENERGY STAR (3.0) | ENERGY STAR (3.0) | ENERGY STAR (3.0) | ENERGY STAR (3.0) | ENERGY STAR (3.0) | ENERGY STAR (3.0) | ENERGY STAR (3.0) | ENERGY STAR (3.0) | ENERGY STAR (3.0) | ENERGY STAR (3.0) | ENERGY STAR (3.0) | ENERGY STAR (3.0) | ENERGY STAR (3.0) | ENERGY STAR (3.0) | ENERGY STAR (3.0) | ENERGY STAR (3.0) | ENERGY STAR (3.0) | ENERGY STAR (3.0) | ENERGY STAR (3.0) | ENERGY STAR (3.0) | ENERGY STAR (3.0) | ENERGY STAR (3.0) | ENERGY STAR (3.0)
F1_Commercial_Warehouse_New_Food Preparation_Natural Gas_Oven_E1 | F1 | Commercial | Warehouse | New | Food Preparation | Natural Gas | Oven | E1 | CCE | 0 | 0 | 0 | 0 | 0 | 0 | 0 | 0 | 0 | 0 | 0 | 0 | 0 | 0 | 0 | 0 | 0 | 0 | 0 | 0 | 0 | 0 | 0 | 0 | 0 | 0 | 0 | 0 | 0 | 0 | 0 | 0 | 0
F1_Commercial_Warehouse_New_Food Preparation_Natural Gas_Oven_E2 | F1 | Commercial | Warehouse | New | Food Preparation | Natural Gas | Oven | E2 | CCE | 0.32507 | 0.33656 | 0.30212 | 0.30779 | 0.30779 | 0.30779 | 0.30779 | 0.30779 | 0.30779 | 0.30779 | 0.30779 | 0.30779 | 0.30779 | 0.30779 | 0.30779 | 0.30779 | 0.30779 | 0.30779 | 0.30779 | 0.30779 | 0.30779 | 0.30779 | 0.30779 | 0.30779 | 0.30779 | 0.30779 | 0.30779 | 0.30779 | 0.30779 | 0.30779 | 0.30779 | 0.30779 | 0.30779
F1_Commercial_Warehouse_New_Food Preparation_Natural Gas_Oven_E3 | F1 | Commercial | Warehouse | New | Food Preparation | Natural Gas | Oven | E3 | CCE | 0 | 0 | 0 | 0 | 0 | 0 | 0 | 0 | 0 | 0 | 0 | 0 | 0 | 0 | 0 | 0 | 0 | 0 | 0 | 0 | 0 | 0 | 0 | 0 | 0 | 0 | 0 | 0 | 0 | 0 | 0 | 0 | 0
F1_Commercial_Warehouse_New_Food Preparation_Natural Gas_Oven_E4 | F1 | Commercial | Warehouse | New | Food Preparation | Natural Gas | Oven | E4 | CCE | 0 | 0 | 0 | 0 | 0 | 0 | 0 | 0 | 0 | 0 | 0 | 0 | 0 | 0 | 0 | 0 | 0 | 0 | 0 | 0 | 0 | 0 | 0 | 0 | 0 | 0 | 0 | 0 | 0 | 0 | 0 | 0 | 0
F1_Commercial_Warehouse_New_Food Preparation_Natural Gas_Oven_E5 | F1 | Commercial | Warehouse | New | Food Preparation | Natural Gas | Oven | E5 | CCE | 0 | 0 | 0 | 0 | 0 | 0 | 0 | 0 | 0 | 0 | 0 | 0 | 0 | 0 | 0 | 0 | 0 | 0 | 0 | 0 | 0 | 0 | 0 | 0 | 0 | 0 | 0 | 0 | 0 | 0 | 0 | 0 | 0
F1_Commercial_Warehouse_New_Food Preparation_Natural Gas_Oven_E6 | F1 | Commercial | Warehouse | New | Food Preparation | Natural Gas | Oven | E6 | CCE | 0 | 0 | 0 | 0 | 0 | 0 | 0 | 0 | 0 | 0 | 0 | 0 | 0 | 0 | 0 | 0 | 0 | 0 | 0 | 0 | 0 | 0 | 0 | 0 | 0 | 0 | 0 | 0 | 0 | 0 | 0 | 0 | 0
F1_Commercial_Warehouse_New_Food Preparation_Natural Gas_Oven_E7 | F1 | Commercial | Warehouse | New | Food Preparation | Natural Gas | Oven | E7 | CCE | 0 | 0 | 0 | 0 | 0 | 0 | 0 | 0 | 0 | 0 | 0 | 0 | 0 | 0 | 0 | 0 | 0 | 0 | 0 | 0 | 0 | 0 | 0 | 0 | 0 | 0 | 0 | 0 | 0 | 0 | 0 | 0 | 0
F1_Commercial_Warehouse_New_Food Preparation_Natural Gas_Oven_E8 | F1 | Commercial | Warehouse | New | Food Preparation | Natural Gas | Oven | E8 | CCE | 0 | 0 | 0 | 0 | 0 | 0 | 0 | 0 | 0 | 0 | 0 | 0 | 0 | 0 | 0 | 0 | 0 | 0 | 0 | 0 | 0 | 0 | 0 | 0 | 0 | 0 | 0 | 0 | 0 | 0 | 0 | 0 | 0
F1_Commercial_Warehouse_New_Food Preparation_Natural Gas_Oven_E9 | F1 | Commercial | Warehouse | New | Food Preparation | Natural Gas | Oven | E9 | CCE | 0 | 0 | 0 | 0 | 0 | 0 | 0 | 0 | 0 | 0 | 0 | 0 | 0 | 0 | 0 | 0 | 0 | 0 | 0 | 0 | 0 | 0 | 0 | 0 | 0 | 0 | 0 | 0 | 0 | 0 | 0 | 0 | 0
F1_Commercial_Warehouse_New_Food Preparation_Natural Gas_Oven_E10 | F1 | Commercial | Warehouse | New | Food Preparation | Natural Gas | Oven | E10 | CCE | 0 | 0 | 0 | 0 | 0 | 0 | 0 | 0 | 0 | 0 | 0 | 0 | 0 | 0 | 0 | 0 | 0 | 0 | 0 | 0 | 0 | 0 | 0 | 0 | 0 | 0 | 0 | 0 | 0 | 0 | 0 | 0 | 0
F2_Commercial_Warehouse_New_Food Preparation_Natural Gas_Oven_E1 | F2 | Commercial | Warehouse | New | Food Preparation | Natural Gas | Oven | E1 | TRC BC Ratio | bar: 2019 to 2051
F2_Commercial_Warehouse_New_Food Preparation_Natural Gas_Oven_E2 | F2 | Commercial | Warehouse | New | Food Preparation | Natural Gas | Oven | E2 | TRC BC Ratio | 5.0529 | 5.0541 | 5.0794 | 5.0454 | 5.0252 | 5.0427 | 5.0918 | 5.1313 | 5.1797 | 5.226 | 5.2722 | 5.3151 | 5.3612 | 5.4091 | 5.4549 | 5.5017 | 5.5491 | 5.6007 | 5.6542 | 5.7105 | 5.7652 | 5.8217 | 5.8734 | 5.9266 | 5.9735 | 6.014 | 6.0509 | 6.0828 | 6.1077 | 6.1281 | 6.1393 | 6.1467 | 6.1467
F2_Commercial_Warehouse_New_Food Preparation_Natural Gas_Oven_E3 | F2 | Commercial | Warehouse | New | Food Preparation | Natural Gas | Oven | E3 | TRC BC Ratio | 0 | 0 | 0 | 0 | 0 | 0 | 0 | 0 | 0 | 0 | 0 | 0 | 0 | 0 | 0 | 0 | 0 | 0 | 0 | 0 | 0 | 0 | 0 | 0 | 0 | 0 | 0 | 0 | 0 | 0 | 0 | 0 | 0
F2_Commercial_Warehouse_New_Food Preparation_Natural Gas_Oven_E4 | F2 | Commercial | Warehouse | New | Food Preparation | Natural Gas | Oven | E4 | TRC BC Ratio | 0 | 0 | 0 | 0 | 0 | 0 | 0 | 0 | 0 | 0 | 0 | 0 | 0 | 0 | 0 | 0 | 0 | 0 | 0 | 0 | 0 | 0 | 0 | 0 | 0 | 0 | 0 | 0 | 0 | 0 | 0 | 0 | 0
F2_Commercial_Warehouse_New_Food Preparation_Natural Gas_Oven_E5 | F2 | Commercial | Warehouse | New | Food Preparation | Natural Gas | Oven | E5 | TRC BC Ratio | 0 | 0 | 0 | 0 | 0 | 0 | 0 | 0 | 0 | 0 | 0 | 0 | 0 | 0 | 0 | 0 | 0 | 0 | 0 | 0 | 0 | 0 | 0 | 0 | 0 | 0 | 0 | 0 | 0 | 0 | 0 | 0 | 0
F2_Commercial_Warehouse_New_Food Preparation_Natural Gas_Oven_E6 | F2 | Commercial | Warehouse | New | Food Preparation | Natural Gas | Oven | E6 | TRC BC Ratio | 0 | 0 | 0 | 0 | 0 | 0 | 0 | 0 | 0 | 0 | 0 | 0 | 0 | 0 | 0 | 0 | 0 | 0 | 0 | 0 | 0 | 0 | 0 | 0 | 0 | 0 | 0 | 0 | 0 | 0 | 0 | 0 | 0
F2_Commercial_Warehouse_New_Food Preparation_Natural Gas_Oven_E7 | F2 | Commercial | Warehouse | New | Food Preparation | Natural Gas | Oven | E7 | TRC BC Ratio | 0 | 0 | 0 | 0 | 0 | 0 | 0 | 0 | 0 | 0 | 0 | 0 | 0 | 0 | 0 | 0 | 0 | 0 | 0 | 0 | 0 | 0 | 0 | 0 | 0 | 0 | 0 | 0 | 0 | 0 | 0 | 0 | 0
F2_Commercial_Warehouse_New_Food Preparation_Natural Gas_Oven_E8 | F2 | Commercial | Warehouse | New | Food Preparation | Natural Gas | Oven | E8 | TRC BC Ratio | 0 | 0 | 0 | 0 | 0 | 0 | 0 | 0 | 0 | 0 | 0 | 0 | 0 | 0 | 0 | 0 | 0 | 0 | 0 | 0 | 0 | 0 | 0 | 0 | 0 | 0 | 0 | 0 | 0 | 0 | 0 | 0 | 0
F2_Commercial_Warehouse_New_Food Preparation_Natural Gas_Oven_E9 | F2 | Commercial | Warehouse | New | Food Preparation | Natural Gas | Oven | E9 | TRC BC Ratio | 0 | 0 | 0 | 0 | 0 | 0 | 0 | 0 | 0 | 0 | 0 | 0 | 0 | 0 | 0 | 0 | 0 | 0 | 0 | 0 | 0 | 0 | 0 | 0 | 0 | 0 | 0 | 0 | 0 | 0 | 0 | 0 | 0
F2_Commercial_Warehouse_New_Food Preparation_Natural Gas_Oven_E10 | F2 | Commercial | Warehouse | New | Food Preparation | Natural Gas | Oven | E10 | TRC BC Ratio | 0 | 0 | 0 | 0 | 0 | 0 | 0 | 0 | 0 | 0 | 0 | 0 | 0 | 0 | 0 | 0 | 0 | 0 | 0 | 0 | 0 | 0 | 0 | 0 | 0 | 0 | 0 | 0 | 0 | 0 | 0 | 0 | 0
F3_Commercial_Warehouse_New_Food Preparation_Natural Gas_Oven_E1 | F3 | Commercial | Warehouse | New | Food Preparation | Natural Gas | Oven | E1 | PACT BC Ratio | bar: 2019 to 2051
F3_Commercial_Warehouse_New_Food Preparation_Natural Gas_Oven_E2 | F3 | Commercial | Warehouse | New | Food Preparation | Natural Gas | Oven | E2 | PACT BC Ratio | 6.7372 | 6.7388 | 6.7725 | 6.7272 | 6.7003 | 6.7236 | 6.7891 | 6.8417 | 6.9062 | 6.968 | 7.0296 | 7.0868 | 7.1482 | 7.2121 | 7.2732 | 7.3356 | 7.3988 | 7.4676 | 7.5389 | 7.614 | 7.6869 | 7.7623 | 7.8312 | 7.9021 | 7.9647 | 8.0187 | 8.0679 | 8.1103 | 8.1436 | 8.1708 | 8.1857 | 8.1956 | 8.1956
F3_Commercial_Warehouse_New_Food Preparation_Natural Gas_Oven_E3 | F3 | Commercial | Warehouse | New | Food Preparation | Natural Gas | Oven | E3 | PACT BC Ratio | 0 | 0 | 0 | 0 | 0 | 0 | 0 | 0 | 0 | 0 | 0 | 0 | 0 | 0 | 0 | 0 | 0 | 0 | 0 | 0 | 0 | 0 | 0 | 0 | 0 | 0 | 0 | 0 | 0 | 0 | 0 | 0 | 0
F3_Commercial_Warehouse_New_Food Preparation_Natural Gas_Oven_E4 | F3 | Commercial | Warehouse | New | Food Preparation | Natural Gas | Oven | E4 | PACT BC Ratio | 0 | 0 | 0 | 0 | 0 | 0 | 0 | 0 | 0 | 0 | 0 | 0 | 0 | 0 | 0 | 0 | 0 | 0 | 0 | 0 | 0 | 0 | 0 | 0 | 0 | 0 | 0 | 0 | 0 | 0 | 0 | 0 | 0
F3_Commercial_Warehouse_New_Food Preparation_Natural Gas_Oven_E5 | F3 | Commercial | Warehouse | New | Food Preparation | Natural Gas | Oven | E5 | PACT BC Ratio | 0 | 0 | 0 | 0 | 0 | 0 | 0 | 0 | 0 | 0 | 0 | 0 | 0 | 0 | 0 | 0 | 0 | 0 | 0 | 0 | 0 | 0 | 0 | 0 | 0 | 0 | 0 | 0 | 0 | 0 | 0 | 0 | 0
F3_Commercial_Warehouse_New_Food Preparation_Natural Gas_Oven_E6 | F3 | Commercial | Warehouse | New | Food Preparation | Natural Gas | Oven | E6 | PACT BC Ratio | 0 | 0 | 0 | 0 | 0 | 0 | 0 | 0 | 0 | 0 | 0 | 0 | 0 | 0 | 0 | 0 | 0 | 0 | 0 | 0 | 0 | 0 | 0 | 0 | 0 | 0 | 0 | 0 | 0 | 0 | 0 | 0 | 0
F3_Commercial_Warehouse_New_Food Preparation_Natural Gas_Oven_E7 | F3 | Commercial | Warehouse | New | Food Preparation | Natural Gas | Oven | E7 | PACT BC Ratio | 0 | 0 | 0 | 0 | 0 | 0 | 0 | 0 | 0 | 0 | 0 | 0 | 0 | 0 | 0 | 0 | 0 | 0 | 0 | 0 | 0 | 0 | 0 | 0 | 0 | 0 | 0 | 0 | 0 | 0 | 0 | 0 | 0
F3_Commercial_Warehouse_New_Food Preparation_Natural Gas_Oven_E8 | F3 | Commercial | Warehouse | New | Food Preparation | Natural Gas | Oven | E8 | PACT BC Ratio | 0 | 0 | 0 | 0 | 0 | 0 | 0 | 0 | 0 | 0 | 0 | 0 | 0 | 0 | 0 | 0 | 0 | 0 | 0 | 0 | 0 | 0 | 0 | 0 | 0 | 0 | 0 | 0 | 0 | 0 | 0 | 0 | 0
F3_Commercial_Warehouse_New_Food Preparation_Natural Gas_Oven_E9 | F3 | Commercial | Warehouse | New | Food Preparation | Natural Gas | Oven | E9 | PACT BC Ratio | 0 | 0 | 0 | 0 | 0 | 0 | 0 | 0 | 0 | 0 | 0 | 0 | 0 | 0 | 0 | 0 | 0 | 0 | 0 | 0 | 0 | 0 | 0 | 0 | 0 | 0 | 0 | 0 | 0 | 0 | 0 | 0 | 0
F3_Commercial_Warehouse_New_Food Preparation_Natural Gas_Oven_E10 | F3 | Commercial | Warehouse | New | Food Preparation | Natural Gas | Oven | E10 | PACT BC Ratio | 0 | 0 | 0 | 0 | 0 | 0 | 0 | 0 | 0 | 0 | 0 | 0 | 0 | 0 | 0 | 0 | 0 | 0 | 0 | 0 | 0 | 0 | 0 | 0 | 0 | 0 | 0 | 0 | 0 | 0 | 0 | 0 | 0
F4_Commercial_Warehouse_New_Food Preparation_Natural Gas_Oven_E1 | F4 | Commercial | Warehouse | New | Food Preparation | Natural Gas | Oven | E1 | RVT BC Ratio | bar: 2019 to 2051
F4_Commercial_Warehouse_New_Food Preparation_Natural Gas_Oven_E2 | F4 | Commercial | Warehouse | New | Food Preparation | Natural Gas | Oven | E2 | RVT BC Ratio | 7.9644 | 7.9662 | 8.0025 | 7.9537 | 7.9247 | 7.9497 | 8.0204 | 8.0771 | 8.1467 | 8.2133 | 8.2797 | 8.3414 | 8.4076 | 8.4765 | 8.5424 | 8.6097 | 8.6778 | 8.752 | 8.8289 | 8.9098 | 8.9885 | 9.0697 | 9.144 | 9.2205 | 9.288 | 9.3462 | 9.3993 | 9.445 | 9.4809 | 9.5103 | 9.5263 | 9.537 | 9.537
F4_Commercial_Warehouse_New_Food Preparation_Natural Gas_Oven_E3 | F4 | Commercial | Warehouse | New | Food Preparation | Natural Gas | Oven | E3 | RVT BC Ratio | 0 | 0 | 0 | 0 | 0 | 0 | 0 | 0 | 0 | 0 | 0 | 0 | 0 | 0 | 0 | 0 | 0 | 0 | 0 | 0 | 0 | 0 | 0 | 0 | 0 | 0 | 0 | 0 | 0 | 0 | 0 | 0 | 0
F4_Commercial_Warehouse_New_Food Preparation_Natural Gas_Oven_E4 | F4 | Commercial | Warehouse | New | Food Preparation | Natural Gas | Oven | E4 | RVT BC Ratio | 0 | 0 | 0 | 0 | 0 | 0 | 0 | 0 | 0 | 0 | 0 | 0 | 0 | 0 | 0 | 0 | 0 | 0 | 0 | 0 | 0 | 0 | 0 | 0 | 0 | 0 | 0 | 0 | 0 | 0 | 0 | 0 | 0
F4_Commercial_Warehouse_New_Food Preparation_Natural Gas_Oven_E5 | F4 | Commercial | Warehouse | New | Food Preparation | Natural Gas | Oven | E5 | RVT BC Ratio | 0 | 0 | 0 | 0 | 0 | 0 | 0 | 0 | 0 | 0 | 0 | 0 | 0 | 0 | 0 | 0 | 0 | 0 | 0 | 0 | 0 | 0 | 0 | 0 | 0 | 0 | 0 | 0 | 0 | 0 | 0 | 0 | 0
F4_Commercial_Warehouse_New_Food Preparation_Natural Gas_Oven_E6 | F4 | Commercial | Warehouse | New | Food Preparation | Natural Gas | Oven | E6 | RVT BC Ratio | 0 | 0 | 0 | 0 | 0 | 0 | 0 | 0 | 0 | 0 | 0 | 0 | 0 | 0 | 0 | 0 | 0 | 0 | 0 | 0 | 0 | 0 | 0 | 0 | 0 | 0 | 0 | 0 | 0 | 0 | 0 | 0 | 0
F4_Commercial_Warehouse_New_Food Preparation_Natural Gas_Oven_E7 | F4 | Commercial | Warehouse | New | Food Preparation | Natural Gas | Oven | E7 | RVT BC Ratio | 0 | 0 | 0 | 0 | 0 | 0 | 0 | 0 | 0 | 0 | 0 | 0 | 0 | 0 | 0 | 0 | 0 | 0 | 0 | 0 | 0 | 0 | 0 | 0 | 0 | 0 | 0 | 0 | 0 | 0 | 0 | 0 | 0
F4_Commercial_Warehouse_New_Food Preparation_Natural Gas_Oven_E8 | F4 | Commercial | Warehouse | New | Food Preparation | Natural Gas | Oven | E8 | RVT BC Ratio | 0 | 0 | 0 | 0 | 0 | 0 | 0 | 0 | 0 | 0 | 0 | 0 | 0 | 0 | 0 | 0 | 0 | 0 | 0 | 0 | 0 | 0 | 0 | 0 | 0 | 0 | 0 | 0 | 0 | 0 | 0 | 0 | 0
F4_Commercial_Warehouse_New_Food Preparation_Natural Gas_Oven_E9 | F4 | Commercial | Warehouse | New | Food Preparation | Natural Gas | Oven | E9 | RVT BC Ratio | 0 | 0 | 0 | 0 | 0 | 0 | 0 | 0 | 0 | 0 | 0 | 0 | 0 | 0 | 0 | 0 | 0 | 0 | 0 | 0 | 0 | 0 | 0 | 0 | 0 | 0 | 0 | 0 | 0 | 0 | 0 | 0 | 0
F4_Commercial_Warehouse_New_Food Preparation_Natural Gas_Oven_E10 | F4 | Commercial | Warehouse | New | Food Preparation | Natural Gas | Oven | E10 | RVT BC Ratio | 0 | 0 | 0 | 0 | 0 | 0 | 0 | 0 | 0 | 0 | 0 | 0 | 0 | 0 | 0 | 0 | 0 | 0 | 0 | 0 | 0 | 0 | 0 | 0 | 0 | 0 | 0 | 0 | 0 | 0 | 0 | 0 | 0
F5_Commercial_Warehouse_New_Food Preparation_Natural Gas_Oven_E1 | F5 | Commercial | Warehouse | New | Food Preparation | Natural Gas | Oven | E1 | RIM BC Ratio | bar: 2019 to 2051
F5_Commercial_Warehouse_New_Food Preparation_Natural Gas_Oven_E2 | F5 | Commercial | Warehouse | New | Food Preparation | Natural Gas | Oven | E2 | RIM BC Ratio | 0.74267 | 0.74269 | 0.7431 | 0.74255 | 0.74222 | 0.7425 | 0.7433 | 0.74392 | 0.74468 | 0.74539 | 0.74609 | 0.74673 | 0.74741 | 0.7481 | 0.74875 | 0.74941 | 0.75006 | 0.75076 | 0.75148 | 0.75222 | 0.75292 | 0.75364 | 0.75428 | 0.75494 | 0.7555 | 0.75599 | 0.75642 | 0.75679 | 0.75708 | 0.75732 | 0.75744 | 0.75753 | 0.75753
F5_Commercial_Warehouse_New_Food Preparation_Natural Gas_Oven_E3 | F5 | Commercial | Warehouse | New | Food Preparation | Natural Gas | Oven | E3 | RIM BC Ratio | 0 | 0 | 0 | 0 | 0 | 0 | 0 | 0 | 0 | 0 | 0 | 0 | 0 | 0 | 0 | 0 | 0 | 0 | 0 | 0 | 0 | 0 | 0 | 0 | 0 | 0 | 0 | 0 | 0 | 0 | 0 | 0 | 0
F5_Commercial_Warehouse_New_Food Preparation_Natural Gas_Oven_E4 | F5 | Commercial | Warehouse | New | Food Preparation | Natural Gas | Oven | E4 | RIM BC Ratio | 0 | 0 | 0 | 0 | 0 | 0 | 0 | 0 | 0 | 0 | 0 | 0 | 0 | 0 | 0 | 0 | 0 | 0 | 0 | 0 | 0 | 0 | 0 | 0 | 0 | 0 | 0 | 0 | 0 | 0 | 0 | 0 | 0
F5_Commercial_Warehouse_New_Food Preparation_Natural Gas_Oven_E5 | F5 | Commercial | Warehouse | New | Food Preparation | Natural Gas | Oven | E5 | RIM BC Ratio | 0 | 0 | 0 | 0 | 0 | 0 | 0 | 0 | 0 | 0 | 0 | 0 | 0 | 0 | 0 | 0 | 0 | 0 | 0 | 0 | 0 | 0 | 0 | 0 | 0 | 0 | 0 | 0 | 0 | 0 | 0 | 0 | 0
F5_Commercial_Warehouse_New_Food Preparation_Natural Gas_Oven_E6 | F5 | Commercial | Warehouse | New | Food Preparation | Natural Gas | Oven | E6 | RIM BC Ratio | 0 | 0 | 0 | 0 | 0 | 0 | 0 | 0 | 0 | 0 | 0 | 0 | 0 | 0 | 0 | 0 | 0 | 0 | 0 | 0 | 0 | 0 | 0 | 0 | 0 | 0 | 0 | 0 | 0 | 0 | 0 | 0 | 0
F5_Commercial_Warehouse_New_Food Preparation_Natural Gas_Oven_E7 | F5 | Commercial | Warehouse | New | Food Preparation | Natural Gas | Oven | E7 | RIM BC Ratio | 0 | 0 | 0 | 0 | 0 | 0 | 0 | 0 | 0 | 0 | 0 | 0 | 0 | 0 | 0 | 0 | 0 | 0 | 0 | 0 | 0 | 0 | 0 | 0 | 0 | 0 | 0 | 0 | 0 | 0 | 0 | 0 | 0
F5_Commercial_Warehouse_New_Food Preparation_Natural Gas_Oven_E8 | F5 | Commercial | Warehouse | New | Food Preparation | Natural Gas | Oven | E8 | RIM BC Ratio | 0 | 0 | 0 | 0 | 0 | 0 | 0 | 0 | 0 | 0 | 0 | 0 | 0 | 0 | 0 | 0 | 0 | 0 | 0 | 0 | 0 | 0 | 0 | 0 | 0 | 0 | 0 | 0 | 0 | 0 | 0 | 0 | 0
F5_Commercial_Warehouse_New_Food Preparation_Natural Gas_Oven_E9 | F5 | Commercial | Warehouse | New | Food Preparation | Natural Gas | Oven | E9 | RIM BC Ratio | 0 | 0 | 0 | 0 | 0 | 0 | 0 | 0 | 0 | 0 | 0 | 0 | 0 | 0 | 0 | 0 | 0 | 0 | 0 | 0 | 0 | 0 | 0 | 0 | 0 | 0 | 0 | 0 | 0 | 0 | 0 | 0 | 0
F5_Commercial_Warehouse_New_Food Preparation_Natural Gas_Oven_E10 | F5 | Commercial | Warehouse | New | Food Preparation | Natural Gas | Oven | E10 | RIM BC Ratio | 0 | 0 | 0 | 0 | 0 | 0 | 0 | 0 | 0 | 0 | 0 | 0 | 0 | 0 | 0 | 0 | 0 | 0 | 0 | 0 | 0 | 0 | 0 | 0 | 0 | 0 | 0 | 0 | 0 | 0 | 0 | 0 | 0
F0_Commercial_Warehouse_New_Food Preparation_Natural Gas_Conveyor Oven_E0 | F0 | Commercial | Warehouse | New | Food Preparation | Natural Gas | Conveyor Oven | E0 | Economic Unit | Efficient (>44% Baking Efficiency) | Efficient (>44% Baking Efficiency) | Efficient (>44% Baking Efficiency) | Efficient (>44% Baking Efficiency) | Efficient (>44% Baking Efficiency) | Efficient (>44% Baking Efficiency) | Efficient (>44% Baking Efficiency) | Efficient (>44% Baking Efficiency) | Efficient (>44% Baking Efficiency) | Efficient (>44% Baking Efficiency) | Efficient (>44% Baking Efficiency) | Efficient (>44% Baking Efficiency) | Efficient (>44% Baking Efficiency) | Efficient (>44% Baking Efficiency) | Efficient (>44% Baking Efficiency) | Efficient (>44% Baking Efficiency) | Efficient (>44% Baking Efficiency) | Efficient (>44% Baking Efficiency) | Efficient (>44% Baking Efficiency) | Efficient (>44% Baking Efficiency) | Efficient (>44% Baking Efficiency) | Efficient (>44% Baking Efficiency) | Efficient (>44% Baking Efficiency) | Efficient (>44% Baking Efficiency) | Efficient (>44% Baking Efficiency) | Efficient (>44% Baking Efficiency) | Efficient (>44% Baking Efficiency) | Efficient (>44% Baking Efficiency) | Efficient (>44% Baking Efficiency) | Efficient (>44% Baking Efficiency) | Efficient (>44% Baking Efficiency) | Efficient (>44% Baking Efficiency) | Efficient (>44% Baking Efficiency)
F1_Commercial_Warehouse_New_Food Preparation_Natural Gas_Conveyor Oven_E1 | F1 | Commercial | Warehouse | New | Food Preparation | Natural Gas | Conveyor Oven | E1 | CCE | 0 | 0 | 0 | 0 | 0 | 0 | 0 | 0 | 0 | 0 | 0 | 0 | 0 | 0 | 0 | 0 | 0 | 0 | 0 | 0 | 0 | 0 | 0 | 0 | 0 | 0 | 0 | 0 | 0 | 0 | 0 | 0 | 0
F1_Commercial_Warehouse_New_Food Preparation_Natural Gas_Conveyor Oven_E2 | F1 | Commercial | Warehouse | New | Food Preparation | Natural Gas | Conveyor Oven | E2 | CCE | 0.32888 | 0.3405 | 0.30566 | 0.31139 | 0.31139 | 0.31139 | 0.31139 | 0.31139 | 0.31139 | 0.31139 | 0.31139 | 0.31139 | 0.31139 | 0.31139 | 0.31139 | 0.31139 | 0.31139 | 0.31139 | 0.31139 | 0.31139 | 0.31139 | 0.31139 | 0.31139 | 0.31139 | 0.31139 | 0.31139 | 0.31139 | 0.31139 | 0.31139 | 0.31139 | 0.31139 | 0.31139 | 0.31139
F1_Commercial_Warehouse_New_Food Preparation_Natural Gas_Conveyor Oven_E3 | F1 | Commercial | Warehouse | New | Food Preparation | Natural Gas | Conveyor Oven | E3 | CCE | 0 | 0 | 0 | 0 | 0 | 0 | 0 | 0 | 0 | 0 | 0 | 0 | 0 | 0 | 0 | 0 | 0 | 0 | 0 | 0 | 0 | 0 | 0 | 0 | 0 | 0 | 0 | 0 | 0 | 0 | 0 | 0 | 0
F1_Commercial_Warehouse_New_Food Preparation_Natural Gas_Conveyor Oven_E4 | F1 | Commercial | Warehouse | New | Food Preparation | Natural Gas | Conveyor Oven | E4 | CCE | 0 | 0 | 0 | 0 | 0 | 0 | 0 | 0 | 0 | 0 | 0 | 0 | 0 | 0 | 0 | 0 | 0 | 0 | 0 | 0 | 0 | 0 | 0 | 0 | 0 | 0 | 0 | 0 | 0 | 0 | 0 | 0 | 0
F1_Commercial_Warehouse_New_Food Preparation_Natural Gas_Conveyor Oven_E5 | F1 | Commercial | Warehouse | New | Food Preparation | Natural Gas | Conveyor Oven | E5 | CCE | 0 | 0 | 0 | 0 | 0 | 0 | 0 | 0 | 0 | 0 | 0 | 0 | 0 | 0 | 0 | 0 | 0 | 0 | 0 | 0 | 0 | 0 | 0 | 0 | 0 | 0 | 0 | 0 | 0 | 0 | 0 | 0 | 0
F1_Commercial_Warehouse_New_Food Preparation_Natural Gas_Conveyor Oven_E6 | F1 | Commercial | Warehouse | New | Food Preparation | Natural Gas | Conveyor Oven | E6 | CCE | 0 | 0 | 0 | 0 | 0 | 0 | 0 | 0 | 0 | 0 | 0 | 0 | 0 | 0 | 0 | 0 | 0 | 0 | 0 | 0 | 0 | 0 | 0 | 0 | 0 | 0 | 0 | 0 | 0 | 0 | 0 | 0 | 0
F1_Commercial_Warehouse_New_Food Preparation_Natural Gas_Conveyor Oven_E7 | F1 | Commercial | Warehouse | New | Food Preparation | Natural Gas | Conveyor Oven | E7 | CCE | 0 | 0 | 0 | 0 | 0 | 0 | 0 | 0 | 0 | 0 | 0 | 0 | 0 | 0 | 0 | 0 | 0 | 0 | 0 | 0 | 0 | 0 | 0 | 0 | 0 | 0 | 0 | 0 | 0 | 0 | 0 | 0 | 0
F1_Commercial_Warehouse_New_Food Preparation_Natural Gas_Conveyor Oven_E8 | F1 | Commercial | Warehouse | New | Food Preparation | Natural Gas | Conveyor Oven | E8 | CCE | 0 | 0 | 0 | 0 | 0 | 0 | 0 | 0 | 0 | 0 | 0 | 0 | 0 | 0 | 0 | 0 | 0 | 0 | 0 | 0 | 0 | 0 | 0 | 0 | 0 | 0 | 0 | 0 | 0 | 0 | 0 | 0 | 0
F1_Commercial_Warehouse_New_Food Preparation_Natural Gas_Conveyor Oven_E9 | F1 | Commercial | Warehouse | New | Food Preparation | Natural Gas | Conveyor Oven | E9 | CCE | 0 | 0 | 0 | 0 | 0 | 0 | 0 | 0 | 0 | 0 | 0 | 0 | 0 | 0 | 0 | 0 | 0 | 0 | 0 | 0 | 0 | 0 | 0 | 0 | 0 | 0 | 0 | 0 | 0 | 0 | 0 | 0 | 0
F1_Commercial_Warehouse_New_Food Preparation_Natural Gas_Conveyor Oven_E10 | F1 | Commercial | Warehouse | New | Food Preparation | Natural Gas | Conveyor Oven | E10 | CCE | 0 | 0 | 0 | 0 | 0 | 0 | 0 | 0 | 0 | 0 | 0 | 0 | 0 | 0 | 0 | 0 | 0 | 0 | 0 | 0 | 0 | 0 | 0 | 0 | 0 | 0 | 0 | 0 | 0 | 0 | 0 | 0 | 0
F2_Commercial_Warehouse_New_Food Preparation_Natural Gas_Conveyor Oven_E1 | F2 | Commercial | Warehouse | New | Food Preparation | Natural Gas | Conveyor Oven | E1 | TRC BC Ratio | bar: 2019 to 2051
F2_Commercial_Warehouse_New_Food Preparation_Natural Gas_Conveyor Oven_E2 | F2 | Commercial | Warehouse | New | Food Preparation | Natural Gas | Conveyor Oven | E2 | TRC BC Ratio | 5.054 | 5.0691 | 5.0998 | 5.0904 | 5.0904 | 5.1163 | 5.1641 | 5.206 | 5.2546 | 5.3028 | 5.3514 | 5.3984 | 5.4475 | 5.4983 | 5.5473 | 5.5964 | 5.6439 | 5.6922 | 5.7391 | 5.785 | 5.8272 | 5.8686 | 5.9051 | 5.9416 | 5.9733 | 6.0006 | 6.0255 | 6.047 | 6.0638 | 6.0776 | 6.0851 | 6.0902 | 6.0902
F2_Commercial_Warehouse_New_Food Preparation_Natural Gas_Conveyor Oven_E3 | F2 | Commercial | Warehouse | New | Food Preparation | Natural Gas | Conveyor Oven | E3 | TRC BC Ratio | 0 | 0 | 0 | 0 | 0 | 0 | 0 | 0 | 0 | 0 | 0 | 0 | 0 | 0 | 0 | 0 | 0 | 0 | 0 | 0 | 0 | 0 | 0 | 0 | 0 | 0 | 0 | 0 | 0 | 0 | 0 | 0 | 0
F2_Commercial_Warehouse_New_Food Preparation_Natural Gas_Conveyor Oven_E4 | F2 | Commercial | Warehouse | New | Food Preparation | Natural Gas | Conveyor Oven | E4 | TRC BC Ratio | 0 | 0 | 0 | 0 | 0 | 0 | 0 | 0 | 0 | 0 | 0 | 0 | 0 | 0 | 0 | 0 | 0 | 0 | 0 | 0 | 0 | 0 | 0 | 0 | 0 | 0 | 0 | 0 | 0 | 0 | 0 | 0 | 0
F2_Commercial_Warehouse_New_Food Preparation_Natural Gas_Conveyor Oven_E5 | F2 | Commercial | Warehouse | New | Food Preparation | Natural Gas | Conveyor Oven | E5 | TRC BC Ratio | 0 | 0 | 0 | 0 | 0 | 0 | 0 | 0 | 0 | 0 | 0 | 0 | 0 | 0 | 0 | 0 | 0 | 0 | 0 | 0 | 0 | 0 | 0 | 0 | 0 | 0 | 0 | 0 | 0 | 0 | 0 | 0 | 0
F2_Commercial_Warehouse_New_Food Preparation_Natural Gas_Conveyor Oven_E6 | F2 | Commercial | Warehouse | New | Food Preparation | Natural Gas | Conveyor Oven | E6 | TRC BC Ratio | 0 | 0 | 0 | 0 | 0 | 0 | 0 | 0 | 0 | 0 | 0 | 0 | 0 | 0 | 0 | 0 | 0 | 0 | 0 | 0 | 0 | 0 | 0 | 0 | 0 | 0 | 0 | 0 | 0 | 0 | 0 | 0 | 0
F2_Commercial_Warehouse_New_Food Preparation_Natural Gas_Conveyor Oven_E7 | F2 | Commercial | Warehouse | New | Food Preparation | Natural Gas | Conveyor Oven | E7 | TRC BC Ratio | 0 | 0 | 0 | 0 | 0 | 0 | 0 | 0 | 0 | 0 | 0 | 0 | 0 | 0 | 0 | 0 | 0 | 0 | 0 | 0 | 0 | 0 | 0 | 0 | 0 | 0 | 0 | 0 | 0 | 0 | 0 | 0 | 0
F2_Commercial_Warehouse_New_Food Preparation_Natural Gas_Conveyor Oven_E8 | F2 | Commercial | Warehouse | New | Food Preparation | Natural Gas | Conveyor Oven | E8 | TRC BC Ratio | 0 | 0 | 0 | 0 | 0 | 0 | 0 | 0 | 0 | 0 | 0 | 0 | 0 | 0 | 0 | 0 | 0 | 0 | 0 | 0 | 0 | 0 | 0 | 0 | 0 | 0 | 0 | 0 | 0 | 0 | 0 | 0 | 0
F2_Commercial_Warehouse_New_Food Preparation_Natural Gas_Conveyor Oven_E9 | F2 | Commercial | Warehouse | New | Food Preparation | Natural Gas | Conveyor Oven | E9 | TRC BC Ratio | 0 | 0 | 0 | 0 | 0 | 0 | 0 | 0 | 0 | 0 | 0 | 0 | 0 | 0 | 0 | 0 | 0 | 0 | 0 | 0 | 0 | 0 | 0 | 0 | 0 | 0 | 0 | 0 | 0 | 0 | 0 | 0 | 0
F2_Commercial_Warehouse_New_Food Preparation_Natural Gas_Conveyor Oven_E10 | F2 | Commercial | Warehouse | New | Food Preparation | Natural Gas | Conveyor Oven | E10 | TRC BC Ratio | 0 | 0 | 0 | 0 | 0 | 0 | 0 | 0 | 0 | 0 | 0 | 0 | 0 | 0 | 0 | 0 | 0 | 0 | 0 | 0 | 0 | 0 | 0 | 0 | 0 | 0 | 0 | 0 | 0 | 0 | 0 | 0 | 0
F3_Commercial_Warehouse_New_Food Preparation_Natural Gas_Conveyor Oven_E1 | F3 | Commercial | Warehouse | New | Food Preparation | Natural Gas | Conveyor Oven | E1 | PACT BC Ratio | bar: 2019 to 2051
F3_Commercial_Warehouse_New_Food Preparation_Natural Gas_Conveyor Oven_E2 | F3 | Commercial | Warehouse | New | Food Preparation | Natural Gas | Conveyor Oven | E2 | PACT BC Ratio | 6.7386 | 6.7588 | 6.7997 | 6.7872 | 6.7872 | 6.8218 | 6.8855 | 6.9414 | 7.0062 | 7.0703 | 7.1352 | 7.1978 | 7.2633 | 7.3311 | 7.3964 | 7.4618 | 7.5252 | 7.5896 | 7.6521 | 7.7133 | 7.7696 | 7.8249 | 7.8735 | 7.9222 | 7.9644 | 8.0009 | 8.0341 | 8.0627 | 8.0851 | 8.1035 | 8.1135 | 8.1202 | 8.1202
F3_Commercial_Warehouse_New_Food Preparation_Natural Gas_Conveyor Oven_E3 | F3 | Commercial | Warehouse | New | Food Preparation | Natural Gas | Conveyor Oven | E3 | PACT BC Ratio | 0 | 0 | 0 | 0 | 0 | 0 | 0 | 0 | 0 | 0 | 0 | 0 | 0 | 0 | 0 | 0 | 0 | 0 | 0 | 0 | 0 | 0 | 0 | 0 | 0 | 0 | 0 | 0 | 0 | 0 | 0 | 0 | 0
F3_Commercial_Warehouse_New_Food Preparation_Natural Gas_Conveyor Oven_E4 | F3 | Commercial | Warehouse | New | Food Preparation | Natural Gas | Conveyor Oven | E4 | PACT BC Ratio | 0 | 0 | 0 | 0 | 0 | 0 | 0 | 0 | 0 | 0 | 0 | 0 | 0 | 0 | 0 | 0 | 0 | 0 | 0 | 0 | 0 | 0 | 0 | 0 | 0 | 0 | 0 | 0 | 0 | 0 | 0 | 0 | 0
F3_Commercial_Warehouse_New_Food Preparation_Natural Gas_Conveyor Oven_E5 | F3 | Commercial | Warehouse | New | Food Preparation | Natural Gas | Conveyor Oven | E5 | PACT BC Ratio | 0 | 0 | 0 | 0 | 0 | 0 | 0 | 0 | 0 | 0 | 0 | 0 | 0 | 0 | 0 | 0 | 0 | 0 | 0 | 0 | 0 | 0 | 0 | 0 | 0 | 0 | 0 | 0 | 0 | 0 | 0 | 0 | 0
F3_Commercial_Warehouse_New_Food Preparation_Natural Gas_Conveyor Oven_E6 | F3 | Commercial | Warehouse | New | Food Preparation | Natural Gas | Conveyor Oven | E6 | PACT BC Ratio | 0 | 0 | 0 | 0 | 0 | 0 | 0 | 0 | 0 | 0 | 0 | 0 | 0 | 0 | 0 | 0 | 0 | 0 | 0 | 0 | 0 | 0 | 0 | 0 | 0 | 0 | 0 | 0 | 0 | 0 | 0 | 0 | 0
F3_Commercial_Warehouse_New_Food Preparation_Natural Gas_Conveyor Oven_E7 | F3 | Commercial | Warehouse | New | Food Preparation | Natural Gas | Conveyor Oven | E7 | PACT BC Ratio | 0 | 0 | 0 | 0 | 0 | 0 | 0 | 0 | 0 | 0 | 0 | 0 | 0 | 0 | 0 | 0 | 0 | 0 | 0 | 0 | 0 | 0 | 0 | 0 | 0 | 0 | 0 | 0 | 0 | 0 | 0 | 0 | 0
F3_Commercial_Warehouse_New_Food Preparation_Natural Gas_Conveyor Oven_E8 | F3 | Commercial | Warehouse | New | Food Preparation | Natural Gas | Conveyor Oven | E8 | PACT BC Ratio | 0 | 0 | 0 | 0 | 0 | 0 | 0 | 0 | 0 | 0 | 0 | 0 | 0 | 0 | 0 | 0 | 0 | 0 | 0 | 0 | 0 | 0 | 0 | 0 | 0 | 0 | 0 | 0 | 0 | 0 | 0 | 0 | 0
F3_Commercial_Warehouse_New_Food Preparation_Natural Gas_Conveyor Oven_E9 | F3 | Commercial | Warehouse | New | Food Preparation | Natural Gas | Conveyor Oven | E9 | PACT BC Ratio | 0 | 0 | 0 | 0 | 0 | 0 | 0 | 0 | 0 | 0 | 0 | 0 | 0 | 0 | 0 | 0 | 0 | 0 | 0 | 0 | 0 | 0 | 0 | 0 | 0 | 0 | 0 | 0 | 0 | 0 | 0 | 0 | 0
F3_Commercial_Warehouse_New_Food Preparation_Natural Gas_Conveyor Oven_E10 | F3 | Commercial | Warehouse | New | Food Preparation | Natural Gas | Conveyor Oven | E10 | PACT BC Ratio | 0 | 0 | 0 | 0 | 0 | 0 | 0 | 0 | 0 | 0 | 0 | 0 | 0 | 0 | 0 | 0 | 0 | 0 | 0 | 0 | 0 | 0 | 0 | 0 | 0 | 0 | 0 | 0 | 0 | 0 | 0 | 0 | 0
F4_Commercial_Warehouse_New_Food Preparation_Natural Gas_Conveyor Oven_E1 | F4 | Commercial | Warehouse | New | Food Preparation | Natural Gas | Conveyor Oven | E1 | RVT BC Ratio | bar: 2019 to 2051
F4_Commercial_Warehouse_New_Food Preparation_Natural Gas_Conveyor Oven_E2 | F4 | Commercial | Warehouse | New | Food Preparation | Natural Gas | Conveyor Oven | E2 | RVT BC Ratio | 7.966 | 7.9877 | 8.0318 | 8.0183 | 8.0184 | 8.0556 | 8.1243 | 8.1846 | 8.2545 | 8.3237 | 8.3936 | 8.4611 | 8.5318 | 8.6048 | 8.6753 | 8.7458 | 8.8142 | 8.8835 | 8.951 | 9.0169 | 9.0777 | 9.1372 | 9.1896 | 9.2422 | 9.2877 | 9.327 | 9.3628 | 9.3937 | 9.4179 | 9.4377 | 9.4485 | 9.4557 | 9.4557
F4_Commercial_Warehouse_New_Food Preparation_Natural Gas_Conveyor Oven_E3 | F4 | Commercial | Warehouse | New | Food Preparation | Natural Gas | Conveyor Oven | E3 | RVT BC Ratio | 0 | 0 | 0 | 0 | 0 | 0 | 0 | 0 | 0 | 0 | 0 | 0 | 0 | 0 | 0 | 0 | 0 | 0 | 0 | 0 | 0 | 0 | 0 | 0 | 0 | 0 | 0 | 0 | 0 | 0 | 0 | 0 | 0
F4_Commercial_Warehouse_New_Food Preparation_Natural Gas_Conveyor Oven_E4 | F4 | Commercial | Warehouse | New | Food Preparation | Natural Gas | Conveyor Oven | E4 | RVT BC Ratio | 0 | 0 | 0 | 0 | 0 | 0 | 0 | 0 | 0 | 0 | 0 | 0 | 0 | 0 | 0 | 0 | 0 | 0 | 0 | 0 | 0 | 0 | 0 | 0 | 0 | 0 | 0 | 0 | 0 | 0 | 0 | 0 | 0
F4_Commercial_Warehouse_New_Food Preparation_Natural Gas_Conveyor Oven_E5 | F4 | Commercial | Warehouse | New | Food Preparation | Natural Gas | Conveyor Oven | E5 | RVT BC Ratio | 0 | 0 | 0 | 0 | 0 | 0 | 0 | 0 | 0 | 0 | 0 | 0 | 0 | 0 | 0 | 0 | 0 | 0 | 0 | 0 | 0 | 0 | 0 | 0 | 0 | 0 | 0 | 0 | 0 | 0 | 0 | 0 | 0
F4_Commercial_Warehouse_New_Food Preparation_Natural Gas_Conveyor Oven_E6 | F4 | Commercial | Warehouse | New | Food Preparation | Natural Gas | Conveyor Oven | E6 | RVT BC Ratio | 0 | 0 | 0 | 0 | 0 | 0 | 0 | 0 | 0 | 0 | 0 | 0 | 0 | 0 | 0 | 0 | 0 | 0 | 0 | 0 | 0 | 0 | 0 | 0 | 0 | 0 | 0 | 0 | 0 | 0 | 0 | 0 | 0
F4_Commercial_Warehouse_New_Food Preparation_Natural Gas_Conveyor Oven_E7 | F4 | Commercial | Warehouse | New | Food Preparation | Natural Gas | Conveyor Oven | E7 | RVT BC Ratio | 0 | 0 | 0 | 0 | 0 | 0 | 0 | 0 | 0 | 0 | 0 | 0 | 0 | 0 | 0 | 0 | 0 | 0 | 0 | 0 | 0 | 0 | 0 | 0 | 0 | 0 | 0 | 0 | 0 | 0 | 0 | 0 | 0
F4_Commercial_Warehouse_New_Food Preparation_Natural Gas_Conveyor Oven_E8 | F4 | Commercial | Warehouse | New | Food Preparation | Natural Gas | Conveyor Oven | E8 | RVT BC Ratio | 0 | 0 | 0 | 0 | 0 | 0 | 0 | 0 | 0 | 0 | 0 | 0 | 0 | 0 | 0 | 0 | 0 | 0 | 0 | 0 | 0 | 0 | 0 | 0 | 0 | 0 | 0 | 0 | 0 | 0 | 0 | 0 | 0
F4_Commercial_Warehouse_New_Food Preparation_Natural Gas_Conveyor Oven_E9 | F4 | Commercial | Warehouse | New | Food Preparation | Natural Gas | Conveyor Oven | E9 | RVT BC Ratio | 0 | 0 | 0 | 0 | 0 | 0 | 0 | 0 | 0 | 0 | 0 | 0 | 0 | 0 | 0 | 0 | 0 | 0 | 0 | 0 | 0 | 0 | 0 | 0 | 0 | 0 | 0 | 0 | 0 | 0 | 0 | 0 | 0
F4_Commercial_Warehouse_New_Food Preparation_Natural Gas_Conveyor Oven_E10 | F4 | Commercial | Warehouse | New | Food Preparation | Natural Gas | Conveyor Oven | E10 | RVT BC Ratio | 0 | 0 | 0 | 0 | 0 | 0 | 0 | 0 | 0 | 0 | 0 | 0 | 0 | 0 | 0 | 0 | 0 | 0 | 0 | 0 | 0 | 0 | 0 | 0 | 0 | 0 | 0 | 0 | 0 | 0 | 0 | 0 | 0
F5_Commercial_Warehouse_New_Food Preparation_Natural Gas_Conveyor Oven_E1 | F5 | Commercial | Warehouse | New | Food Preparation | Natural Gas | Conveyor Oven | E1 | RIM BC Ratio | bar: 2019 to 2051
F5_Commercial_Warehouse_New_Food Preparation_Natural Gas_Conveyor Oven_E2 | F5 | Commercial | Warehouse | New | Food Preparation | Natural Gas | Conveyor Oven | E2 | RIM BC Ratio | 0.74269 | 0.74293 | 0.74342 | 0.74327 | 0.74327 | 0.74369 | 0.74444 | 0.74509 | 0.74583 | 0.74655 | 0.74726 | 0.74795 | 0.74865 | 0.74936 | 0.75004 | 0.75071 | 0.75134 | 0.75198 | 0.75259 | 0.75318 | 0.75371 | 0.75423 | 0.75467 | 0.75512 | 0.7555 | 0.75583 | 0.75612 | 0.75638 | 0.75657 | 0.75673 | 0.75682 | 0.75688 | 0.75688
F5_Commercial_Warehouse_New_Food Preparation_Natural Gas_Conveyor Oven_E3 | F5 | Commercial | Warehouse | New | Food Preparation | Natural Gas | Conveyor Oven | E3 | RIM BC Ratio | 0 | 0 | 0 | 0 | 0 | 0 | 0 | 0 | 0 | 0 | 0 | 0 | 0 | 0 | 0 | 0 | 0 | 0 | 0 | 0 | 0 | 0 | 0 | 0 | 0 | 0 | 0 | 0 | 0 | 0 | 0 | 0 | 0
F5_Commercial_Warehouse_New_Food Preparation_Natural Gas_Conveyor Oven_E4 | F5 | Commercial | Warehouse | New | Food Preparation | Natural Gas | Conveyor Oven | E4 | RIM BC Ratio | 0 | 0 | 0 | 0 | 0 | 0 | 0 | 0 | 0 | 0 | 0 | 0 | 0 | 0 | 0 | 0 | 0 | 0 | 0 | 0 | 0 | 0 | 0 | 0 | 0 | 0 | 0 | 0 | 0 | 0 | 0 | 0 | 0
F5_Commercial_Warehouse_New_Food Preparation_Natural Gas_Conveyor Oven_E5 | F5 | Commercial | Warehouse | New | Food Preparation | Natural Gas | Conveyor Oven | E5 | RIM BC Ratio | 0 | 0 | 0 | 0 | 0 | 0 | 0 | 0 | 0 | 0 | 0 | 0 | 0 | 0 | 0 | 0 | 0 | 0 | 0 | 0 | 0 | 0 | 0 | 0 | 0 | 0 | 0 | 0 | 0 | 0 | 0 | 0 | 0
F5_Commercial_Warehouse_New_Food Preparation_Natural Gas_Conveyor Oven_E6 | F5 | Commercial | Warehouse | New | Food Preparation | Natural Gas | Conveyor Oven | E6 | RIM BC Ratio | 0 | 0 | 0 | 0 | 0 | 0 | 0 | 0 | 0 | 0 | 0 | 0 | 0 | 0 | 0 | 0 | 0 | 0 | 0 | 0 | 0 | 0 | 0 | 0 | 0 | 0 | 0 | 0 | 0 | 0 | 0 | 0 | 0
F5_Commercial_Warehouse_New_Food Preparation_Natural Gas_Conveyor Oven_E7 | F5 | Commercial | Warehouse | New | Food Preparation | Natural Gas | Conveyor Oven | E7 | RIM BC Ratio | 0 | 0 | 0 | 0 | 0 | 0 | 0 | 0 | 0 | 0 | 0 | 0 | 0 | 0 | 0 | 0 | 0 | 0 | 0 | 0 | 0 | 0 | 0 | 0 | 0 | 0 | 0 | 0 | 0 | 0 | 0 | 0 | 0
F5_Commercial_Warehouse_New_Food Preparation_Natural Gas_Conveyor Oven_E8 | F5 | Commercial | Warehouse | New | Food Preparation | Natural Gas | Conveyor Oven | E8 | RIM BC Ratio | 0 | 0 | 0 | 0 | 0 | 0 | 0 | 0 | 0 | 0 | 0 | 0 | 0 | 0 | 0 | 0 | 0 | 0 | 0 | 0 | 0 | 0 | 0 | 0 | 0 | 0 | 0 | 0 | 0 | 0 | 0 | 0 | 0
F5_Commercial_Warehouse_New_Food Preparation_Natural Gas_Conveyor Oven_E9 | F5 | Commercial | Warehouse | New | Food Preparation | Natural Gas | Conveyor Oven | E9 | RIM BC Ratio | 0 | 0 | 0 | 0 | 0 | 0 | 0 | 0 | 0 | 0 | 0 | 0 | 0 | 0 | 0 | 0 | 0 | 0 | 0 | 0 | 0 | 0 | 0 | 0 | 0 | 0 | 0 | 0 | 0 | 0 | 0 | 0 | 0
F5_Commercial_Warehouse_New_Food Preparation_Natural Gas_Conveyor Oven_E10 | F5 | Commercial | Warehouse | New | Food Preparation | Natural Gas | Conveyor Oven | E10 | RIM BC Ratio | 0 | 0 | 0 | 0 | 0 | 0 | 0 | 0 | 0 | 0 | 0 | 0 | 0 | 0 | 0 | 0 | 0 | 0 | 0 | 0 | 0 | 0 | 0 | 0 | 0 | 0 | 0 | 0 | 0 | 0 | 0 | 0 | 0
F0_Commercial_Warehouse_New_Food Preparation_Natural Gas_Double Rack Oven_E0 | F0 | Commercial | Warehouse | New | Food Preparation | Natural Gas | Double Rack Oven | E0 | Economic Unit | FTSC Qualified (>50% Cooking Efficiency) | FTSC Qualified (>50% Cooking Efficiency) | FTSC Qualified (>50% Cooking Efficiency) | FTSC Qualified (>50% Cooking Efficiency) | FTSC Qualified (>50% Cooking Efficiency) | FTSC Qualified (>50% Cooking Efficiency) | FTSC Qualified (>50% Cooking Efficiency) | FTSC Qualified (>50% Cooking Efficiency) | FTSC Qualified (>50% Cooking Efficiency) | FTSC Qualified (>50% Cooking Efficiency) | FTSC Qualified (>50% Cooking Efficiency) | FTSC Qualified (>50% Cooking Efficiency) | FTSC Qualified (>50% Cooking Efficiency) | FTSC Qualified (>50% Cooking Efficiency) | FTSC Qualified (>50% Cooking Efficiency) | FTSC Qualified (>50% Cooking Efficiency) | FTSC Qualified (>50% Cooking Efficiency) | FTSC Qualified (>50% Cooking Efficiency) | FTSC Qualified (>50% Cooking Efficiency) | FTSC Qualified (>50% Cooking Efficiency) | FTSC Qualified (>50% Cooking Efficiency) | FTSC Qualified (>50% Cooking Efficiency) | FTSC Qualified (>50% Cooking Efficiency) | FTSC Qualified (>50% Cooking Efficiency) | FTSC Qualified (>50% Cooking Efficiency) | FTSC Qualified (>50% Cooking Efficiency) | FTSC Qualified (>50% Cooking Efficiency) | FTSC Qualified (>50% Cooking Efficiency) | FTSC Qualified (>50% Cooking Efficiency) | FTSC Qualified (>50% Cooking Efficiency) | FTSC Qualified (>50% Cooking Efficiency) | FTSC Qualified (>50% Cooking Efficiency) | FTSC Qualified (>50% Cooking Efficiency)
F1_Commercial_Warehouse_New_Food Preparation_Natural Gas_Double Rack Oven_E1 | F1 | Commercial | Warehouse | New | Food Preparation | Natural Gas | Double Rack Oven | E1 | CCE | 0 | 0 | 0 | 0 | 0 | 0 | 0 | 0 | 0 | 0 | 0 | 0 | 0 | 0 | 0 | 0 | 0 | 0 | 0 | 0 | 0 | 0 | 0 | 0 | 0 | 0 | 0 | 0 | 0 | 0 | 0 | 0 | 0
F1_Commercial_Warehouse_New_Food Preparation_Natural Gas_Double Rack Oven_E2 | F1 | Commercial | Warehouse | New | Food Preparation | Natural Gas | Double Rack Oven | E2 | CCE | 0.28294 | 0.29294 | 0.26296 | 0.26789 | 0.26789 | 0.26789 | 0.26789 | 0.26789 | 0.26789 | 0.26789 | 0.26789 | 0.26789 | 0.26789 | 0.26789 | 0.26789 | 0.26789 | 0.26789 | 0.26789 | 0.26789 | 0.26789 | 0.26789 | 0.26789 | 0.26789 | 0.26789 | 0.26789 | 0.26789 | 0.26789 | 0.26789 | 0.26789 | 0.26789 | 0.26789 | 0.26789 | 0.26789
F1_Commercial_Warehouse_New_Food Preparation_Natural Gas_Double Rack Oven_E3 | F1 | Commercial | Warehouse | New | Food Preparation | Natural Gas | Double Rack Oven | E3 | CCE | 0 | 0 | 0 | 0 | 0 | 0 | 0 | 0 | 0 | 0 | 0 | 0 | 0 | 0 | 0 | 0 | 0 | 0 | 0 | 0 | 0 | 0 | 0 | 0 | 0 | 0 | 0 | 0 | 0 | 0 | 0 | 0 | 0
F1_Commercial_Warehouse_New_Food Preparation_Natural Gas_Double Rack Oven_E4 | F1 | Commercial | Warehouse | New | Food Preparation | Natural Gas | Double Rack Oven | E4 | CCE | 0 | 0 | 0 | 0 | 0 | 0 | 0 | 0 | 0 | 0 | 0 | 0 | 0 | 0 | 0 | 0 | 0 | 0 | 0 | 0 | 0 | 0 | 0 | 0 | 0 | 0 | 0 | 0 | 0 | 0 | 0 | 0 | 0
F1_Commercial_Warehouse_New_Food Preparation_Natural Gas_Double Rack Oven_E5 | F1 | Commercial | Warehouse | New | Food Preparation | Natural Gas | Double Rack Oven | E5 | CCE | 0 | 0 | 0 | 0 | 0 | 0 | 0 | 0 | 0 | 0 | 0 | 0 | 0 | 0 | 0 | 0 | 0 | 0 | 0 | 0 | 0 | 0 | 0 | 0 | 0 | 0 | 0 | 0 | 0 | 0 | 0 | 0 | 0
F1_Commercial_Warehouse_New_Food Preparation_Natural Gas_Double Rack Oven_E6 | F1 | Commercial | Warehouse | New | Food Preparation | Natural Gas | Double Rack Oven | E6 | CCE | 0 | 0 | 0 | 0 | 0 | 0 | 0 | 0 | 0 | 0 | 0 | 0 | 0 | 0 | 0 | 0 | 0 | 0 | 0 | 0 | 0 | 0 | 0 | 0 | 0 | 0 | 0 | 0 | 0 | 0 | 0 | 0 | 0
F1_Commercial_Warehouse_New_Food Preparation_Natural Gas_Double Rack Oven_E7 | F1 | Commercial | Warehouse | New | Food Preparation | Natural Gas | Double Rack Oven | E7 | CCE | 0 | 0 | 0 | 0 | 0 | 0 | 0 | 0 | 0 | 0 | 0 | 0 | 0 | 0 | 0 | 0 | 0 | 0 | 0 | 0 | 0 | 0 | 0 | 0 | 0 | 0 | 0 | 0 | 0 | 0 | 0 | 0 | 0
F1_Commercial_Warehouse_New_Food Preparation_Natural Gas_Double Rack Oven_E8 | F1 | Commercial | Warehouse | New | Food Preparation | Natural Gas | Double Rack Oven | E8 | CCE | 0 | 0 | 0 | 0 | 0 | 0 | 0 | 0 | 0 | 0 | 0 | 0 | 0 | 0 | 0 | 0 | 0 | 0 | 0 | 0 | 0 | 0 | 0 | 0 | 0 | 0 | 0 | 0 | 0 | 0 | 0 | 0 | 0
F1_Commercial_Warehouse_New_Food Preparation_Natural Gas_Double Rack Oven_E9 | F1 | Commercial | Warehouse | New | Food Preparation | Natural Gas | Double Rack Oven | E9 | CCE | 0 | 0 | 0 | 0 | 0 | 0 | 0 | 0 | 0 | 0 | 0 | 0 | 0 | 0 | 0 | 0 | 0 | 0 | 0 | 0 | 0 | 0 | 0 | 0 | 0 | 0 | 0 | 0 | 0 | 0 | 0 | 0 | 0
F1_Commercial_Warehouse_New_Food Preparation_Natural Gas_Double Rack Oven_E10 | F1 | Commercial | Warehouse | New | Food Preparation | Natural Gas | Double Rack Oven | E10 | CCE | 0 | 0 | 0 | 0 | 0 | 0 | 0 | 0 | 0 | 0 | 0 | 0 | 0 | 0 | 0 | 0 | 0 | 0 | 0 | 0 | 0 | 0 | 0 | 0 | 0 | 0 | 0 | 0 | 0 | 0 | 0 | 0 | 0
F2_Commercial_Warehouse_New_Food Preparation_Natural Gas_Double Rack Oven_E1 | F2 | Commercial | Warehouse | New | Food Preparation | Natural Gas | Double Rack Oven | E1 | TRC BC Ratio | bar: 2019 to 2051
F2_Commercial_Warehouse_New_Food Preparation_Natural Gas_Double Rack Oven_E2 | F2 | Commercial | Warehouse | New | Food Preparation | Natural Gas | Double Rack Oven | E2 | TRC BC Ratio | 5.8179 | 5.8254 | 5.8572 | 5.8275 | 5.8124 | 5.8356 | 5.8912 | 5.9364 | 5.9916 | 6.0447 | 6.0985 | 6.1492 | 6.2033 | 6.2592 | 6.3135 | 6.369 | 6.4249 | 6.485 | 6.5474 | 6.6117 | 6.6735 | 6.7355 | 6.7911 | 6.8468 | 6.8951 | 6.9368 | 6.9748 | 7.0076 | 7.0332 | 7.0543 | 7.0657 | 7.0734 | 7.0734
F2_Commercial_Warehouse_New_Food Preparation_Natural Gas_Double Rack Oven_E3 | F2 | Commercial | Warehouse | New | Food Preparation | Natural Gas | Double Rack Oven | E3 | TRC BC Ratio | 0 | 0 | 0 | 0 | 0 | 0 | 0 | 0 | 0 | 0 | 0 | 0 | 0 | 0 | 0 | 0 | 0 | 0 | 0 | 0 | 0 | 0 | 0 | 0 | 0 | 0 | 0 | 0 | 0 | 0 | 0 | 0 | 0
F2_Commercial_Warehouse_New_Food Preparation_Natural Gas_Double Rack Oven_E4 | F2 | Commercial | Warehouse | New | Food Preparation | Natural Gas | Double Rack Oven | E4 | TRC BC Ratio | 0 | 0 | 0 | 0 | 0 | 0 | 0 | 0 | 0 | 0 | 0 | 0 | 0 | 0 | 0 | 0 | 0 | 0 | 0 | 0 | 0 | 0 | 0 | 0 | 0 | 0 | 0 | 0 | 0 | 0 | 0 | 0 | 0
F2_Commercial_Warehouse_New_Food Preparation_Natural Gas_Double Rack Oven_E5 | F2 | Commercial | Warehouse | New | Food Preparation | Natural Gas | Double Rack Oven | E5 | TRC BC Ratio | 0 | 0 | 0 | 0 | 0 | 0 | 0 | 0 | 0 | 0 | 0 | 0 | 0 | 0 | 0 | 0 | 0 | 0 | 0 | 0 | 0 | 0 | 0 | 0 | 0 | 0 | 0 | 0 | 0 | 0 | 0 | 0 | 0
F2_Commercial_Warehouse_New_Food Preparation_Natural Gas_Double Rack Oven_E6 | F2 | Commercial | Warehouse | New | Food Preparation | Natural Gas | Double Rack Oven | E6 | TRC BC Ratio | 0 | 0 | 0 | 0 | 0 | 0 | 0 | 0 | 0 | 0 | 0 | 0 | 0 | 0 | 0 | 0 | 0 | 0 | 0 | 0 | 0 | 0 | 0 | 0 | 0 | 0 | 0 | 0 | 0 | 0 | 0 | 0 | 0
F2_Commercial_Warehouse_New_Food Preparation_Natural Gas_Double Rack Oven_E7 | F2 | Commercial | Warehouse | New | Food Preparation | Natural Gas | Double Rack Oven | E7 | TRC BC Ratio | 0 | 0 | 0 | 0 | 0 | 0 | 0 | 0 | 0 | 0 | 0 | 0 | 0 | 0 | 0 | 0 | 0 | 0 | 0 | 0 | 0 | 0 | 0 | 0 | 0 | 0 | 0 | 0 | 0 | 0 | 0 | 0 | 0
F2_Commercial_Warehouse_New_Food Preparation_Natural Gas_Double Rack Oven_E8 | F2 | Commercial | Warehouse | New | Food Preparation | Natural Gas | Double Rack Oven | E8 | TRC BC Ratio | 0 | 0 | 0 | 0 | 0 | 0 | 0 | 0 | 0 | 0 | 0 | 0 | 0 | 0 | 0 | 0 | 0 | 0 | 0 | 0 | 0 | 0 | 0 | 0 | 0 | 0 | 0 | 0 | 0 | 0 | 0 | 0 | 0
F2_Commercial_Warehouse_New_Food Preparation_Natural Gas_Double Rack Oven_E9 | F2 | Commercial | Warehouse | New | Food Preparation | Natural Gas | Double Rack Oven | E9 | TRC BC Ratio | 0 | 0 | 0 | 0 | 0 | 0 | 0 | 0 | 0 | 0 | 0 | 0 | 0 | 0 | 0 | 0 | 0 | 0 | 0 | 0 | 0 | 0 | 0 | 0 | 0 | 0 | 0 | 0 | 0 | 0 | 0 | 0 | 0
F2_Commercial_Warehouse_New_Food Preparation_Natural Gas_Double Rack Oven_E10 | F2 | Commercial | Warehouse | New | Food Preparation | Natural Gas | Double Rack Oven | E10 | TRC BC Ratio | 0 | 0 | 0 | 0 | 0 | 0 | 0 | 0 | 0 | 0 | 0 | 0 | 0 | 0 | 0 | 0 | 0 | 0 | 0 | 0 | 0 | 0 | 0 | 0 | 0 | 0 | 0 | 0 | 0 | 0 | 0 | 0 | 0
F3_Commercial_Warehouse_New_Food Preparation_Natural Gas_Double Rack Oven_E1 | F3 | Commercial | Warehouse | New | Food Preparation | Natural Gas | Double Rack Oven | E1 | PACT BC Ratio | bar: 2019 to 2051
F3_Commercial_Warehouse_New_Food Preparation_Natural Gas_Double Rack Oven_E2 | F3 | Commercial | Warehouse | New | Food Preparation | Natural Gas | Double Rack Oven | E2 | PACT BC Ratio | 7.7572 | 7.7672 | 7.8096 | 7.77 | 7.7499 | 7.7807 | 7.8549 | 7.9152 | 7.9888 | 8.0596 | 8.1313 | 8.199 | 8.2711 | 8.3456 | 8.418 | 8.4919 | 8.5665 | 8.6466 | 8.7298 | 8.8156 | 8.8979 | 8.9807 | 9.0548 | 9.1291 | 9.1935 | 9.2491 | 9.2998 | 9.3434 | 9.3776 | 9.4057 | 9.421 | 9.4312 | 9.4312
F3_Commercial_Warehouse_New_Food Preparation_Natural Gas_Double Rack Oven_E3 | F3 | Commercial | Warehouse | New | Food Preparation | Natural Gas | Double Rack Oven | E3 | PACT BC Ratio | 0 | 0 | 0 | 0 | 0 | 0 | 0 | 0 | 0 | 0 | 0 | 0 | 0 | 0 | 0 | 0 | 0 | 0 | 0 | 0 | 0 | 0 | 0 | 0 | 0 | 0 | 0 | 0 | 0 | 0 | 0 | 0 | 0
F3_Commercial_Warehouse_New_Food Preparation_Natural Gas_Double Rack Oven_E4 | F3 | Commercial | Warehouse | New | Food Preparation | Natural Gas | Double Rack Oven | E4 | PACT BC Ratio | 0 | 0 | 0 | 0 | 0 | 0 | 0 | 0 | 0 | 0 | 0 | 0 | 0 | 0 | 0 | 0 | 0 | 0 | 0 | 0 | 0 | 0 | 0 | 0 | 0 | 0 | 0 | 0 | 0 | 0 | 0 | 0 | 0
F3_Commercial_Warehouse_New_Food Preparation_Natural Gas_Double Rack Oven_E5 | F3 | Commercial | Warehouse | New | Food Preparation | Natural Gas | Double Rack Oven | E5 | PACT BC Ratio | 0 | 0 | 0 | 0 | 0 | 0 | 0 | 0 | 0 | 0 | 0 | 0 | 0 | 0 | 0 | 0 | 0 | 0 | 0 | 0 | 0 | 0 | 0 | 0 | 0 | 0 | 0 | 0 | 0 | 0 | 0 | 0 | 0
F3_Commercial_Warehouse_New_Food Preparation_Natural Gas_Double Rack Oven_E6 | F3 | Commercial | Warehouse | New | Food Preparation | Natural Gas | Double Rack Oven | E6 | PACT BC Ratio | 0 | 0 | 0 | 0 | 0 | 0 | 0 | 0 | 0 | 0 | 0 | 0 | 0 | 0 | 0 | 0 | 0 | 0 | 0 | 0 | 0 | 0 | 0 | 0 | 0 | 0 | 0 | 0 | 0 | 0 | 0 | 0 | 0
F3_Commercial_Warehouse_New_Food Preparation_Natural Gas_Double Rack Oven_E7 | F3 | Commercial | Warehouse | New | Food Preparation | Natural Gas | Double Rack Oven | E7 | PACT BC Ratio | 0 | 0 | 0 | 0 | 0 | 0 | 0 | 0 | 0 | 0 | 0 | 0 | 0 | 0 | 0 | 0 | 0 | 0 | 0 | 0 | 0 | 0 | 0 | 0 | 0 | 0 | 0 | 0 | 0 | 0 | 0 | 0 | 0
F3_Commercial_Warehouse_New_Food Preparation_Natural Gas_Double Rack Oven_E8 | F3 | Commercial | Warehouse | New | Food Preparation | Natural Gas | Double Rack Oven | E8 | PACT BC Ratio | 0 | 0 | 0 | 0 | 0 | 0 | 0 | 0 | 0 | 0 | 0 | 0 | 0 | 0 | 0 | 0 | 0 | 0 | 0 | 0 | 0 | 0 | 0 | 0 | 0 | 0 | 0 | 0 | 0 | 0 | 0 | 0 | 0
F3_Commercial_Warehouse_New_Food Preparation_Natural Gas_Double Rack Oven_E9 | F3 | Commercial | Warehouse | New | Food Preparation | Natural Gas | Double Rack Oven | E9 | PACT BC Ratio | 0 | 0 | 0 | 0 | 0 | 0 | 0 | 0 | 0 | 0 | 0 | 0 | 0 | 0 | 0 | 0 | 0 | 0 | 0 | 0 | 0 | 0 | 0 | 0 | 0 | 0 | 0 | 0 | 0 | 0 | 0 | 0 | 0
F3_Commercial_Warehouse_New_Food Preparation_Natural Gas_Double Rack Oven_E10 | F3 | Commercial | Warehouse | New | Food Preparation | Natural Gas | Double Rack Oven | E10 | PACT BC Ratio | 0 | 0 | 0 | 0 | 0 | 0 | 0 | 0 | 0 | 0 | 0 | 0 | 0 | 0 | 0 | 0 | 0 | 0 | 0 | 0 | 0 | 0 | 0 | 0 | 0 | 0 | 0 | 0 | 0 | 0 | 0 | 0 | 0
F4_Commercial_Warehouse_New_Food Preparation_Natural Gas_Double Rack Oven_E1 | F4 | Commercial | Warehouse | New | Food Preparation | Natural Gas | Double Rack Oven | E1 | RVT BC Ratio | bar: 2019 to 2051
F4_Commercial_Warehouse_New_Food Preparation_Natural Gas_Double Rack Oven_E2 | F4 | Commercial | Warehouse | New | Food Preparation | Natural Gas | Double Rack Oven | E2 | RVT BC Ratio | 9.0643 | 9.075 | 9.1207 | 9.0781 | 9.0564 | 9.0896 | 9.1696 | 9.2346 | 9.3139 | 9.3903 | 9.4676 | 9.5406 | 9.6184 | 9.6988 | 9.7768 | 9.8565 | 9.9369 | 10.0233 | 10.113 | 10.2055 | 10.2943 | 10.3835 | 10.4634 | 10.5436 | 10.613 | 10.6729 | 10.7275 | 10.7746 | 10.8115 | 10.8418 | 10.8582 | 10.8693 | 10.8693
F4_Commercial_Warehouse_New_Food Preparation_Natural Gas_Double Rack Oven_E3 | F4 | Commercial | Warehouse | New | Food Preparation | Natural Gas | Double Rack Oven | E3 | RVT BC Ratio | 0 | 0 | 0 | 0 | 0 | 0 | 0 | 0 | 0 | 0 | 0 | 0 | 0 | 0 | 0 | 0 | 0 | 0 | 0 | 0 | 0 | 0 | 0 | 0 | 0 | 0 | 0 | 0 | 0 | 0 | 0 | 0 | 0
F4_Commercial_Warehouse_New_Food Preparation_Natural Gas_Double Rack Oven_E4 | F4 | Commercial | Warehouse | New | Food Preparation | Natural Gas | Double Rack Oven | E4 | RVT BC Ratio | 0 | 0 | 0 | 0 | 0 | 0 | 0 | 0 | 0 | 0 | 0 | 0 | 0 | 0 | 0 | 0 | 0 | 0 | 0 | 0 | 0 | 0 | 0 | 0 | 0 | 0 | 0 | 0 | 0 | 0 | 0 | 0 | 0
F4_Commercial_Warehouse_New_Food Preparation_Natural Gas_Double Rack Oven_E5 | F4 | Commercial | Warehouse | New | Food Preparation | Natural Gas | Double Rack Oven | E5 | RVT BC Ratio | 0 | 0 | 0 | 0 | 0 | 0 | 0 | 0 | 0 | 0 | 0 | 0 | 0 | 0 | 0 | 0 | 0 | 0 | 0 | 0 | 0 | 0 | 0 | 0 | 0 | 0 | 0 | 0 | 0 | 0 | 0 | 0 | 0
F4_Commercial_Warehouse_New_Food Preparation_Natural Gas_Double Rack Oven_E6 | F4 | Commercial | Warehouse | New | Food Preparation | Natural Gas | Double Rack Oven | E6 | RVT BC Ratio | 0 | 0 | 0 | 0 | 0 | 0 | 0 | 0 | 0 | 0 | 0 | 0 | 0 | 0 | 0 | 0 | 0 | 0 | 0 | 0 | 0 | 0 | 0 | 0 | 0 | 0 | 0 | 0 | 0 | 0 | 0 | 0 | 0
F4_Commercial_Warehouse_New_Food Preparation_Natural Gas_Double Rack Oven_E7 | F4 | Commercial | Warehouse | New | Food Preparation | Natural Gas | Double Rack Oven | E7 | RVT BC Ratio | 0 | 0 | 0 | 0 | 0 | 0 | 0 | 0 | 0 | 0 | 0 | 0 | 0 | 0 | 0 | 0 | 0 | 0 | 0 | 0 | 0 | 0 | 0 | 0 | 0 | 0 | 0 | 0 | 0 | 0 | 0 | 0 | 0
F4_Commercial_Warehouse_New_Food Preparation_Natural Gas_Double Rack Oven_E8 | F4 | Commercial | Warehouse | New | Food Preparation | Natural Gas | Double Rack Oven | E8 | RVT BC Ratio | 0 | 0 | 0 | 0 | 0 | 0 | 0 | 0 | 0 | 0 | 0 | 0 | 0 | 0 | 0 | 0 | 0 | 0 | 0 | 0 | 0 | 0 | 0 | 0 | 0 | 0 | 0 | 0 | 0 | 0 | 0 | 0 | 0
F4_Commercial_Warehouse_New_Food Preparation_Natural Gas_Double Rack Oven_E9 | F4 | Commercial | Warehouse | New | Food Preparation | Natural Gas | Double Rack Oven | E9 | RVT BC Ratio | 0 | 0 | 0 | 0 | 0 | 0 | 0 | 0 | 0 | 0 | 0 | 0 | 0 | 0 | 0 | 0 | 0 | 0 | 0 | 0 | 0 | 0 | 0 | 0 | 0 | 0 | 0 | 0 | 0 | 0 | 0 | 0 | 0
F4_Commercial_Warehouse_New_Food Preparation_Natural Gas_Double Rack Oven_E10 | F4 | Commercial | Warehouse | New | Food Preparation | Natural Gas | Double Rack Oven | E10 | RVT BC Ratio | 0 | 0 | 0 | 0 | 0 | 0 | 0 | 0 | 0 | 0 | 0 | 0 | 0 | 0 | 0 | 0 | 0 | 0 | 0 | 0 | 0 | 0 | 0 | 0 | 0 | 0 | 0 | 0 | 0 | 0 | 0 | 0 | 0
F5_Commercial_Warehouse_New_Food Preparation_Natural Gas_Double Rack Oven_E1 | F5 | Commercial | Warehouse | New | Food Preparation | Natural Gas | Double Rack Oven | E1 | RIM BC Ratio | bar: 2019 to 2051
F5_Commercial_Warehouse_New_Food Preparation_Natural Gas_Double Rack Oven_E2 | F5 | Commercial | Warehouse | New | Food Preparation | Natural Gas | Double Rack Oven | E2 | RIM BC Ratio | 0.75359 | 0.75369 | 0.75408 | 0.75371 | 0.75352 | 0.75381 | 0.7545 | 0.75506 | 0.75572 | 0.75635 | 0.75698 | 0.75756 | 0.75817 | 0.75879 | 0.75938 | 0.75998 | 0.76057 | 0.7612 | 0.76184 | 0.76249 | 0.7631 | 0.7637 | 0.76423 | 0.76476 | 0.76521 | 0.76559 | 0.76593 | 0.76623 | 0.76646 | 0.76665 | 0.76675 | 0.76681 | 0.76681
F5_Commercial_Warehouse_New_Food Preparation_Natural Gas_Double Rack Oven_E3 | F5 | Commercial | Warehouse | New | Food Preparation | Natural Gas | Double Rack Oven | E3 | RIM BC Ratio | 0 | 0 | 0 | 0 | 0 | 0 | 0 | 0 | 0 | 0 | 0 | 0 | 0 | 0 | 0 | 0 | 0 | 0 | 0 | 0 | 0 | 0 | 0 | 0 | 0 | 0 | 0 | 0 | 0 | 0 | 0 | 0 | 0
F5_Commercial_Warehouse_New_Food Preparation_Natural Gas_Double Rack Oven_E4 | F5 | Commercial | Warehouse | New | Food Preparation | Natural Gas | Double Rack Oven | E4 | RIM BC Ratio | 0 | 0 | 0 | 0 | 0 | 0 | 0 | 0 | 0 | 0 | 0 | 0 | 0 | 0 | 0 | 0 | 0 | 0 | 0 | 0 | 0 | 0 | 0 | 0 | 0 | 0 | 0 | 0 | 0 | 0 | 0 | 0 | 0
F5_Commercial_Warehouse_New_Food Preparation_Natural Gas_Double Rack Oven_E5 | F5 | Commercial | Warehouse | New | Food Preparation | Natural Gas | Double Rack Oven | E5 | RIM BC Ratio | 0 | 0 | 0 | 0 | 0 | 0 | 0 | 0 | 0 | 0 | 0 | 0 | 0 | 0 | 0 | 0 | 0 | 0 | 0 | 0 | 0 | 0 | 0 | 0 | 0 | 0 | 0 | 0 | 0 | 0 | 0 | 0 | 0
F5_Commercial_Warehouse_New_Food Preparation_Natural Gas_Double Rack Oven_E6 | F5 | Commercial | Warehouse | New | Food Preparation | Natural Gas | Double Rack Oven | E6 | RIM BC Ratio | 0 | 0 | 0 | 0 | 0 | 0 | 0 | 0 | 0 | 0 | 0 | 0 | 0 | 0 | 0 | 0 | 0 | 0 | 0 | 0 | 0 | 0 | 0 | 0 | 0 | 0 | 0 | 0 | 0 | 0 | 0 | 0 | 0
F5_Commercial_Warehouse_New_Food Preparation_Natural Gas_Double Rack Oven_E7 | F5 | Commercial | Warehouse | New | Food Preparation | Natural Gas | Double Rack Oven | E7 | RIM BC Ratio | 0 | 0 | 0 | 0 | 0 | 0 | 0 | 0 | 0 | 0 | 0 | 0 | 0 | 0 | 0 | 0 | 0 | 0 | 0 | 0 | 0 | 0 | 0 | 0 | 0 | 0 | 0 | 0 | 0 | 0 | 0 | 0 | 0
F5_Commercial_Warehouse_New_Food Preparation_Natural Gas_Double Rack Oven_E8 | F5 | Commercial | Warehouse | New | Food Preparation | Natural Gas | Double Rack Oven | E8 | RIM BC Ratio | 0 | 0 | 0 | 0 | 0 | 0 | 0 | 0 | 0 | 0 | 0 | 0 | 0 | 0 | 0 | 0 | 0 | 0 | 0 | 0 | 0 | 0 | 0 | 0 | 0 | 0 | 0 | 0 | 0 | 0 | 0 | 0 | 0
F5_Commercial_Warehouse_New_Food Preparation_Natural Gas_Double Rack Oven_E9 | F5 | Commercial | Warehouse | New | Food Preparation | Natural Gas | Double Rack Oven | E9 | RIM BC Ratio | 0 | 0 | 0 | 0 | 0 | 0 | 0 | 0 | 0 | 0 | 0 | 0 | 0 | 0 | 0 | 0 | 0 | 0 | 0 | 0 | 0 | 0 | 0 | 0 | 0 | 0 | 0 | 0 | 0 | 0 | 0 | 0 | 0
F5_Commercial_Warehouse_New_Food Preparation_Natural Gas_Double Rack Oven_E10 | F5 | Commercial | Warehouse | New | Food Preparation | Natural Gas | Double Rack Oven | E10 | RIM BC Ratio | 0 | 0 | 0 | 0 | 0 | 0 | 0 | 0 | 0 | 0 | 0 | 0 | 0 | 0 | 0 | 0 | 0 | 0 | 0 | 0 | 0 | 0 | 0 | 0 | 0 | 0 | 0 | 0 | 0 | 0 | 0 | 0 | 0
F0_Commercial_Warehouse_New_Food Preparation_Natural Gas_Fryer_E0 | F0 | Commercial | Warehouse | New | Food Preparation | Natural Gas | Fryer | E0 | Economic Unit | ENERGY STAR (3.0) | ENERGY STAR (3.0) | ENERGY STAR (3.0) | ENERGY STAR (3.0) | ENERGY STAR (3.0) | ENERGY STAR (3.0) | ENERGY STAR (3.0) | ENERGY STAR (3.0) | ENERGY STAR (3.0) | ENERGY STAR (3.0) | ENERGY STAR (3.0) | ENERGY STAR (3.0) | ENERGY STAR (3.0) | ENERGY STAR (3.0) | ENERGY STAR (3.0) | ENERGY STAR (3.0) | ENERGY STAR (3.0) | ENERGY STAR (3.0) | ENERGY STAR (3.0) | ENERGY STAR (3.0) | ENERGY STAR (3.0) | ENERGY STAR (3.0) | ENERGY STAR (3.0) | ENERGY STAR (3.0) | ENERGY STAR (3.0) | ENERGY STAR (3.0) | ENERGY STAR (3.0) | ENERGY STAR (3.0) | ENERGY STAR (3.0) | ENERGY STAR (3.0) | ENERGY STAR (3.0) | ENERGY STAR (3.0) | ENERGY STAR (3.0)
F1_Commercial_Warehouse_New_Food Preparation_Natural Gas_Fryer_E1 | F1 | Commercial | Warehouse | New | Food Preparation | Natural Gas | Fryer | E1 | CCE | 0 | 0 | 0 | 0 | 0 | 0 | 0 | 0 | 0 | 0 | 0 | 0 | 0 | 0 | 0 | 0 | 0 | 0 | 0 | 0 | 0 | 0 | 0 | 0 | 0 | 0 | 0 | 0 | 0 | 0 | 0 | 0 | 0
F1_Commercial_Warehouse_New_Food Preparation_Natural Gas_Fryer_E2 | F1 | Commercial | Warehouse | New | Food Preparation | Natural Gas | Fryer | E2 | CCE | 0.36986 | 0.38294 | 0.34375 | 0 | 0 | 0 | 0 | 0 | 0 | 0 | 0 | 0 | 0 | 0 | 0 | 0 | 0 | 0 | 0 | 0 | 0 | 0 | 0 | 0 | 0 | 0 | 0 | 0 | 0 | 0 | 0 | 0 | 0
F1_Commercial_Warehouse_New_Food Preparation_Natural Gas_Fryer_E3 | F1 | Commercial | Warehouse | New | Food Preparation | Natural Gas | Fryer | E3 | CCE | 0 | 0 | 0 | 0 | 0 | 0 | 0 | 0 | 0 | 0 | 0 | 0 | 0 | 0 | 0 | 0 | 0 | 0 | 0 | 0 | 0 | 0 | 0 | 0 | 0 | 0 | 0 | 0 | 0 | 0 | 0 | 0 | 0
F1_Commercial_Warehouse_New_Food Preparation_Natural Gas_Fryer_E4 | F1 | Commercial | Warehouse | New | Food Preparation | Natural Gas | Fryer | E4 | CCE | 0 | 0 | 0 | 0 | 0 | 0 | 0 | 0 | 0 | 0 | 0 | 0 | 0 | 0 | 0 | 0 | 0 | 0 | 0 | 0 | 0 | 0 | 0 | 0 | 0 | 0 | 0 | 0 | 0 | 0 | 0 | 0 | 0
F1_Commercial_Warehouse_New_Food Preparation_Natural Gas_Fryer_E5 | F1 | Commercial | Warehouse | New | Food Preparation | Natural Gas | Fryer | E5 | CCE | 0 | 0 | 0 | 0 | 0 | 0 | 0 | 0 | 0 | 0 | 0 | 0 | 0 | 0 | 0 | 0 | 0 | 0 | 0 | 0 | 0 | 0 | 0 | 0 | 0 | 0 | 0 | 0 | 0 | 0 | 0 | 0 | 0
F1_Commercial_Warehouse_New_Food Preparation_Natural Gas_Fryer_E6 | F1 | Commercial | Warehouse | New | Food Preparation | Natural Gas | Fryer | E6 | CCE | 0 | 0 | 0 | 0 | 0 | 0 | 0 | 0 | 0 | 0 | 0 | 0 | 0 | 0 | 0 | 0 | 0 | 0 | 0 | 0 | 0 | 0 | 0 | 0 | 0 | 0 | 0 | 0 | 0 | 0 | 0 | 0 | 0
F1_Commercial_Warehouse_New_Food Preparation_Natural Gas_Fryer_E7 | F1 | Commercial | Warehouse | New | Food Preparation | Natural Gas | Fryer | E7 | CCE | 0 | 0 | 0 | 0 | 0 | 0 | 0 | 0 | 0 | 0 | 0 | 0 | 0 | 0 | 0 | 0 | 0 | 0 | 0 | 0 | 0 | 0 | 0 | 0 | 0 | 0 | 0 | 0 | 0 | 0 | 0 | 0 | 0
F1_Commercial_Warehouse_New_Food Preparation_Natural Gas_Fryer_E8 | F1 | Commercial | Warehouse | New | Food Preparation | Natural Gas | Fryer | E8 | CCE | 0 | 0 | 0 | 0 | 0 | 0 | 0 | 0 | 0 | 0 | 0 | 0 | 0 | 0 | 0 | 0 | 0 | 0 | 0 | 0 | 0 | 0 | 0 | 0 | 0 | 0 | 0 | 0 | 0 | 0 | 0 | 0 | 0
F1_Commercial_Warehouse_New_Food Preparation_Natural Gas_Fryer_E9 | F1 | Commercial | Warehouse | New | Food Preparation | Natural Gas | Fryer | E9 | CCE | 0 | 0 | 0 | 0 | 0 | 0 | 0 | 0 | 0 | 0 | 0 | 0 | 0 | 0 | 0 | 0 | 0 | 0 | 0 | 0 | 0 | 0 | 0 | 0 | 0 | 0 | 0 | 0 | 0 | 0 | 0 | 0 | 0
F1_Commercial_Warehouse_New_Food Preparation_Natural Gas_Fryer_E10 | F1 | Commercial | Warehouse | New | Food Preparation | Natural Gas | Fryer | E10 | CCE | 0 | 0 | 0 | 0 | 0 | 0 | 0 | 0 | 0 | 0 | 0 | 0 | 0 | 0 | 0 | 0 | 0 | 0 | 0 | 0 | 0 | 0 | 0 | 0 | 0 | 0 | 0 | 0 | 0 | 0 | 0 | 0 | 0
F2_Commercial_Warehouse_New_Food Preparation_Natural Gas_Fryer_E1 | F2 | Commercial | Warehouse | New | Food Preparation | Natural Gas | Fryer | E1 | TRC BC Ratio | 1 | 1 | 1 | 0 | 0 | 0 | 0 | 0 | 0 | 0 | 0 | 0 | 0 | 0 | 0 | 0 | 0 | 0 | 0 | 0 | 0 | 0 | 0 | 0 | 0 | 0 | 0 | 0 | 0 | 0 | 0 | 0 | 0
F2_Commercial_Warehouse_New_Food Preparation_Natural Gas_Fryer_E2 | F2 | Commercial | Warehouse | New | Food Preparation | Natural Gas | Fryer | E2 | TRC BC Ratio | 4.4463 | 4.4414 | 4.4606 | 1 | 1 | 1 | 1 | 1 | 1 | 1 | 1 | 1 | 1 | 1 | 1 | 1 | 1 | 1 | 1 | 1 | 1 | 1 | 1 | 1 | 1 | 1 | 1 | 1 | 1 | 1 | 1 | 1 | 1
F2_Commercial_Warehouse_New_Food Preparation_Natural Gas_Fryer_E3 | F2 | Commercial | Warehouse | New | Food Preparation | Natural Gas | Fryer | E3 | TRC BC Ratio | 0 | 0 | 0 | 0 | 0 | 0 | 0 | 0 | 0 | 0 | 0 | 0 | 0 | 0 | 0 | 0 | 0 | 0 | 0 | 0 | 0 | 0 | 0 | 0 | 0 | 0 | 0 | 0 | 0 | 0 | 0 | 0 | 0
F2_Commercial_Warehouse_New_Food Preparation_Natural Gas_Fryer_E4 | F2 | Commercial | Warehouse | New | Food Preparation | Natural Gas | Fryer | E4 | TRC BC Ratio | 0 | 0 | 0 | 0 | 0 | 0 | 0 | 0 | 0 | 0 | 0 | 0 | 0 | 0 | 0 | 0 | 0 | 0 | 0 | 0 | 0 | 0 | 0 | 0 | 0 | 0 | 0 | 0 | 0 | 0 | 0 | 0 | 0
F2_Commercial_Warehouse_New_Food Preparation_Natural Gas_Fryer_E5 | F2 | Commercial | Warehouse | New | Food Preparation | Natural Gas | Fryer | E5 | TRC BC Ratio | 0 | 0 | 0 | 0 | 0 | 0 | 0 | 0 | 0 | 0 | 0 | 0 | 0 | 0 | 0 | 0 | 0 | 0 | 0 | 0 | 0 | 0 | 0 | 0 | 0 | 0 | 0 | 0 | 0 | 0 | 0 | 0 | 0
F2_Commercial_Warehouse_New_Food Preparation_Natural Gas_Fryer_E6 | F2 | Commercial | Warehouse | New | Food Preparation | Natural Gas | Fryer | E6 | TRC BC Ratio | 0 | 0 | 0 | 0 | 0 | 0 | 0 | 0 | 0 | 0 | 0 | 0 | 0 | 0 | 0 | 0 | 0 | 0 | 0 | 0 | 0 | 0 | 0 | 0 | 0 | 0 | 0 | 0 | 0 | 0 | 0 | 0 | 0
F2_Commercial_Warehouse_New_Food Preparation_Natural Gas_Fryer_E7 | F2 | Commercial | Warehouse | New | Food Preparation | Natural Gas | Fryer | E7 | TRC BC Ratio | 0 | 0 | 0 | 0 | 0 | 0 | 0 | 0 | 0 | 0 | 0 | 0 | 0 | 0 | 0 | 0 | 0 | 0 | 0 | 0 | 0 | 0 | 0 | 0 | 0 | 0 | 0 | 0 | 0 | 0 | 0 | 0 | 0
F2_Commercial_Warehouse_New_Food Preparation_Natural Gas_Fryer_E8 | F2 | Commercial | Warehouse | New | Food Preparation | Natural Gas | Fryer | E8 | TRC BC Ratio | 0 | 0 | 0 | 0 | 0 | 0 | 0 | 0 | 0 | 0 | 0 | 0 | 0 | 0 | 0 | 0 | 0 | 0 | 0 | 0 | 0 | 0 | 0 | 0 | 0 | 0 | 0 | 0 | 0 | 0 | 0 | 0 | 0
F2_Commercial_Warehouse_New_Food Preparation_Natural Gas_Fryer_E9 | F2 | Commercial | Warehouse | New | Food Preparation | Natural Gas | Fryer | E9 | TRC BC Ratio | 0 | 0 | 0 | 0 | 0 | 0 | 0 | 0 | 0 | 0 | 0 | 0 | 0 | 0 | 0 | 0 | 0 | 0 | 0 | 0 | 0 | 0 | 0 | 0 | 0 | 0 | 0 | 0 | 0 | 0 | 0 | 0 | 0
F2_Commercial_Warehouse_New_Food Preparation_Natural Gas_Fryer_E10 | F2 | Commercial | Warehouse | New | Food Preparation | Natural Gas | Fryer | E10 | TRC BC Ratio | 0 | 0 | 0 | 0 | 0 | 0 | 0 | 0 | 0 | 0 | 0 | 0 | 0 | 0 | 0 | 0 | 0 | 0 | 0 | 0 | 0 | 0 | 0 | 0 | 0 | 0 | 0 | 0 | 0 | 0 | 0 | 0 | 0
F3_Commercial_Warehouse_New_Food Preparation_Natural Gas_Fryer_E1 | F3 | Commercial | Warehouse | New | Food Preparation | Natural Gas | Fryer | E1 | PACT BC Ratio | 1 | 1 | 1 | 0 | 0 | 0 | 0 | 0 | 0 | 0 | 0 | 0 | 0 | 0 | 0 | 0 | 0 | 0 | 0 | 0 | 0 | 0 | 0 | 0 | 0 | 0 | 0 | 0 | 0 | 0 | 0 | 0 | 0
F3_Commercial_Warehouse_New_Food Preparation_Natural Gas_Fryer_E2 | F3 | Commercial | Warehouse | New | Food Preparation | Natural Gas | Fryer | E2 | PACT BC Ratio | 5.9285 | 5.9219 | 5.9474 | 1 | 1 | 1 | 1 | 1 | 1 | 1 | 1 | 1 | 1 | 1 | 1 | 1 | 1 | 1 | 1 | 1 | 1 | 1 | 1 | 1 | 1 | 1 | 1 | 1 | 1 | 1 | 1 | 1 | 1
F3_Commercial_Warehouse_New_Food Preparation_Natural Gas_Fryer_E3 | F3 | Commercial | Warehouse | New | Food Preparation | Natural Gas | Fryer | E3 | PACT BC Ratio | 0 | 0 | 0 | 0 | 0 | 0 | 0 | 0 | 0 | 0 | 0 | 0 | 0 | 0 | 0 | 0 | 0 | 0 | 0 | 0 | 0 | 0 | 0 | 0 | 0 | 0 | 0 | 0 | 0 | 0 | 0 | 0 | 0
F3_Commercial_Warehouse_New_Food Preparation_Natural Gas_Fryer_E4 | F3 | Commercial | Warehouse | New | Food Preparation | Natural Gas | Fryer | E4 | PACT BC Ratio | 0 | 0 | 0 | 0 | 0 | 0 | 0 | 0 | 0 | 0 | 0 | 0 | 0 | 0 | 0 | 0 | 0 | 0 | 0 | 0 | 0 | 0 | 0 | 0 | 0 | 0 | 0 | 0 | 0 | 0 | 0 | 0 | 0
F3_Commercial_Warehouse_New_Food Preparation_Natural Gas_Fryer_E5 | F3 | Commercial | Warehouse | New | Food Preparation | Natural Gas | Fryer | E5 | PACT BC Ratio | 0 | 0 | 0 | 0 | 0 | 0 | 0 | 0 | 0 | 0 | 0 | 0 | 0 | 0 | 0 | 0 | 0 | 0 | 0 | 0 | 0 | 0 | 0 | 0 | 0 | 0 | 0 | 0 | 0 | 0 | 0 | 0 | 0
F3_Commercial_Warehouse_New_Food Preparation_Natural Gas_Fryer_E6 | F3 | Commercial | Warehouse | New | Food Preparation | Natural Gas | Fryer | E6 | PACT BC Ratio | 0 | 0 | 0 | 0 | 0 | 0 | 0 | 0 | 0 | 0 | 0 | 0 | 0 | 0 | 0 | 0 | 0 | 0 | 0 | 0 | 0 | 0 | 0 | 0 | 0 | 0 | 0 | 0 | 0 | 0 | 0 | 0 | 0
F3_Commercial_Warehouse_New_Food Preparation_Natural Gas_Fryer_E7 | F3 | Commercial | Warehouse | New | Food Preparation | Natural Gas | Fryer | E7 | PACT BC Ratio | 0 | 0 | 0 | 0 | 0 | 0 | 0 | 0 | 0 | 0 | 0 | 0 | 0 | 0 | 0 | 0 | 0 | 0 | 0 | 0 | 0 | 0 | 0 | 0 | 0 | 0 | 0 | 0 | 0 | 0 | 0 | 0 | 0
F3_Commercial_Warehouse_New_Food Preparation_Natural Gas_Fryer_E8 | F3 | Commercial | Warehouse | New | Food Preparation | Natural Gas | Fryer | E8 | PACT BC Ratio | 0 | 0 | 0 | 0 | 0 | 0 | 0 | 0 | 0 | 0 | 0 | 0 | 0 | 0 | 0 | 0 | 0 | 0 | 0 | 0 | 0 | 0 | 0 | 0 | 0 | 0 | 0 | 0 | 0 | 0 | 0 | 0 | 0
F3_Commercial_Warehouse_New_Food Preparation_Natural Gas_Fryer_E9 | F3 | Commercial | Warehouse | New | Food Preparation | Natural Gas | Fryer | E9 | PACT BC Ratio | 0 | 0 | 0 | 0 | 0 | 0 | 0 | 0 | 0 | 0 | 0 | 0 | 0 | 0 | 0 | 0 | 0 | 0 | 0 | 0 | 0 | 0 | 0 | 0 | 0 | 0 | 0 | 0 | 0 | 0 | 0 | 0 | 0
F3_Commercial_Warehouse_New_Food Preparation_Natural Gas_Fryer_E10 | F3 | Commercial | Warehouse | New | Food Preparation | Natural Gas | Fryer | E10 | PACT BC Ratio | 0 | 0 | 0 | 0 | 0 | 0 | 0 | 0 | 0 | 0 | 0 | 0 | 0 | 0 | 0 | 0 | 0 | 0 | 0 | 0 | 0 | 0 | 0 | 0 | 0 | 0 | 0 | 0 | 0 | 0 | 0 | 0 | 0
F4_Commercial_Warehouse_New_Food Preparation_Natural Gas_Fryer_E1 | F4 | Commercial | Warehouse | New | Food Preparation | Natural Gas | Fryer | E1 | RVT BC Ratio | 1 | 1 | 1 | 0 | 0 | 0 | 0 | 0 | 0 | 0 | 0 | 0 | 0 | 0 | 0 | 0 | 0 | 0 | 0 | 0 | 0 | 0 | 0 | 0 | 0 | 0 | 0 | 0 | 0 | 0 | 0 | 0 | 0
F4_Commercial_Warehouse_New_Food Preparation_Natural Gas_Fryer_E2 | F4 | Commercial | Warehouse | New | Food Preparation | Natural Gas | Fryer | E2 | RVT BC Ratio | 7.0924 | 7.0854 | 7.1129 | 1 | 1 | 1 | 1 | 1 | 1 | 1 | 1 | 1 | 1 | 1 | 1 | 1 | 1 | 1 | 1 | 1 | 1 | 1 | 1 | 1 | 1 | 1 | 1 | 1 | 1 | 1 | 1 | 1 | 1
F4_Commercial_Warehouse_New_Food Preparation_Natural Gas_Fryer_E3 | F4 | Commercial | Warehouse | New | Food Preparation | Natural Gas | Fryer | E3 | RVT BC Ratio | 0 | 0 | 0 | 0 | 0 | 0 | 0 | 0 | 0 | 0 | 0 | 0 | 0 | 0 | 0 | 0 | 0 | 0 | 0 | 0 | 0 | 0 | 0 | 0 | 0 | 0 | 0 | 0 | 0 | 0 | 0 | 0 | 0
F4_Commercial_Warehouse_New_Food Preparation_Natural Gas_Fryer_E4 | F4 | Commercial | Warehouse | New | Food Preparation | Natural Gas | Fryer | E4 | RVT BC Ratio | 0 | 0 | 0 | 0 | 0 | 0 | 0 | 0 | 0 | 0 | 0 | 0 | 0 | 0 | 0 | 0 | 0 | 0 | 0 | 0 | 0 | 0 | 0 | 0 | 0 | 0 | 0 | 0 | 0 | 0 | 0 | 0 | 0
F4_Commercial_Warehouse_New_Food Preparation_Natural Gas_Fryer_E5 | F4 | Commercial | Warehouse | New | Food Preparation | Natural Gas | Fryer | E5 | RVT BC Ratio | 0 | 0 | 0 | 0 | 0 | 0 | 0 | 0 | 0 | 0 | 0 | 0 | 0 | 0 | 0 | 0 | 0 | 0 | 0 | 0 | 0 | 0 | 0 | 0 | 0 | 0 | 0 | 0 | 0 | 0 | 0 | 0 | 0
F4_Commercial_Warehouse_New_Food Preparation_Natural Gas_Fryer_E6 | F4 | Commercial | Warehouse | New | Food Preparation | Natural Gas | Fryer | E6 | RVT BC Ratio | 0 | 0 | 0 | 0 | 0 | 0 | 0 | 0 | 0 | 0 | 0 | 0 | 0 | 0 | 0 | 0 | 0 | 0 | 0 | 0 | 0 | 0 | 0 | 0 | 0 | 0 | 0 | 0 | 0 | 0 | 0 | 0 | 0
F4_Commercial_Warehouse_New_Food Preparation_Natural Gas_Fryer_E7 | F4 | Commercial | Warehouse | New | Food Preparation | Natural Gas | Fryer | E7 | RVT BC Ratio | 0 | 0 | 0 | 0 | 0 | 0 | 0 | 0 | 0 | 0 | 0 | 0 | 0 | 0 | 0 | 0 | 0 | 0 | 0 | 0 | 0 | 0 | 0 | 0 | 0 | 0 | 0 | 0 | 0 | 0 | 0 | 0 | 0
F4_Commercial_Warehouse_New_Food Preparation_Natural Gas_Fryer_E8 | F4 | Commercial | Warehouse | New | Food Preparation | Natural Gas | Fryer | E8 | RVT BC Ratio | 0 | 0 | 0 | 0 | 0 | 0 | 0 | 0 | 0 | 0 | 0 | 0 | 0 | 0 | 0 | 0 | 0 | 0 | 0 | 0 | 0 | 0 | 0 | 0 | 0 | 0 | 0 | 0 | 0 | 0 | 0 | 0 | 0
F4_Commercial_Warehouse_New_Food Preparation_Natural Gas_Fryer_E9 | F4 | Commercial | Warehouse | New | Food Preparation | Natural Gas | Fryer | E9 | RVT BC Ratio | 0 | 0 | 0 | 0 | 0 | 0 | 0 | 0 | 0 | 0 | 0 | 0 | 0 | 0 | 0 | 0 | 0 | 0 | 0 | 0 | 0 | 0 | 0 | 0 | 0 | 0 | 0 | 0 | 0 | 0 | 0 | 0 | 0
F4_Commercial_Warehouse_New_Food Preparation_Natural Gas_Fryer_E10 | F4 | Commercial | Warehouse | New | Food Preparation | Natural Gas | Fryer | E10 | RVT BC Ratio | 0 | 0 | 0 | 0 | 0 | 0 | 0 | 0 | 0 | 0 | 0 | 0 | 0 | 0 | 0 | 0 | 0 | 0 | 0 | 0 | 0 | 0 | 0 | 0 | 0 | 0 | 0 | 0 | 0 | 0 | 0 | 0 | 0
F5_Commercial_Warehouse_New_Food Preparation_Natural Gas_Fryer_E1 | F5 | Commercial | Warehouse | New | Food Preparation | Natural Gas | Fryer | E1 | RIM BC Ratio | 1 | 1 | 1 | 0 | 0 | 0 | 0 | 0 | 0 | 0 | 0 | 0 | 0 | 0 | 0 | 0 | 0 | 0 | 0 | 0 | 0 | 0 | 0 | 0 | 0 | 0 | 0 | 0 | 0 | 0 | 0 | 0 | 0
F5_Commercial_Warehouse_New_Food Preparation_Natural Gas_Fryer_E2 | F5 | Commercial | Warehouse | New | Food Preparation | Natural Gas | Fryer | E2 | RIM BC Ratio | 0.73167 | 0.73157 | 0.73195 | 1 | 1 | 1 | 1 | 1 | 1 | 1 | 1 | 1 | 1 | 1 | 1 | 1 | 1 | 1 | 1 | 1 | 1 | 1 | 1 | 1 | 1 | 1 | 1 | 1 | 1 | 1 | 1 | 1 | 1
F5_Commercial_Warehouse_New_Food Preparation_Natural Gas_Fryer_E3 | F5 | Commercial | Warehouse | New | Food Preparation | Natural Gas | Fryer | E3 | RIM BC Ratio | 0 | 0 | 0 | 0 | 0 | 0 | 0 | 0 | 0 | 0 | 0 | 0 | 0 | 0 | 0 | 0 | 0 | 0 | 0 | 0 | 0 | 0 | 0 | 0 | 0 | 0 | 0 | 0 | 0 | 0 | 0 | 0 | 0
F5_Commercial_Warehouse_New_Food Preparation_Natural Gas_Fryer_E4 | F5 | Commercial | Warehouse | New | Food Preparation | Natural Gas | Fryer | E4 | RIM BC Ratio | 0 | 0 | 0 | 0 | 0 | 0 | 0 | 0 | 0 | 0 | 0 | 0 | 0 | 0 | 0 | 0 | 0 | 0 | 0 | 0 | 0 | 0 | 0 | 0 | 0 | 0 | 0 | 0 | 0 | 0 | 0 | 0 | 0
F5_Commercial_Warehouse_New_Food Preparation_Natural Gas_Fryer_E5 | F5 | Commercial | Warehouse | New | Food Preparation | Natural Gas | Fryer | E5 | RIM BC Ratio | 0 | 0 | 0 | 0 | 0 | 0 | 0 | 0 | 0 | 0 | 0 | 0 | 0 | 0 | 0 | 0 | 0 | 0 | 0 | 0 | 0 | 0 | 0 | 0 | 0 | 0 | 0 | 0 | 0 | 0 | 0 | 0 | 0
F5_Commercial_Warehouse_New_Food Preparation_Natural Gas_Fryer_E6 | F5 | Commercial | Warehouse | New | Food Preparation | Natural Gas | Fryer | E6 | RIM BC Ratio | 0 | 0 | 0 | 0 | 0 | 0 | 0 | 0 | 0 | 0 | 0 | 0 | 0 | 0 | 0 | 0 | 0 | 0 | 0 | 0 | 0 | 0 | 0 | 0 | 0 | 0 | 0 | 0 | 0 | 0 | 0 | 0 | 0
F5_Commercial_Warehouse_New_Food Preparation_Natural Gas_Fryer_E7 | F5 | Commercial | Warehouse | New | Food Preparation | Natural Gas | Fryer | E7 | RIM BC Ratio | 0 | 0 | 0 | 0 | 0 | 0 | 0 | 0 | 0 | 0 | 0 | 0 | 0 | 0 | 0 | 0 | 0 | 0 | 0 | 0 | 0 | 0 | 0 | 0 | 0 | 0 | 0 | 0 | 0 | 0 | 0 | 0 | 0
F5_Commercial_Warehouse_New_Food Preparation_Natural Gas_Fryer_E8 | F5 | Commercial | Warehouse | New | Food Preparation | Natural Gas | Fryer | E8 | RIM BC Ratio | 0 | 0 | 0 | 0 | 0 | 0 | 0 | 0 | 0 | 0 | 0 | 0 | 0 | 0 | 0 | 0 | 0 | 0 | 0 | 0 | 0 | 0 | 0 | 0 | 0 | 0 | 0 | 0 | 0 | 0 | 0 | 0 | 0
F5_Commercial_Warehouse_New_Food Preparation_Natural Gas_Fryer_E9 | F5 | Commercial | Warehouse | New | Food Preparation | Natural Gas | Fryer | E9 | RIM BC Ratio | 0 | 0 | 0 | 0 | 0 | 0 | 0 | 0 | 0 | 0 | 0 | 0 | 0 | 0 | 0 | 0 | 0 | 0 | 0 | 0 | 0 | 0 | 0 | 0 | 0 | 0 | 0 | 0 | 0 | 0 | 0 | 0 | 0
F5_Commercial_Warehouse_New_Food Preparation_Natural Gas_Fryer_E10 | F5 | Commercial | Warehouse | New | Food Preparation | Natural Gas | Fryer | E10 | RIM BC Ratio | 0 | 0 | 0 | 0 | 0 | 0 | 0 | 0 | 0 | 0 | 0 | 0 | 0 | 0 | 0 | 0 | 0 | 0 | 0 | 0 | 0 | 0 | 0 | 0 | 0 | 0 | 0 | 0 | 0 | 0 | 0 | 0 | 0
F0_Commercial_Warehouse_New_Food Preparation_Natural Gas_Broiler_E0 | F0 | Commercial | Warehouse | New | Food Preparation | Natural Gas | Broiler | E0 | Economic Unit | Infrared Burners | Infrared Burners | Infrared Burners | Infrared Burners | Infrared Burners | Infrared Burners | Infrared Burners | Infrared Burners | Infrared Burners | Infrared Burners | Infrared Burners | Infrared Burners | Infrared Burners | Infrared Burners | Infrared Burners | Infrared Burners | Infrared Burners | Infrared Burners | Infrared Burners | Infrared Burners | Infrared Burners | Infrared Burners | Infrared Burners | Infrared Burners | Infrared Burners | Infrared Burners | Infrared Burners | Infrared Burners | Infrared Burners | Infrared Burners | Infrared Burners | Infrared Burners | Infrared Burners
F1_Commercial_Warehouse_New_Food Preparation_Natural Gas_Broiler_E1 | F1 | Commercial | Warehouse | New | Food Preparation | Natural Gas | Broiler | E1 | CCE | 0 | 0 | 0 | 0 | 0 | 0 | 0 | 0 | 0 | 0 | 0 | 0 | 0 | 0 | 0 | 0 | 0 | 0 | 0 | 0 | 0 | 0 | 0 | 0 | 0 | 0 | 0 | 0 | 0 | 0 | 0 | 0 | 0
F1_Commercial_Warehouse_New_Food Preparation_Natural Gas_Broiler_E2 | F1 | Commercial | Warehouse | New | Food Preparation | Natural Gas | Broiler | E2 | CCE | 0.59817 | 0.61931 | 0.55594 | 0.56637 | 0.56637 | 0.56637 | 0.56637 | 0.56637 | 0.56637 | 0.56637 | 0.56637 | 0.56637 | 0.56637 | 0.56637 | 0.56637 | 0.56637 | 0.56637 | 0.56637 | 0.56637 | 0.56637 | 0.56637 | 0.56637 | 0.56637 | 0.56637 | 0.56637 | 0.56637 | 0.56637 | 0.56637 | 0.56637 | 0.56637 | 0.56637 | 0.56637 | 0.56637
F1_Commercial_Warehouse_New_Food Preparation_Natural Gas_Broiler_E3 | F1 | Commercial | Warehouse | New | Food Preparation | Natural Gas | Broiler | E3 | CCE | 0 | 0 | 0 | 0 | 0 | 0 | 0 | 0 | 0 | 0 | 0 | 0 | 0 | 0 | 0 | 0 | 0 | 0 | 0 | 0 | 0 | 0 | 0 | 0 | 0 | 0 | 0 | 0 | 0 | 0 | 0 | 0 | 0
F1_Commercial_Warehouse_New_Food Preparation_Natural Gas_Broiler_E4 | F1 | Commercial | Warehouse | New | Food Preparation | Natural Gas | Broiler | E4 | CCE | 0 | 0 | 0 | 0 | 0 | 0 | 0 | 0 | 0 | 0 | 0 | 0 | 0 | 0 | 0 | 0 | 0 | 0 | 0 | 0 | 0 | 0 | 0 | 0 | 0 | 0 | 0 | 0 | 0 | 0 | 0 | 0 | 0
F1_Commercial_Warehouse_New_Food Preparation_Natural Gas_Broiler_E5 | F1 | Commercial | Warehouse | New | Food Preparation | Natural Gas | Broiler | E5 | CCE | 0 | 0 | 0 | 0 | 0 | 0 | 0 | 0 | 0 | 0 | 0 | 0 | 0 | 0 | 0 | 0 | 0 | 0 | 0 | 0 | 0 | 0 | 0 | 0 | 0 | 0 | 0 | 0 | 0 | 0 | 0 | 0 | 0
F1_Commercial_Warehouse_New_Food Preparation_Natural Gas_Broiler_E6 | F1 | Commercial | Warehouse | New | Food Preparation | Natural Gas | Broiler | E6 | CCE | 0 | 0 | 0 | 0 | 0 | 0 | 0 | 0 | 0 | 0 | 0 | 0 | 0 | 0 | 0 | 0 | 0 | 0 | 0 | 0 | 0 | 0 | 0 | 0 | 0 | 0 | 0 | 0 | 0 | 0 | 0 | 0 | 0
F1_Commercial_Warehouse_New_Food Preparation_Natural Gas_Broiler_E7 | F1 | Commercial | Warehouse | New | Food Preparation | Natural Gas | Broiler | E7 | CCE | 0 | 0 | 0 | 0 | 0 | 0 | 0 | 0 | 0 | 0 | 0 | 0 | 0 | 0 | 0 | 0 | 0 | 0 | 0 | 0 | 0 | 0 | 0 | 0 | 0 | 0 | 0 | 0 | 0 | 0 | 0 | 0 | 0
F1_Commercial_Warehouse_New_Food Preparation_Natural Gas_Broiler_E8 | F1 | Commercial | Warehouse | New | Food Preparation | Natural Gas | Broiler | E8 | CCE | 0 | 0 | 0 | 0 | 0 | 0 | 0 | 0 | 0 | 0 | 0 | 0 | 0 | 0 | 0 | 0 | 0 | 0 | 0 | 0 | 0 | 0 | 0 | 0 | 0 | 0 | 0 | 0 | 0 | 0 | 0 | 0 | 0
F1_Commercial_Warehouse_New_Food Preparation_Natural Gas_Broiler_E9 | F1 | Commercial | Warehouse | New | Food Preparation | Natural Gas | Broiler | E9 | CCE | 0 | 0 | 0 | 0 | 0 | 0 | 0 | 0 | 0 | 0 | 0 | 0 | 0 | 0 | 0 | 0 | 0 | 0 | 0 | 0 | 0 | 0 | 0 | 0 | 0 | 0 | 0 | 0 | 0 | 0 | 0 | 0 | 0
F1_Commercial_Warehouse_New_Food Preparation_Natural Gas_Broiler_E10 | F1 | Commercial | Warehouse | New | Food Preparation | Natural Gas | Broiler | E10 | CCE | 0 | 0 | 0 | 0 | 0 | 0 | 0 | 0 | 0 | 0 | 0 | 0 | 0 | 0 | 0 | 0 | 0 | 0 | 0 | 0 | 0 | 0 | 0 | 0 | 0 | 0 | 0 | 0 | 0 | 0 | 0 | 0 | 0
F2_Commercial_Warehouse_New_Food Preparation_Natural Gas_Broiler_E1 | F2 | Commercial | Warehouse | New | Food Preparation | Natural Gas | Broiler | E1 | TRC BC Ratio | bar: 2019 to 2051
F2_Commercial_Warehouse_New_Food Preparation_Natural Gas_Broiler_E2 | F2 | Commercial | Warehouse | New | Food Preparation | Natural Gas | Broiler | E2 | TRC BC Ratio | 2.7519 | 2.7554 | 2.7705 | 2.7565 | 2.7493 | 2.7603 | 2.7866 | 2.8079 | 2.834 | 2.8592 | 2.8846 | 2.9086 | 2.9342 | 2.9607 | 2.9863 | 3.0126 | 3.039 | 3.0674 | 3.0969 | 3.1274 | 3.1566 | 3.1859 | 3.2122 | 3.2386 | 3.2614 | 3.2812 | 3.2991 | 3.3146 | 3.3268 | 3.3367 | 3.3421 | 3.3458 | 3.3458
F2_Commercial_Warehouse_New_Food Preparation_Natural Gas_Broiler_E3 | F2 | Commercial | Warehouse | New | Food Preparation | Natural Gas | Broiler | E3 | TRC BC Ratio | 0 | 0 | 0 | 0 | 0 | 0 | 0 | 0 | 0 | 0 | 0 | 0 | 0 | 0 | 0 | 0 | 0 | 0 | 0 | 0 | 0 | 0 | 0 | 0 | 0 | 0 | 0 | 0 | 0 | 0 | 0 | 0 | 0
F2_Commercial_Warehouse_New_Food Preparation_Natural Gas_Broiler_E4 | F2 | Commercial | Warehouse | New | Food Preparation | Natural Gas | Broiler | E4 | TRC BC Ratio | 0 | 0 | 0 | 0 | 0 | 0 | 0 | 0 | 0 | 0 | 0 | 0 | 0 | 0 | 0 | 0 | 0 | 0 | 0 | 0 | 0 | 0 | 0 | 0 | 0 | 0 | 0 | 0 | 0 | 0 | 0 | 0 | 0
F2_Commercial_Warehouse_New_Food Preparation_Natural Gas_Broiler_E5 | F2 | Commercial | Warehouse | New | Food Preparation | Natural Gas | Broiler | E5 | TRC BC Ratio | 0 | 0 | 0 | 0 | 0 | 0 | 0 | 0 | 0 | 0 | 0 | 0 | 0 | 0 | 0 | 0 | 0 | 0 | 0 | 0 | 0 | 0 | 0 | 0 | 0 | 0 | 0 | 0 | 0 | 0 | 0 | 0 | 0
F2_Commercial_Warehouse_New_Food Preparation_Natural Gas_Broiler_E6 | F2 | Commercial | Warehouse | New | Food Preparation | Natural Gas | Broiler | E6 | TRC BC Ratio | 0 | 0 | 0 | 0 | 0 | 0 | 0 | 0 | 0 | 0 | 0 | 0 | 0 | 0 | 0 | 0 | 0 | 0 | 0 | 0 | 0 | 0 | 0 | 0 | 0 | 0 | 0 | 0 | 0 | 0 | 0 | 0 | 0
F2_Commercial_Warehouse_New_Food Preparation_Natural Gas_Broiler_E7 | F2 | Commercial | Warehouse | New | Food Preparation | Natural Gas | Broiler | E7 | TRC BC Ratio | 0 | 0 | 0 | 0 | 0 | 0 | 0 | 0 | 0 | 0 | 0 | 0 | 0 | 0 | 0 | 0 | 0 | 0 | 0 | 0 | 0 | 0 | 0 | 0 | 0 | 0 | 0 | 0 | 0 | 0 | 0 | 0 | 0
F2_Commercial_Warehouse_New_Food Preparation_Natural Gas_Broiler_E8 | F2 | Commercial | Warehouse | New | Food Preparation | Natural Gas | Broiler | E8 | TRC BC Ratio | 0 | 0 | 0 | 0 | 0 | 0 | 0 | 0 | 0 | 0 | 0 | 0 | 0 | 0 | 0 | 0 | 0 | 0 | 0 | 0 | 0 | 0 | 0 | 0 | 0 | 0 | 0 | 0 | 0 | 0 | 0 | 0 | 0
F2_Commercial_Warehouse_New_Food Preparation_Natural Gas_Broiler_E9 | F2 | Commercial | Warehouse | New | Food Preparation | Natural Gas | Broiler | E9 | TRC BC Ratio | 0 | 0 | 0 | 0 | 0 | 0 | 0 | 0 | 0 | 0 | 0 | 0 | 0 | 0 | 0 | 0 | 0 | 0 | 0 | 0 | 0 | 0 | 0 | 0 | 0 | 0 | 0 | 0 | 0 | 0 | 0 | 0 | 0
F2_Commercial_Warehouse_New_Food Preparation_Natural Gas_Broiler_E10 | F2 | Commercial | Warehouse | New | Food Preparation | Natural Gas | Broiler | E10 | TRC BC Ratio | 0 | 0 | 0 | 0 | 0 | 0 | 0 | 0 | 0 | 0 | 0 | 0 | 0 | 0 | 0 | 0 | 0 | 0 | 0 | 0 | 0 | 0 | 0 | 0 | 0 | 0 | 0 | 0 | 0 | 0 | 0 | 0 | 0
F3_Commercial_Warehouse_New_Food Preparation_Natural Gas_Broiler_E1 | F3 | Commercial | Warehouse | New | Food Preparation | Natural Gas | Broiler | E1 | PACT BC Ratio | bar: 2019 to 2051
F3_Commercial_Warehouse_New_Food Preparation_Natural Gas_Broiler_E2 | F3 | Commercial | Warehouse | New | Food Preparation | Natural Gas | Broiler | E2 | PACT BC Ratio | 3.6692 | 3.6739 | 3.694 | 3.6753 | 3.6658 | 3.6803 | 3.7154 | 3.7439 | 3.7787 | 3.8122 | 3.8462 | 3.8782 | 3.9123 | 3.9475 | 3.9818 | 4.0167 | 4.052 | 4.0899 | 4.1293 | 4.1698 | 4.2088 | 4.2479 | 4.283 | 4.3181 | 4.3486 | 4.3749 | 4.3988 | 4.4195 | 4.4357 | 4.4489 | 4.4562 | 4.461 | 4.461
F3_Commercial_Warehouse_New_Food Preparation_Natural Gas_Broiler_E3 | F3 | Commercial | Warehouse | New | Food Preparation | Natural Gas | Broiler | E3 | PACT BC Ratio | 0 | 0 | 0 | 0 | 0 | 0 | 0 | 0 | 0 | 0 | 0 | 0 | 0 | 0 | 0 | 0 | 0 | 0 | 0 | 0 | 0 | 0 | 0 | 0 | 0 | 0 | 0 | 0 | 0 | 0 | 0 | 0 | 0
F3_Commercial_Warehouse_New_Food Preparation_Natural Gas_Broiler_E4 | F3 | Commercial | Warehouse | New | Food Preparation | Natural Gas | Broiler | E4 | PACT BC Ratio | 0 | 0 | 0 | 0 | 0 | 0 | 0 | 0 | 0 | 0 | 0 | 0 | 0 | 0 | 0 | 0 | 0 | 0 | 0 | 0 | 0 | 0 | 0 | 0 | 0 | 0 | 0 | 0 | 0 | 0 | 0 | 0 | 0
F3_Commercial_Warehouse_New_Food Preparation_Natural Gas_Broiler_E5 | F3 | Commercial | Warehouse | New | Food Preparation | Natural Gas | Broiler | E5 | PACT BC Ratio | 0 | 0 | 0 | 0 | 0 | 0 | 0 | 0 | 0 | 0 | 0 | 0 | 0 | 0 | 0 | 0 | 0 | 0 | 0 | 0 | 0 | 0 | 0 | 0 | 0 | 0 | 0 | 0 | 0 | 0 | 0 | 0 | 0
F3_Commercial_Warehouse_New_Food Preparation_Natural Gas_Broiler_E6 | F3 | Commercial | Warehouse | New | Food Preparation | Natural Gas | Broiler | E6 | PACT BC Ratio | 0 | 0 | 0 | 0 | 0 | 0 | 0 | 0 | 0 | 0 | 0 | 0 | 0 | 0 | 0 | 0 | 0 | 0 | 0 | 0 | 0 | 0 | 0 | 0 | 0 | 0 | 0 | 0 | 0 | 0 | 0 | 0 | 0
F3_Commercial_Warehouse_New_Food Preparation_Natural Gas_Broiler_E7 | F3 | Commercial | Warehouse | New | Food Preparation | Natural Gas | Broiler | E7 | PACT BC Ratio | 0 | 0 | 0 | 0 | 0 | 0 | 0 | 0 | 0 | 0 | 0 | 0 | 0 | 0 | 0 | 0 | 0 | 0 | 0 | 0 | 0 | 0 | 0 | 0 | 0 | 0 | 0 | 0 | 0 | 0 | 0 | 0 | 0
F3_Commercial_Warehouse_New_Food Preparation_Natural Gas_Broiler_E8 | F3 | Commercial | Warehouse | New | Food Preparation | Natural Gas | Broiler | E8 | PACT BC Ratio | 0 | 0 | 0 | 0 | 0 | 0 | 0 | 0 | 0 | 0 | 0 | 0 | 0 | 0 | 0 | 0 | 0 | 0 | 0 | 0 | 0 | 0 | 0 | 0 | 0 | 0 | 0 | 0 | 0 | 0 | 0 | 0 | 0
F3_Commercial_Warehouse_New_Food Preparation_Natural Gas_Broiler_E9 | F3 | Commercial | Warehouse | New | Food Preparation | Natural Gas | Broiler | E9 | PACT BC Ratio | 0 | 0 | 0 | 0 | 0 | 0 | 0 | 0 | 0 | 0 | 0 | 0 | 0 | 0 | 0 | 0 | 0 | 0 | 0 | 0 | 0 | 0 | 0 | 0 | 0 | 0 | 0 | 0 | 0 | 0 | 0 | 0 | 0
F3_Commercial_Warehouse_New_Food Preparation_Natural Gas_Broiler_E10 | F3 | Commercial | Warehouse | New | Food Preparation | Natural Gas | Broiler | E10 | PACT BC Ratio | 0 | 0 | 0 | 0 | 0 | 0 | 0 | 0 | 0 | 0 | 0 | 0 | 0 | 0 | 0 | 0 | 0 | 0 | 0 | 0 | 0 | 0 | 0 | 0 | 0 | 0 | 0 | 0 | 0 | 0 | 0 | 0 | 0
F4_Commercial_Warehouse_New_Food Preparation_Natural Gas_Broiler_E1 | F4 | Commercial | Warehouse | New | Food Preparation | Natural Gas | Broiler | E1 | RVT BC Ratio | bar: 2019 to 2051
F4_Commercial_Warehouse_New_Food Preparation_Natural Gas_Broiler_E2 | F4 | Commercial | Warehouse | New | Food Preparation | Natural Gas | Broiler | E2 | RVT BC Ratio | 4.6564 | 4.6614 | 4.6831 | 4.6629 | 4.6526 | 4.6684 | 4.7062 | 4.7369 | 4.7744 | 4.8106 | 4.8472 | 4.8817 | 4.9184 | 4.9565 | 4.9934 | 5.0311 | 5.0691 | 5.11 | 5.1524 | 5.1962 | 5.2382 | 5.2804 | 5.3182 | 5.3561 | 5.3889 | 5.4173 | 5.4431 | 5.4654 | 5.4828 | 5.4971 | 5.5049 | 5.5101 | 5.5101
F4_Commercial_Warehouse_New_Food Preparation_Natural Gas_Broiler_E3 | F4 | Commercial | Warehouse | New | Food Preparation | Natural Gas | Broiler | E3 | RVT BC Ratio | 0 | 0 | 0 | 0 | 0 | 0 | 0 | 0 | 0 | 0 | 0 | 0 | 0 | 0 | 0 | 0 | 0 | 0 | 0 | 0 | 0 | 0 | 0 | 0 | 0 | 0 | 0 | 0 | 0 | 0 | 0 | 0 | 0
F4_Commercial_Warehouse_New_Food Preparation_Natural Gas_Broiler_E4 | F4 | Commercial | Warehouse | New | Food Preparation | Natural Gas | Broiler | E4 | RVT BC Ratio | 0 | 0 | 0 | 0 | 0 | 0 | 0 | 0 | 0 | 0 | 0 | 0 | 0 | 0 | 0 | 0 | 0 | 0 | 0 | 0 | 0 | 0 | 0 | 0 | 0 | 0 | 0 | 0 | 0 | 0 | 0 | 0 | 0
F4_Commercial_Warehouse_New_Food Preparation_Natural Gas_Broiler_E5 | F4 | Commercial | Warehouse | New | Food Preparation | Natural Gas | Broiler | E5 | RVT BC Ratio | 0 | 0 | 0 | 0 | 0 | 0 | 0 | 0 | 0 | 0 | 0 | 0 | 0 | 0 | 0 | 0 | 0 | 0 | 0 | 0 | 0 | 0 | 0 | 0 | 0 | 0 | 0 | 0 | 0 | 0 | 0 | 0 | 0
F4_Commercial_Warehouse_New_Food Preparation_Natural Gas_Broiler_E6 | F4 | Commercial | Warehouse | New | Food Preparation | Natural Gas | Broiler | E6 | RVT BC Ratio | 0 | 0 | 0 | 0 | 0 | 0 | 0 | 0 | 0 | 0 | 0 | 0 | 0 | 0 | 0 | 0 | 0 | 0 | 0 | 0 | 0 | 0 | 0 | 0 | 0 | 0 | 0 | 0 | 0 | 0 | 0 | 0 | 0
F4_Commercial_Warehouse_New_Food Preparation_Natural Gas_Broiler_E7 | F4 | Commercial | Warehouse | New | Food Preparation | Natural Gas | Broiler | E7 | RVT BC Ratio | 0 | 0 | 0 | 0 | 0 | 0 | 0 | 0 | 0 | 0 | 0 | 0 | 0 | 0 | 0 | 0 | 0 | 0 | 0 | 0 | 0 | 0 | 0 | 0 | 0 | 0 | 0 | 0 | 0 | 0 | 0 | 0 | 0
F4_Commercial_Warehouse_New_Food Preparation_Natural Gas_Broiler_E8 | F4 | Commercial | Warehouse | New | Food Preparation | Natural Gas | Broiler | E8 | RVT BC Ratio | 0 | 0 | 0 | 0 | 0 | 0 | 0 | 0 | 0 | 0 | 0 | 0 | 0 | 0 | 0 | 0 | 0 | 0 | 0 | 0 | 0 | 0 | 0 | 0 | 0 | 0 | 0 | 0 | 0 | 0 | 0 | 0 | 0
F4_Commercial_Warehouse_New_Food Preparation_Natural Gas_Broiler_E9 | F4 | Commercial | Warehouse | New | Food Preparation | Natural Gas | Broiler | E9 | RVT BC Ratio | 0 | 0 | 0 | 0 | 0 | 0 | 0 | 0 | 0 | 0 | 0 | 0 | 0 | 0 | 0 | 0 | 0 | 0 | 0 | 0 | 0 | 0 | 0 | 0 | 0 | 0 | 0 | 0 | 0 | 0 | 0 | 0 | 0
F4_Commercial_Warehouse_New_Food Preparation_Natural Gas_Broiler_E10 | F4 | Commercial | Warehouse | New | Food Preparation | Natural Gas | Broiler | E10 | RVT BC Ratio | 0 | 0 | 0 | 0 | 0 | 0 | 0 | 0 | 0 | 0 | 0 | 0 | 0 | 0 | 0 | 0 | 0 | 0 | 0 | 0 | 0 | 0 | 0 | 0 | 0 | 0 | 0 | 0 | 0 | 0 | 0 | 0 | 0
F5_Commercial_Warehouse_New_Food Preparation_Natural Gas_Broiler_E1 | F5 | Commercial | Warehouse | New | Food Preparation | Natural Gas | Broiler | E1 | RIM BC Ratio | bar: 2019 to 2051
F5_Commercial_Warehouse_New_Food Preparation_Natural Gas_Broiler_E2 | F5 | Commercial | Warehouse | New | Food Preparation | Natural Gas | Broiler | E2 | RIM BC Ratio | 0.67999 | 0.68015 | 0.68084 | 0.6802 | 0.67987 | 0.68037 | 0.68156 | 0.68252 | 0.68367 | 0.68475 | 0.68584 | 0.68685 | 0.68791 | 0.689 | 0.69003 | 0.69107 | 0.69211 | 0.69321 | 0.69433 | 0.69547 | 0.69654 | 0.69761 | 0.69854 | 0.69947 | 0.70027 | 0.70095 | 0.70156 | 0.70208 | 0.70249 | 0.70282 | 0.703 | 0.70312 | 0.70312
F5_Commercial_Warehouse_New_Food Preparation_Natural Gas_Broiler_E3 | F5 | Commercial | Warehouse | New | Food Preparation | Natural Gas | Broiler | E3 | RIM BC Ratio | 0 | 0 | 0 | 0 | 0 | 0 | 0 | 0 | 0 | 0 | 0 | 0 | 0 | 0 | 0 | 0 | 0 | 0 | 0 | 0 | 0 | 0 | 0 | 0 | 0 | 0 | 0 | 0 | 0 | 0 | 0 | 0 | 0
F5_Commercial_Warehouse_New_Food Preparation_Natural Gas_Broiler_E4 | F5 | Commercial | Warehouse | New | Food Preparation | Natural Gas | Broiler | E4 | RIM BC Ratio | 0 | 0 | 0 | 0 | 0 | 0 | 0 | 0 | 0 | 0 | 0 | 0 | 0 | 0 | 0 | 0 | 0 | 0 | 0 | 0 | 0 | 0 | 0 | 0 | 0 | 0 | 0 | 0 | 0 | 0 | 0 | 0 | 0
F5_Commercial_Warehouse_New_Food Preparation_Natural Gas_Broiler_E5 | F5 | Commercial | Warehouse | New | Food Preparation | Natural Gas | Broiler | E5 | RIM BC Ratio | 0 | 0 | 0 | 0 | 0 | 0 | 0 | 0 | 0 | 0 | 0 | 0 | 0 | 0 | 0 | 0 | 0 | 0 | 0 | 0 | 0 | 0 | 0 | 0 | 0 | 0 | 0 | 0 | 0 | 0 | 0 | 0 | 0
F5_Commercial_Warehouse_New_Food Preparation_Natural Gas_Broiler_E6 | F5 | Commercial | Warehouse | New | Food Preparation | Natural Gas | Broiler | E6 | RIM BC Ratio | 0 | 0 | 0 | 0 | 0 | 0 | 0 | 0 | 0 | 0 | 0 | 0 | 0 | 0 | 0 | 0 | 0 | 0 | 0 | 0 | 0 | 0 | 0 | 0 | 0 | 0 | 0 | 0 | 0 | 0 | 0 | 0 | 0
F5_Commercial_Warehouse_New_Food Preparation_Natural Gas_Broiler_E7 | F5 | Commercial | Warehouse | New | Food Preparation | Natural Gas | Broiler | E7 | RIM BC Ratio | 0 | 0 | 0 | 0 | 0 | 0 | 0 | 0 | 0 | 0 | 0 | 0 | 0 | 0 | 0 | 0 | 0 | 0 | 0 | 0 | 0 | 0 | 0 | 0 | 0 | 0 | 0 | 0 | 0 | 0 | 0 | 0 | 0
F5_Commercial_Warehouse_New_Food Preparation_Natural Gas_Broiler_E8 | F5 | Commercial | Warehouse | New | Food Preparation | Natural Gas | Broiler | E8 | RIM BC Ratio | 0 | 0 | 0 | 0 | 0 | 0 | 0 | 0 | 0 | 0 | 0 | 0 | 0 | 0 | 0 | 0 | 0 | 0 | 0 | 0 | 0 | 0 | 0 | 0 | 0 | 0 | 0 | 0 | 0 | 0 | 0 | 0 | 0
F5_Commercial_Warehouse_New_Food Preparation_Natural Gas_Broiler_E9 | F5 | Commercial | Warehouse | New | Food Preparation | Natural Gas | Broiler | E9 | RIM BC Ratio | 0 | 0 | 0 | 0 | 0 | 0 | 0 | 0 | 0 | 0 | 0 | 0 | 0 | 0 | 0 | 0 | 0 | 0 | 0 | 0 | 0 | 0 | 0 | 0 | 0 | 0 | 0 | 0 | 0 | 0 | 0 | 0 | 0
F5_Commercial_Warehouse_New_Food Preparation_Natural Gas_Broiler_E10 | F5 | Commercial | Warehouse | New | Food Preparation | Natural Gas | Broiler | E10 | RIM BC Ratio | 0 | 0 | 0 | 0 | 0 | 0 | 0 | 0 | 0 | 0 | 0 | 0 | 0 | 0 | 0 | 0 | 0 | 0 | 0 | 0 | 0 | 0 | 0 | 0 | 0 | 0 | 0 | 0 | 0 | 0 | 0 | 0 | 0
F0_Commercial_Warehouse_New_Food Preparation_Natural Gas_Griddle_E0 | F0 | Commercial | Warehouse | New | Food Preparation | Natural Gas | Griddle | E0 | Economic Unit | ENERGY STAR | ENERGY STAR | ENERGY STAR | ENERGY STAR | ENERGY STAR | ENERGY STAR | ENERGY STAR | ENERGY STAR | ENERGY STAR | ENERGY STAR | ENERGY STAR | ENERGY STAR | ENERGY STAR | ENERGY STAR | ENERGY STAR | ENERGY STAR | ENERGY STAR | ENERGY STAR | ENERGY STAR | ENERGY STAR | ENERGY STAR | ENERGY STAR | ENERGY STAR | ENERGY STAR | ENERGY STAR | ENERGY STAR | ENERGY STAR | ENERGY STAR | ENERGY STAR | ENERGY STAR | ENERGY STAR | ENERGY STAR | ENERGY STAR
F1_Commercial_Warehouse_New_Food Preparation_Natural Gas_Griddle_E1 | F1 | Commercial | Warehouse | New | Food Preparation | Natural Gas | Griddle | E1 | CCE | 0 | 0 | 0 | 0 | 0 | 0 | 0 | 0 | 0 | 0 | 0 | 0 | 0 | 0 | 0 | 0 | 0 | 0 | 0 | 0 | 0 | 0 | 0 | 0 | 0 | 0 | 0 | 0 | 0 | 0 | 0 | 0 | 0
F1_Commercial_Warehouse_New_Food Preparation_Natural Gas_Griddle_E2 | F1 | Commercial | Warehouse | New | Food Preparation | Natural Gas | Griddle | E2 | CCE | 0.29693 | 0.30743 | 0.27597 | 0 | 0 | 0 | 0 | 0 | 0 | 0 | 0 | 0 | 0 | 0 | 0 | 0 | 0 | 0 | 0 | 0 | 0 | 0 | 0 | 0 | 0 | 0 | 0 | 0 | 0 | 0 | 0 | 0 | 0
F1_Commercial_Warehouse_New_Food Preparation_Natural Gas_Griddle_E3 | F1 | Commercial | Warehouse | New | Food Preparation | Natural Gas | Griddle | E3 | CCE | 0 | 0 | 0 | 0 | 0 | 0 | 0 | 0 | 0 | 0 | 0 | 0 | 0 | 0 | 0 | 0 | 0 | 0 | 0 | 0 | 0 | 0 | 0 | 0 | 0 | 0 | 0 | 0 | 0 | 0 | 0 | 0 | 0
F1_Commercial_Warehouse_New_Food Preparation_Natural Gas_Griddle_E4 | F1 | Commercial | Warehouse | New | Food Preparation | Natural Gas | Griddle | E4 | CCE | 0 | 0 | 0 | 0 | 0 | 0 | 0 | 0 | 0 | 0 | 0 | 0 | 0 | 0 | 0 | 0 | 0 | 0 | 0 | 0 | 0 | 0 | 0 | 0 | 0 | 0 | 0 | 0 | 0 | 0 | 0 | 0 | 0
F1_Commercial_Warehouse_New_Food Preparation_Natural Gas_Griddle_E5 | F1 | Commercial | Warehouse | New | Food Preparation | Natural Gas | Griddle | E5 | CCE | 0 | 0 | 0 | 0 | 0 | 0 | 0 | 0 | 0 | 0 | 0 | 0 | 0 | 0 | 0 | 0 | 0 | 0 | 0 | 0 | 0 | 0 | 0 | 0 | 0 | 0 | 0 | 0 | 0 | 0 | 0 | 0 | 0
F1_Commercial_Warehouse_New_Food Preparation_Natural Gas_Griddle_E6 | F1 | Commercial | Warehouse | New | Food Preparation | Natural Gas | Griddle | E6 | CCE | 0 | 0 | 0 | 0 | 0 | 0 | 0 | 0 | 0 | 0 | 0 | 0 | 0 | 0 | 0 | 0 | 0 | 0 | 0 | 0 | 0 | 0 | 0 | 0 | 0 | 0 | 0 | 0 | 0 | 0 | 0 | 0 | 0
F1_Commercial_Warehouse_New_Food Preparation_Natural Gas_Griddle_E7 | F1 | Commercial | Warehouse | New | Food Preparation | Natural Gas | Griddle | E7 | CCE | 0 | 0 | 0 | 0 | 0 | 0 | 0 | 0 | 0 | 0 | 0 | 0 | 0 | 0 | 0 | 0 | 0 | 0 | 0 | 0 | 0 | 0 | 0 | 0 | 0 | 0 | 0 | 0 | 0 | 0 | 0 | 0 | 0
F1_Commercial_Warehouse_New_Food Preparation_Natural Gas_Griddle_E8 | F1 | Commercial | Warehouse | New | Food Preparation | Natural Gas | Griddle | E8 | CCE | 0 | 0 | 0 | 0 | 0 | 0 | 0 | 0 | 0 | 0 | 0 | 0 | 0 | 0 | 0 | 0 | 0 | 0 | 0 | 0 | 0 | 0 | 0 | 0 | 0 | 0 | 0 | 0 | 0 | 0 | 0 | 0 | 0
F1_Commercial_Warehouse_New_Food Preparation_Natural Gas_Griddle_E9 | F1 | Commercial | Warehouse | New | Food Preparation | Natural Gas | Griddle | E9 | CCE | 0 | 0 | 0 | 0 | 0 | 0 | 0 | 0 | 0 | 0 | 0 | 0 | 0 | 0 | 0 | 0 | 0 | 0 | 0 | 0 | 0 | 0 | 0 | 0 | 0 | 0 | 0 | 0 | 0 | 0 | 0 | 0 | 0
F1_Commercial_Warehouse_New_Food Preparation_Natural Gas_Griddle_E10 | F1 | Commercial | Warehouse | New | Food Preparation | Natural Gas | Griddle | E10 | CCE | 0 | 0 | 0 | 0 | 0 | 0 | 0 | 0 | 0 | 0 | 0 | 0 | 0 | 0 | 0 | 0 | 0 | 0 | 0 | 0 | 0 | 0 | 0 | 0 | 0 | 0 | 0 | 0 | 0 | 0 | 0 | 0 | 0
F2_Commercial_Warehouse_New_Food Preparation_Natural Gas_Griddle_E1 | F2 | Commercial | Warehouse | New | Food Preparation | Natural Gas | Griddle | E1 | TRC BC Ratio | 1 | 1 | 1 | 0 | 0 | 0 | 0 | 0 | 0 | 0 | 0 | 0 | 0 | 0 | 0 | 0 | 0 | 0 | 0 | 0 | 0 | 0 | 0 | 0 | 0 | 0 | 0 | 0 | 0 | 0 | 0 | 0 | 0
F2_Commercial_Warehouse_New_Food Preparation_Natural Gas_Griddle_E2 | F2 | Commercial | Warehouse | New | Food Preparation | Natural Gas | Griddle | E2 | TRC BC Ratio | 5.5437 | 5.5508 | 5.5811 | 1 | 1 | 1 | 1 | 1 | 1 | 1 | 1 | 1 | 1 | 1 | 1 | 1 | 1 | 1 | 1 | 1 | 1 | 1 | 1 | 1 | 1 | 1 | 1 | 1 | 1 | 1 | 1 | 1 | 1
F2_Commercial_Warehouse_New_Food Preparation_Natural Gas_Griddle_E3 | F2 | Commercial | Warehouse | New | Food Preparation | Natural Gas | Griddle | E3 | TRC BC Ratio | 0 | 0 | 0 | 0 | 0 | 0 | 0 | 0 | 0 | 0 | 0 | 0 | 0 | 0 | 0 | 0 | 0 | 0 | 0 | 0 | 0 | 0 | 0 | 0 | 0 | 0 | 0 | 0 | 0 | 0 | 0 | 0 | 0
F2_Commercial_Warehouse_New_Food Preparation_Natural Gas_Griddle_E4 | F2 | Commercial | Warehouse | New | Food Preparation | Natural Gas | Griddle | E4 | TRC BC Ratio | 0 | 0 | 0 | 0 | 0 | 0 | 0 | 0 | 0 | 0 | 0 | 0 | 0 | 0 | 0 | 0 | 0 | 0 | 0 | 0 | 0 | 0 | 0 | 0 | 0 | 0 | 0 | 0 | 0 | 0 | 0 | 0 | 0
F2_Commercial_Warehouse_New_Food Preparation_Natural Gas_Griddle_E5 | F2 | Commercial | Warehouse | New | Food Preparation | Natural Gas | Griddle | E5 | TRC BC Ratio | 0 | 0 | 0 | 0 | 0 | 0 | 0 | 0 | 0 | 0 | 0 | 0 | 0 | 0 | 0 | 0 | 0 | 0 | 0 | 0 | 0 | 0 | 0 | 0 | 0 | 0 | 0 | 0 | 0 | 0 | 0 | 0 | 0
F2_Commercial_Warehouse_New_Food Preparation_Natural Gas_Griddle_E6 | F2 | Commercial | Warehouse | New | Food Preparation | Natural Gas | Griddle | E6 | TRC BC Ratio | 0 | 0 | 0 | 0 | 0 | 0 | 0 | 0 | 0 | 0 | 0 | 0 | 0 | 0 | 0 | 0 | 0 | 0 | 0 | 0 | 0 | 0 | 0 | 0 | 0 | 0 | 0 | 0 | 0 | 0 | 0 | 0 | 0
F2_Commercial_Warehouse_New_Food Preparation_Natural Gas_Griddle_E7 | F2 | Commercial | Warehouse | New | Food Preparation | Natural Gas | Griddle | E7 | TRC BC Ratio | 0 | 0 | 0 | 0 | 0 | 0 | 0 | 0 | 0 | 0 | 0 | 0 | 0 | 0 | 0 | 0 | 0 | 0 | 0 | 0 | 0 | 0 | 0 | 0 | 0 | 0 | 0 | 0 | 0 | 0 | 0 | 0 | 0
F2_Commercial_Warehouse_New_Food Preparation_Natural Gas_Griddle_E8 | F2 | Commercial | Warehouse | New | Food Preparation | Natural Gas | Griddle | E8 | TRC BC Ratio | 0 | 0 | 0 | 0 | 0 | 0 | 0 | 0 | 0 | 0 | 0 | 0 | 0 | 0 | 0 | 0 | 0 | 0 | 0 | 0 | 0 | 0 | 0 | 0 | 0 | 0 | 0 | 0 | 0 | 0 | 0 | 0 | 0
F2_Commercial_Warehouse_New_Food Preparation_Natural Gas_Griddle_E9 | F2 | Commercial | Warehouse | New | Food Preparation | Natural Gas | Griddle | E9 | TRC BC Ratio | 0 | 0 | 0 | 0 | 0 | 0 | 0 | 0 | 0 | 0 | 0 | 0 | 0 | 0 | 0 | 0 | 0 | 0 | 0 | 0 | 0 | 0 | 0 | 0 | 0 | 0 | 0 | 0 | 0 | 0 | 0 | 0 | 0
F2_Commercial_Warehouse_New_Food Preparation_Natural Gas_Griddle_E10 | F2 | Commercial | Warehouse | New | Food Preparation | Natural Gas | Griddle | E10 | TRC BC Ratio | 0 | 0 | 0 | 0 | 0 | 0 | 0 | 0 | 0 | 0 | 0 | 0 | 0 | 0 | 0 | 0 | 0 | 0 | 0 | 0 | 0 | 0 | 0 | 0 | 0 | 0 | 0 | 0 | 0 | 0 | 0 | 0 | 0
F3_Commercial_Warehouse_New_Food Preparation_Natural Gas_Griddle_E1 | F3 | Commercial | Warehouse | New | Food Preparation | Natural Gas | Griddle | E1 | PACT BC Ratio | 1 | 1 | 1 | 0 | 0 | 0 | 0 | 0 | 0 | 0 | 0 | 0 | 0 | 0 | 0 | 0 | 0 | 0 | 0 | 0 | 0 | 0 | 0 | 0 | 0 | 0 | 0 | 0 | 0 | 0 | 0 | 0 | 0
F3_Commercial_Warehouse_New_Food Preparation_Natural Gas_Griddle_E2 | F3 | Commercial | Warehouse | New | Food Preparation | Natural Gas | Griddle | E2 | PACT BC Ratio | 7.3916 | 7.4011 | 7.4415 | 1 | 1 | 1 | 1 | 1 | 1 | 1 | 1 | 1 | 1 | 1 | 1 | 1 | 1 | 1 | 1 | 1 | 1 | 1 | 1 | 1 | 1 | 1 | 1 | 1 | 1 | 1 | 1 | 1 | 1
F3_Commercial_Warehouse_New_Food Preparation_Natural Gas_Griddle_E3 | F3 | Commercial | Warehouse | New | Food Preparation | Natural Gas | Griddle | E3 | PACT BC Ratio | 0 | 0 | 0 | 0 | 0 | 0 | 0 | 0 | 0 | 0 | 0 | 0 | 0 | 0 | 0 | 0 | 0 | 0 | 0 | 0 | 0 | 0 | 0 | 0 | 0 | 0 | 0 | 0 | 0 | 0 | 0 | 0 | 0
F3_Commercial_Warehouse_New_Food Preparation_Natural Gas_Griddle_E4 | F3 | Commercial | Warehouse | New | Food Preparation | Natural Gas | Griddle | E4 | PACT BC Ratio | 0 | 0 | 0 | 0 | 0 | 0 | 0 | 0 | 0 | 0 | 0 | 0 | 0 | 0 | 0 | 0 | 0 | 0 | 0 | 0 | 0 | 0 | 0 | 0 | 0 | 0 | 0 | 0 | 0 | 0 | 0 | 0 | 0
F3_Commercial_Warehouse_New_Food Preparation_Natural Gas_Griddle_E5 | F3 | Commercial | Warehouse | New | Food Preparation | Natural Gas | Griddle | E5 | PACT BC Ratio | 0 | 0 | 0 | 0 | 0 | 0 | 0 | 0 | 0 | 0 | 0 | 0 | 0 | 0 | 0 | 0 | 0 | 0 | 0 | 0 | 0 | 0 | 0 | 0 | 0 | 0 | 0 | 0 | 0 | 0 | 0 | 0 | 0
F3_Commercial_Warehouse_New_Food Preparation_Natural Gas_Griddle_E6 | F3 | Commercial | Warehouse | New | Food Preparation | Natural Gas | Griddle | E6 | PACT BC Ratio | 0 | 0 | 0 | 0 | 0 | 0 | 0 | 0 | 0 | 0 | 0 | 0 | 0 | 0 | 0 | 0 | 0 | 0 | 0 | 0 | 0 | 0 | 0 | 0 | 0 | 0 | 0 | 0 | 0 | 0 | 0 | 0 | 0
F3_Commercial_Warehouse_New_Food Preparation_Natural Gas_Griddle_E7 | F3 | Commercial | Warehouse | New | Food Preparation | Natural Gas | Griddle | E7 | PACT BC Ratio | 0 | 0 | 0 | 0 | 0 | 0 | 0 | 0 | 0 | 0 | 0 | 0 | 0 | 0 | 0 | 0 | 0 | 0 | 0 | 0 | 0 | 0 | 0 | 0 | 0 | 0 | 0 | 0 | 0 | 0 | 0 | 0 | 0
F3_Commercial_Warehouse_New_Food Preparation_Natural Gas_Griddle_E8 | F3 | Commercial | Warehouse | New | Food Preparation | Natural Gas | Griddle | E8 | PACT BC Ratio | 0 | 0 | 0 | 0 | 0 | 0 | 0 | 0 | 0 | 0 | 0 | 0 | 0 | 0 | 0 | 0 | 0 | 0 | 0 | 0 | 0 | 0 | 0 | 0 | 0 | 0 | 0 | 0 | 0 | 0 | 0 | 0 | 0
F3_Commercial_Warehouse_New_Food Preparation_Natural Gas_Griddle_E9 | F3 | Commercial | Warehouse | New | Food Preparation | Natural Gas | Griddle | E9 | PACT BC Ratio | 0 | 0 | 0 | 0 | 0 | 0 | 0 | 0 | 0 | 0 | 0 | 0 | 0 | 0 | 0 | 0 | 0 | 0 | 0 | 0 | 0 | 0 | 0 | 0 | 0 | 0 | 0 | 0 | 0 | 0 | 0 | 0 | 0
F3_Commercial_Warehouse_New_Food Preparation_Natural Gas_Griddle_E10 | F3 | Commercial | Warehouse | New | Food Preparation | Natural Gas | Griddle | E10 | PACT BC Ratio | 0 | 0 | 0 | 0 | 0 | 0 | 0 | 0 | 0 | 0 | 0 | 0 | 0 | 0 | 0 | 0 | 0 | 0 | 0 | 0 | 0 | 0 | 0 | 0 | 0 | 0 | 0 | 0 | 0 | 0 | 0 | 0 | 0
F4_Commercial_Warehouse_New_Food Preparation_Natural Gas_Griddle_E1 | F4 | Commercial | Warehouse | New | Food Preparation | Natural Gas | Griddle | E1 | RVT BC Ratio | 1 | 1 | 1 | 0 | 0 | 0 | 0 | 0 | 0 | 0 | 0 | 0 | 0 | 0 | 0 | 0 | 0 | 0 | 0 | 0 | 0 | 0 | 0 | 0 | 0 | 0 | 0 | 0 | 0 | 0 | 0 | 0 | 0
F4_Commercial_Warehouse_New_Food Preparation_Natural Gas_Griddle_E2 | F4 | Commercial | Warehouse | New | Food Preparation | Natural Gas | Griddle | E2 | RVT BC Ratio | 8.6701 | 8.6803 | 8.7239 | 1 | 1 | 1 | 1 | 1 | 1 | 1 | 1 | 1 | 1 | 1 | 1 | 1 | 1 | 1 | 1 | 1 | 1 | 1 | 1 | 1 | 1 | 1 | 1 | 1 | 1 | 1 | 1 | 1 | 1
F4_Commercial_Warehouse_New_Food Preparation_Natural Gas_Griddle_E3 | F4 | Commercial | Warehouse | New | Food Preparation | Natural Gas | Griddle | E3 | RVT BC Ratio | 0 | 0 | 0 | 0 | 0 | 0 | 0 | 0 | 0 | 0 | 0 | 0 | 0 | 0 | 0 | 0 | 0 | 0 | 0 | 0 | 0 | 0 | 0 | 0 | 0 | 0 | 0 | 0 | 0 | 0 | 0 | 0 | 0
F4_Commercial_Warehouse_New_Food Preparation_Natural Gas_Griddle_E4 | F4 | Commercial | Warehouse | New | Food Preparation | Natural Gas | Griddle | E4 | RVT BC Ratio | 0 | 0 | 0 | 0 | 0 | 0 | 0 | 0 | 0 | 0 | 0 | 0 | 0 | 0 | 0 | 0 | 0 | 0 | 0 | 0 | 0 | 0 | 0 | 0 | 0 | 0 | 0 | 0 | 0 | 0 | 0 | 0 | 0
F4_Commercial_Warehouse_New_Food Preparation_Natural Gas_Griddle_E5 | F4 | Commercial | Warehouse | New | Food Preparation | Natural Gas | Griddle | E5 | RVT BC Ratio | 0 | 0 | 0 | 0 | 0 | 0 | 0 | 0 | 0 | 0 | 0 | 0 | 0 | 0 | 0 | 0 | 0 | 0 | 0 | 0 | 0 | 0 | 0 | 0 | 0 | 0 | 0 | 0 | 0 | 0 | 0 | 0 | 0
F4_Commercial_Warehouse_New_Food Preparation_Natural Gas_Griddle_E6 | F4 | Commercial | Warehouse | New | Food Preparation | Natural Gas | Griddle | E6 | RVT BC Ratio | 0 | 0 | 0 | 0 | 0 | 0 | 0 | 0 | 0 | 0 | 0 | 0 | 0 | 0 | 0 | 0 | 0 | 0 | 0 | 0 | 0 | 0 | 0 | 0 | 0 | 0 | 0 | 0 | 0 | 0 | 0 | 0 | 0
F4_Commercial_Warehouse_New_Food Preparation_Natural Gas_Griddle_E7 | F4 | Commercial | Warehouse | New | Food Preparation | Natural Gas | Griddle | E7 | RVT BC Ratio | 0 | 0 | 0 | 0 | 0 | 0 | 0 | 0 | 0 | 0 | 0 | 0 | 0 | 0 | 0 | 0 | 0 | 0 | 0 | 0 | 0 | 0 | 0 | 0 | 0 | 0 | 0 | 0 | 0 | 0 | 0 | 0 | 0
F4_Commercial_Warehouse_New_Food Preparation_Natural Gas_Griddle_E8 | F4 | Commercial | Warehouse | New | Food Preparation | Natural Gas | Griddle | E8 | RVT BC Ratio | 0 | 0 | 0 | 0 | 0 | 0 | 0 | 0 | 0 | 0 | 0 | 0 | 0 | 0 | 0 | 0 | 0 | 0 | 0 | 0 | 0 | 0 | 0 | 0 | 0 | 0 | 0 | 0 | 0 | 0 | 0 | 0 | 0
F4_Commercial_Warehouse_New_Food Preparation_Natural Gas_Griddle_E9 | F4 | Commercial | Warehouse | New | Food Preparation | Natural Gas | Griddle | E9 | RVT BC Ratio | 0 | 0 | 0 | 0 | 0 | 0 | 0 | 0 | 0 | 0 | 0 | 0 | 0 | 0 | 0 | 0 | 0 | 0 | 0 | 0 | 0 | 0 | 0 | 0 | 0 | 0 | 0 | 0 | 0 | 0 | 0 | 0 | 0
F4_Commercial_Warehouse_New_Food Preparation_Natural Gas_Griddle_E10 | F4 | Commercial | Warehouse | New | Food Preparation | Natural Gas | Griddle | E10 | RVT BC Ratio | 0 | 0 | 0 | 0 | 0 | 0 | 0 | 0 | 0 | 0 | 0 | 0 | 0 | 0 | 0 | 0 | 0 | 0 | 0 | 0 | 0 | 0 | 0 | 0 | 0 | 0 | 0 | 0 | 0 | 0 | 0 | 0 | 0
F5_Commercial_Warehouse_New_Food Preparation_Natural Gas_Griddle_E1 | F5 | Commercial | Warehouse | New | Food Preparation | Natural Gas | Griddle | E1 | RIM BC Ratio | 1 | 1 | 1 | 0 | 0 | 0 | 0 | 0 | 0 | 0 | 0 | 0 | 0 | 0 | 0 | 0 | 0 | 0 | 0 | 0 | 0 | 0 | 0 | 0 | 0 | 0 | 0 | 0 | 0 | 0 | 0 | 0 | 0
F5_Commercial_Warehouse_New_Food Preparation_Natural Gas_Griddle_E2 | F5 | Commercial | Warehouse | New | Food Preparation | Natural Gas | Griddle | E2 | RIM BC Ratio | 0.74999 | 0.75009 | 0.7505 | 1 | 1 | 1 | 1 | 1 | 1 | 1 | 1 | 1 | 1 | 1 | 1 | 1 | 1 | 1 | 1 | 1 | 1 | 1 | 1 | 1 | 1 | 1 | 1 | 1 | 1 | 1 | 1 | 1 | 1
F5_Commercial_Warehouse_New_Food Preparation_Natural Gas_Griddle_E3 | F5 | Commercial | Warehouse | New | Food Preparation | Natural Gas | Griddle | E3 | RIM BC Ratio | 0 | 0 | 0 | 0 | 0 | 0 | 0 | 0 | 0 | 0 | 0 | 0 | 0 | 0 | 0 | 0 | 0 | 0 | 0 | 0 | 0 | 0 | 0 | 0 | 0 | 0 | 0 | 0 | 0 | 0 | 0 | 0 | 0
F5_Commercial_Warehouse_New_Food Preparation_Natural Gas_Griddle_E4 | F5 | Commercial | Warehouse | New | Food Preparation | Natural Gas | Griddle | E4 | RIM BC Ratio | 0 | 0 | 0 | 0 | 0 | 0 | 0 | 0 | 0 | 0 | 0 | 0 | 0 | 0 | 0 | 0 | 0 | 0 | 0 | 0 | 0 | 0 | 0 | 0 | 0 | 0 | 0 | 0 | 0 | 0 | 0 | 0 | 0
F5_Commercial_Warehouse_New_Food Preparation_Natural Gas_Griddle_E5 | F5 | Commercial | Warehouse | New | Food Preparation | Natural Gas | Griddle | E5 | RIM BC Ratio | 0 | 0 | 0 | 0 | 0 | 0 | 0 | 0 | 0 | 0 | 0 | 0 | 0 | 0 | 0 | 0 | 0 | 0 | 0 | 0 | 0 | 0 | 0 | 0 | 0 | 0 | 0 | 0 | 0 | 0 | 0 | 0 | 0
F5_Commercial_Warehouse_New_Food Preparation_Natural Gas_Griddle_E6 | F5 | Commercial | Warehouse | New | Food Preparation | Natural Gas | Griddle | E6 | RIM BC Ratio | 0 | 0 | 0 | 0 | 0 | 0 | 0 | 0 | 0 | 0 | 0 | 0 | 0 | 0 | 0 | 0 | 0 | 0 | 0 | 0 | 0 | 0 | 0 | 0 | 0 | 0 | 0 | 0 | 0 | 0 | 0 | 0 | 0
F5_Commercial_Warehouse_New_Food Preparation_Natural Gas_Griddle_E7 | F5 | Commercial | Warehouse | New | Food Preparation | Natural Gas | Griddle | E7 | RIM BC Ratio | 0 | 0 | 0 | 0 | 0 | 0 | 0 | 0 | 0 | 0 | 0 | 0 | 0 | 0 | 0 | 0 | 0 | 0 | 0 | 0 | 0 | 0 | 0 | 0 | 0 | 0 | 0 | 0 | 0 | 0 | 0 | 0 | 0
F5_Commercial_Warehouse_New_Food Preparation_Natural Gas_Griddle_E8 | F5 | Commercial | Warehouse | New | Food Preparation | Natural Gas | Griddle | E8 | RIM BC Ratio | 0 | 0 | 0 | 0 | 0 | 0 | 0 | 0 | 0 | 0 | 0 | 0 | 0 | 0 | 0 | 0 | 0 | 0 | 0 | 0 | 0 | 0 | 0 | 0 | 0 | 0 | 0 | 0 | 0 | 0 | 0 | 0 | 0
F5_Commercial_Warehouse_New_Food Preparation_Natural Gas_Griddle_E9 | F5 | Commercial | Warehouse | New | Food Preparation | Natural Gas | Griddle | E9 | RIM BC Ratio | 0 | 0 | 0 | 0 | 0 | 0 | 0 | 0 | 0 | 0 | 0 | 0 | 0 | 0 | 0 | 0 | 0 | 0 | 0 | 0 | 0 | 0 | 0 | 0 | 0 | 0 | 0 | 0 | 0 | 0 | 0 | 0 | 0
F5_Commercial_Warehouse_New_Food Preparation_Natural Gas_Griddle_E10 | F5 | Commercial | Warehouse | New | Food Preparation | Natural Gas | Griddle | E10 | RIM BC Ratio | 0 | 0 | 0 | 0 | 0 | 0 | 0 | 0 | 0 | 0 | 0 | 0 | 0 | 0 | 0 | 0 | 0 | 0 | 0 | 0 | 0 | 0 | 0 | 0 | 0 | 0 | 0 | 0 | 0 | 0 | 0 | 0 | 0
F0_Commercial_Warehouse_New_Food Preparation_Natural Gas_Range_E0 | F0 | Commercial | Warehouse | New | Food Preparation | Natural Gas | Range | E0 | Economic Unit | High Efficiency | High Efficiency | High Efficiency | High Efficiency | High Efficiency | High Efficiency | High Efficiency | High Efficiency | High Efficiency | High Efficiency | High Efficiency | High Efficiency | High Efficiency | High Efficiency | High Efficiency | High Efficiency | High Efficiency | High Efficiency | High Efficiency | High Efficiency | High Efficiency | High Efficiency | High Efficiency | High Efficiency | High Efficiency | High Efficiency | High Efficiency | High Efficiency | High Efficiency | High Efficiency | High Efficiency | High Efficiency | High Efficiency
F1_Commercial_Warehouse_New_Food Preparation_Natural Gas_Range_E1 | F1 | Commercial | Warehouse | New | Food Preparation | Natural Gas | Range | E1 | CCE | 0 | 0 | 0 | 0 | 0 | 0 | 0 | 0 | 0 | 0 | 0 | 0 | 0 | 0 | 0 | 0 | 0 | 0 | 0 | 0 | 0 | 0 | 0 | 0 | 0 | 0 | 0 | 0 | 0 | 0 | 0 | 0 | 0
F1_Commercial_Warehouse_New_Food Preparation_Natural Gas_Range_E2 | F1 | Commercial | Warehouse | New | Food Preparation | Natural Gas | Range | E2 | CCE | 0.00050763 | 0.00052557 | 0.00047179 | 0.00048064 | 0.00048064 | 0.00048064 | 0.00048064 | 0.00048064 | 0.00048064 | 0.00048064 | 0.00048064 | 0.00048064 | 0.00048064 | 0.00048064 | 0.00048064 | 0.00048064 | 0.00048064 | 0.00048064 | 0.00048064 | 0.00048064 | 0.00048064 | 0.00048064 | 0.00048064 | 0.00048064 | 0.00048064 | 0.00048064 | 0.00048064 | 0.00048064 | 0.00048064 | 0.00048064 | 0.00048064 | 0.00048064 | 0.00048064
F1_Commercial_Warehouse_New_Food Preparation_Natural Gas_Range_E3 | F1 | Commercial | Warehouse | New | Food Preparation | Natural Gas | Range | E3 | CCE | 0 | 0 | 0 | 0 | 0 | 0 | 0 | 0 | 0 | 0 | 0 | 0 | 0 | 0 | 0 | 0 | 0 | 0 | 0 | 0 | 0 | 0 | 0 | 0 | 0 | 0 | 0 | 0 | 0 | 0 | 0 | 0 | 0
F1_Commercial_Warehouse_New_Food Preparation_Natural Gas_Range_E4 | F1 | Commercial | Warehouse | New | Food Preparation | Natural Gas | Range | E4 | CCE | 0 | 0 | 0 | 0 | 0 | 0 | 0 | 0 | 0 | 0 | 0 | 0 | 0 | 0 | 0 | 0 | 0 | 0 | 0 | 0 | 0 | 0 | 0 | 0 | 0 | 0 | 0 | 0 | 0 | 0 | 0 | 0 | 0
F1_Commercial_Warehouse_New_Food Preparation_Natural Gas_Range_E5 | F1 | Commercial | Warehouse | New | Food Preparation | Natural Gas | Range | E5 | CCE | 0 | 0 | 0 | 0 | 0 | 0 | 0 | 0 | 0 | 0 | 0 | 0 | 0 | 0 | 0 | 0 | 0 | 0 | 0 | 0 | 0 | 0 | 0 | 0 | 0 | 0 | 0 | 0 | 0 | 0 | 0 | 0 | 0
F1_Commercial_Warehouse_New_Food Preparation_Natural Gas_Range_E6 | F1 | Commercial | Warehouse | New | Food Preparation | Natural Gas | Range | E6 | CCE | 0 | 0 | 0 | 0 | 0 | 0 | 0 | 0 | 0 | 0 | 0 | 0 | 0 | 0 | 0 | 0 | 0 | 0 | 0 | 0 | 0 | 0 | 0 | 0 | 0 | 0 | 0 | 0 | 0 | 0 | 0 | 0 | 0
F1_Commercial_Warehouse_New_Food Preparation_Natural Gas_Range_E7 | F1 | Commercial | Warehouse | New | Food Preparation | Natural Gas | Range | E7 | CCE | 0 | 0 | 0 | 0 | 0 | 0 | 0 | 0 | 0 | 0 | 0 | 0 | 0 | 0 | 0 | 0 | 0 | 0 | 0 | 0 | 0 | 0 | 0 | 0 | 0 | 0 | 0 | 0 | 0 | 0 | 0 | 0 | 0
F1_Commercial_Warehouse_New_Food Preparation_Natural Gas_Range_E8 | F1 | Commercial | Warehouse | New | Food Preparation | Natural Gas | Range | E8 | CCE | 0 | 0 | 0 | 0 | 0 | 0 | 0 | 0 | 0 | 0 | 0 | 0 | 0 | 0 | 0 | 0 | 0 | 0 | 0 | 0 | 0 | 0 | 0 | 0 | 0 | 0 | 0 | 0 | 0 | 0 | 0 | 0 | 0
F1_Commercial_Warehouse_New_Food Preparation_Natural Gas_Range_E9 | F1 | Commercial | Warehouse | New | Food Preparation | Natural Gas | Range | E9 | CCE | 0 | 0 | 0 | 0 | 0 | 0 | 0 | 0 | 0 | 0 | 0 | 0 | 0 | 0 | 0 | 0 | 0 | 0 | 0 | 0 | 0 | 0 | 0 | 0 | 0 | 0 | 0 | 0 | 0 | 0 | 0 | 0 | 0
F1_Commercial_Warehouse_New_Food Preparation_Natural Gas_Range_E10 | F1 | Commercial | Warehouse | New | Food Preparation | Natural Gas | Range | E10 | CCE | 0 | 0 | 0 | 0 | 0 | 0 | 0 | 0 | 0 | 0 | 0 | 0 | 0 | 0 | 0 | 0 | 0 | 0 | 0 | 0 | 0 | 0 | 0 | 0 | 0 | 0 | 0 | 0 | 0 | 0 | 0 | 0 | 0
F2_Commercial_Warehouse_New_Food Preparation_Natural Gas_Range_E1 | F2 | Commercial | Warehouse | New | Food Preparation | Natural Gas | Range | E1 | TRC BC Ratio | bar: 2019 to 2051
F2_Commercial_Warehouse_New_Food Preparation_Natural Gas_Range_E2 | F2 | Commercial | Warehouse | New | Food Preparation | Natural Gas | Range | E2 | TRC BC Ratio | 3238.1763 | 3237.6638 | 3253.2359 | 3229.2965 | 3214.742 | 3225.333 | 3257.2017 | 3282.3529 | 3313.5879 | 3343.0653 | 3372.7037 | 3399.9187 | 3429.0969 | 3459.5906 | 3488.7267 | 3518.3834 | 3548.5216 | 3581.2716 | 3615.4555 | 3651.453 | 3686.9037 | 3723.9437 | 3758.1113 | 3793.4744 | 3824.7719 | 3851.8132 | 3876.4326 | 3897.6637 | 3914.2981 | 3927.934 | 3935.3605 | 3940.3394 | 3940.3394
F2_Commercial_Warehouse_New_Food Preparation_Natural Gas_Range_E3 | F2 | Commercial | Warehouse | New | Food Preparation | Natural Gas | Range | E3 | TRC BC Ratio | 0 | 0 | 0 | 0 | 0 | 0 | 0 | 0 | 0 | 0 | 0 | 0 | 0 | 0 | 0 | 0 | 0 | 0 | 0 | 0 | 0 | 0 | 0 | 0 | 0 | 0 | 0 | 0 | 0 | 0 | 0 | 0 | 0
F2_Commercial_Warehouse_New_Food Preparation_Natural Gas_Range_E4 | F2 | Commercial | Warehouse | New | Food Preparation | Natural Gas | Range | E4 | TRC BC Ratio | 0 | 0 | 0 | 0 | 0 | 0 | 0 | 0 | 0 | 0 | 0 | 0 | 0 | 0 | 0 | 0 | 0 | 0 | 0 | 0 | 0 | 0 | 0 | 0 | 0 | 0 | 0 | 0 | 0 | 0 | 0 | 0 | 0
F2_Commercial_Warehouse_New_Food Preparation_Natural Gas_Range_E5 | F2 | Commercial | Warehouse | New | Food Preparation | Natural Gas | Range | E5 | TRC BC Ratio | 0 | 0 | 0 | 0 | 0 | 0 | 0 | 0 | 0 | 0 | 0 | 0 | 0 | 0 | 0 | 0 | 0 | 0 | 0 | 0 | 0 | 0 | 0 | 0 | 0 | 0 | 0 | 0 | 0 | 0 | 0 | 0 | 0
F2_Commercial_Warehouse_New_Food Preparation_Natural Gas_Range_E6 | F2 | Commercial | Warehouse | New | Food Preparation | Natural Gas | Range | E6 | TRC BC Ratio | 0 | 0 | 0 | 0 | 0 | 0 | 0 | 0 | 0 | 0 | 0 | 0 | 0 | 0 | 0 | 0 | 0 | 0 | 0 | 0 | 0 | 0 | 0 | 0 | 0 | 0 | 0 | 0 | 0 | 0 | 0 | 0 | 0
F2_Commercial_Warehouse_New_Food Preparation_Natural Gas_Range_E7 | F2 | Commercial | Warehouse | New | Food Preparation | Natural Gas | Range | E7 | TRC BC Ratio | 0 | 0 | 0 | 0 | 0 | 0 | 0 | 0 | 0 | 0 | 0 | 0 | 0 | 0 | 0 | 0 | 0 | 0 | 0 | 0 | 0 | 0 | 0 | 0 | 0 | 0 | 0 | 0 | 0 | 0 | 0 | 0 | 0
F2_Commercial_Warehouse_New_Food Preparation_Natural Gas_Range_E8 | F2 | Commercial | Warehouse | New | Food Preparation | Natural Gas | Range | E8 | TRC BC Ratio | 0 | 0 | 0 | 0 | 0 | 0 | 0 | 0 | 0 | 0 | 0 | 0 | 0 | 0 | 0 | 0 | 0 | 0 | 0 | 0 | 0 | 0 | 0 | 0 | 0 | 0 | 0 | 0 | 0 | 0 | 0 | 0 | 0
F2_Commercial_Warehouse_New_Food Preparation_Natural Gas_Range_E9 | F2 | Commercial | Warehouse | New | Food Preparation | Natural Gas | Range | E9 | TRC BC Ratio | 0 | 0 | 0 | 0 | 0 | 0 | 0 | 0 | 0 | 0 | 0 | 0 | 0 | 0 | 0 | 0 | 0 | 0 | 0 | 0 | 0 | 0 | 0 | 0 | 0 | 0 | 0 | 0 | 0 | 0 | 0 | 0 | 0
F2_Commercial_Warehouse_New_Food Preparation_Natural Gas_Range_E10 | F2 | Commercial | Warehouse | New | Food Preparation | Natural Gas | Range | E10 | TRC BC Ratio | 0 | 0 | 0 | 0 | 0 | 0 | 0 | 0 | 0 | 0 | 0 | 0 | 0 | 0 | 0 | 0 | 0 | 0 | 0 | 0 | 0 | 0 | 0 | 0 | 0 | 0 | 0 | 0 | 0 | 0 | 0 | 0 | 0
F3_Commercial_Warehouse_New_Food Preparation_Natural Gas_Range_E1 | F3 | Commercial | Warehouse | New | Food Preparation | Natural Gas | Range | E1 | PACT BC Ratio | bar: 2019 to 2051
F3_Commercial_Warehouse_New_Food Preparation_Natural Gas_Range_E2 | F3 | Commercial | Warehouse | New | Food Preparation | Natural Gas | Range | E2 | PACT BC Ratio | 4317.5684 | 4316.8851 | 4337.6479 | 4305.7287 | 4286.3226 | 4300.444 | 4342.9357 | 4376.4705 | 4418.1173 | 4457.4204 | 4496.9383 | 4533.2249 | 4572.1292 | 4612.7875 | 4651.6356 | 4691.1778 | 4731.3622 | 4775.0288 | 4820.6073 | 4868.604 | 4915.8716 | 4965.2582 | 5010.815 | 5057.9659 | 5099.6959 | 5135.7509 | 5168.5769 | 5196.8849 | 5219.0641 | 5237.2453 | 5247.1473 | 5253.7859 | 5253.7859
F3_Commercial_Warehouse_New_Food Preparation_Natural Gas_Range_E3 | F3 | Commercial | Warehouse | New | Food Preparation | Natural Gas | Range | E3 | PACT BC Ratio | 0 | 0 | 0 | 0 | 0 | 0 | 0 | 0 | 0 | 0 | 0 | 0 | 0 | 0 | 0 | 0 | 0 | 0 | 0 | 0 | 0 | 0 | 0 | 0 | 0 | 0 | 0 | 0 | 0 | 0 | 0 | 0 | 0
F3_Commercial_Warehouse_New_Food Preparation_Natural Gas_Range_E4 | F3 | Commercial | Warehouse | New | Food Preparation | Natural Gas | Range | E4 | PACT BC Ratio | 0 | 0 | 0 | 0 | 0 | 0 | 0 | 0 | 0 | 0 | 0 | 0 | 0 | 0 | 0 | 0 | 0 | 0 | 0 | 0 | 0 | 0 | 0 | 0 | 0 | 0 | 0 | 0 | 0 | 0 | 0 | 0 | 0
F3_Commercial_Warehouse_New_Food Preparation_Natural Gas_Range_E5 | F3 | Commercial | Warehouse | New | Food Preparation | Natural Gas | Range | E5 | PACT BC Ratio | 0 | 0 | 0 | 0 | 0 | 0 | 0 | 0 | 0 | 0 | 0 | 0 | 0 | 0 | 0 | 0 | 0 | 0 | 0 | 0 | 0 | 0 | 0 | 0 | 0 | 0 | 0 | 0 | 0 | 0 | 0 | 0 | 0
F3_Commercial_Warehouse_New_Food Preparation_Natural Gas_Range_E6 | F3 | Commercial | Warehouse | New | Food Preparation | Natural Gas | Range | E6 | PACT BC Ratio | 0 | 0 | 0 | 0 | 0 | 0 | 0 | 0 | 0 | 0 | 0 | 0 | 0 | 0 | 0 | 0 | 0 | 0 | 0 | 0 | 0 | 0 | 0 | 0 | 0 | 0 | 0 | 0 | 0 | 0 | 0 | 0 | 0
F3_Commercial_Warehouse_New_Food Preparation_Natural Gas_Range_E7 | F3 | Commercial | Warehouse | New | Food Preparation | Natural Gas | Range | E7 | PACT BC Ratio | 0 | 0 | 0 | 0 | 0 | 0 | 0 | 0 | 0 | 0 | 0 | 0 | 0 | 0 | 0 | 0 | 0 | 0 | 0 | 0 | 0 | 0 | 0 | 0 | 0 | 0 | 0 | 0 | 0 | 0 | 0 | 0 | 0
F3_Commercial_Warehouse_New_Food Preparation_Natural Gas_Range_E8 | F3 | Commercial | Warehouse | New | Food Preparation | Natural Gas | Range | E8 | PACT BC Ratio | 0 | 0 | 0 | 0 | 0 | 0 | 0 | 0 | 0 | 0 | 0 | 0 | 0 | 0 | 0 | 0 | 0 | 0 | 0 | 0 | 0 | 0 | 0 | 0 | 0 | 0 | 0 | 0 | 0 | 0 | 0 | 0 | 0
F3_Commercial_Warehouse_New_Food Preparation_Natural Gas_Range_E9 | F3 | Commercial | Warehouse | New | Food Preparation | Natural Gas | Range | E9 | PACT BC Ratio | 0 | 0 | 0 | 0 | 0 | 0 | 0 | 0 | 0 | 0 | 0 | 0 | 0 | 0 | 0 | 0 | 0 | 0 | 0 | 0 | 0 | 0 | 0 | 0 | 0 | 0 | 0 | 0 | 0 | 0 | 0 | 0 | 0
F3_Commercial_Warehouse_New_Food Preparation_Natural Gas_Range_E10 | F3 | Commercial | Warehouse | New | Food Preparation | Natural Gas | Range | E10 | PACT BC Ratio | 0 | 0 | 0 | 0 | 0 | 0 | 0 | 0 | 0 | 0 | 0 | 0 | 0 | 0 | 0 | 0 | 0 | 0 | 0 | 0 | 0 | 0 | 0 | 0 | 0 | 0 | 0 | 0 | 0 | 0 | 0 | 0 | 0
F4_Commercial_Warehouse_New_Food Preparation_Natural Gas_Range_E1 | F4 | Commercial | Warehouse | New | Food Preparation | Natural Gas | Range | E1 | RVT BC Ratio | bar: 2019 to 2051
F4_Commercial_Warehouse_New_Food Preparation_Natural Gas_Range_E2 | F4 | Commercial | Warehouse | New | Food Preparation | Natural Gas | Range | E2 | RVT BC Ratio | 4656.1553 | 4655.4185 | 4677.8062 | 4643.389 | 4622.4643 | 4637.6907 | 4683.5078 | 4719.667 | 4764.573 | 4806.9519 | 4849.5624 | 4888.6888 | 4930.6377 | 4974.4778 | 5016.3662 | 5059.0029 | 5102.332 | 5149.4159 | 5198.5613 | 5250.3142 | 5301.2809 | 5354.5324 | 5403.6544 | 5454.4953 | 5499.491 | 5538.3676 | 5573.7625 | 5604.2859 | 5628.2008 | 5647.8049 | 5658.4818 | 5665.6399 | 5665.6399
F4_Commercial_Warehouse_New_Food Preparation_Natural Gas_Range_E3 | F4 | Commercial | Warehouse | New | Food Preparation | Natural Gas | Range | E3 | RVT BC Ratio | 0 | 0 | 0 | 0 | 0 | 0 | 0 | 0 | 0 | 0 | 0 | 0 | 0 | 0 | 0 | 0 | 0 | 0 | 0 | 0 | 0 | 0 | 0 | 0 | 0 | 0 | 0 | 0 | 0 | 0 | 0 | 0 | 0
F4_Commercial_Warehouse_New_Food Preparation_Natural Gas_Range_E4 | F4 | Commercial | Warehouse | New | Food Preparation | Natural Gas | Range | E4 | RVT BC Ratio | 0 | 0 | 0 | 0 | 0 | 0 | 0 | 0 | 0 | 0 | 0 | 0 | 0 | 0 | 0 | 0 | 0 | 0 | 0 | 0 | 0 | 0 | 0 | 0 | 0 | 0 | 0 | 0 | 0 | 0 | 0 | 0 | 0
F4_Commercial_Warehouse_New_Food Preparation_Natural Gas_Range_E5 | F4 | Commercial | Warehouse | New | Food Preparation | Natural Gas | Range | E5 | RVT BC Ratio | 0 | 0 | 0 | 0 | 0 | 0 | 0 | 0 | 0 | 0 | 0 | 0 | 0 | 0 | 0 | 0 | 0 | 0 | 0 | 0 | 0 | 0 | 0 | 0 | 0 | 0 | 0 | 0 | 0 | 0 | 0 | 0 | 0
F4_Commercial_Warehouse_New_Food Preparation_Natural Gas_Range_E6 | F4 | Commercial | Warehouse | New | Food Preparation | Natural Gas | Range | E6 | RVT BC Ratio | 0 | 0 | 0 | 0 | 0 | 0 | 0 | 0 | 0 | 0 | 0 | 0 | 0 | 0 | 0 | 0 | 0 | 0 | 0 | 0 | 0 | 0 | 0 | 0 | 0 | 0 | 0 | 0 | 0 | 0 | 0 | 0 | 0
F4_Commercial_Warehouse_New_Food Preparation_Natural Gas_Range_E7 | F4 | Commercial | Warehouse | New | Food Preparation | Natural Gas | Range | E7 | RVT BC Ratio | 0 | 0 | 0 | 0 | 0 | 0 | 0 | 0 | 0 | 0 | 0 | 0 | 0 | 0 | 0 | 0 | 0 | 0 | 0 | 0 | 0 | 0 | 0 | 0 | 0 | 0 | 0 | 0 | 0 | 0 | 0 | 0 | 0
F4_Commercial_Warehouse_New_Food Preparation_Natural Gas_Range_E8 | F4 | Commercial | Warehouse | New | Food Preparation | Natural Gas | Range | E8 | RVT BC Ratio | 0 | 0 | 0 | 0 | 0 | 0 | 0 | 0 | 0 | 0 | 0 | 0 | 0 | 0 | 0 | 0 | 0 | 0 | 0 | 0 | 0 | 0 | 0 | 0 | 0 | 0 | 0 | 0 | 0 | 0 | 0 | 0 | 0
F4_Commercial_Warehouse_New_Food Preparation_Natural Gas_Range_E9 | F4 | Commercial | Warehouse | New | Food Preparation | Natural Gas | Range | E9 | RVT BC Ratio | 0 | 0 | 0 | 0 | 0 | 0 | 0 | 0 | 0 | 0 | 0 | 0 | 0 | 0 | 0 | 0 | 0 | 0 | 0 | 0 | 0 | 0 | 0 | 0 | 0 | 0 | 0 | 0 | 0 | 0 | 0 | 0 | 0
F4_Commercial_Warehouse_New_Food Preparation_Natural Gas_Range_E10 | F4 | Commercial | Warehouse | New | Food Preparation | Natural Gas | Range | E10 | RVT BC Ratio | 0 | 0 | 0 | 0 | 0 | 0 | 0 | 0 | 0 | 0 | 0 | 0 | 0 | 0 | 0 | 0 | 0 | 0 | 0 | 0 | 0 | 0 | 0 | 0 | 0 | 0 | 0 | 0 | 0 | 0 | 0 | 0 | 0
F5_Commercial_Warehouse_New_Food Preparation_Natural Gas_Range_E1 | F5 | Commercial | Warehouse | New | Food Preparation | Natural Gas | Range | E1 | RIM BC Ratio | bar: 2019 to 2051
F5_Commercial_Warehouse_New_Food Preparation_Natural Gas_Range_E2 | F5 | Commercial | Warehouse | New | Food Preparation | Natural Gas | Range | E2 | RIM BC Ratio | 0.83452 | 0.83452 | 0.83452 | 0.83452 | 0.83452 | 0.83452 | 0.83452 | 0.83452 | 0.83452 | 0.83452 | 0.83452 | 0.83453 | 0.83453 | 0.83453 | 0.83453 | 0.83453 | 0.83453 | 0.83453 | 0.83453 | 0.83454 | 0.83454 | 0.83454 | 0.83454 | 0.83454 | 0.83454 | 0.83454 | 0.83454 | 0.83455 | 0.83455 | 0.83455 | 0.83455 | 0.83455 | 0.83455
F5_Commercial_Warehouse_New_Food Preparation_Natural Gas_Range_E3 | F5 | Commercial | Warehouse | New | Food Preparation | Natural Gas | Range | E3 | RIM BC Ratio | 0 | 0 | 0 | 0 | 0 | 0 | 0 | 0 | 0 | 0 | 0 | 0 | 0 | 0 | 0 | 0 | 0 | 0 | 0 | 0 | 0 | 0 | 0 | 0 | 0 | 0 | 0 | 0 | 0 | 0 | 0 | 0 | 0
F5_Commercial_Warehouse_New_Food Preparation_Natural Gas_Range_E4 | F5 | Commercial | Warehouse | New | Food Preparation | Natural Gas | Range | E4 | RIM BC Ratio | 0 | 0 | 0 | 0 | 0 | 0 | 0 | 0 | 0 | 0 | 0 | 0 | 0 | 0 | 0 | 0 | 0 | 0 | 0 | 0 | 0 | 0 | 0 | 0 | 0 | 0 | 0 | 0 | 0 | 0 | 0 | 0 | 0
F5_Commercial_Warehouse_New_Food Preparation_Natural Gas_Range_E5 | F5 | Commercial | Warehouse | New | Food Preparation | Natural Gas | Range | E5 | RIM BC Ratio | 0 | 0 | 0 | 0 | 0 | 0 | 0 | 0 | 0 | 0 | 0 | 0 | 0 | 0 | 0 | 0 | 0 | 0 | 0 | 0 | 0 | 0 | 0 | 0 | 0 | 0 | 0 | 0 | 0 | 0 | 0 | 0 | 0
F5_Commercial_Warehouse_New_Food Preparation_Natural Gas_Range_E6 | F5 | Commercial | Warehouse | New | Food Preparation | Natural Gas | Range | E6 | RIM BC Ratio | 0 | 0 | 0 | 0 | 0 | 0 | 0 | 0 | 0 | 0 | 0 | 0 | 0 | 0 | 0 | 0 | 0 | 0 | 0 | 0 | 0 | 0 | 0 | 0 | 0 | 0 | 0 | 0 | 0 | 0 | 0 | 0 | 0
F5_Commercial_Warehouse_New_Food Preparation_Natural Gas_Range_E7 | F5 | Commercial | Warehouse | New | Food Preparation | Natural Gas | Range | E7 | RIM BC Ratio | 0 | 0 | 0 | 0 | 0 | 0 | 0 | 0 | 0 | 0 | 0 | 0 | 0 | 0 | 0 | 0 | 0 | 0 | 0 | 0 | 0 | 0 | 0 | 0 | 0 | 0 | 0 | 0 | 0 | 0 | 0 | 0 | 0
F5_Commercial_Warehouse_New_Food Preparation_Natural Gas_Range_E8 | F5 | Commercial | Warehouse | New | Food Preparation | Natural Gas | Range | E8 | RIM BC Ratio | 0 | 0 | 0 | 0 | 0 | 0 | 0 | 0 | 0 | 0 | 0 | 0 | 0 | 0 | 0 | 0 | 0 | 0 | 0 | 0 | 0 | 0 | 0 | 0 | 0 | 0 | 0 | 0 | 0 | 0 | 0 | 0 | 0
F5_Commercial_Warehouse_New_Food Preparation_Natural Gas_Range_E9 | F5 | Commercial | Warehouse | New | Food Preparation | Natural Gas | Range | E9 | RIM BC Ratio | 0 | 0 | 0 | 0 | 0 | 0 | 0 | 0 | 0 | 0 | 0 | 0 | 0 | 0 | 0 | 0 | 0 | 0 | 0 | 0 | 0 | 0 | 0 | 0 | 0 | 0 | 0 | 0 | 0 | 0 | 0 | 0 | 0
F5_Commercial_Warehouse_New_Food Preparation_Natural Gas_Range_E10 | F5 | Commercial | Warehouse | New | Food Preparation | Natural Gas | Range | E10 | RIM BC Ratio | 0 | 0 | 0 | 0 | 0 | 0 | 0 | 0 | 0 | 0 | 0 | 0 | 0 | 0 | 0 | 0 | 0 | 0 | 0 | 0 | 0 | 0 | 0 | 0 | 0 | 0 | 0 | 0 | 0 | 0 | 0 | 0 | 0
F0_Commercial_Warehouse_New_Food Preparation_Natural Gas_Steamer_E0 | F0 | Commercial | Warehouse | New | Food Preparation | Natural Gas | Steamer | E0 | Economic Unit | ENERGY STAR | ENERGY STAR | ENERGY STAR | ENERGY STAR | ENERGY STAR | ENERGY STAR | ENERGY STAR | ENERGY STAR | ENERGY STAR | ENERGY STAR | ENERGY STAR | ENERGY STAR | ENERGY STAR | ENERGY STAR | ENERGY STAR | ENERGY STAR | ENERGY STAR | ENERGY STAR | ENERGY STAR | ENERGY STAR | ENERGY STAR | ENERGY STAR | ENERGY STAR | ENERGY STAR | ENERGY STAR | ENERGY STAR | ENERGY STAR | ENERGY STAR | ENERGY STAR | ENERGY STAR | ENERGY STAR | ENERGY STAR | ENERGY STAR
F1_Commercial_Warehouse_New_Food Preparation_Natural Gas_Steamer_E1 | F1 | Commercial | Warehouse | New | Food Preparation | Natural Gas | Steamer | E1 | CCE | 0 | 0 | 0 | 0 | 0 | 0 | 0 | 0 | 0 | 0 | 0 | 0 | 0 | 0 | 0 | 0 | 0 | 0 | 0 | 0 | 0 | 0 | 0 | 0 | 0 | 0 | 0 | 0 | 0 | 0 | 0 | 0 | 0
F1_Commercial_Warehouse_New_Food Preparation_Natural Gas_Steamer_E2 | F1 | Commercial | Warehouse | New | Food Preparation | Natural Gas | Steamer | E2 | CCE | 0.11364 | 0.11765 | 0.10562 | 0 | 0 | 0 | 0 | 0 | 0 | 0 | 0 | 0 | 0 | 0 | 0 | 0 | 0 | 0 | 0 | 0 | 0 | 0 | 0 | 0 | 0 | 0 | 0 | 0 | 0 | 0 | 0 | 0 | 0
F1_Commercial_Warehouse_New_Food Preparation_Natural Gas_Steamer_E3 | F1 | Commercial | Warehouse | New | Food Preparation | Natural Gas | Steamer | E3 | CCE | 0 | 0 | 0 | 0 | 0 | 0 | 0 | 0 | 0 | 0 | 0 | 0 | 0 | 0 | 0 | 0 | 0 | 0 | 0 | 0 | 0 | 0 | 0 | 0 | 0 | 0 | 0 | 0 | 0 | 0 | 0 | 0 | 0
F1_Commercial_Warehouse_New_Food Preparation_Natural Gas_Steamer_E4 | F1 | Commercial | Warehouse | New | Food Preparation | Natural Gas | Steamer | E4 | CCE | 0 | 0 | 0 | 0 | 0 | 0 | 0 | 0 | 0 | 0 | 0 | 0 | 0 | 0 | 0 | 0 | 0 | 0 | 0 | 0 | 0 | 0 | 0 | 0 | 0 | 0 | 0 | 0 | 0 | 0 | 0 | 0 | 0
F1_Commercial_Warehouse_New_Food Preparation_Natural Gas_Steamer_E5 | F1 | Commercial | Warehouse | New | Food Preparation | Natural Gas | Steamer | E5 | CCE | 0 | 0 | 0 | 0 | 0 | 0 | 0 | 0 | 0 | 0 | 0 | 0 | 0 | 0 | 0 | 0 | 0 | 0 | 0 | 0 | 0 | 0 | 0 | 0 | 0 | 0 | 0 | 0 | 0 | 0 | 0 | 0 | 0
F1_Commercial_Warehouse_New_Food Preparation_Natural Gas_Steamer_E6 | F1 | Commercial | Warehouse | New | Food Preparation | Natural Gas | Steamer | E6 | CCE | 0 | 0 | 0 | 0 | 0 | 0 | 0 | 0 | 0 | 0 | 0 | 0 | 0 | 0 | 0 | 0 | 0 | 0 | 0 | 0 | 0 | 0 | 0 | 0 | 0 | 0 | 0 | 0 | 0 | 0 | 0 | 0 | 0
F1_Commercial_Warehouse_New_Food Preparation_Natural Gas_Steamer_E7 | F1 | Commercial | Warehouse | New | Food Preparation | Natural Gas | Steamer | E7 | CCE | 0 | 0 | 0 | 0 | 0 | 0 | 0 | 0 | 0 | 0 | 0 | 0 | 0 | 0 | 0 | 0 | 0 | 0 | 0 | 0 | 0 | 0 | 0 | 0 | 0 | 0 | 0 | 0 | 0 | 0 | 0 | 0 | 0
F1_Commercial_Warehouse_New_Food Preparation_Natural Gas_Steamer_E8 | F1 | Commercial | Warehouse | New | Food Preparation | Natural Gas | Steamer | E8 | CCE | 0 | 0 | 0 | 0 | 0 | 0 | 0 | 0 | 0 | 0 | 0 | 0 | 0 | 0 | 0 | 0 | 0 | 0 | 0 | 0 | 0 | 0 | 0 | 0 | 0 | 0 | 0 | 0 | 0 | 0 | 0 | 0 | 0
F1_Commercial_Warehouse_New_Food Preparation_Natural Gas_Steamer_E9 | F1 | Commercial | Warehouse | New | Food Preparation | Natural Gas | Steamer | E9 | CCE | 0 | 0 | 0 | 0 | 0 | 0 | 0 | 0 | 0 | 0 | 0 | 0 | 0 | 0 | 0 | 0 | 0 | 0 | 0 | 0 | 0 | 0 | 0 | 0 | 0 | 0 | 0 | 0 | 0 | 0 | 0 | 0 | 0
F1_Commercial_Warehouse_New_Food Preparation_Natural Gas_Steamer_E10 | F1 | Commercial | Warehouse | New | Food Preparation | Natural Gas | Steamer | E10 | CCE | 0 | 0 | 0 | 0 | 0 | 0 | 0 | 0 | 0 | 0 | 0 | 0 | 0 | 0 | 0 | 0 | 0 | 0 | 0 | 0 | 0 | 0 | 0 | 0 | 0 | 0 | 0 | 0 | 0 | 0 | 0 | 0 | 0
F2_Commercial_Warehouse_New_Food Preparation_Natural Gas_Steamer_E1 | F2 | Commercial | Warehouse | New | Food Preparation | Natural Gas | Steamer | E1 | TRC BC Ratio | 1 | 1 | 1 | 0 | 0 | 0 | 0 | 0 | 0 | 0 | 0 | 0 | 0 | 0 | 0 | 0 | 0 | 0 | 0 | 0 | 0 | 0 | 0 | 0 | 0 | 0 | 0 | 0 | 0 | 0 | 0 | 0 | 0
F2_Commercial_Warehouse_New_Food Preparation_Natural Gas_Steamer_E2 | F2 | Commercial | Warehouse | New | Food Preparation | Natural Gas | Steamer | E2 | TRC BC Ratio | 14.4302 | 14.4472 | 14.5249 | 1 | 1 | 1 | 1 | 1 | 1 | 1 | 1 | 1 | 1 | 1 | 1 | 1 | 1 | 1 | 1 | 1 | 1 | 1 | 1 | 1 | 1 | 1 | 1 | 1 | 1 | 1 | 1 | 1 | 1
F2_Commercial_Warehouse_New_Food Preparation_Natural Gas_Steamer_E3 | F2 | Commercial | Warehouse | New | Food Preparation | Natural Gas | Steamer | E3 | TRC BC Ratio | 0 | 0 | 0 | 0 | 0 | 0 | 0 | 0 | 0 | 0 | 0 | 0 | 0 | 0 | 0 | 0 | 0 | 0 | 0 | 0 | 0 | 0 | 0 | 0 | 0 | 0 | 0 | 0 | 0 | 0 | 0 | 0 | 0
F2_Commercial_Warehouse_New_Food Preparation_Natural Gas_Steamer_E4 | F2 | Commercial | Warehouse | New | Food Preparation | Natural Gas | Steamer | E4 | TRC BC Ratio | 0 | 0 | 0 | 0 | 0 | 0 | 0 | 0 | 0 | 0 | 0 | 0 | 0 | 0 | 0 | 0 | 0 | 0 | 0 | 0 | 0 | 0 | 0 | 0 | 0 | 0 | 0 | 0 | 0 | 0 | 0 | 0 | 0
F2_Commercial_Warehouse_New_Food Preparation_Natural Gas_Steamer_E5 | F2 | Commercial | Warehouse | New | Food Preparation | Natural Gas | Steamer | E5 | TRC BC Ratio | 0 | 0 | 0 | 0 | 0 | 0 | 0 | 0 | 0 | 0 | 0 | 0 | 0 | 0 | 0 | 0 | 0 | 0 | 0 | 0 | 0 | 0 | 0 | 0 | 0 | 0 | 0 | 0 | 0 | 0 | 0 | 0 | 0
F2_Commercial_Warehouse_New_Food Preparation_Natural Gas_Steamer_E6 | F2 | Commercial | Warehouse | New | Food Preparation | Natural Gas | Steamer | E6 | TRC BC Ratio | 0 | 0 | 0 | 0 | 0 | 0 | 0 | 0 | 0 | 0 | 0 | 0 | 0 | 0 | 0 | 0 | 0 | 0 | 0 | 0 | 0 | 0 | 0 | 0 | 0 | 0 | 0 | 0 | 0 | 0 | 0 | 0 | 0
F2_Commercial_Warehouse_New_Food Preparation_Natural Gas_Steamer_E7 | F2 | Commercial | Warehouse | New | Food Preparation | Natural Gas | Steamer | E7 | TRC BC Ratio | 0 | 0 | 0 | 0 | 0 | 0 | 0 | 0 | 0 | 0 | 0 | 0 | 0 | 0 | 0 | 0 | 0 | 0 | 0 | 0 | 0 | 0 | 0 | 0 | 0 | 0 | 0 | 0 | 0 | 0 | 0 | 0 | 0
F2_Commercial_Warehouse_New_Food Preparation_Natural Gas_Steamer_E8 | F2 | Commercial | Warehouse | New | Food Preparation | Natural Gas | Steamer | E8 | TRC BC Ratio | 0 | 0 | 0 | 0 | 0 | 0 | 0 | 0 | 0 | 0 | 0 | 0 | 0 | 0 | 0 | 0 | 0 | 0 | 0 | 0 | 0 | 0 | 0 | 0 | 0 | 0 | 0 | 0 | 0 | 0 | 0 | 0 | 0
F2_Commercial_Warehouse_New_Food Preparation_Natural Gas_Steamer_E9 | F2 | Commercial | Warehouse | New | Food Preparation | Natural Gas | Steamer | E9 | TRC BC Ratio | 0 | 0 | 0 | 0 | 0 | 0 | 0 | 0 | 0 | 0 | 0 | 0 | 0 | 0 | 0 | 0 | 0 | 0 | 0 | 0 | 0 | 0 | 0 | 0 | 0 | 0 | 0 | 0 | 0 | 0 | 0 | 0 | 0
F2_Commercial_Warehouse_New_Food Preparation_Natural Gas_Steamer_E10 | F2 | Commercial | Warehouse | New | Food Preparation | Natural Gas | Steamer | E10 | TRC BC Ratio | 0 | 0 | 0 | 0 | 0 | 0 | 0 | 0 | 0 | 0 | 0 | 0 | 0 | 0 | 0 | 0 | 0 | 0 | 0 | 0 | 0 | 0 | 0 | 0 | 0 | 0 | 0 | 0 | 0 | 0 | 0 | 0 | 0
F3_Commercial_Warehouse_New_Food Preparation_Natural Gas_Steamer_E1 | F3 | Commercial | Warehouse | New | Food Preparation | Natural Gas | Steamer | E1 | PACT BC Ratio | 1 | 1 | 1 | 0 | 0 | 0 | 0 | 0 | 0 | 0 | 0 | 0 | 0 | 0 | 0 | 0 | 0 | 0 | 0 | 0 | 0 | 0 | 0 | 0 | 0 | 0 | 0 | 0 | 0 | 0 | 0 | 0 | 0
F3_Commercial_Warehouse_New_Food Preparation_Natural Gas_Steamer_E2 | F3 | Commercial | Warehouse | New | Food Preparation | Natural Gas | Steamer | E2 | PACT BC Ratio | 19.2403 | 19.2629 | 19.3665 | 1 | 1 | 1 | 1 | 1 | 1 | 1 | 1 | 1 | 1 | 1 | 1 | 1 | 1 | 1 | 1 | 1 | 1 | 1 | 1 | 1 | 1 | 1 | 1 | 1 | 1 | 1 | 1 | 1 | 1
F3_Commercial_Warehouse_New_Food Preparation_Natural Gas_Steamer_E3 | F3 | Commercial | Warehouse | New | Food Preparation | Natural Gas | Steamer | E3 | PACT BC Ratio | 0 | 0 | 0 | 0 | 0 | 0 | 0 | 0 | 0 | 0 | 0 | 0 | 0 | 0 | 0 | 0 | 0 | 0 | 0 | 0 | 0 | 0 | 0 | 0 | 0 | 0 | 0 | 0 | 0 | 0 | 0 | 0 | 0
F3_Commercial_Warehouse_New_Food Preparation_Natural Gas_Steamer_E4 | F3 | Commercial | Warehouse | New | Food Preparation | Natural Gas | Steamer | E4 | PACT BC Ratio | 0 | 0 | 0 | 0 | 0 | 0 | 0 | 0 | 0 | 0 | 0 | 0 | 0 | 0 | 0 | 0 | 0 | 0 | 0 | 0 | 0 | 0 | 0 | 0 | 0 | 0 | 0 | 0 | 0 | 0 | 0 | 0 | 0
F3_Commercial_Warehouse_New_Food Preparation_Natural Gas_Steamer_E5 | F3 | Commercial | Warehouse | New | Food Preparation | Natural Gas | Steamer | E5 | PACT BC Ratio | 0 | 0 | 0 | 0 | 0 | 0 | 0 | 0 | 0 | 0 | 0 | 0 | 0 | 0 | 0 | 0 | 0 | 0 | 0 | 0 | 0 | 0 | 0 | 0 | 0 | 0 | 0 | 0 | 0 | 0 | 0 | 0 | 0
F3_Commercial_Warehouse_New_Food Preparation_Natural Gas_Steamer_E6 | F3 | Commercial | Warehouse | New | Food Preparation | Natural Gas | Steamer | E6 | PACT BC Ratio | 0 | 0 | 0 | 0 | 0 | 0 | 0 | 0 | 0 | 0 | 0 | 0 | 0 | 0 | 0 | 0 | 0 | 0 | 0 | 0 | 0 | 0 | 0 | 0 | 0 | 0 | 0 | 0 | 0 | 0 | 0 | 0 | 0
F3_Commercial_Warehouse_New_Food Preparation_Natural Gas_Steamer_E7 | F3 | Commercial | Warehouse | New | Food Preparation | Natural Gas | Steamer | E7 | PACT BC Ratio | 0 | 0 | 0 | 0 | 0 | 0 | 0 | 0 | 0 | 0 | 0 | 0 | 0 | 0 | 0 | 0 | 0 | 0 | 0 | 0 | 0 | 0 | 0 | 0 | 0 | 0 | 0 | 0 | 0 | 0 | 0 | 0 | 0
F3_Commercial_Warehouse_New_Food Preparation_Natural Gas_Steamer_E8 | F3 | Commercial | Warehouse | New | Food Preparation | Natural Gas | Steamer | E8 | PACT BC Ratio | 0 | 0 | 0 | 0 | 0 | 0 | 0 | 0 | 0 | 0 | 0 | 0 | 0 | 0 | 0 | 0 | 0 | 0 | 0 | 0 | 0 | 0 | 0 | 0 | 0 | 0 | 0 | 0 | 0 | 0 | 0 | 0 | 0
F3_Commercial_Warehouse_New_Food Preparation_Natural Gas_Steamer_E9 | F3 | Commercial | Warehouse | New | Food Preparation | Natural Gas | Steamer | E9 | PACT BC Ratio | 0 | 0 | 0 | 0 | 0 | 0 | 0 | 0 | 0 | 0 | 0 | 0 | 0 | 0 | 0 | 0 | 0 | 0 | 0 | 0 | 0 | 0 | 0 | 0 | 0 | 0 | 0 | 0 | 0 | 0 | 0 | 0 | 0
F3_Commercial_Warehouse_New_Food Preparation_Natural Gas_Steamer_E10 | F3 | Commercial | Warehouse | New | Food Preparation | Natural Gas | Steamer | E10 | PACT BC Ratio | 0 | 0 | 0 | 0 | 0 | 0 | 0 | 0 | 0 | 0 | 0 | 0 | 0 | 0 | 0 | 0 | 0 | 0 | 0 | 0 | 0 | 0 | 0 | 0 | 0 | 0 | 0 | 0 | 0 | 0 | 0 | 0 | 0
F4_Commercial_Warehouse_New_Food Preparation_Natural Gas_Steamer_E1 | F4 | Commercial | Warehouse | New | Food Preparation | Natural Gas | Steamer | E1 | RVT BC Ratio | 1 | 1 | 1 | 0 | 0 | 0 | 0 | 0 | 0 | 0 | 0 | 0 | 0 | 0 | 0 | 0 | 0 | 0 | 0 | 0 | 0 | 0 | 0 | 0 | 0 | 0 | 0 | 0 | 0 | 0 | 0 | 0 | 0
F4_Commercial_Warehouse_New_Food Preparation_Natural Gas_Steamer_E2 | F4 | Commercial | Warehouse | New | Food Preparation | Natural Gas | Steamer | E2 | RVT BC Ratio | 21.446 | 21.4704 | 21.5821 | 1 | 1 | 1 | 1 | 1 | 1 | 1 | 1 | 1 | 1 | 1 | 1 | 1 | 1 | 1 | 1 | 1 | 1 | 1 | 1 | 1 | 1 | 1 | 1 | 1 | 1 | 1 | 1 | 1 | 1
F4_Commercial_Warehouse_New_Food Preparation_Natural Gas_Steamer_E3 | F4 | Commercial | Warehouse | New | Food Preparation | Natural Gas | Steamer | E3 | RVT BC Ratio | 0 | 0 | 0 | 0 | 0 | 0 | 0 | 0 | 0 | 0 | 0 | 0 | 0 | 0 | 0 | 0 | 0 | 0 | 0 | 0 | 0 | 0 | 0 | 0 | 0 | 0 | 0 | 0 | 0 | 0 | 0 | 0 | 0
F4_Commercial_Warehouse_New_Food Preparation_Natural Gas_Steamer_E4 | F4 | Commercial | Warehouse | New | Food Preparation | Natural Gas | Steamer | E4 | RVT BC Ratio | 0 | 0 | 0 | 0 | 0 | 0 | 0 | 0 | 0 | 0 | 0 | 0 | 0 | 0 | 0 | 0 | 0 | 0 | 0 | 0 | 0 | 0 | 0 | 0 | 0 | 0 | 0 | 0 | 0 | 0 | 0 | 0 | 0
F4_Commercial_Warehouse_New_Food Preparation_Natural Gas_Steamer_E5 | F4 | Commercial | Warehouse | New | Food Preparation | Natural Gas | Steamer | E5 | RVT BC Ratio | 0 | 0 | 0 | 0 | 0 | 0 | 0 | 0 | 0 | 0 | 0 | 0 | 0 | 0 | 0 | 0 | 0 | 0 | 0 | 0 | 0 | 0 | 0 | 0 | 0 | 0 | 0 | 0 | 0 | 0 | 0 | 0 | 0
F4_Commercial_Warehouse_New_Food Preparation_Natural Gas_Steamer_E6 | F4 | Commercial | Warehouse | New | Food Preparation | Natural Gas | Steamer | E6 | RVT BC Ratio | 0 | 0 | 0 | 0 | 0 | 0 | 0 | 0 | 0 | 0 | 0 | 0 | 0 | 0 | 0 | 0 | 0 | 0 | 0 | 0 | 0 | 0 | 0 | 0 | 0 | 0 | 0 | 0 | 0 | 0 | 0 | 0 | 0
F4_Commercial_Warehouse_New_Food Preparation_Natural Gas_Steamer_E7 | F4 | Commercial | Warehouse | New | Food Preparation | Natural Gas | Steamer | E7 | RVT BC Ratio | 0 | 0 | 0 | 0 | 0 | 0 | 0 | 0 | 0 | 0 | 0 | 0 | 0 | 0 | 0 | 0 | 0 | 0 | 0 | 0 | 0 | 0 | 0 | 0 | 0 | 0 | 0 | 0 | 0 | 0 | 0 | 0 | 0
F4_Commercial_Warehouse_New_Food Preparation_Natural Gas_Steamer_E8 | F4 | Commercial | Warehouse | New | Food Preparation | Natural Gas | Steamer | E8 | RVT BC Ratio | 0 | 0 | 0 | 0 | 0 | 0 | 0 | 0 | 0 | 0 | 0 | 0 | 0 | 0 | 0 | 0 | 0 | 0 | 0 | 0 | 0 | 0 | 0 | 0 | 0 | 0 | 0 | 0 | 0 | 0 | 0 | 0 | 0
F4_Commercial_Warehouse_New_Food Preparation_Natural Gas_Steamer_E9 | F4 | Commercial | Warehouse | New | Food Preparation | Natural Gas | Steamer | E9 | RVT BC Ratio | 0 | 0 | 0 | 0 | 0 | 0 | 0 | 0 | 0 | 0 | 0 | 0 | 0 | 0 | 0 | 0 | 0 | 0 | 0 | 0 | 0 | 0 | 0 | 0 | 0 | 0 | 0 | 0 | 0 | 0 | 0 | 0 | 0
F4_Commercial_Warehouse_New_Food Preparation_Natural Gas_Steamer_E10 | F4 | Commercial | Warehouse | New | Food Preparation | Natural Gas | Steamer | E10 | RVT BC Ratio | 0 | 0 | 0 | 0 | 0 | 0 | 0 | 0 | 0 | 0 | 0 | 0 | 0 | 0 | 0 | 0 | 0 | 0 | 0 | 0 | 0 | 0 | 0 | 0 | 0 | 0 | 0 | 0 | 0 | 0 | 0 | 0 | 0
F5_Commercial_Warehouse_New_Food Preparation_Natural Gas_Steamer_E1 | F5 | Commercial | Warehouse | New | Food Preparation | Natural Gas | Steamer | E1 | RIM BC Ratio | 1 | 1 | 1 | 0 | 0 | 0 | 0 | 0 | 0 | 0 | 0 | 0 | 0 | 0 | 0 | 0 | 0 | 0 | 0 | 0 | 0 | 0 | 0 | 0 | 0 | 0 | 0 | 0 | 0 | 0 | 0 | 0 | 0
F5_Commercial_Warehouse_New_Food Preparation_Natural Gas_Steamer_E2 | F5 | Commercial | Warehouse | New | Food Preparation | Natural Gas | Steamer | E2 | RIM BC Ratio | 0.79997 | 0.80001 | 0.80019 | 1 | 1 | 1 | 1 | 1 | 1 | 1 | 1 | 1 | 1 | 1 | 1 | 1 | 1 | 1 | 1 | 1 | 1 | 1 | 1 | 1 | 1 | 1 | 1 | 1 | 1 | 1 | 1 | 1 | 1
F5_Commercial_Warehouse_New_Food Preparation_Natural Gas_Steamer_E3 | F5 | Commercial | Warehouse | New | Food Preparation | Natural Gas | Steamer | E3 | RIM BC Ratio | 0 | 0 | 0 | 0 | 0 | 0 | 0 | 0 | 0 | 0 | 0 | 0 | 0 | 0 | 0 | 0 | 0 | 0 | 0 | 0 | 0 | 0 | 0 | 0 | 0 | 0 | 0 | 0 | 0 | 0 | 0 | 0 | 0
F5_Commercial_Warehouse_New_Food Preparation_Natural Gas_Steamer_E4 | F5 | Commercial | Warehouse | New | Food Preparation | Natural Gas | Steamer | E4 | RIM BC Ratio | 0 | 0 | 0 | 0 | 0 | 0 | 0 | 0 | 0 | 0 | 0 | 0 | 0 | 0 | 0 | 0 | 0 | 0 | 0 | 0 | 0 | 0 | 0 | 0 | 0 | 0 | 0 | 0 | 0 | 0 | 0 | 0 | 0
F5_Commercial_Warehouse_New_Food Preparation_Natural Gas_Steamer_E5 | F5 | Commercial | Warehouse | New | Food Preparation | Natural Gas | Steamer | E5 | RIM BC Ratio | 0 | 0 | 0 | 0 | 0 | 0 | 0 | 0 | 0 | 0 | 0 | 0 | 0 | 0 | 0 | 0 | 0 | 0 | 0 | 0 | 0 | 0 | 0 | 0 | 0 | 0 | 0 | 0 | 0 | 0 | 0 | 0 | 0
F5_Commercial_Warehouse_New_Food Preparation_Natural Gas_Steamer_E6 | F5 | Commercial | Warehouse | New | Food Preparation | Natural Gas | Steamer | E6 | RIM BC Ratio | 0 | 0 | 0 | 0 | 0 | 0 | 0 | 0 | 0 | 0 | 0 | 0 | 0 | 0 | 0 | 0 | 0 | 0 | 0 | 0 | 0 | 0 | 0 | 0 | 0 | 0 | 0 | 0 | 0 | 0 | 0 | 0 | 0
F5_Commercial_Warehouse_New_Food Preparation_Natural Gas_Steamer_E7 | F5 | Commercial | Warehouse | New | Food Preparation | Natural Gas | Steamer | E7 | RIM BC Ratio | 0 | 0 | 0 | 0 | 0 | 0 | 0 | 0 | 0 | 0 | 0 | 0 | 0 | 0 | 0 | 0 | 0 | 0 | 0 | 0 | 0 | 0 | 0 | 0 | 0 | 0 | 0 | 0 | 0 | 0 | 0 | 0 | 0
F5_Commercial_Warehouse_New_Food Preparation_Natural Gas_Steamer_E8 | F5 | Commercial | Warehouse | New | Food Preparation | Natural Gas | Steamer | E8 | RIM BC Ratio | 0 | 0 | 0 | 0 | 0 | 0 | 0 | 0 | 0 | 0 | 0 | 0 | 0 | 0 | 0 | 0 | 0 | 0 | 0 | 0 | 0 | 0 | 0 | 0 | 0 | 0 | 0 | 0 | 0 | 0 | 0 | 0 | 0
F5_Commercial_Warehouse_New_Food Preparation_Natural Gas_Steamer_E9 | F5 | Commercial | Warehouse | New | Food Preparation | Natural Gas | Steamer | E9 | RIM BC Ratio | 0 | 0 | 0 | 0 | 0 | 0 | 0 | 0 | 0 | 0 | 0 | 0 | 0 | 0 | 0 | 0 | 0 | 0 | 0 | 0 | 0 | 0 | 0 | 0 | 0 | 0 | 0 | 0 | 0 | 0 | 0 | 0 | 0
F5_Commercial_Warehouse_New_Food Preparation_Natural Gas_Steamer_E10 | F5 | Commercial | Warehouse | New | Food Preparation | Natural Gas | Steamer | E10 | RIM BC Ratio | 0 | 0 | 0 | 0 | 0 | 0 | 0 | 0 | 0 | 0 | 0 | 0 | 0 | 0 | 0 | 0 | 0 | 0 | 0 | 0 | 0 | 0 | 0 | 0 | 0 | 0 | 0 | 0 | 0 | 0 | 0 | 0 | 0
F0_Commercial_Warehouse_New_Food Preparation_Natural Gas_Food Prep Other_E0 | F0 | Commercial | Warehouse | New | Food Preparation | Natural Gas | Food Prep Other | E0 | Economic Unit | Standard | Standard | Standard | Standard | Standard | Standard | Standard | Standard | Standard | Standard | Standard | Standard | Standard | Standard | Standard | Standard | Standard | Standard | Standard | Standard | Standard | Standard | Standard | Standard | Standard | Standard | Standard | Standard | Standard | Standard | Standard | Standard | Standard
F1_Commercial_Warehouse_New_Food Preparation_Natural Gas_Food Prep Other_E1 | F1 | Commercial | Warehouse | New | Food Preparation | Natural Gas | Food Prep Other | E1 | CCE | 0 | 0 | 0 | 0 | 0 | 0 | 0 | 0 | 0 | 0 | 0 | 0 | 0 | 0 | 0 | 0 | 0 | 0 | 0 | 0 | 0 | 0 | 0 | 0 | 0 | 0 | 0 | 0 | 0 | 0 | 0 | 0 | 0
F1_Commercial_Warehouse_New_Food Preparation_Natural Gas_Food Prep Other_E2 | F1 | Commercial | Warehouse | New | Food Preparation | Natural Gas | Food Prep Other | E2 | CCE | 16.9852 | 17.5855 | 15.7861 | 16.0821 | 16.0821 | 16.0821 | 16.0821 | 16.0821 | 16.0821 | 16.0821 | 16.0821 | 16.0821 | 16.0821 | 16.0821 | 16.0821 | 16.0821 | 16.0821 | 16.0821 | 16.0821 | 16.0821 | 16.0821 | 16.0821 | 16.0821 | 16.0821 | 16.0821 | 16.0821 | 16.0821 | 16.0821 | 16.0821 | 16.0821 | 16.0821 | 16.0821 | 16.0821
F1_Commercial_Warehouse_New_Food Preparation_Natural Gas_Food Prep Other_E3 | F1 | Commercial | Warehouse | New | Food Preparation | Natural Gas | Food Prep Other | E3 | CCE | 0 | 0 | 0 | 0 | 0 | 0 | 0 | 0 | 0 | 0 | 0 | 0 | 0 | 0 | 0 | 0 | 0 | 0 | 0 | 0 | 0 | 0 | 0 | 0 | 0 | 0 | 0 | 0 | 0 | 0 | 0 | 0 | 0
F1_Commercial_Warehouse_New_Food Preparation_Natural Gas_Food Prep Other_E4 | F1 | Commercial | Warehouse | New | Food Preparation | Natural Gas | Food Prep Other | E4 | CCE | 0 | 0 | 0 | 0 | 0 | 0 | 0 | 0 | 0 | 0 | 0 | 0 | 0 | 0 | 0 | 0 | 0 | 0 | 0 | 0 | 0 | 0 | 0 | 0 | 0 | 0 | 0 | 0 | 0 | 0 | 0 | 0 | 0
F1_Commercial_Warehouse_New_Food Preparation_Natural Gas_Food Prep Other_E5 | F1 | Commercial | Warehouse | New | Food Preparation | Natural Gas | Food Prep Other | E5 | CCE | 0 | 0 | 0 | 0 | 0 | 0 | 0 | 0 | 0 | 0 | 0 | 0 | 0 | 0 | 0 | 0 | 0 | 0 | 0 | 0 | 0 | 0 | 0 | 0 | 0 | 0 | 0 | 0 | 0 | 0 | 0 | 0 | 0
F1_Commercial_Warehouse_New_Food Preparation_Natural Gas_Food Prep Other_E6 | F1 | Commercial | Warehouse | New | Food Preparation | Natural Gas | Food Prep Other | E6 | CCE | 0 | 0 | 0 | 0 | 0 | 0 | 0 | 0 | 0 | 0 | 0 | 0 | 0 | 0 | 0 | 0 | 0 | 0 | 0 | 0 | 0 | 0 | 0 | 0 | 0 | 0 | 0 | 0 | 0 | 0 | 0 | 0 | 0
F1_Commercial_Warehouse_New_Food Preparation_Natural Gas_Food Prep Other_E7 | F1 | Commercial | Warehouse | New | Food Preparation | Natural Gas | Food Prep Other | E7 | CCE | 0 | 0 | 0 | 0 | 0 | 0 | 0 | 0 | 0 | 0 | 0 | 0 | 0 | 0 | 0 | 0 | 0 | 0 | 0 | 0 | 0 | 0 | 0 | 0 | 0 | 0 | 0 | 0 | 0 | 0 | 0 | 0 | 0
F1_Commercial_Warehouse_New_Food Preparation_Natural Gas_Food Prep Other_E8 | F1 | Commercial | Warehouse | New | Food Preparation | Natural Gas | Food Prep Other | E8 | CCE | 0 | 0 | 0 | 0 | 0 | 0 | 0 | 0 | 0 | 0 | 0 | 0 | 0 | 0 | 0 | 0 | 0 | 0 | 0 | 0 | 0 | 0 | 0 | 0 | 0 | 0 | 0 | 0 | 0 | 0 | 0 | 0 | 0
F1_Commercial_Warehouse_New_Food Preparation_Natural Gas_Food Prep Other_E9 | F1 | Commercial | Warehouse | New | Food Preparation | Natural Gas | Food Prep Other | E9 | CCE | 0 | 0 | 0 | 0 | 0 | 0 | 0 | 0 | 0 | 0 | 0 | 0 | 0 | 0 | 0 | 0 | 0 | 0 | 0 | 0 | 0 | 0 | 0 | 0 | 0 | 0 | 0 | 0 | 0 | 0 | 0 | 0 | 0
F1_Commercial_Warehouse_New_Food Preparation_Natural Gas_Food Prep Other_E10 | F1 | Commercial | Warehouse | New | Food Preparation | Natural Gas | Food Prep Other | E10 | CCE | 0 | 0 | 0 | 0 | 0 | 0 | 0 | 0 | 0 | 0 | 0 | 0 | 0 | 0 | 0 | 0 | 0 | 0 | 0 | 0 | 0 | 0 | 0 | 0 | 0 | 0 | 0 | 0 | 0 | 0 | 0 | 0 | 0
F2_Commercial_Warehouse_New_Food Preparation_Natural Gas_Food Prep Other_E1 | F2 | Commercial | Warehouse | New | Food Preparation | Natural Gas | Food Prep Other | E1 | TRC BC Ratio | bar: 2019 to 2051
F2_Commercial_Warehouse_New_Food Preparation_Natural Gas_Food Prep Other_E2 | F2 | Commercial | Warehouse | New | Food Preparation | Natural Gas | Food Prep Other | E2 | TRC BC Ratio | 0.096778 | 0.096763 | 0.097228 | 0.096513 | 0.096078 | 0.096394 | 0.097347 | 0.098099 | 0.099032 | 0.099913 | 0.1008 | 0.10161 | 0.10248 | 0.1034 | 0.10427 | 0.10515 | 0.10605 | 0.10703 | 0.10805 | 0.10913 | 0.11019 | 0.1113 | 0.11232 | 0.11337 | 0.11431 | 0.11512 | 0.11585 | 0.11649 | 0.11699 | 0.11739 | 0.11761 | 0.11776 | 0.11776
F2_Commercial_Warehouse_New_Food Preparation_Natural Gas_Food Prep Other_E3 | F2 | Commercial | Warehouse | New | Food Preparation | Natural Gas | Food Prep Other | E3 | TRC BC Ratio | 0 | 0 | 0 | 0 | 0 | 0 | 0 | 0 | 0 | 0 | 0 | 0 | 0 | 0 | 0 | 0 | 0 | 0 | 0 | 0 | 0 | 0 | 0 | 0 | 0 | 0 | 0 | 0 | 0 | 0 | 0 | 0 | 0
F2_Commercial_Warehouse_New_Food Preparation_Natural Gas_Food Prep Other_E4 | F2 | Commercial | Warehouse | New | Food Preparation | Natural Gas | Food Prep Other | E4 | TRC BC Ratio | 0 | 0 | 0 | 0 | 0 | 0 | 0 | 0 | 0 | 0 | 0 | 0 | 0 | 0 | 0 | 0 | 0 | 0 | 0 | 0 | 0 | 0 | 0 | 0 | 0 | 0 | 0 | 0 | 0 | 0 | 0 | 0 | 0
F2_Commercial_Warehouse_New_Food Preparation_Natural Gas_Food Prep Other_E5 | F2 | Commercial | Warehouse | New | Food Preparation | Natural Gas | Food Prep Other | E5 | TRC BC Ratio | 0 | 0 | 0 | 0 | 0 | 0 | 0 | 0 | 0 | 0 | 0 | 0 | 0 | 0 | 0 | 0 | 0 | 0 | 0 | 0 | 0 | 0 | 0 | 0 | 0 | 0 | 0 | 0 | 0 | 0 | 0 | 0 | 0
F2_Commercial_Warehouse_New_Food Preparation_Natural Gas_Food Prep Other_E6 | F2 | Commercial | Warehouse | New | Food Preparation | Natural Gas | Food Prep Other | E6 | TRC BC Ratio | 0 | 0 | 0 | 0 | 0 | 0 | 0 | 0 | 0 | 0 | 0 | 0 | 0 | 0 | 0 | 0 | 0 | 0 | 0 | 0 | 0 | 0 | 0 | 0 | 0 | 0 | 0 | 0 | 0 | 0 | 0 | 0 | 0
F2_Commercial_Warehouse_New_Food Preparation_Natural Gas_Food Prep Other_E7 | F2 | Commercial | Warehouse | New | Food Preparation | Natural Gas | Food Prep Other | E7 | TRC BC Ratio | 0 | 0 | 0 | 0 | 0 | 0 | 0 | 0 | 0 | 0 | 0 | 0 | 0 | 0 | 0 | 0 | 0 | 0 | 0 | 0 | 0 | 0 | 0 | 0 | 0 | 0 | 0 | 0 | 0 | 0 | 0 | 0 | 0
F2_Commercial_Warehouse_New_Food Preparation_Natural Gas_Food Prep Other_E8 | F2 | Commercial | Warehouse | New | Food Preparation | Natural Gas | Food Prep Other | E8 | TRC BC Ratio | 0 | 0 | 0 | 0 | 0 | 0 | 0 | 0 | 0 | 0 | 0 | 0 | 0 | 0 | 0 | 0 | 0 | 0 | 0 | 0 | 0 | 0 | 0 | 0 | 0 | 0 | 0 | 0 | 0 | 0 | 0 | 0 | 0
F2_Commercial_Warehouse_New_Food Preparation_Natural Gas_Food Prep Other_E9 | F2 | Commercial | Warehouse | New | Food Preparation | Natural Gas | Food Prep Other | E9 | TRC BC Ratio | 0 | 0 | 0 | 0 | 0 | 0 | 0 | 0 | 0 | 0 | 0 | 0 | 0 | 0 | 0 | 0 | 0 | 0 | 0 | 0 | 0 | 0 | 0 | 0 | 0 | 0 | 0 | 0 | 0 | 0 | 0 | 0 | 0
F2_Commercial_Warehouse_New_Food Preparation_Natural Gas_Food Prep Other_E10 | F2 | Commercial | Warehouse | New | Food Preparation | Natural Gas | Food Prep Other | E10 | TRC BC Ratio | 0 | 0 | 0 | 0 | 0 | 0 | 0 | 0 | 0 | 0 | 0 | 0 | 0 | 0 | 0 | 0 | 0 | 0 | 0 | 0 | 0 | 0 | 0 | 0 | 0 | 0 | 0 | 0 | 0 | 0 | 0 | 0 | 0
F3_Commercial_Warehouse_New_Food Preparation_Natural Gas_Food Prep Other_E1 | F3 | Commercial | Warehouse | New | Food Preparation | Natural Gas | Food Prep Other | E1 | PACT BC Ratio | bar: 2019 to 2051
F3_Commercial_Warehouse_New_Food Preparation_Natural Gas_Food Prep Other_E2 | F3 | Commercial | Warehouse | New | Food Preparation | Natural Gas | Food Prep Other | E2 | PACT BC Ratio | 0.12904 | 0.12902 | 0.12964 | 0.12868 | 0.1281 | 0.12853 | 0.1298 | 0.1308 | 0.13204 | 0.13322 | 0.1344 | 0.13548 | 0.13665 | 0.13786 | 0.13902 | 0.1402 | 0.1414 | 0.14271 | 0.14407 | 0.14551 | 0.14692 | 0.14839 | 0.14976 | 0.15117 | 0.15241 | 0.15349 | 0.15447 | 0.15532 | 0.15598 | 0.15652 | 0.15682 | 0.15702 | 0.15702
F3_Commercial_Warehouse_New_Food Preparation_Natural Gas_Food Prep Other_E3 | F3 | Commercial | Warehouse | New | Food Preparation | Natural Gas | Food Prep Other | E3 | PACT BC Ratio | 0 | 0 | 0 | 0 | 0 | 0 | 0 | 0 | 0 | 0 | 0 | 0 | 0 | 0 | 0 | 0 | 0 | 0 | 0 | 0 | 0 | 0 | 0 | 0 | 0 | 0 | 0 | 0 | 0 | 0 | 0 | 0 | 0
F3_Commercial_Warehouse_New_Food Preparation_Natural Gas_Food Prep Other_E4 | F3 | Commercial | Warehouse | New | Food Preparation | Natural Gas | Food Prep Other | E4 | PACT BC Ratio | 0 | 0 | 0 | 0 | 0 | 0 | 0 | 0 | 0 | 0 | 0 | 0 | 0 | 0 | 0 | 0 | 0 | 0 | 0 | 0 | 0 | 0 | 0 | 0 | 0 | 0 | 0 | 0 | 0 | 0 | 0 | 0 | 0
F3_Commercial_Warehouse_New_Food Preparation_Natural Gas_Food Prep Other_E5 | F3 | Commercial | Warehouse | New | Food Preparation | Natural Gas | Food Prep Other | E5 | PACT BC Ratio | 0 | 0 | 0 | 0 | 0 | 0 | 0 | 0 | 0 | 0 | 0 | 0 | 0 | 0 | 0 | 0 | 0 | 0 | 0 | 0 | 0 | 0 | 0 | 0 | 0 | 0 | 0 | 0 | 0 | 0 | 0 | 0 | 0
F3_Commercial_Warehouse_New_Food Preparation_Natural Gas_Food Prep Other_E6 | F3 | Commercial | Warehouse | New | Food Preparation | Natural Gas | Food Prep Other | E6 | PACT BC Ratio | 0 | 0 | 0 | 0 | 0 | 0 | 0 | 0 | 0 | 0 | 0 | 0 | 0 | 0 | 0 | 0 | 0 | 0 | 0 | 0 | 0 | 0 | 0 | 0 | 0 | 0 | 0 | 0 | 0 | 0 | 0 | 0 | 0
F3_Commercial_Warehouse_New_Food Preparation_Natural Gas_Food Prep Other_E7 | F3 | Commercial | Warehouse | New | Food Preparation | Natural Gas | Food Prep Other | E7 | PACT BC Ratio | 0 | 0 | 0 | 0 | 0 | 0 | 0 | 0 | 0 | 0 | 0 | 0 | 0 | 0 | 0 | 0 | 0 | 0 | 0 | 0 | 0 | 0 | 0 | 0 | 0 | 0 | 0 | 0 | 0 | 0 | 0 | 0 | 0
F3_Commercial_Warehouse_New_Food Preparation_Natural Gas_Food Prep Other_E8 | F3 | Commercial | Warehouse | New | Food Preparation | Natural Gas | Food Prep Other | E8 | PACT BC Ratio | 0 | 0 | 0 | 0 | 0 | 0 | 0 | 0 | 0 | 0 | 0 | 0 | 0 | 0 | 0 | 0 | 0 | 0 | 0 | 0 | 0 | 0 | 0 | 0 | 0 | 0 | 0 | 0 | 0 | 0 | 0 | 0 | 0
F3_Commercial_Warehouse_New_Food Preparation_Natural Gas_Food Prep Other_E9 | F3 | Commercial | Warehouse | New | Food Preparation | Natural Gas | Food Prep Other | E9 | PACT BC Ratio | 0 | 0 | 0 | 0 | 0 | 0 | 0 | 0 | 0 | 0 | 0 | 0 | 0 | 0 | 0 | 0 | 0 | 0 | 0 | 0 | 0 | 0 | 0 | 0 | 0 | 0 | 0 | 0 | 0 | 0 | 0 | 0 | 0
F3_Commercial_Warehouse_New_Food Preparation_Natural Gas_Food Prep Other_E10 | F3 | Commercial | Warehouse | New | Food Preparation | Natural Gas | Food Prep Other | E10 | PACT BC Ratio | 0 | 0 | 0 | 0 | 0 | 0 | 0 | 0 | 0 | 0 | 0 | 0 | 0 | 0 | 0 | 0 | 0 | 0 | 0 | 0 | 0 | 0 | 0 | 0 | 0 | 0 | 0 | 0 | 0 | 0 | 0 | 0 | 0
F4_Commercial_Warehouse_New_Food Preparation_Natural Gas_Food Prep Other_E1 | F4 | Commercial | Warehouse | New | Food Preparation | Natural Gas | Food Prep Other | E1 | RVT BC Ratio | bar: 2019 to 2051
F4_Commercial_Warehouse_New_Food Preparation_Natural Gas_Food Prep Other_E2 | F4 | Commercial | Warehouse | New | Food Preparation | Natural Gas | Food Prep Other | E2 | RVT BC Ratio | 0.83914 | 0.83911 | 0.83978 | 0.83875 | 0.83813 | 0.83858 | 0.83995 | 0.84103 | 0.84238 | 0.84364 | 0.84492 | 0.84609 | 0.84734 | 0.84865 | 0.8499 | 0.85118 | 0.85247 | 0.85388 | 0.85535 | 0.85689 | 0.85842 | 0.86001 | 0.86148 | 0.863 | 0.86434 | 0.8655 | 0.86656 | 0.86747 | 0.86819 | 0.86877 | 0.86909 | 0.86931 | 0.86931
F4_Commercial_Warehouse_New_Food Preparation_Natural Gas_Food Prep Other_E3 | F4 | Commercial | Warehouse | New | Food Preparation | Natural Gas | Food Prep Other | E3 | RVT BC Ratio | 0 | 0 | 0 | 0 | 0 | 0 | 0 | 0 | 0 | 0 | 0 | 0 | 0 | 0 | 0 | 0 | 0 | 0 | 0 | 0 | 0 | 0 | 0 | 0 | 0 | 0 | 0 | 0 | 0 | 0 | 0 | 0 | 0
F4_Commercial_Warehouse_New_Food Preparation_Natural Gas_Food Prep Other_E4 | F4 | Commercial | Warehouse | New | Food Preparation | Natural Gas | Food Prep Other | E4 | RVT BC Ratio | 0 | 0 | 0 | 0 | 0 | 0 | 0 | 0 | 0 | 0 | 0 | 0 | 0 | 0 | 0 | 0 | 0 | 0 | 0 | 0 | 0 | 0 | 0 | 0 | 0 | 0 | 0 | 0 | 0 | 0 | 0 | 0 | 0
F4_Commercial_Warehouse_New_Food Preparation_Natural Gas_Food Prep Other_E5 | F4 | Commercial | Warehouse | New | Food Preparation | Natural Gas | Food Prep Other | E5 | RVT BC Ratio | 0 | 0 | 0 | 0 | 0 | 0 | 0 | 0 | 0 | 0 | 0 | 0 | 0 | 0 | 0 | 0 | 0 | 0 | 0 | 0 | 0 | 0 | 0 | 0 | 0 | 0 | 0 | 0 | 0 | 0 | 0 | 0 | 0
F4_Commercial_Warehouse_New_Food Preparation_Natural Gas_Food Prep Other_E6 | F4 | Commercial | Warehouse | New | Food Preparation | Natural Gas | Food Prep Other | E6 | RVT BC Ratio | 0 | 0 | 0 | 0 | 0 | 0 | 0 | 0 | 0 | 0 | 0 | 0 | 0 | 0 | 0 | 0 | 0 | 0 | 0 | 0 | 0 | 0 | 0 | 0 | 0 | 0 | 0 | 0 | 0 | 0 | 0 | 0 | 0
F4_Commercial_Warehouse_New_Food Preparation_Natural Gas_Food Prep Other_E7 | F4 | Commercial | Warehouse | New | Food Preparation | Natural Gas | Food Prep Other | E7 | RVT BC Ratio | 0 | 0 | 0 | 0 | 0 | 0 | 0 | 0 | 0 | 0 | 0 | 0 | 0 | 0 | 0 | 0 | 0 | 0 | 0 | 0 | 0 | 0 | 0 | 0 | 0 | 0 | 0 | 0 | 0 | 0 | 0 | 0 | 0
F4_Commercial_Warehouse_New_Food Preparation_Natural Gas_Food Prep Other_E8 | F4 | Commercial | Warehouse | New | Food Preparation | Natural Gas | Food Prep Other | E8 | RVT BC Ratio | 0 | 0 | 0 | 0 | 0 | 0 | 0 | 0 | 0 | 0 | 0 | 0 | 0 | 0 | 0 | 0 | 0 | 0 | 0 | 0 | 0 | 0 | 0 | 0 | 0 | 0 | 0 | 0 | 0 | 0 | 0 | 0 | 0
F4_Commercial_Warehouse_New_Food Preparation_Natural Gas_Food Prep Other_E9 | F4 | Commercial | Warehouse | New | Food Preparation | Natural Gas | Food Prep Other | E9 | RVT BC Ratio | 0 | 0 | 0 | 0 | 0 | 0 | 0 | 0 | 0 | 0 | 0 | 0 | 0 | 0 | 0 | 0 | 0 | 0 | 0 | 0 | 0 | 0 | 0 | 0 | 0 | 0 | 0 | 0 | 0 | 0 | 0 | 0 | 0
F4_Commercial_Warehouse_New_Food Preparation_Natural Gas_Food Prep Other_E10 | F4 | Commercial | Warehouse | New | Food Preparation | Natural Gas | Food Prep Other | E10 | RVT BC Ratio | 0 | 0 | 0 | 0 | 0 | 0 | 0 | 0 | 0 | 0 | 0 | 0 | 0 | 0 | 0 | 0 | 0 | 0 | 0 | 0 | 0 | 0 | 0 | 0 | 0 | 0 | 0 | 0 | 0 | 0 | 0 | 0 | 0
F5_Commercial_Warehouse_New_Food Preparation_Natural Gas_Food Prep Other_E1 | F5 | Commercial | Warehouse | New | Food Preparation | Natural Gas | Food Prep Other | E1 | RIM BC Ratio | bar: 2019 to 2051
F5_Commercial_Warehouse_New_Food Preparation_Natural Gas_Food Prep Other_E2 | F5 | Commercial | Warehouse | New | Food Preparation | Natural Gas | Food Prep Other | E2 | RIM BC Ratio | 0.11176 | 0.11174 | 0.11221 | 0.11149 | 0.11106 | 0.11138 | 0.11233 | 0.11308 | 0.11401 | 0.11488 | 0.11576 | 0.11656 | 0.11742 | 0.11832 | 0.11917 | 0.12004 | 0.12092 | 0.12187 | 0.12286 | 0.12391 | 0.12493 | 0.12599 | 0.12697 | 0.12799 | 0.12888 | 0.12965 | 0.13035 | 0.13095 | 0.13142 | 0.13181 | 0.13202 | 0.13216 | 0.13216
F5_Commercial_Warehouse_New_Food Preparation_Natural Gas_Food Prep Other_E3 | F5 | Commercial | Warehouse | New | Food Preparation | Natural Gas | Food Prep Other | E3 | RIM BC Ratio | 0 | 0 | 0 | 0 | 0 | 0 | 0 | 0 | 0 | 0 | 0 | 0 | 0 | 0 | 0 | 0 | 0 | 0 | 0 | 0 | 0 | 0 | 0 | 0 | 0 | 0 | 0 | 0 | 0 | 0 | 0 | 0 | 0
F5_Commercial_Warehouse_New_Food Preparation_Natural Gas_Food Prep Other_E4 | F5 | Commercial | Warehouse | New | Food Preparation | Natural Gas | Food Prep Other | E4 | RIM BC Ratio | 0 | 0 | 0 | 0 | 0 | 0 | 0 | 0 | 0 | 0 | 0 | 0 | 0 | 0 | 0 | 0 | 0 | 0 | 0 | 0 | 0 | 0 | 0 | 0 | 0 | 0 | 0 | 0 | 0 | 0 | 0 | 0 | 0
F5_Commercial_Warehouse_New_Food Preparation_Natural Gas_Food Prep Other_E5 | F5 | Commercial | Warehouse | New | Food Preparation | Natural Gas | Food Prep Other | E5 | RIM BC Ratio | 0 | 0 | 0 | 0 | 0 | 0 | 0 | 0 | 0 | 0 | 0 | 0 | 0 | 0 | 0 | 0 | 0 | 0 | 0 | 0 | 0 | 0 | 0 | 0 | 0 | 0 | 0 | 0 | 0 | 0 | 0 | 0 | 0
F5_Commercial_Warehouse_New_Food Preparation_Natural Gas_Food Prep Other_E6 | F5 | Commercial | Warehouse | New | Food Preparation | Natural Gas | Food Prep Other | E6 | RIM BC Ratio | 0 | 0 | 0 | 0 | 0 | 0 | 0 | 0 | 0 | 0 | 0 | 0 | 0 | 0 | 0 | 0 | 0 | 0 | 0 | 0 | 0 | 0 | 0 | 0 | 0 | 0 | 0 | 0 | 0 | 0 | 0 | 0 | 0
F5_Commercial_Warehouse_New_Food Preparation_Natural Gas_Food Prep Other_E7 | F5 | Commercial | Warehouse | New | Food Preparation | Natural Gas | Food Prep Other | E7 | RIM BC Ratio | 0 | 0 | 0 | 0 | 0 | 0 | 0 | 0 | 0 | 0 | 0 | 0 | 0 | 0 | 0 | 0 | 0 | 0 | 0 | 0 | 0 | 0 | 0 | 0 | 0 | 0 | 0 | 0 | 0 | 0 | 0 | 0 | 0
F5_Commercial_Warehouse_New_Food Preparation_Natural Gas_Food Prep Other_E8 | F5 | Commercial | Warehouse | New | Food Preparation | Natural Gas | Food Prep Other | E8 | RIM BC Ratio | 0 | 0 | 0 | 0 | 0 | 0 | 0 | 0 | 0 | 0 | 0 | 0 | 0 | 0 | 0 | 0 | 0 | 0 | 0 | 0 | 0 | 0 | 0 | 0 | 0 | 0 | 0 | 0 | 0 | 0 | 0 | 0 | 0
F5_Commercial_Warehouse_New_Food Preparation_Natural Gas_Food Prep Other_E9 | F5 | Commercial | Warehouse | New | Food Preparation | Natural Gas | Food Prep Other | E9 | RIM BC Ratio | 0 | 0 | 0 | 0 | 0 | 0 | 0 | 0 | 0 | 0 | 0 | 0 | 0 | 0 | 0 | 0 | 0 | 0 | 0 | 0 | 0 | 0 | 0 | 0 | 0 | 0 | 0 | 0 | 0 | 0 | 0 | 0 | 0
F5_Commercial_Warehouse_New_Food Preparation_Natural Gas_Food Prep Other_E10 | F5 | Commercial | Warehouse | New | Food Preparation | Natural Gas | Food Prep Other | E10 | RIM BC Ratio | 0 | 0 | 0 | 0 | 0 | 0 | 0 | 0 | 0 | 0 | 0 | 0 | 0 | 0 | 0 | 0 | 0 | 0 | 0 | 0 | 0 | 0 | 0 | 0 | 0 | 0 | 0 | 0 | 0 | 0 | 0 | 0 | 0
F0_Commercial_Warehouse_New_Miscellaneous_Natural Gas_Pool Heater_E0 | F0 | Commercial | Warehouse | New | Miscellaneous | Natural Gas | Pool Heater | E0 | Economic Unit | Standard (EF .78) | Standard (EF .78) | Standard (EF .78) | Standard (EF .78) | Standard (EF .78) | Standard (EF .78) | Standard (EF .78) | Standard (EF .78) | Standard (EF .78) | Standard (EF .78) | Standard (EF .78) | Standard (EF .78) | Standard (EF .78) | Standard (EF .78) | Standard (EF .78) | Standard (EF .78) | Standard (EF .78) | Standard (EF .78) | Standard (EF .78) | Standard (EF .78) | Standard (EF .78) | Standard (EF .78) | Standard (EF .78) | Standard (EF .78) | Standard (EF .78) | Standard (EF .78) | Standard (EF .78) | Standard (EF .78) | Standard (EF .78) | Standard (EF .78) | Standard (EF .78) | Standard (EF .78) | Standard (EF .78)
F1_Commercial_Warehouse_New_Miscellaneous_Natural Gas_Pool Heater_E1 | F1 | Commercial | Warehouse | New | Miscellaneous | Natural Gas | Pool Heater | E1 | CCE | 0 | 0 | 0 | 0 | 0 | 0 | 0 | 0 | 0 | 0 | 0 | 0 | 0 | 0 | 0 | 0 | 0 | 0 | 0 | 0 | 0 | 0 | 0 | 0 | 0 | 0 | 0 | 0 | 0 | 0 | 0 | 0 | 0
F1_Commercial_Warehouse_New_Miscellaneous_Natural Gas_Pool Heater_E2 | F1 | Commercial | Warehouse | New | Miscellaneous | Natural Gas | Pool Heater | E2 | CCE | 1.2677 | 1.3125 | 1.1782 | 1.2003 | 1.2003 | 1.2003 | 1.2003 | 1.2003 | 1.2003 | 1.2003 | 1.2003 | 1.2003 | 1.2003 | 1.2003 | 1.2003 | 1.2003 | 1.2003 | 1.2003 | 1.2003 | 1.2003 | 1.2003 | 1.2003 | 1.2003 | 1.2003 | 1.2003 | 1.2003 | 1.2003 | 1.2003 | 1.2003 | 1.2003 | 1.2003 | 1.2003 | 1.2003
F1_Commercial_Warehouse_New_Miscellaneous_Natural Gas_Pool Heater_E3 | F1 | Commercial | Warehouse | New | Miscellaneous | Natural Gas | Pool Heater | E3 | CCE | 0 | 0 | 0 | 0 | 0 | 0 | 0 | 0 | 0 | 0 | 0 | 0 | 0 | 0 | 0 | 0 | 0 | 0 | 0 | 0 | 0 | 0 | 0 | 0 | 0 | 0 | 0 | 0 | 0 | 0 | 0 | 0 | 0
F1_Commercial_Warehouse_New_Miscellaneous_Natural Gas_Pool Heater_E4 | F1 | Commercial | Warehouse | New | Miscellaneous | Natural Gas | Pool Heater | E4 | CCE | 0 | 0 | 0 | 0 | 0 | 0 | 0 | 0 | 0 | 0 | 0 | 0 | 0 | 0 | 0 | 0 | 0 | 0 | 0 | 0 | 0 | 0 | 0 | 0 | 0 | 0 | 0 | 0 | 0 | 0 | 0 | 0 | 0
F1_Commercial_Warehouse_New_Miscellaneous_Natural Gas_Pool Heater_E5 | F1 | Commercial | Warehouse | New | Miscellaneous | Natural Gas | Pool Heater | E5 | CCE | 0 | 0 | 0 | 0 | 0 | 0 | 0 | 0 | 0 | 0 | 0 | 0 | 0 | 0 | 0 | 0 | 0 | 0 | 0 | 0 | 0 | 0 | 0 | 0 | 0 | 0 | 0 | 0 | 0 | 0 | 0 | 0 | 0
F1_Commercial_Warehouse_New_Miscellaneous_Natural Gas_Pool Heater_E6 | F1 | Commercial | Warehouse | New | Miscellaneous | Natural Gas | Pool Heater | E6 | CCE | 0 | 0 | 0 | 0 | 0 | 0 | 0 | 0 | 0 | 0 | 0 | 0 | 0 | 0 | 0 | 0 | 0 | 0 | 0 | 0 | 0 | 0 | 0 | 0 | 0 | 0 | 0 | 0 | 0 | 0 | 0 | 0 | 0
F1_Commercial_Warehouse_New_Miscellaneous_Natural Gas_Pool Heater_E7 | F1 | Commercial | Warehouse | New | Miscellaneous | Natural Gas | Pool Heater | E7 | CCE | 0 | 0 | 0 | 0 | 0 | 0 | 0 | 0 | 0 | 0 | 0 | 0 | 0 | 0 | 0 | 0 | 0 | 0 | 0 | 0 | 0 | 0 | 0 | 0 | 0 | 0 | 0 | 0 | 0 | 0 | 0 | 0 | 0
F1_Commercial_Warehouse_New_Miscellaneous_Natural Gas_Pool Heater_E8 | F1 | Commercial | Warehouse | New | Miscellaneous | Natural Gas | Pool Heater | E8 | CCE | 0 | 0 | 0 | 0 | 0 | 0 | 0 | 0 | 0 | 0 | 0 | 0 | 0 | 0 | 0 | 0 | 0 | 0 | 0 | 0 | 0 | 0 | 0 | 0 | 0 | 0 | 0 | 0 | 0 | 0 | 0 | 0 | 0
F1_Commercial_Warehouse_New_Miscellaneous_Natural Gas_Pool Heater_E9 | F1 | Commercial | Warehouse | New | Miscellaneous | Natural Gas | Pool Heater | E9 | CCE | 0 | 0 | 0 | 0 | 0 | 0 | 0 | 0 | 0 | 0 | 0 | 0 | 0 | 0 | 0 | 0 | 0 | 0 | 0 | 0 | 0 | 0 | 0 | 0 | 0 | 0 | 0 | 0 | 0 | 0 | 0 | 0 | 0
F1_Commercial_Warehouse_New_Miscellaneous_Natural Gas_Pool Heater_E10 | F1 | Commercial | Warehouse | New | Miscellaneous | Natural Gas | Pool Heater | E10 | CCE | 0 | 0 | 0 | 0 | 0 | 0 | 0 | 0 | 0 | 0 | 0 | 0 | 0 | 0 | 0 | 0 | 0 | 0 | 0 | 0 | 0 | 0 | 0 | 0 | 0 | 0 | 0 | 0 | 0 | 0 | 0 | 0 | 0
F2_Commercial_Warehouse_New_Miscellaneous_Natural Gas_Pool Heater_E1 | F2 | Commercial | Warehouse | New | Miscellaneous | Natural Gas | Pool Heater | E1 | TRC BC Ratio | bar: 2019 to 2051
F2_Commercial_Warehouse_New_Miscellaneous_Natural Gas_Pool Heater_E2 | F2 | Commercial | Warehouse | New | Miscellaneous | Natural Gas | Pool Heater | E2 | TRC BC Ratio | 0 | 0 | 0 | 0 | 0 | 0 | 0 | 0 | 0 | 0 | 0 | 0 | 0 | 0 | 0 | 0 | 0 | 0 | 0 | 0 | 0 | 0 | 0 | 0 | 0 | 0 | 0 | 0 | 0 | 0 | 0 | 0 | 0
F2_Commercial_Warehouse_New_Miscellaneous_Natural Gas_Pool Heater_E3 | F2 | Commercial | Warehouse | New | Miscellaneous | Natural Gas | Pool Heater | E3 | TRC BC Ratio | 0 | 0 | 0 | 0 | 0 | 0 | 0 | 0 | 0 | 0 | 0 | 0 | 0 | 0 | 0 | 0 | 0 | 0 | 0 | 0 | 0 | 0 | 0 | 0 | 0 | 0 | 0 | 0 | 0 | 0 | 0 | 0 | 0
F2_Commercial_Warehouse_New_Miscellaneous_Natural Gas_Pool Heater_E4 | F2 | Commercial | Warehouse | New | Miscellaneous | Natural Gas | Pool Heater | E4 | TRC BC Ratio | 0 | 0 | 0 | 0 | 0 | 0 | 0 | 0 | 0 | 0 | 0 | 0 | 0 | 0 | 0 | 0 | 0 | 0 | 0 | 0 | 0 | 0 | 0 | 0 | 0 | 0 | 0 | 0 | 0 | 0 | 0 | 0 | 0
F2_Commercial_Warehouse_New_Miscellaneous_Natural Gas_Pool Heater_E5 | F2 | Commercial | Warehouse | New | Miscellaneous | Natural Gas | Pool Heater | E5 | TRC BC Ratio | 0 | 0 | 0 | 0 | 0 | 0 | 0 | 0 | 0 | 0 | 0 | 0 | 0 | 0 | 0 | 0 | 0 | 0 | 0 | 0 | 0 | 0 | 0 | 0 | 0 | 0 | 0 | 0 | 0 | 0 | 0 | 0 | 0
F2_Commercial_Warehouse_New_Miscellaneous_Natural Gas_Pool Heater_E6 | F2 | Commercial | Warehouse | New | Miscellaneous | Natural Gas | Pool Heater | E6 | TRC BC Ratio | 0 | 0 | 0 | 0 | 0 | 0 | 0 | 0 | 0 | 0 | 0 | 0 | 0 | 0 | 0 | 0 | 0 | 0 | 0 | 0 | 0 | 0 | 0 | 0 | 0 | 0 | 0 | 0 | 0 | 0 | 0 | 0 | 0
F2_Commercial_Warehouse_New_Miscellaneous_Natural Gas_Pool Heater_E7 | F2 | Commercial | Warehouse | New | Miscellaneous | Natural Gas | Pool Heater | E7 | TRC BC Ratio | 0 | 0 | 0 | 0 | 0 | 0 | 0 | 0 | 0 | 0 | 0 | 0 | 0 | 0 | 0 | 0 | 0 | 0 | 0 | 0 | 0 | 0 | 0 | 0 | 0 | 0 | 0 | 0 | 0 | 0 | 0 | 0 | 0
F2_Commercial_Warehouse_New_Miscellaneous_Natural Gas_Pool Heater_E8 | F2 | Commercial | Warehouse | New | Miscellaneous | Natural Gas | Pool Heater | E8 | TRC BC Ratio | 0 | 0 | 0 | 0 | 0 | 0 | 0 | 0 | 0 | 0 | 0 | 0 | 0 | 0 | 0 | 0 | 0 | 0 | 0 | 0 | 0 | 0 | 0 | 0 | 0 | 0 | 0 | 0 | 0 | 0 | 0 | 0 | 0
F2_Commercial_Warehouse_New_Miscellaneous_Natural Gas_Pool Heater_E9 | F2 | Commercial | Warehouse | New | Miscellaneous | Natural Gas | Pool Heater | E9 | TRC BC Ratio | 0 | 0 | 0 | 0 | 0 | 0 | 0 | 0 | 0 | 0 | 0 | 0 | 0 | 0 | 0 | 0 | 0 | 0 | 0 | 0 | 0 | 0 | 0 | 0 | 0 | 0 | 0 | 0 | 0 | 0 | 0 | 0 | 0
F2_Commercial_Warehouse_New_Miscellaneous_Natural Gas_Pool Heater_E10 | F2 | Commercial | Warehouse | New | Miscellaneous | Natural Gas | Pool Heater | E10 | TRC BC Ratio | 0 | 0 | 0 | 0 | 0 | 0 | 0 | 0 | 0 | 0 | 0 | 0 | 0 | 0 | 0 | 0 | 0 | 0 | 0 | 0 | 0 | 0 | 0 | 0 | 0 | 0 | 0 | 0 | 0 | 0 | 0 | 0 | 0
F3_Commercial_Warehouse_New_Miscellaneous_Natural Gas_Pool Heater_E1 | F3 | Commercial | Warehouse | New | Miscellaneous | Natural Gas | Pool Heater | E1 | PACT BC Ratio | bar: 2019 to 2051
F3_Commercial_Warehouse_New_Miscellaneous_Natural Gas_Pool Heater_E2 | F3 | Commercial | Warehouse | New | Miscellaneous | Natural Gas | Pool Heater | E2 | PACT BC Ratio | 0 | 0 | 0 | 0 | 0 | 0 | 0 | 0 | 0 | 0 | 0 | 0 | 0 | 0 | 0 | 0 | 0 | 0 | 0 | 0 | 0 | 0 | 0 | 0 | 0 | 0 | 0 | 0 | 0 | 0 | 0 | 0 | 0
F3_Commercial_Warehouse_New_Miscellaneous_Natural Gas_Pool Heater_E3 | F3 | Commercial | Warehouse | New | Miscellaneous | Natural Gas | Pool Heater | E3 | PACT BC Ratio | 0 | 0 | 0 | 0 | 0 | 0 | 0 | 0 | 0 | 0 | 0 | 0 | 0 | 0 | 0 | 0 | 0 | 0 | 0 | 0 | 0 | 0 | 0 | 0 | 0 | 0 | 0 | 0 | 0 | 0 | 0 | 0 | 0
F3_Commercial_Warehouse_New_Miscellaneous_Natural Gas_Pool Heater_E4 | F3 | Commercial | Warehouse | New | Miscellaneous | Natural Gas | Pool Heater | E4 | PACT BC Ratio | 0 | 0 | 0 | 0 | 0 | 0 | 0 | 0 | 0 | 0 | 0 | 0 | 0 | 0 | 0 | 0 | 0 | 0 | 0 | 0 | 0 | 0 | 0 | 0 | 0 | 0 | 0 | 0 | 0 | 0 | 0 | 0 | 0
F3_Commercial_Warehouse_New_Miscellaneous_Natural Gas_Pool Heater_E5 | F3 | Commercial | Warehouse | New | Miscellaneous | Natural Gas | Pool Heater | E5 | PACT BC Ratio | 0 | 0 | 0 | 0 | 0 | 0 | 0 | 0 | 0 | 0 | 0 | 0 | 0 | 0 | 0 | 0 | 0 | 0 | 0 | 0 | 0 | 0 | 0 | 0 | 0 | 0 | 0 | 0 | 0 | 0 | 0 | 0 | 0
F3_Commercial_Warehouse_New_Miscellaneous_Natural Gas_Pool Heater_E6 | F3 | Commercial | Warehouse | New | Miscellaneous | Natural Gas | Pool Heater | E6 | PACT BC Ratio | 0 | 0 | 0 | 0 | 0 | 0 | 0 | 0 | 0 | 0 | 0 | 0 | 0 | 0 | 0 | 0 | 0 | 0 | 0 | 0 | 0 | 0 | 0 | 0 | 0 | 0 | 0 | 0 | 0 | 0 | 0 | 0 | 0
F3_Commercial_Warehouse_New_Miscellaneous_Natural Gas_Pool Heater_E7 | F3 | Commercial | Warehouse | New | Miscellaneous | Natural Gas | Pool Heater | E7 | PACT BC Ratio | 0 | 0 | 0 | 0 | 0 | 0 | 0 | 0 | 0 | 0 | 0 | 0 | 0 | 0 | 0 | 0 | 0 | 0 | 0 | 0 | 0 | 0 | 0 | 0 | 0 | 0 | 0 | 0 | 0 | 0 | 0 | 0 | 0
F3_Commercial_Warehouse_New_Miscellaneous_Natural Gas_Pool Heater_E8 | F3 | Commercial | Warehouse | New | Miscellaneous | Natural Gas | Pool Heater | E8 | PACT BC Ratio | 0 | 0 | 0 | 0 | 0 | 0 | 0 | 0 | 0 | 0 | 0 | 0 | 0 | 0 | 0 | 0 | 0 | 0 | 0 | 0 | 0 | 0 | 0 | 0 | 0 | 0 | 0 | 0 | 0 | 0 | 0 | 0 | 0
F3_Commercial_Warehouse_New_Miscellaneous_Natural Gas_Pool Heater_E9 | F3 | Commercial | Warehouse | New | Miscellaneous | Natural Gas | Pool Heater | E9 | PACT BC Ratio | 0 | 0 | 0 | 0 | 0 | 0 | 0 | 0 | 0 | 0 | 0 | 0 | 0 | 0 | 0 | 0 | 0 | 0 | 0 | 0 | 0 | 0 | 0 | 0 | 0 | 0 | 0 | 0 | 0 | 0 | 0 | 0 | 0
F3_Commercial_Warehouse_New_Miscellaneous_Natural Gas_Pool Heater_E10 | F3 | Commercial | Warehouse | New | Miscellaneous | Natural Gas | Pool Heater | E10 | PACT BC Ratio | 0 | 0 | 0 | 0 | 0 | 0 | 0 | 0 | 0 | 0 | 0 | 0 | 0 | 0 | 0 | 0 | 0 | 0 | 0 | 0 | 0 | 0 | 0 | 0 | 0 | 0 | 0 | 0 | 0 | 0 | 0 | 0 | 0
F4_Commercial_Warehouse_New_Miscellaneous_Natural Gas_Pool Heater_E1 | F4 | Commercial | Warehouse | New | Miscellaneous | Natural Gas | Pool Heater | E1 | RVT BC Ratio | bar: 2019 to 2051
F4_Commercial_Warehouse_New_Miscellaneous_Natural Gas_Pool Heater_E2 | F4 | Commercial | Warehouse | New | Miscellaneous | Natural Gas | Pool Heater | E2 | RVT BC Ratio | 0.7 | 0.7 | 0.7 | 0.7 | 0.7 | 0.7 | 0.7 | 0.7 | 0.7 | 0.7 | 0.7 | 0.7 | 0.7 | 0.7 | 0.7 | 0.7 | 0.7 | 0.7 | 0.7 | 0.7 | 0.7 | 0.7 | 0.7 | 0.7 | 0.7 | 0.7 | 0.7 | 0.7 | 0.7 | 0.7 | 0.7 | 0.7 | 0.7
F4_Commercial_Warehouse_New_Miscellaneous_Natural Gas_Pool Heater_E3 | F4 | Commercial | Warehouse | New | Miscellaneous | Natural Gas | Pool Heater | E3 | RVT BC Ratio | 0 | 0 | 0 | 0 | 0 | 0 | 0 | 0 | 0 | 0 | 0 | 0 | 0 | 0 | 0 | 0 | 0 | 0 | 0 | 0 | 0 | 0 | 0 | 0 | 0 | 0 | 0 | 0 | 0 | 0 | 0 | 0 | 0
F4_Commercial_Warehouse_New_Miscellaneous_Natural Gas_Pool Heater_E4 | F4 | Commercial | Warehouse | New | Miscellaneous | Natural Gas | Pool Heater | E4 | RVT BC Ratio | 0 | 0 | 0 | 0 | 0 | 0 | 0 | 0 | 0 | 0 | 0 | 0 | 0 | 0 | 0 | 0 | 0 | 0 | 0 | 0 | 0 | 0 | 0 | 0 | 0 | 0 | 0 | 0 | 0 | 0 | 0 | 0 | 0
F4_Commercial_Warehouse_New_Miscellaneous_Natural Gas_Pool Heater_E5 | F4 | Commercial | Warehouse | New | Miscellaneous | Natural Gas | Pool Heater | E5 | RVT BC Ratio | 0 | 0 | 0 | 0 | 0 | 0 | 0 | 0 | 0 | 0 | 0 | 0 | 0 | 0 | 0 | 0 | 0 | 0 | 0 | 0 | 0 | 0 | 0 | 0 | 0 | 0 | 0 | 0 | 0 | 0 | 0 | 0 | 0
F4_Commercial_Warehouse_New_Miscellaneous_Natural Gas_Pool Heater_E6 | F4 | Commercial | Warehouse | New | Miscellaneous | Natural Gas | Pool Heater | E6 | RVT BC Ratio | 0 | 0 | 0 | 0 | 0 | 0 | 0 | 0 | 0 | 0 | 0 | 0 | 0 | 0 | 0 | 0 | 0 | 0 | 0 | 0 | 0 | 0 | 0 | 0 | 0 | 0 | 0 | 0 | 0 | 0 | 0 | 0 | 0
F4_Commercial_Warehouse_New_Miscellaneous_Natural Gas_Pool Heater_E7 | F4 | Commercial | Warehouse | New | Miscellaneous | Natural Gas | Pool Heater | E7 | RVT BC Ratio | 0 | 0 | 0 | 0 | 0 | 0 | 0 | 0 | 0 | 0 | 0 | 0 | 0 | 0 | 0 | 0 | 0 | 0 | 0 | 0 | 0 | 0 | 0 | 0 | 0 | 0 | 0 | 0 | 0 | 0 | 0 | 0 | 0
F4_Commercial_Warehouse_New_Miscellaneous_Natural Gas_Pool Heater_E8 | F4 | Commercial | Warehouse | New | Miscellaneous | Natural Gas | Pool Heater | E8 | RVT BC Ratio | 0 | 0 | 0 | 0 | 0 | 0 | 0 | 0 | 0 | 0 | 0 | 0 | 0 | 0 | 0 | 0 | 0 | 0 | 0 | 0 | 0 | 0 | 0 | 0 | 0 | 0 | 0 | 0 | 0 | 0 | 0 | 0 | 0
F4_Commercial_Warehouse_New_Miscellaneous_Natural Gas_Pool Heater_E9 | F4 | Commercial | Warehouse | New | Miscellaneous | Natural Gas | Pool Heater | E9 | RVT BC Ratio | 0 | 0 | 0 | 0 | 0 | 0 | 0 | 0 | 0 | 0 | 0 | 0 | 0 | 0 | 0 | 0 | 0 | 0 | 0 | 0 | 0 | 0 | 0 | 0 | 0 | 0 | 0 | 0 | 0 | 0 | 0 | 0 | 0
F4_Commercial_Warehouse_New_Miscellaneous_Natural Gas_Pool Heater_E10 | F4 | Commercial | Warehouse | New | Miscellaneous | Natural Gas | Pool Heater | E10 | RVT BC Ratio | 0 | 0 | 0 | 0 | 0 | 0 | 0 | 0 | 0 | 0 | 0 | 0 | 0 | 0 | 0 | 0 | 0 | 0 | 0 | 0 | 0 | 0 | 0 | 0 | 0 | 0 | 0 | 0 | 0 | 0 | 0 | 0 | 0
F5_Commercial_Warehouse_New_Miscellaneous_Natural Gas_Pool Heater_E1 | F5 | Commercial | Warehouse | New | Miscellaneous | Natural Gas | Pool Heater | E1 | RIM BC Ratio | bar: 2019 to 2051
F5_Commercial_Warehouse_New_Miscellaneous_Natural Gas_Pool Heater_E2 | F5 | Commercial | Warehouse | New | Miscellaneous | Natural Gas | Pool Heater | E2 | RIM BC Ratio | 0 | 0 | 0 | 0 | 0 | 0 | 0 | 0 | 0 | 0 | 0 | 0 | 0 | 0 | 0 | 0 | 0 | 0 | 0 | 0 | 0 | 0 | 0 | 0 | 0 | 0 | 0 | 0 | 0 | 0 | 0 | 0 | 0
F5_Commercial_Warehouse_New_Miscellaneous_Natural Gas_Pool Heater_E3 | F5 | Commercial | Warehouse | New | Miscellaneous | Natural Gas | Pool Heater | E3 | RIM BC Ratio | 0 | 0 | 0 | 0 | 0 | 0 | 0 | 0 | 0 | 0 | 0 | 0 | 0 | 0 | 0 | 0 | 0 | 0 | 0 | 0 | 0 | 0 | 0 | 0 | 0 | 0 | 0 | 0 | 0 | 0 | 0 | 0 | 0
F5_Commercial_Warehouse_New_Miscellaneous_Natural Gas_Pool Heater_E4 | F5 | Commercial | Warehouse | New | Miscellaneous | Natural Gas | Pool Heater | E4 | RIM BC Ratio | 0 | 0 | 0 | 0 | 0 | 0 | 0 | 0 | 0 | 0 | 0 | 0 | 0 | 0 | 0 | 0 | 0 | 0 | 0 | 0 | 0 | 0 | 0 | 0 | 0 | 0 | 0 | 0 | 0 | 0 | 0 | 0 | 0
F5_Commercial_Warehouse_New_Miscellaneous_Natural Gas_Pool Heater_E5 | F5 | Commercial | Warehouse | New | Miscellaneous | Natural Gas | Pool Heater | E5 | RIM BC Ratio | 0 | 0 | 0 | 0 | 0 | 0 | 0 | 0 | 0 | 0 | 0 | 0 | 0 | 0 | 0 | 0 | 0 | 0 | 0 | 0 | 0 | 0 | 0 | 0 | 0 | 0 | 0 | 0 | 0 | 0 | 0 | 0 | 0
F5_Commercial_Warehouse_New_Miscellaneous_Natural Gas_Pool Heater_E6 | F5 | Commercial | Warehouse | New | Miscellaneous | Natural Gas | Pool Heater | E6 | RIM BC Ratio | 0 | 0 | 0 | 0 | 0 | 0 | 0 | 0 | 0 | 0 | 0 | 0 | 0 | 0 | 0 | 0 | 0 | 0 | 0 | 0 | 0 | 0 | 0 | 0 | 0 | 0 | 0 | 0 | 0 | 0 | 0 | 0 | 0
F5_Commercial_Warehouse_New_Miscellaneous_Natural Gas_Pool Heater_E7 | F5 | Commercial | Warehouse | New | Miscellaneous | Natural Gas | Pool Heater | E7 | RIM BC Ratio | 0 | 0 | 0 | 0 | 0 | 0 | 0 | 0 | 0 | 0 | 0 | 0 | 0 | 0 | 0 | 0 | 0 | 0 | 0 | 0 | 0 | 0 | 0 | 0 | 0 | 0 | 0 | 0 | 0 | 0 | 0 | 0 | 0
F5_Commercial_Warehouse_New_Miscellaneous_Natural Gas_Pool Heater_E8 | F5 | Commercial | Warehouse | New | Miscellaneous | Natural Gas | Pool Heater | E8 | RIM BC Ratio | 0 | 0 | 0 | 0 | 0 | 0 | 0 | 0 | 0 | 0 | 0 | 0 | 0 | 0 | 0 | 0 | 0 | 0 | 0 | 0 | 0 | 0 | 0 | 0 | 0 | 0 | 0 | 0 | 0 | 0 | 0 | 0 | 0
F5_Commercial_Warehouse_New_Miscellaneous_Natural Gas_Pool Heater_E9 | F5 | Commercial | Warehouse | New | Miscellaneous | Natural Gas | Pool Heater | E9 | RIM BC Ratio | 0 | 0 | 0 | 0 | 0 | 0 | 0 | 0 | 0 | 0 | 0 | 0 | 0 | 0 | 0 | 0 | 0 | 0 | 0 | 0 | 0 | 0 | 0 | 0 | 0 | 0 | 0 | 0 | 0 | 0 | 0 | 0 | 0
F5_Commercial_Warehouse_New_Miscellaneous_Natural Gas_Pool Heater_E10 | F5 | Commercial | Warehouse | New | Miscellaneous | Natural Gas | Pool Heater | E10 | RIM BC Ratio | 0 | 0 | 0 | 0 | 0 | 0 | 0 | 0 | 0 | 0 | 0 | 0 | 0 | 0 | 0 | 0 | 0 | 0 | 0 | 0 | 0 | 0 | 0 | 0 | 0 | 0 | 0 | 0 | 0 | 0 | 0 | 0 | 0
F0_Commercial_Warehouse_New_Miscellaneous_Natural Gas_Miscellaneous_E0 | F0 | Commercial | Warehouse | New | Miscellaneous | Natural Gas | Miscellaneous | E0 | Economic Unit | Miscellaneous | Miscellaneous | Miscellaneous | Miscellaneous | Miscellaneous | Miscellaneous | Miscellaneous | Miscellaneous | Miscellaneous | Miscellaneous | Miscellaneous | Miscellaneous | Miscellaneous | Miscellaneous | Miscellaneous | Miscellaneous | Miscellaneous | Miscellaneous | Miscellaneous | Miscellaneous | Miscellaneous | Miscellaneous | Miscellaneous | Miscellaneous | Miscellaneous | Miscellaneous | Miscellaneous | Miscellaneous | Miscellaneous | Miscellaneous | Miscellaneous | Miscellaneous | Miscellaneous
F1_Commercial_Warehouse_New_Miscellaneous_Natural Gas_Miscellaneous_E1 | F1 | Commercial | Warehouse | New | Miscellaneous | Natural Gas | Miscellaneous | E1 | CCE | 0 | 0 | 0 | 0 | 0 | 0 | 0 | 0 | 0 | 0 | 0 | 0 | 0 | 0 | 0 | 0 | 0 | 0 | 0 | 0 | 0 | 0 | 0 | 0 | 0 | 0 | 0 | 0 | 0 | 0 | 0 | 0 | 0
F1_Commercial_Warehouse_New_Miscellaneous_Natural Gas_Miscellaneous_E2 | F1 | Commercial | Warehouse | New | Miscellaneous | Natural Gas | Miscellaneous | E2 | CCE | 0 | 0 | 0 | 0 | 0 | 0 | 0 | 0 | 0 | 0 | 0 | 0 | 0 | 0 | 0 | 0 | 0 | 0 | 0 | 0 | 0 | 0 | 0 | 0 | 0 | 0 | 0 | 0 | 0 | 0 | 0 | 0 | 0
F1_Commercial_Warehouse_New_Miscellaneous_Natural Gas_Miscellaneous_E3 | F1 | Commercial | Warehouse | New | Miscellaneous | Natural Gas | Miscellaneous | E3 | CCE | 0 | 0 | 0 | 0 | 0 | 0 | 0 | 0 | 0 | 0 | 0 | 0 | 0 | 0 | 0 | 0 | 0 | 0 | 0 | 0 | 0 | 0 | 0 | 0 | 0 | 0 | 0 | 0 | 0 | 0 | 0 | 0 | 0
F1_Commercial_Warehouse_New_Miscellaneous_Natural Gas_Miscellaneous_E4 | F1 | Commercial | Warehouse | New | Miscellaneous | Natural Gas | Miscellaneous | E4 | CCE | 0 | 0 | 0 | 0 | 0 | 0 | 0 | 0 | 0 | 0 | 0 | 0 | 0 | 0 | 0 | 0 | 0 | 0 | 0 | 0 | 0 | 0 | 0 | 0 | 0 | 0 | 0 | 0 | 0 | 0 | 0 | 0 | 0
F1_Commercial_Warehouse_New_Miscellaneous_Natural Gas_Miscellaneous_E5 | F1 | Commercial | Warehouse | New | Miscellaneous | Natural Gas | Miscellaneous | E5 | CCE | 0 | 0 | 0 | 0 | 0 | 0 | 0 | 0 | 0 | 0 | 0 | 0 | 0 | 0 | 0 | 0 | 0 | 0 | 0 | 0 | 0 | 0 | 0 | 0 | 0 | 0 | 0 | 0 | 0 | 0 | 0 | 0 | 0
F1_Commercial_Warehouse_New_Miscellaneous_Natural Gas_Miscellaneous_E6 | F1 | Commercial | Warehouse | New | Miscellaneous | Natural Gas | Miscellaneous | E6 | CCE | 0 | 0 | 0 | 0 | 0 | 0 | 0 | 0 | 0 | 0 | 0 | 0 | 0 | 0 | 0 | 0 | 0 | 0 | 0 | 0 | 0 | 0 | 0 | 0 | 0 | 0 | 0 | 0 | 0 | 0 | 0 | 0 | 0
F1_Commercial_Warehouse_New_Miscellaneous_Natural Gas_Miscellaneous_E7 | F1 | Commercial | Warehouse | New | Miscellaneous | Natural Gas | Miscellaneous | E7 | CCE | 0 | 0 | 0 | 0 | 0 | 0 | 0 | 0 | 0 | 0 | 0 | 0 | 0 | 0 | 0 | 0 | 0 | 0 | 0 | 0 | 0 | 0 | 0 | 0 | 0 | 0 | 0 | 0 | 0 | 0 | 0 | 0 | 0
F1_Commercial_Warehouse_New_Miscellaneous_Natural Gas_Miscellaneous_E8 | F1 | Commercial | Warehouse | New | Miscellaneous | Natural Gas | Miscellaneous | E8 | CCE | 0 | 0 | 0 | 0 | 0 | 0 | 0 | 0 | 0 | 0 | 0 | 0 | 0 | 0 | 0 | 0 | 0 | 0 | 0 | 0 | 0 | 0 | 0 | 0 | 0 | 0 | 0 | 0 | 0 | 0 | 0 | 0 | 0
F1_Commercial_Warehouse_New_Miscellaneous_Natural Gas_Miscellaneous_E9 | F1 | Commercial | Warehouse | New | Miscellaneous | Natural Gas | Miscellaneous | E9 | CCE | 0 | 0 | 0 | 0 | 0 | 0 | 0 | 0 | 0 | 0 | 0 | 0 | 0 | 0 | 0 | 0 | 0 | 0 | 0 | 0 | 0 | 0 | 0 | 0 | 0 | 0 | 0 | 0 | 0 | 0 | 0 | 0 | 0
F1_Commercial_Warehouse_New_Miscellaneous_Natural Gas_Miscellaneous_E10 | F1 | Commercial | Warehouse | New | Miscellaneous | Natural Gas | Miscellaneous | E10 | CCE | 0 | 0 | 0 | 0 | 0 | 0 | 0 | 0 | 0 | 0 | 0 | 0 | 0 | 0 | 0 | 0 | 0 | 0 | 0 | 0 | 0 | 0 | 0 | 0 | 0 | 0 | 0 | 0 | 0 | 0 | 0 | 0 | 0
F2_Commercial_Warehouse_New_Miscellaneous_Natural Gas_Miscellaneous_E1 | F2 | Commercial | Warehouse | New | Miscellaneous | Natural Gas | Miscellaneous | E1 | TRC BC Ratio | bar: 2019 to 2051
F2_Commercial_Warehouse_New_Miscellaneous_Natural Gas_Miscellaneous_E2 | F2 | Commercial | Warehouse | New | Miscellaneous | Natural Gas | Miscellaneous | E2 | TRC BC Ratio | 0 | 0 | 0 | 0 | 0 | 0 | 0 | 0 | 0 | 0 | 0 | 0 | 0 | 0 | 0 | 0 | 0 | 0 | 0 | 0 | 0 | 0 | 0 | 0 | 0 | 0 | 0 | 0 | 0 | 0 | 0 | 0 | 0
F2_Commercial_Warehouse_New_Miscellaneous_Natural Gas_Miscellaneous_E3 | F2 | Commercial | Warehouse | New | Miscellaneous | Natural Gas | Miscellaneous | E3 | TRC BC Ratio | 0 | 0 | 0 | 0 | 0 | 0 | 0 | 0 | 0 | 0 | 0 | 0 | 0 | 0 | 0 | 0 | 0 | 0 | 0 | 0 | 0 | 0 | 0 | 0 | 0 | 0 | 0 | 0 | 0 | 0 | 0 | 0 | 0
F2_Commercial_Warehouse_New_Miscellaneous_Natural Gas_Miscellaneous_E4 | F2 | Commercial | Warehouse | New | Miscellaneous | Natural Gas | Miscellaneous | E4 | TRC BC Ratio | 0 | 0 | 0 | 0 | 0 | 0 | 0 | 0 | 0 | 0 | 0 | 0 | 0 | 0 | 0 | 0 | 0 | 0 | 0 | 0 | 0 | 0 | 0 | 0 | 0 | 0 | 0 | 0 | 0 | 0 | 0 | 0 | 0
F2_Commercial_Warehouse_New_Miscellaneous_Natural Gas_Miscellaneous_E5 | F2 | Commercial | Warehouse | New | Miscellaneous | Natural Gas | Miscellaneous | E5 | TRC BC Ratio | 0 | 0 | 0 | 0 | 0 | 0 | 0 | 0 | 0 | 0 | 0 | 0 | 0 | 0 | 0 | 0 | 0 | 0 | 0 | 0 | 0 | 0 | 0 | 0 | 0 | 0 | 0 | 0 | 0 | 0 | 0 | 0 | 0
F2_Commercial_Warehouse_New_Miscellaneous_Natural Gas_Miscellaneous_E6 | F2 | Commercial | Warehouse | New | Miscellaneous | Natural Gas | Miscellaneous | E6 | TRC BC Ratio | 0 | 0 | 0 | 0 | 0 | 0 | 0 | 0 | 0 | 0 | 0 | 0 | 0 | 0 | 0 | 0 | 0 | 0 | 0 | 0 | 0 | 0 | 0 | 0 | 0 | 0 | 0 | 0 | 0 | 0 | 0 | 0 | 0
F2_Commercial_Warehouse_New_Miscellaneous_Natural Gas_Miscellaneous_E7 | F2 | Commercial | Warehouse | New | Miscellaneous | Natural Gas | Miscellaneous | E7 | TRC BC Ratio | 0 | 0 | 0 | 0 | 0 | 0 | 0 | 0 | 0 | 0 | 0 | 0 | 0 | 0 | 0 | 0 | 0 | 0 | 0 | 0 | 0 | 0 | 0 | 0 | 0 | 0 | 0 | 0 | 0 | 0 | 0 | 0 | 0
F2_Commercial_Warehouse_New_Miscellaneous_Natural Gas_Miscellaneous_E8 | F2 | Commercial | Warehouse | New | Miscellaneous | Natural Gas | Miscellaneous | E8 | TRC BC Ratio | 0 | 0 | 0 | 0 | 0 | 0 | 0 | 0 | 0 | 0 | 0 | 0 | 0 | 0 | 0 | 0 | 0 | 0 | 0 | 0 | 0 | 0 | 0 | 0 | 0 | 0 | 0 | 0 | 0 | 0 | 0 | 0 | 0
F2_Commercial_Warehouse_New_Miscellaneous_Natural Gas_Miscellaneous_E9 | F2 | Commercial | Warehouse | New | Miscellaneous | Natural Gas | Miscellaneous | E9 | TRC BC Ratio | 0 | 0 | 0 | 0 | 0 | 0 | 0 | 0 | 0 | 0 | 0 | 0 | 0 | 0 | 0 | 0 | 0 | 0 | 0 | 0 | 0 | 0 | 0 | 0 | 0 | 0 | 0 | 0 | 0 | 0 | 0 | 0 | 0
F2_Commercial_Warehouse_New_Miscellaneous_Natural Gas_Miscellaneous_E10 | F2 | Commercial | Warehouse | New | Miscellaneous | Natural Gas | Miscellaneous | E10 | TRC BC Ratio | 0 | 0 | 0 | 0 | 0 | 0 | 0 | 0 | 0 | 0 | 0 | 0 | 0 | 0 | 0 | 0 | 0 | 0 | 0 | 0 | 0 | 0 | 0 | 0 | 0 | 0 | 0 | 0 | 0 | 0 | 0 | 0 | 0
F3_Commercial_Warehouse_New_Miscellaneous_Natural Gas_Miscellaneous_E1 | F3 | Commercial | Warehouse | New | Miscellaneous | Natural Gas | Miscellaneous | E1 | PACT BC Ratio | bar: 2019 to 2051
F3_Commercial_Warehouse_New_Miscellaneous_Natural Gas_Miscellaneous_E2 | F3 | Commercial | Warehouse | New | Miscellaneous | Natural Gas | Miscellaneous | E2 | PACT BC Ratio | 0 | 0 | 0 | 0 | 0 | 0 | 0 | 0 | 0 | 0 | 0 | 0 | 0 | 0 | 0 | 0 | 0 | 0 | 0 | 0 | 0 | 0 | 0 | 0 | 0 | 0 | 0 | 0 | 0 | 0 | 0 | 0 | 0
F3_Commercial_Warehouse_New_Miscellaneous_Natural Gas_Miscellaneous_E3 | F3 | Commercial | Warehouse | New | Miscellaneous | Natural Gas | Miscellaneous | E3 | PACT BC Ratio | 0 | 0 | 0 | 0 | 0 | 0 | 0 | 0 | 0 | 0 | 0 | 0 | 0 | 0 | 0 | 0 | 0 | 0 | 0 | 0 | 0 | 0 | 0 | 0 | 0 | 0 | 0 | 0 | 0 | 0 | 0 | 0 | 0
F3_Commercial_Warehouse_New_Miscellaneous_Natural Gas_Miscellaneous_E4 | F3 | Commercial | Warehouse | New | Miscellaneous | Natural Gas | Miscellaneous | E4 | PACT BC Ratio | 0 | 0 | 0 | 0 | 0 | 0 | 0 | 0 | 0 | 0 | 0 | 0 | 0 | 0 | 0 | 0 | 0 | 0 | 0 | 0 | 0 | 0 | 0 | 0 | 0 | 0 | 0 | 0 | 0 | 0 | 0 | 0 | 0
F3_Commercial_Warehouse_New_Miscellaneous_Natural Gas_Miscellaneous_E5 | F3 | Commercial | Warehouse | New | Miscellaneous | Natural Gas | Miscellaneous | E5 | PACT BC Ratio | 0 | 0 | 0 | 0 | 0 | 0 | 0 | 0 | 0 | 0 | 0 | 0 | 0 | 0 | 0 | 0 | 0 | 0 | 0 | 0 | 0 | 0 | 0 | 0 | 0 | 0 | 0 | 0 | 0 | 0 | 0 | 0 | 0
F3_Commercial_Warehouse_New_Miscellaneous_Natural Gas_Miscellaneous_E6 | F3 | Commercial | Warehouse | New | Miscellaneous | Natural Gas | Miscellaneous | E6 | PACT BC Ratio | 0 | 0 | 0 | 0 | 0 | 0 | 0 | 0 | 0 | 0 | 0 | 0 | 0 | 0 | 0 | 0 | 0 | 0 | 0 | 0 | 0 | 0 | 0 | 0 | 0 | 0 | 0 | 0 | 0 | 0 | 0 | 0 | 0
F3_Commercial_Warehouse_New_Miscellaneous_Natural Gas_Miscellaneous_E7 | F3 | Commercial | Warehouse | New | Miscellaneous | Natural Gas | Miscellaneous | E7 | PACT BC Ratio | 0 | 0 | 0 | 0 | 0 | 0 | 0 | 0 | 0 | 0 | 0 | 0 | 0 | 0 | 0 | 0 | 0 | 0 | 0 | 0 | 0 | 0 | 0 | 0 | 0 | 0 | 0 | 0 | 0 | 0 | 0 | 0 | 0
F3_Commercial_Warehouse_New_Miscellaneous_Natural Gas_Miscellaneous_E8 | F3 | Commercial | Warehouse | New | Miscellaneous | Natural Gas | Miscellaneous | E8 | PACT BC Ratio | 0 | 0 | 0 | 0 | 0 | 0 | 0 | 0 | 0 | 0 | 0 | 0 | 0 | 0 | 0 | 0 | 0 | 0 | 0 | 0 | 0 | 0 | 0 | 0 | 0 | 0 | 0 | 0 | 0 | 0 | 0 | 0 | 0
F3_Commercial_Warehouse_New_Miscellaneous_Natural Gas_Miscellaneous_E9 | F3 | Commercial | Warehouse | New | Miscellaneous | Natural Gas | Miscellaneous | E9 | PACT BC Ratio | 0 | 0 | 0 | 0 | 0 | 0 | 0 | 0 | 0 | 0 | 0 | 0 | 0 | 0 | 0 | 0 | 0 | 0 | 0 | 0 | 0 | 0 | 0 | 0 | 0 | 0 | 0 | 0 | 0 | 0 | 0 | 0 | 0
F3_Commercial_Warehouse_New_Miscellaneous_Natural Gas_Miscellaneous_E10 | F3 | Commercial | Warehouse | New | Miscellaneous | Natural Gas | Miscellaneous | E10 | PACT BC Ratio | 0 | 0 | 0 | 0 | 0 | 0 | 0 | 0 | 0 | 0 | 0 | 0 | 0 | 0 | 0 | 0 | 0 | 0 | 0 | 0 | 0 | 0 | 0 | 0 | 0 | 0 | 0 | 0 | 0 | 0 | 0 | 0 | 0
F4_Commercial_Warehouse_New_Miscellaneous_Natural Gas_Miscellaneous_E1 | F4 | Commercial | Warehouse | New | Miscellaneous | Natural Gas | Miscellaneous | E1 | RVT BC Ratio | bar: 2019 to 2051
F4_Commercial_Warehouse_New_Miscellaneous_Natural Gas_Miscellaneous_E2 | F4 | Commercial | Warehouse | New | Miscellaneous | Natural Gas | Miscellaneous | E2 | RVT BC Ratio | 0 | 0 | 0 | 0 | 0 | 0 | 0 | 0 | 0 | 0 | 0 | 0 | 0 | 0 | 0 | 0 | 0 | 0 | 0 | 0 | 0 | 0 | 0 | 0 | 0 | 0 | 0 | 0 | 0 | 0 | 0 | 0 | 0
F4_Commercial_Warehouse_New_Miscellaneous_Natural Gas_Miscellaneous_E3 | F4 | Commercial | Warehouse | New | Miscellaneous | Natural Gas | Miscellaneous | E3 | RVT BC Ratio | 0 | 0 | 0 | 0 | 0 | 0 | 0 | 0 | 0 | 0 | 0 | 0 | 0 | 0 | 0 | 0 | 0 | 0 | 0 | 0 | 0 | 0 | 0 | 0 | 0 | 0 | 0 | 0 | 0 | 0 | 0 | 0 | 0
F4_Commercial_Warehouse_New_Miscellaneous_Natural Gas_Miscellaneous_E4 | F4 | Commercial | Warehouse | New | Miscellaneous | Natural Gas | Miscellaneous | E4 | RVT BC Ratio | 0 | 0 | 0 | 0 | 0 | 0 | 0 | 0 | 0 | 0 | 0 | 0 | 0 | 0 | 0 | 0 | 0 | 0 | 0 | 0 | 0 | 0 | 0 | 0 | 0 | 0 | 0 | 0 | 0 | 0 | 0 | 0 | 0
F4_Commercial_Warehouse_New_Miscellaneous_Natural Gas_Miscellaneous_E5 | F4 | Commercial | Warehouse | New | Miscellaneous | Natural Gas | Miscellaneous | E5 | RVT BC Ratio | 0 | 0 | 0 | 0 | 0 | 0 | 0 | 0 | 0 | 0 | 0 | 0 | 0 | 0 | 0 | 0 | 0 | 0 | 0 | 0 | 0 | 0 | 0 | 0 | 0 | 0 | 0 | 0 | 0 | 0 | 0 | 0 | 0
F4_Commercial_Warehouse_New_Miscellaneous_Natural Gas_Miscellaneous_E6 | F4 | Commercial | Warehouse | New | Miscellaneous | Natural Gas | Miscellaneous | E6 | RVT BC Ratio | 0 | 0 | 0 | 0 | 0 | 0 | 0 | 0 | 0 | 0 | 0 | 0 | 0 | 0 | 0 | 0 | 0 | 0 | 0 | 0 | 0 | 0 | 0 | 0 | 0 | 0 | 0 | 0 | 0 | 0 | 0 | 0 | 0
F4_Commercial_Warehouse_New_Miscellaneous_Natural Gas_Miscellaneous_E7 | F4 | Commercial | Warehouse | New | Miscellaneous | Natural Gas | Miscellaneous | E7 | RVT BC Ratio | 0 | 0 | 0 | 0 | 0 | 0 | 0 | 0 | 0 | 0 | 0 | 0 | 0 | 0 | 0 | 0 | 0 | 0 | 0 | 0 | 0 | 0 | 0 | 0 | 0 | 0 | 0 | 0 | 0 | 0 | 0 | 0 | 0
F4_Commercial_Warehouse_New_Miscellaneous_Natural Gas_Miscellaneous_E8 | F4 | Commercial | Warehouse | New | Miscellaneous | Natural Gas | Miscellaneous | E8 | RVT BC Ratio | 0 | 0 | 0 | 0 | 0 | 0 | 0 | 0 | 0 | 0 | 0 | 0 | 0 | 0 | 0 | 0 | 0 | 0 | 0 | 0 | 0 | 0 | 0 | 0 | 0 | 0 | 0 | 0 | 0 | 0 | 0 | 0 | 0
F4_Commercial_Warehouse_New_Miscellaneous_Natural Gas_Miscellaneous_E9 | F4 | Commercial | Warehouse | New | Miscellaneous | Natural Gas | Miscellaneous | E9 | RVT BC Ratio | 0 | 0 | 0 | 0 | 0 | 0 | 0 | 0 | 0 | 0 | 0 | 0 | 0 | 0 | 0 | 0 | 0 | 0 | 0 | 0 | 0 | 0 | 0 | 0 | 0 | 0 | 0 | 0 | 0 | 0 | 0 | 0 | 0
F4_Commercial_Warehouse_New_Miscellaneous_Natural Gas_Miscellaneous_E10 | F4 | Commercial | Warehouse | New | Miscellaneous | Natural Gas | Miscellaneous | E10 | RVT BC Ratio | 0 | 0 | 0 | 0 | 0 | 0 | 0 | 0 | 0 | 0 | 0 | 0 | 0 | 0 | 0 | 0 | 0 | 0 | 0 | 0 | 0 | 0 | 0 | 0 | 0 | 0 | 0 | 0 | 0 | 0 | 0 | 0 | 0
F5_Commercial_Warehouse_New_Miscellaneous_Natural Gas_Miscellaneous_E1 | F5 | Commercial | Warehouse | New | Miscellaneous | Natural Gas | Miscellaneous | E1 | RIM BC Ratio | bar: 2019 to 2051
F5_Commercial_Warehouse_New_Miscellaneous_Natural Gas_Miscellaneous_E2 | F5 | Commercial | Warehouse | New | Miscellaneous | Natural Gas | Miscellaneous | E2 | RIM BC Ratio | 0 | 0 | 0 | 0 | 0 | 0 | 0 | 0 | 0 | 0 | 0 | 0 | 0 | 0 | 0 | 0 | 0 | 0 | 0 | 0 | 0 | 0 | 0 | 0 | 0 | 0 | 0 | 0 | 0 | 0 | 0 | 0 | 0
F5_Commercial_Warehouse_New_Miscellaneous_Natural Gas_Miscellaneous_E3 | F5 | Commercial | Warehouse | New | Miscellaneous | Natural Gas | Miscellaneous | E3 | RIM BC Ratio | 0 | 0 | 0 | 0 | 0 | 0 | 0 | 0 | 0 | 0 | 0 | 0 | 0 | 0 | 0 | 0 | 0 | 0 | 0 | 0 | 0 | 0 | 0 | 0 | 0 | 0 | 0 | 0 | 0 | 0 | 0 | 0 | 0
F5_Commercial_Warehouse_New_Miscellaneous_Natural Gas_Miscellaneous_E4 | F5 | Commercial | Warehouse | New | Miscellaneous | Natural Gas | Miscellaneous | E4 | RIM BC Ratio | 0 | 0 | 0 | 0 | 0 | 0 | 0 | 0 | 0 | 0 | 0 | 0 | 0 | 0 | 0 | 0 | 0 | 0 | 0 | 0 | 0 | 0 | 0 | 0 | 0 | 0 | 0 | 0 | 0 | 0 | 0 | 0 | 0
F5_Commercial_Warehouse_New_Miscellaneous_Natural Gas_Miscellaneous_E5 | F5 | Commercial | Warehouse | New | Miscellaneous | Natural Gas | Miscellaneous | E5 | RIM BC Ratio | 0 | 0 | 0 | 0 | 0 | 0 | 0 | 0 | 0 | 0 | 0 | 0 | 0 | 0 | 0 | 0 | 0 | 0 | 0 | 0 | 0 | 0 | 0 | 0 | 0 | 0 | 0 | 0 | 0 | 0 | 0 | 0 | 0
F5_Commercial_Warehouse_New_Miscellaneous_Natural Gas_Miscellaneous_E6 | F5 | Commercial | Warehouse | New | Miscellaneous | Natural Gas | Miscellaneous | E6 | RIM BC Ratio | 0 | 0 | 0 | 0 | 0 | 0 | 0 | 0 | 0 | 0 | 0 | 0 | 0 | 0 | 0 | 0 | 0 | 0 | 0 | 0 | 0 | 0 | 0 | 0 | 0 | 0 | 0 | 0 | 0 | 0 | 0 | 0 | 0
F5_Commercial_Warehouse_New_Miscellaneous_Natural Gas_Miscellaneous_E7 | F5 | Commercial | Warehouse | New | Miscellaneous | Natural Gas | Miscellaneous | E7 | RIM BC Ratio | 0 | 0 | 0 | 0 | 0 | 0 | 0 | 0 | 0 | 0 | 0 | 0 | 0 | 0 | 0 | 0 | 0 | 0 | 0 | 0 | 0 | 0 | 0 | 0 | 0 | 0 | 0 | 0 | 0 | 0 | 0 | 0 | 0
F5_Commercial_Warehouse_New_Miscellaneous_Natural Gas_Miscellaneous_E8 | F5 | Commercial | Warehouse | New | Miscellaneous | Natural Gas | Miscellaneous | E8 | RIM BC Ratio | 0 | 0 | 0 | 0 | 0 | 0 | 0 | 0 | 0 | 0 | 0 | 0 | 0 | 0 | 0 | 0 | 0 | 0 | 0 | 0 | 0 | 0 | 0 | 0 | 0 | 0 | 0 | 0 | 0 | 0 | 0 | 0 | 0
F5_Commercial_Warehouse_New_Miscellaneous_Natural Gas_Miscellaneous_E9 | F5 | Commercial | Warehouse | New | Miscellaneous | Natural Gas | Miscellaneous | E9 | RIM BC Ratio | 0 | 0 | 0 | 0 | 0 | 0 | 0 | 0 | 0 | 0 | 0 | 0 | 0 | 0 | 0 | 0 | 0 | 0 | 0 | 0 | 0 | 0 | 0 | 0 | 0 | 0 | 0 | 0 | 0 | 0 | 0 | 0 | 0
F5_Commercial_Warehouse_New_Miscellaneous_Natural Gas_Miscellaneous_E10 | F5 | Commercial | Warehouse | New | Miscellaneous | Natural Gas | Miscellaneous | E10 | RIM BC Ratio | 0 | 0 | 0 | 0 | 0 | 0 | 0 | 0 | 0 | 0 | 0 | 0 | 0 | 0 | 0 | 0 | 0 | 0 | 0 | 0 | 0 | 0 | 0 | 0 | 0 | 0 | 0 | 0 | 0 | 0 | 0 | 0 | 0
F0_Commercial_Miscellaneous_Existing_Space Heating_Natural Gas_Furnace_E0 | F0 | Commercial | Miscellaneous | Existing | Space Heating | Natural Gas | Furnace | E0 | Economic Unit | AFUE 81% (2023 Fed Standard) | AFUE 81% (2023 Fed Standard) | AFUE 81% (2023 Fed Standard) | AFUE 81% (2023 Fed Standard) | AFUE 81% (2023 Fed Standard) | AFUE 91% (WA State Min 2023) | AFUE 91% (WA State Min 2023) | AFUE 91% (WA State Min 2023) | AFUE 91% (WA State Min 2023) | AFUE 91% (WA State Min 2023) | AFUE 91% (WA State Min 2023) | AFUE 91% (WA State Min 2023) | AFUE 91% (WA State Min 2023) | AFUE 91% (WA State Min 2023) | AFUE 91% (WA State Min 2023) | AFUE 91% (WA State Min 2023) | AFUE 91% (WA State Min 2023) | AFUE 91% (WA State Min 2023) | AFUE 91% (WA State Min 2023) | AFUE 91% (WA State Min 2023) | AFUE 91% (WA State Min 2023) | AFUE 91% (WA State Min 2023) | AFUE 91% (WA State Min 2023) | AFUE 91% (WA State Min 2023) | AFUE 91% (WA State Min 2023) | AFUE 91% (WA State Min 2023) | AFUE 91% (WA State Min 2023) | AFUE 91% (WA State Min 2023) | AFUE 91% (WA State Min 2023) | AFUE 91% (WA State Min 2023) | AFUE 91% (WA State Min 2023) | AFUE 91% (WA State Min 2023) | AFUE 91% (WA State Min 2023)
F1_Commercial_Miscellaneous_Existing_Space Heating_Natural Gas_Furnace_E1 | F1 | Commercial | Miscellaneous | Existing | Space Heating | Natural Gas | Furnace | E1 | CCE | 0 | 0 | 0 | 0 | 0 | 0 | 0 | 0 | 0 | 0 | 0 | 0 | 0 | 0 | 0 | 0 | 0 | 0 | 0 | 0 | 0 | 0 | 0 | 0 | 0 | 0 | 0 | 0 | 0 | 0 | 0 | 0 | 0
F1_Commercial_Miscellaneous_Existing_Space Heating_Natural Gas_Furnace_E2 | F1 | Commercial | Miscellaneous | Existing | Space Heating | Natural Gas | Furnace | E2 | CCE | 0.16373 | 0.16952 | 0.15298 | 0.15668 | 0.15753 | 0 | 0 | 0 | 0 | 0 | 0 | 0 | 0 | 0 | 0 | 0 | 0 | 0 | 0 | 0 | 0 | 0 | 0 | 0 | 0 | 0 | 0 | 0 | 0 | 0 | 0 | 0 | 0
F1_Commercial_Miscellaneous_Existing_Space Heating_Natural Gas_Furnace_E3 | F1 | Commercial | Miscellaneous | Existing | Space Heating | Natural Gas | Furnace | E3 | CCE | 2.7946 | 2.8933 | 2.6111 | 2.6743 | 2.6887 | 0 | 0 | 0 | 0 | 0 | 0 | 0 | 0 | 0 | 0 | 0 | 0 | 0 | 0 | 0 | 0 | 0 | 0 | 0 | 0 | 0 | 0 | 0 | 0 | 0 | 0 | 0 | 0
F1_Commercial_Miscellaneous_Existing_Space Heating_Natural Gas_Furnace_E4 | F1 | Commercial | Miscellaneous | Existing | Space Heating | Natural Gas | Furnace | E4 | CCE | 4.4058 | 4.5615 | 4.1166 | 4.2162 | 4.2388 | 6.6663 | 6.7026 | 6.7392 | 6.7763 | 6.8137 | 6.8516 | 6.8899 | 6.9286 | 6.9677 | 7.0073 | 7.0474 | 7.0879 | 7.1288 | 7.1703 | 7.2123 | 7.2547 | 7.2975 | 7.341 | 7.3849 | 7.4294 | 7.4743 | 7.52 | 7.566 | 7.6127 | 7.6599 | 7.7079 | 7.7563 | 7.7563
F1_Commercial_Miscellaneous_Existing_Space Heating_Natural Gas_Furnace_E5 | F1 | Commercial | Miscellaneous | Existing | Space Heating | Natural Gas | Furnace | E5 | CCE | 0 | 0 | 0 | 0 | 0 | 0 | 0 | 59.8873 | 60.2165 | 60.549 | 60.8858 | 61.226 | 61.5701 | 61.9177 | 62.2699 | 62.6258 | 62.9857 | 63.3494 | 63.7182 | 64.0909 | 64.4679 | 64.8484 | 65.2349 | 65.6253 | 66.0206 | 66.4196 | 66.8252 | 67.2348 | 67.6496 | 68.0691 | 68.495 | 68.9257 | 68.9257
F1_Commercial_Miscellaneous_Existing_Space Heating_Natural Gas_Furnace_E6 | F1 | Commercial | Miscellaneous | Existing | Space Heating | Natural Gas | Furnace | E6 | CCE | 0 | 0 | 0 | 0 | 0 | 0 | 0 | 0 | 0 | 0 | 0 | 0 | 0 | 0 | 0 | 0 | 0 | 0 | 0 | 0 | 0 | 0 | 0 | 0 | 0 | 0 | 0 | 0 | 0 | 0 | 0 | 0 | 0
F1_Commercial_Miscellaneous_Existing_Space Heating_Natural Gas_Furnace_E7 | F1 | Commercial | Miscellaneous | Existing | Space Heating | Natural Gas | Furnace | E7 | CCE | 0 | 0 | 0 | 0 | 0 | 0 | 0 | 0 | 0 | 0 | 0 | 0 | 0 | 0 | 0 | 0 | 0 | 0 | 0 | 0 | 0 | 0 | 0 | 0 | 0 | 0 | 0 | 0 | 0 | 0 | 0 | 0 | 0
F1_Commercial_Miscellaneous_Existing_Space Heating_Natural Gas_Furnace_E8 | F1 | Commercial | Miscellaneous | Existing | Space Heating | Natural Gas | Furnace | E8 | CCE | 0 | 0 | 0 | 0 | 0 | 0 | 0 | 0 | 0 | 0 | 0 | 0 | 0 | 0 | 0 | 0 | 0 | 0 | 0 | 0 | 0 | 0 | 0 | 0 | 0 | 0 | 0 | 0 | 0 | 0 | 0 | 0 | 0
F1_Commercial_Miscellaneous_Existing_Space Heating_Natural Gas_Furnace_E9 | F1 | Commercial | Miscellaneous | Existing | Space Heating | Natural Gas | Furnace | E9 | CCE | 0 | 0 | 0 | 0 | 0 | 0 | 0 | 0 | 0 | 0 | 0 | 0 | 0 | 0 | 0 | 0 | 0 | 0 | 0 | 0 | 0 | 0 | 0 | 0 | 0 | 0 | 0 | 0 | 0 | 0 | 0 | 0 | 0
F1_Commercial_Miscellaneous_Existing_Space Heating_Natural Gas_Furnace_E10 | F1 | Commercial | Miscellaneous | Existing | Space Heating | Natural Gas | Furnace | E10 | CCE | 0 | 0 | 0 | 0 | 0 | 0 | 0 | 0 | 0 | 0 | 0 | 0 | 0 | 0 | 0 | 0 | 0 | 0 | 0 | 0 | 0 | 0 | 0 | 0 | 0 | 0 | 0 | 0 | 0 | 0 | 0 | 0 | 0
F2_Commercial_Miscellaneous_Existing_Space Heating_Natural Gas_Furnace_E1 | F2 | Commercial | Miscellaneous | Existing | Space Heating | Natural Gas | Furnace | E1 | TRC BC Ratio | 1 | 1 | 1 | 1 | 1 | 0 | 0 | 0 | 0 | 0 | 0 | 0 | 0 | 0 | 0 | 0 | 0 | 0 | 0 | 0 | 0 | 0 | 0 | 0 | 0 | 0 | 0 | 0 | 0 | 0 | 0 | 0 | 0
F2_Commercial_Miscellaneous_Existing_Space Heating_Natural Gas_Furnace_E2 | F2 | Commercial | Miscellaneous | Existing | Space Heating | Natural Gas | Furnace | E2 | TRC BC Ratio | 13.2738 | 13.2687 | 13.2927 | 13.2296 | 13.1864 | 0 | 0 | 0 | 0 | 0 | 0 | 0 | 0 | 0 | 0 | 0 | 0 | 0 | 0 | 0 | 0 | 0 | 0 | 0 | 0 | 0 | 0 | 0 | 0 | 0 | 0 | 0 | 0
F2_Commercial_Miscellaneous_Existing_Space Heating_Natural Gas_Furnace_E3 | F2 | Commercial | Miscellaneous | Existing | Space Heating | Natural Gas | Furnace | E3 | TRC BC Ratio | 0.77769 | 0.77739 | 0.7788 | 0.7751 | 0.77257 | 1 | 1 | 1 | 1 | 1 | 1 | 1 | 1 | 1 | 1 | 1 | 1 | 1 | 1 | 1 | 1 | 1 | 1 | 1 | 1 | 1 | 1 | 1 | 1 | 1 | 1 | 1 | 1
F2_Commercial_Miscellaneous_Existing_Space Heating_Natural Gas_Furnace_E4 | F2 | Commercial | Miscellaneous | Existing | Space Heating | Natural Gas | Furnace | E4 | TRC BC Ratio | 0.49329 | 0.4931 | 0.494 | 0.49165 | 0.49004 | 0.31296 | 0.31327 | 0.31343 | 0.3138 | 0.3141 | 0.31436 | 0.31455 | 0.31481 | 0.31509 | 0.3153 | 0.31553 | 0.31576 | 0.31605 | 0.31633 | 0.31668 | 0.31698 | 0.31731 | 0.31758 | 0.3179 | 0.31815 | 0.31838 | 0.31859 | 0.31883 | 0.31898 | 0.31915 | 0.31924 | 0.31937 | 0.31937
F2_Commercial_Miscellaneous_Existing_Space Heating_Natural Gas_Furnace_E5 | F2 | Commercial | Miscellaneous | Existing | Space Heating | Natural Gas | Furnace | E5 | TRC BC Ratio | 0 | 0 | 0 | 0 | 0 | 0 | 0 | 0.035271 | 0.035312 | 0.035346 | 0.035375 | 0.035397 | 0.035426 | 0.035457 | 0.035482 | 0.035507 | 0.035533 | 0.035566 | 0.035597 | 0.035636 | 0.035671 | 0.035707 | 0.035738 | 0.035774 | 0.035802 | 0.035828 | 0.035852 | 0.035878 | 0.035895 | 0.035914 | 0.035925 | 0.035939 | 0.035939
F2_Commercial_Miscellaneous_Existing_Space Heating_Natural Gas_Furnace_E6 | F2 | Commercial | Miscellaneous | Existing | Space Heating | Natural Gas | Furnace | E6 | TRC BC Ratio | 0 | 0 | 0 | 0 | 0 | 0 | 0 | 0 | 0 | 0 | 0 | 0 | 0 | 0 | 0 | 0 | 0 | 0 | 0 | 0 | 0 | 0 | 0 | 0 | 0 | 0 | 0 | 0 | 0 | 0 | 0 | 0 | 0
F2_Commercial_Miscellaneous_Existing_Space Heating_Natural Gas_Furnace_E7 | F2 | Commercial | Miscellaneous | Existing | Space Heating | Natural Gas | Furnace | E7 | TRC BC Ratio | 0 | 0 | 0 | 0 | 0 | 0 | 0 | 0 | 0 | 0 | 0 | 0 | 0 | 0 | 0 | 0 | 0 | 0 | 0 | 0 | 0 | 0 | 0 | 0 | 0 | 0 | 0 | 0 | 0 | 0 | 0 | 0 | 0
F2_Commercial_Miscellaneous_Existing_Space Heating_Natural Gas_Furnace_E8 | F2 | Commercial | Miscellaneous | Existing | Space Heating | Natural Gas | Furnace | E8 | TRC BC Ratio | 0 | 0 | 0 | 0 | 0 | 0 | 0 | 0 | 0 | 0 | 0 | 0 | 0 | 0 | 0 | 0 | 0 | 0 | 0 | 0 | 0 | 0 | 0 | 0 | 0 | 0 | 0 | 0 | 0 | 0 | 0 | 0 | 0
F2_Commercial_Miscellaneous_Existing_Space Heating_Natural Gas_Furnace_E9 | F2 | Commercial | Miscellaneous | Existing | Space Heating | Natural Gas | Furnace | E9 | TRC BC Ratio | 0 | 0 | 0 | 0 | 0 | 0 | 0 | 0 | 0 | 0 | 0 | 0 | 0 | 0 | 0 | 0 | 0 | 0 | 0 | 0 | 0 | 0 | 0 | 0 | 0 | 0 | 0 | 0 | 0 | 0 | 0 | 0 | 0
F2_Commercial_Miscellaneous_Existing_Space Heating_Natural Gas_Furnace_E10 | F2 | Commercial | Miscellaneous | Existing | Space Heating | Natural Gas | Furnace | E10 | TRC BC Ratio | 0 | 0 | 0 | 0 | 0 | 0 | 0 | 0 | 0 | 0 | 0 | 0 | 0 | 0 | 0 | 0 | 0 | 0 | 0 | 0 | 0 | 0 | 0 | 0 | 0 | 0 | 0 | 0 | 0 | 0 | 0 | 0 | 0
F3_Commercial_Miscellaneous_Existing_Space Heating_Natural Gas_Furnace_E1 | F3 | Commercial | Miscellaneous | Existing | Space Heating | Natural Gas | Furnace | E1 | PACT BC Ratio | 1 | 1 | 1 | 1 | 1 | 0 | 0 | 0 | 0 | 0 | 0 | 0 | 0 | 0 | 0 | 0 | 0 | 0 | 0 | 0 | 0 | 0 | 0 | 0 | 0 | 0 | 0 | 0 | 0 | 0 | 0 | 0 | 0
F3_Commercial_Miscellaneous_Existing_Space Heating_Natural Gas_Furnace_E2 | F3 | Commercial | Miscellaneous | Existing | Space Heating | Natural Gas | Furnace | E2 | PACT BC Ratio | 17.6984 | 17.6915 | 17.7237 | 17.6395 | 17.5818 | 0 | 0 | 0 | 0 | 0 | 0 | 0 | 0 | 0 | 0 | 0 | 0 | 0 | 0 | 0 | 0 | 0 | 0 | 0 | 0 | 0 | 0 | 0 | 0 | 0 | 0 | 0 | 0
F3_Commercial_Miscellaneous_Existing_Space Heating_Natural Gas_Furnace_E3 | F3 | Commercial | Miscellaneous | Existing | Space Heating | Natural Gas | Furnace | E3 | PACT BC Ratio | 1.0369 | 1.0365 | 1.0384 | 1.0335 | 1.0301 | 1 | 1 | 1 | 1 | 1 | 1 | 1 | 1 | 1 | 1 | 1 | 1 | 1 | 1 | 1 | 1 | 1 | 1 | 1 | 1 | 1 | 1 | 1 | 1 | 1 | 1 | 1 | 1
F3_Commercial_Miscellaneous_Existing_Space Heating_Natural Gas_Furnace_E4 | F3 | Commercial | Miscellaneous | Existing | Space Heating | Natural Gas | Furnace | E4 | PACT BC Ratio | 0.65772 | 0.65747 | 0.65866 | 0.65553 | 0.65339 | 0.41727 | 0.41769 | 0.41791 | 0.4184 | 0.4188 | 0.41914 | 0.4194 | 0.41974 | 0.42012 | 0.42041 | 0.42071 | 0.42101 | 0.4214 | 0.42177 | 0.42224 | 0.42264 | 0.42308 | 0.42344 | 0.42387 | 0.4242 | 0.4245 | 0.42479 | 0.4251 | 0.4253 | 0.42553 | 0.42566 | 0.42583 | 0.42583
F3_Commercial_Miscellaneous_Existing_Space Heating_Natural Gas_Furnace_E5 | F3 | Commercial | Miscellaneous | Existing | Space Heating | Natural Gas | Furnace | E5 | PACT BC Ratio | 0 | 0 | 0 | 0 | 0 | 0 | 0 | 0.047028 | 0.047083 | 0.047128 | 0.047167 | 0.047196 | 0.047234 | 0.047277 | 0.047309 | 0.047343 | 0.047377 | 0.047421 | 0.047462 | 0.047515 | 0.047561 | 0.04761 | 0.047651 | 0.047699 | 0.047736 | 0.04777 | 0.047802 | 0.047837 | 0.04786 | 0.047885 | 0.0479 | 0.047919 | 0.047919
F3_Commercial_Miscellaneous_Existing_Space Heating_Natural Gas_Furnace_E6 | F3 | Commercial | Miscellaneous | Existing | Space Heating | Natural Gas | Furnace | E6 | PACT BC Ratio | 0 | 0 | 0 | 0 | 0 | 0 | 0 | 0 | 0 | 0 | 0 | 0 | 0 | 0 | 0 | 0 | 0 | 0 | 0 | 0 | 0 | 0 | 0 | 0 | 0 | 0 | 0 | 0 | 0 | 0 | 0 | 0 | 0
F3_Commercial_Miscellaneous_Existing_Space Heating_Natural Gas_Furnace_E7 | F3 | Commercial | Miscellaneous | Existing | Space Heating | Natural Gas | Furnace | E7 | PACT BC Ratio | 0 | 0 | 0 | 0 | 0 | 0 | 0 | 0 | 0 | 0 | 0 | 0 | 0 | 0 | 0 | 0 | 0 | 0 | 0 | 0 | 0 | 0 | 0 | 0 | 0 | 0 | 0 | 0 | 0 | 0 | 0 | 0 | 0
F3_Commercial_Miscellaneous_Existing_Space Heating_Natural Gas_Furnace_E8 | F3 | Commercial | Miscellaneous | Existing | Space Heating | Natural Gas | Furnace | E8 | PACT BC Ratio | 0 | 0 | 0 | 0 | 0 | 0 | 0 | 0 | 0 | 0 | 0 | 0 | 0 | 0 | 0 | 0 | 0 | 0 | 0 | 0 | 0 | 0 | 0 | 0 | 0 | 0 | 0 | 0 | 0 | 0 | 0 | 0 | 0
F3_Commercial_Miscellaneous_Existing_Space Heating_Natural Gas_Furnace_E9 | F3 | Commercial | Miscellaneous | Existing | Space Heating | Natural Gas | Furnace | E9 | PACT BC Ratio | 0 | 0 | 0 | 0 | 0 | 0 | 0 | 0 | 0 | 0 | 0 | 0 | 0 | 0 | 0 | 0 | 0 | 0 | 0 | 0 | 0 | 0 | 0 | 0 | 0 | 0 | 0 | 0 | 0 | 0 | 0 | 0 | 0
F3_Commercial_Miscellaneous_Existing_Space Heating_Natural Gas_Furnace_E10 | F3 | Commercial | Miscellaneous | Existing | Space Heating | Natural Gas | Furnace | E10 | PACT BC Ratio | 0 | 0 | 0 | 0 | 0 | 0 | 0 | 0 | 0 | 0 | 0 | 0 | 0 | 0 | 0 | 0 | 0 | 0 | 0 | 0 | 0 | 0 | 0 | 0 | 0 | 0 | 0 | 0 | 0 | 0 | 0 | 0 | 0
F4_Commercial_Miscellaneous_Existing_Space Heating_Natural Gas_Furnace_E1 | F4 | Commercial | Miscellaneous | Existing | Space Heating | Natural Gas | Furnace | E1 | RVT BC Ratio | 1 | 1 | 1 | 1 | 1 | 0 | 0 | 0 | 0 | 0 | 0 | 0 | 0 | 0 | 0 | 0 | 0 | 0 | 0 | 0 | 0 | 0 | 0 | 0 | 0 | 0 | 0 | 0 | 0 | 0 | 0 | 0 | 0
F4_Commercial_Miscellaneous_Existing_Space Heating_Natural Gas_Furnace_E2 | F4 | Commercial | Miscellaneous | Existing | Space Heating | Natural Gas | Furnace | E2 | RVT BC Ratio | 19.7834 | 19.776 | 19.8107 | 19.7199 | 19.6578 | 0 | 0 | 0 | 0 | 0 | 0 | 0 | 0 | 0 | 0 | 0 | 0 | 0 | 0 | 0 | 0 | 0 | 0 | 0 | 0 | 0 | 0 | 0 | 0 | 0 | 0 | 0 | 0
F4_Commercial_Miscellaneous_Existing_Space Heating_Natural Gas_Furnace_E3 | F4 | Commercial | Miscellaneous | Existing | Space Heating | Natural Gas | Furnace | E3 | RVT BC Ratio | 1.8181 | 1.8176 | 1.8197 | 1.8144 | 1.8107 | 1 | 1 | 1 | 1 | 1 | 1 | 1 | 1 | 1 | 1 | 1 | 1 | 1 | 1 | 1 | 1 | 1 | 1 | 1 | 1 | 1 | 1 | 1 | 1 | 1 | 1 | 1 | 1
F4_Commercial_Miscellaneous_Existing_Space Heating_Natural Gas_Furnace_E4 | F4 | Commercial | Miscellaneous | Existing | Space Heating | Natural Gas | Furnace | E4 | RVT BC Ratio | 1.4092 | 1.4089 | 1.4102 | 1.4068 | 1.4045 | 1.1499 | 1.1504 | 1.1506 | 1.1511 | 1.1516 | 1.1519 | 1.1522 | 1.1526 | 1.153 | 1.1533 | 1.1536 | 1.154 | 1.1544 | 1.1548 | 1.1553 | 1.1557 | 1.1562 | 1.1566 | 1.157 | 1.1574 | 1.1577 | 1.158 | 1.1584 | 1.1586 | 1.1588 | 1.159 | 1.1592 | 1.1592
F4_Commercial_Miscellaneous_Existing_Space Heating_Natural Gas_Furnace_E5 | F4 | Commercial | Miscellaneous | Existing | Space Heating | Natural Gas | Furnace | E5 | RVT BC Ratio | 0 | 0 | 0 | 0 | 0 | 0 | 0 | 0.75071 | 0.75077 | 0.75082 | 0.75086 | 0.75089 | 0.75093 | 0.75098 | 0.75101 | 0.75105 | 0.75108 | 0.75113 | 0.75118 | 0.75123 | 0.75128 | 0.75134 | 0.75138 | 0.75143 | 0.75147 | 0.75151 | 0.75154 | 0.75158 | 0.75161 | 0.75163 | 0.75165 | 0.75167 | 0.75167
F4_Commercial_Miscellaneous_Existing_Space Heating_Natural Gas_Furnace_E6 | F4 | Commercial | Miscellaneous | Existing | Space Heating | Natural Gas | Furnace | E6 | RVT BC Ratio | 0 | 0 | 0 | 0 | 0 | 0 | 0 | 0 | 0 | 0 | 0 | 0 | 0 | 0 | 0 | 0 | 0 | 0 | 0 | 0 | 0 | 0 | 0 | 0 | 0 | 0 | 0 | 0 | 0 | 0 | 0 | 0 | 0
F4_Commercial_Miscellaneous_Existing_Space Heating_Natural Gas_Furnace_E7 | F4 | Commercial | Miscellaneous | Existing | Space Heating | Natural Gas | Furnace | E7 | RVT BC Ratio | 0 | 0 | 0 | 0 | 0 | 0 | 0 | 0 | 0 | 0 | 0 | 0 | 0 | 0 | 0 | 0 | 0 | 0 | 0 | 0 | 0 | 0 | 0 | 0 | 0 | 0 | 0 | 0 | 0 | 0 | 0 | 0 | 0
F4_Commercial_Miscellaneous_Existing_Space Heating_Natural Gas_Furnace_E8 | F4 | Commercial | Miscellaneous | Existing | Space Heating | Natural Gas | Furnace | E8 | RVT BC Ratio | 0 | 0 | 0 | 0 | 0 | 0 | 0 | 0 | 0 | 0 | 0 | 0 | 0 | 0 | 0 | 0 | 0 | 0 | 0 | 0 | 0 | 0 | 0 | 0 | 0 | 0 | 0 | 0 | 0 | 0 | 0 | 0 | 0
F4_Commercial_Miscellaneous_Existing_Space Heating_Natural Gas_Furnace_E9 | F4 | Commercial | Miscellaneous | Existing | Space Heating | Natural Gas | Furnace | E9 | RVT BC Ratio | 0 | 0 | 0 | 0 | 0 | 0 | 0 | 0 | 0 | 0 | 0 | 0 | 0 | 0 | 0 | 0 | 0 | 0 | 0 | 0 | 0 | 0 | 0 | 0 | 0 | 0 | 0 | 0 | 0 | 0 | 0 | 0 | 0
F4_Commercial_Miscellaneous_Existing_Space Heating_Natural Gas_Furnace_E10 | F4 | Commercial | Miscellaneous | Existing | Space Heating | Natural Gas | Furnace | E10 | RVT BC Ratio | 0 | 0 | 0 | 0 | 0 | 0 | 0 | 0 | 0 | 0 | 0 | 0 | 0 | 0 | 0 | 0 | 0 | 0 | 0 | 0 | 0 | 0 | 0 | 0 | 0 | 0 | 0 | 0 | 0 | 0 | 0 | 0 | 0
F5_Commercial_Miscellaneous_Existing_Space Heating_Natural Gas_Furnace_E1 | F5 | Commercial | Miscellaneous | Existing | Space Heating | Natural Gas | Furnace | E1 | RIM BC Ratio | 1 | 1 | 1 | 1 | 1 | 0 | 0 | 0 | 0 | 0 | 0 | 0 | 0 | 0 | 0 | 0 | 0 | 0 | 0 | 0 | 0 | 0 | 0 | 0 | 0 | 0 | 0 | 0 | 0 | 0 | 0 | 0 | 0
F5_Commercial_Miscellaneous_Existing_Space Heating_Natural Gas_Furnace_E2 | F5 | Commercial | Miscellaneous | Existing | Space Heating | Natural Gas | Furnace | E2 | RIM BC Ratio | 0.79709 | 0.79707 | 0.79714 | 0.79697 | 0.79685 | 0 | 0 | 0 | 0 | 0 | 0 | 0 | 0 | 0 | 0 | 0 | 0 | 0 | 0 | 0 | 0 | 0 | 0 | 0 | 0 | 0 | 0 | 0 | 0 | 0 | 0 | 0 | 0
F5_Commercial_Miscellaneous_Existing_Space Heating_Natural Gas_Furnace_E3 | F5 | Commercial | Miscellaneous | Existing | Space Heating | Natural Gas | Furnace | E3 | RIM BC Ratio | 0.46244 | 0.46236 | 0.46273 | 0.46175 | 0.46107 | 1 | 1 | 1 | 1 | 1 | 1 | 1 | 1 | 1 | 1 | 1 | 1 | 1 | 1 | 1 | 1 | 1 | 1 | 1 | 1 | 1 | 1 | 1 | 1 | 1 | 1 | 1 | 1
F5_Commercial_Miscellaneous_Existing_Space Heating_Natural Gas_Furnace_E4 | F5 | Commercial | Miscellaneous | Existing | Space Heating | Natural Gas | Furnace | E4 | RIM BC Ratio | 0.36785 | 0.36777 | 0.36815 | 0.36717 | 0.3665 | 0.2782 | 0.27838 | 0.27848 | 0.2787 | 0.27887 | 0.27903 | 0.27914 | 0.27929 | 0.27946 | 0.27959 | 0.27972 | 0.27985 | 0.28003 | 0.28019 | 0.28039 | 0.28057 | 0.28077 | 0.28093 | 0.28111 | 0.28126 | 0.28139 | 0.28152 | 0.28165 | 0.28174 | 0.28184 | 0.2819 | 0.28197 | 0.28197
F5_Commercial_Miscellaneous_Existing_Space Heating_Natural Gas_Furnace_E5 | F5 | Commercial | Miscellaneous | Existing | Space Heating | Natural Gas | Furnace | E5 | RIM BC Ratio | 0 | 0 | 0 | 0 | 0 | 0 | 0 | 0.04452 | 0.044569 | 0.044609 | 0.044644 | 0.04467 | 0.044704 | 0.044742 | 0.044771 | 0.044802 | 0.044832 | 0.044872 | 0.044909 | 0.044956 | 0.044997 | 0.045041 | 0.045077 | 0.04512 | 0.045153 | 0.045184 | 0.045213 | 0.045244 | 0.045265 | 0.045287 | 0.0453 | 0.045317 | 0.045317
F5_Commercial_Miscellaneous_Existing_Space Heating_Natural Gas_Furnace_E6 | F5 | Commercial | Miscellaneous | Existing | Space Heating | Natural Gas | Furnace | E6 | RIM BC Ratio | 0 | 0 | 0 | 0 | 0 | 0 | 0 | 0 | 0 | 0 | 0 | 0 | 0 | 0 | 0 | 0 | 0 | 0 | 0 | 0 | 0 | 0 | 0 | 0 | 0 | 0 | 0 | 0 | 0 | 0 | 0 | 0 | 0
F5_Commercial_Miscellaneous_Existing_Space Heating_Natural Gas_Furnace_E7 | F5 | Commercial | Miscellaneous | Existing | Space Heating | Natural Gas | Furnace | E7 | RIM BC Ratio | 0 | 0 | 0 | 0 | 0 | 0 | 0 | 0 | 0 | 0 | 0 | 0 | 0 | 0 | 0 | 0 | 0 | 0 | 0 | 0 | 0 | 0 | 0 | 0 | 0 | 0 | 0 | 0 | 0 | 0 | 0 | 0 | 0
F5_Commercial_Miscellaneous_Existing_Space Heating_Natural Gas_Furnace_E8 | F5 | Commercial | Miscellaneous | Existing | Space Heating | Natural Gas | Furnace | E8 | RIM BC Ratio | 0 | 0 | 0 | 0 | 0 | 0 | 0 | 0 | 0 | 0 | 0 | 0 | 0 | 0 | 0 | 0 | 0 | 0 | 0 | 0 | 0 | 0 | 0 | 0 | 0 | 0 | 0 | 0 | 0 | 0 | 0 | 0 | 0
F5_Commercial_Miscellaneous_Existing_Space Heating_Natural Gas_Furnace_E9 | F5 | Commercial | Miscellaneous | Existing | Space Heating | Natural Gas | Furnace | E9 | RIM BC Ratio | 0 | 0 | 0 | 0 | 0 | 0 | 0 | 0 | 0 | 0 | 0 | 0 | 0 | 0 | 0 | 0 | 0 | 0 | 0 | 0 | 0 | 0 | 0 | 0 | 0 | 0 | 0 | 0 | 0 | 0 | 0 | 0 | 0
F5_Commercial_Miscellaneous_Existing_Space Heating_Natural Gas_Furnace_E10 | F5 | Commercial | Miscellaneous | Existing | Space Heating | Natural Gas | Furnace | E10 | RIM BC Ratio | 0 | 0 | 0 | 0 | 0 | 0 | 0 | 0 | 0 | 0 | 0 | 0 | 0 | 0 | 0 | 0 | 0 | 0 | 0 | 0 | 0 | 0 | 0 | 0 | 0 | 0 | 0 | 0 | 0 | 0 | 0 | 0 | 0
F0_Commercial_Miscellaneous_Existing_Space Heating_Natural Gas_Boiler_E0 | F0 | Commercial | Miscellaneous | Existing | Space Heating | Natural Gas | Boiler | E0 | Economic Unit | TE 84% (2023 Standard) | TE 84% (2023 Standard) | TE 84% (2023 Standard) | TE 84% (2023 Standard) | TE 84% (2023 Standard) | TE 94% (ENERGY STAR 1.0) | TE 94% (ENERGY STAR 1.0) | TE 94% (ENERGY STAR 1.0) | TE 94% (ENERGY STAR 1.0) | TE 94% (ENERGY STAR 1.0) | TE 94% (ENERGY STAR 1.0) | TE 94% (ENERGY STAR 1.0) | TE 94% (ENERGY STAR 1.0) | TE 94% (ENERGY STAR 1.0) | TE 94% (ENERGY STAR 1.0) | TE 94% (ENERGY STAR 1.0) | TE 94% (ENERGY STAR 1.0) | TE 94% (ENERGY STAR 1.0) | TE 94% (ENERGY STAR 1.0) | TE 94% (ENERGY STAR 1.0) | TE 94% (ENERGY STAR 1.0) | TE 94% (ENERGY STAR 1.0) | TE 94% (ENERGY STAR 1.0) | TE 94% (ENERGY STAR 1.0) | TE 94% (ENERGY STAR 1.0) | TE 94% (ENERGY STAR 1.0) | TE 94% (ENERGY STAR 1.0) | TE 94% (ENERGY STAR 1.0) | TE 94% (ENERGY STAR 1.0) | TE 94% (ENERGY STAR 1.0) | TE 94% (ENERGY STAR 1.0) | TE 94% (ENERGY STAR 1.0) | TE 94% (ENERGY STAR 1.0)
F1_Commercial_Miscellaneous_Existing_Space Heating_Natural Gas_Boiler_E1 | F1 | Commercial | Miscellaneous | Existing | Space Heating | Natural Gas | Boiler | E1 | CCE | 0 | 0 | 0 | 0 | 0 | 0 | 0 | 0 | 0 | 0 | 0 | 0 | 0 | 0 | 0 | 0 | 0 | 0 | 0 | 0 | 0 | 0 | 0 | 0 | 0 | 0 | 0 | 0 | 0 | 0 | 0 | 0 | 0
F1_Commercial_Miscellaneous_Existing_Space Heating_Natural Gas_Boiler_E2 | F1 | Commercial | Miscellaneous | Existing | Space Heating | Natural Gas | Boiler | E2 | CCE | 0.52807 | 0.54674 | 0.49341 | 0.50535 | 0.50806 | 0 | 0 | 0 | 0 | 0 | 0 | 0 | 0 | 0 | 0 | 0 | 0 | 0 | 0 | 0 | 0 | 0 | 0 | 0 | 0 | 0 | 0 | 0 | 0 | 0 | 0 | 0 | 0
F1_Commercial_Miscellaneous_Existing_Space Heating_Natural Gas_Boiler_E3 | F1 | Commercial | Miscellaneous | Existing | Space Heating | Natural Gas | Boiler | E3 | CCE | 3.1285 | 3.2391 | 2.9231 | 2.9939 | 3.01 | 0 | 0 | 0 | 0 | 0 | 0 | 0 | 0 | 0 | 0 | 0 | 0 | 0 | 0 | 0 | 0 | 0 | 0 | 0 | 0 | 0 | 0 | 0 | 0 | 0 | 0 | 0 | 0
F1_Commercial_Miscellaneous_Existing_Space Heating_Natural Gas_Boiler_E4 | F1 | Commercial | Miscellaneous | Existing | Space Heating | Natural Gas | Boiler | E4 | CCE | 3.1546 | 3.2661 | 2.9475 | 3.0188 | 3.0351 | 3.1597 | 3.1769 | 3.1942 | 3.2118 | 3.2295 | 3.2475 | 3.2656 | 3.284 | 3.3025 | 3.3213 | 3.3403 | 3.3595 | 3.3789 | 3.3985 | 3.4184 | 3.4385 | 3.4588 | 3.4794 | 3.5003 | 3.5213 | 3.5426 | 3.5643 | 3.5861 | 3.6082 | 3.6306 | 3.6533 | 3.6763 | 3.6763
F1_Commercial_Miscellaneous_Existing_Space Heating_Natural Gas_Boiler_E5 | F1 | Commercial | Miscellaneous | Existing | Space Heating | Natural Gas | Boiler | E5 | CCE | 9.7169 | 10.0603 | 9.0791 | 9.2987 | 9.3488 | 13.4266 | 13.4997 | 13.5735 | 13.6481 | 13.7235 | 13.7998 | 13.8769 | 13.9549 | 14.0337 | 14.1135 | 14.1942 | 14.2758 | 14.3582 | 14.4418 | 14.5263 | 14.6117 | 14.6979 | 14.7855 | 14.874 | 14.9636 | 15.0541 | 15.146 | 15.2388 | 15.3329 | 15.4279 | 15.5244 | 15.6221 | 15.6221
F1_Commercial_Miscellaneous_Existing_Space Heating_Natural Gas_Boiler_E6 | F1 | Commercial | Miscellaneous | Existing | Space Heating | Natural Gas | Boiler | E6 | CCE | 0 | 0 | 0 | 0 | 0 | 0 | 0 | 0 | 0 | 0 | 0 | 0 | 0 | 0 | 0 | 0 | 0 | 0 | 0 | 0 | 0 | 0 | 0 | 0 | 0 | 0 | 0 | 0 | 0 | 0 | 0 | 0 | 0
F1_Commercial_Miscellaneous_Existing_Space Heating_Natural Gas_Boiler_E7 | F1 | Commercial | Miscellaneous | Existing | Space Heating | Natural Gas | Boiler | E7 | CCE | 0 | 0 | 0 | 0 | 0 | 0 | 0 | 0 | 0 | 0 | 0 | 0 | 0 | 0 | 0 | 0 | 0 | 0 | 0 | 0 | 0 | 0 | 0 | 0 | 0 | 0 | 0 | 0 | 0 | 0 | 0 | 0 | 0
F1_Commercial_Miscellaneous_Existing_Space Heating_Natural Gas_Boiler_E8 | F1 | Commercial | Miscellaneous | Existing | Space Heating | Natural Gas | Boiler | E8 | CCE | 0 | 0 | 0 | 0 | 0 | 0 | 0 | 0 | 0 | 0 | 0 | 0 | 0 | 0 | 0 | 0 | 0 | 0 | 0 | 0 | 0 | 0 | 0 | 0 | 0 | 0 | 0 | 0 | 0 | 0 | 0 | 0 | 0
F1_Commercial_Miscellaneous_Existing_Space Heating_Natural Gas_Boiler_E9 | F1 | Commercial | Miscellaneous | Existing | Space Heating | Natural Gas | Boiler | E9 | CCE | 0 | 0 | 0 | 0 | 0 | 0 | 0 | 0 | 0 | 0 | 0 | 0 | 0 | 0 | 0 | 0 | 0 | 0 | 0 | 0 | 0 | 0 | 0 | 0 | 0 | 0 | 0 | 0 | 0 | 0 | 0 | 0 | 0
F1_Commercial_Miscellaneous_Existing_Space Heating_Natural Gas_Boiler_E10 | F1 | Commercial | Miscellaneous | Existing | Space Heating | Natural Gas | Boiler | E10 | CCE | 0 | 0 | 0 | 0 | 0 | 0 | 0 | 0 | 0 | 0 | 0 | 0 | 0 | 0 | 0 | 0 | 0 | 0 | 0 | 0 | 0 | 0 | 0 | 0 | 0 | 0 | 0 | 0 | 0 | 0 | 0 | 0 | 0
F2_Commercial_Miscellaneous_Existing_Space Heating_Natural Gas_Boiler_E1 | F2 | Commercial | Miscellaneous | Existing | Space Heating | Natural Gas | Boiler | E1 | TRC BC Ratio | 1 | 1 | 1 | 1 | 1 | 0 | 0 | 0 | 0 | 0 | 0 | 0 | 0 | 0 | 0 | 0 | 0 | 0 | 0 | 0 | 0 | 0 | 0 | 0 | 0 | 0 | 0 | 0 | 0 | 0 | 0 | 0 | 0
F2_Commercial_Miscellaneous_Existing_Space Heating_Natural Gas_Boiler_E2 | F2 | Commercial | Miscellaneous | Existing | Space Heating | Natural Gas | Boiler | E2 | TRC BC Ratio | 4.1183 | 4.117 | 4.1245 | 4.1063 | 4.0939 | 0 | 0 | 0 | 0 | 0 | 0 | 0 | 0 | 0 | 0 | 0 | 0 | 0 | 0 | 0 | 0 | 0 | 0 | 0 | 0 | 0 | 0 | 0 | 0 | 0 | 0 | 0 | 0
F2_Commercial_Miscellaneous_Existing_Space Heating_Natural Gas_Boiler_E3 | F2 | Commercial | Miscellaneous | Existing | Space Heating | Natural Gas | Boiler | E3 | TRC BC Ratio | 0.69513 | 0.69493 | 0.69618 | 0.69311 | 0.69102 | 1 | 1 | 1 | 1 | 1 | 1 | 1 | 1 | 1 | 1 | 1 | 1 | 1 | 1 | 1 | 1 | 1 | 1 | 1 | 1 | 1 | 1 | 1 | 1 | 1 | 1 | 1 | 1
F2_Commercial_Miscellaneous_Existing_Space Heating_Natural Gas_Boiler_E4 | F2 | Commercial | Miscellaneous | Existing | Space Heating | Natural Gas | Boiler | E4 | TRC BC Ratio | 0.68939 | 0.68918 | 0.69043 | 0.68738 | 0.68531 | 0.66124 | 0.66191 | 0.66228 | 0.66305 | 0.66369 | 0.66424 | 0.66466 | 0.66519 | 0.66577 | 0.66621 | 0.66667 | 0.66712 | 0.6677 | 0.66825 | 0.66896 | 0.66957 | 0.67022 | 0.67076 | 0.6714 | 0.6719 | 0.67235 | 0.67278 | 0.67325 | 0.67355 | 0.67389 | 0.67408 | 0.67434 | 0.67434
F2_Commercial_Miscellaneous_Existing_Space Heating_Natural Gas_Boiler_E5 | F2 | Commercial | Miscellaneous | Existing | Space Heating | Natural Gas | Boiler | E5 | TRC BC Ratio | 0.22381 | 0.22374 | 0.22415 | 0.22316 | 0.22248 | 0.15561 | 0.15577 | 0.15585 | 0.15603 | 0.15618 | 0.15631 | 0.15641 | 0.15654 | 0.15667 | 0.15678 | 0.15689 | 0.15699 | 0.15713 | 0.15726 | 0.15742 | 0.15757 | 0.15772 | 0.15785 | 0.158 | 0.15812 | 0.15822 | 0.15832 | 0.15843 | 0.15851 | 0.15858 | 0.15863 | 0.15869 | 0.15869
F2_Commercial_Miscellaneous_Existing_Space Heating_Natural Gas_Boiler_E6 | F2 | Commercial | Miscellaneous | Existing | Space Heating | Natural Gas | Boiler | E6 | TRC BC Ratio | 0 | 0 | 0 | 0 | 0 | 0 | 0 | 0 | 0 | 0 | 0 | 0 | 0 | 0 | 0 | 0 | 0 | 0 | 0 | 0 | 0 | 0 | 0 | 0 | 0 | 0 | 0 | 0 | 0 | 0 | 0 | 0 | 0
F2_Commercial_Miscellaneous_Existing_Space Heating_Natural Gas_Boiler_E7 | F2 | Commercial | Miscellaneous | Existing | Space Heating | Natural Gas | Boiler | E7 | TRC BC Ratio | 0 | 0 | 0 | 0 | 0 | 0 | 0 | 0 | 0 | 0 | 0 | 0 | 0 | 0 | 0 | 0 | 0 | 0 | 0 | 0 | 0 | 0 | 0 | 0 | 0 | 0 | 0 | 0 | 0 | 0 | 0 | 0 | 0
F2_Commercial_Miscellaneous_Existing_Space Heating_Natural Gas_Boiler_E8 | F2 | Commercial | Miscellaneous | Existing | Space Heating | Natural Gas | Boiler | E8 | TRC BC Ratio | 0 | 0 | 0 | 0 | 0 | 0 | 0 | 0 | 0 | 0 | 0 | 0 | 0 | 0 | 0 | 0 | 0 | 0 | 0 | 0 | 0 | 0 | 0 | 0 | 0 | 0 | 0 | 0 | 0 | 0 | 0 | 0 | 0
F2_Commercial_Miscellaneous_Existing_Space Heating_Natural Gas_Boiler_E9 | F2 | Commercial | Miscellaneous | Existing | Space Heating | Natural Gas | Boiler | E9 | TRC BC Ratio | 0 | 0 | 0 | 0 | 0 | 0 | 0 | 0 | 0 | 0 | 0 | 0 | 0 | 0 | 0 | 0 | 0 | 0 | 0 | 0 | 0 | 0 | 0 | 0 | 0 | 0 | 0 | 0 | 0 | 0 | 0 | 0 | 0
F2_Commercial_Miscellaneous_Existing_Space Heating_Natural Gas_Boiler_E10 | F2 | Commercial | Miscellaneous | Existing | Space Heating | Natural Gas | Boiler | E10 | TRC BC Ratio | 0 | 0 | 0 | 0 | 0 | 0 | 0 | 0 | 0 | 0 | 0 | 0 | 0 | 0 | 0 | 0 | 0 | 0 | 0 | 0 | 0 | 0 | 0 | 0 | 0 | 0 | 0 | 0 | 0 | 0 | 0 | 0 | 0
F3_Commercial_Miscellaneous_Existing_Space Heating_Natural Gas_Boiler_E1 | F3 | Commercial | Miscellaneous | Existing | Space Heating | Natural Gas | Boiler | E1 | PACT BC Ratio | 1 | 1 | 1 | 1 | 1 | 0 | 0 | 0 | 0 | 0 | 0 | 0 | 0 | 0 | 0 | 0 | 0 | 0 | 0 | 0 | 0 | 0 | 0 | 0 | 0 | 0 | 0 | 0 | 0 | 0 | 0 | 0 | 0
F3_Commercial_Miscellaneous_Existing_Space Heating_Natural Gas_Boiler_E2 | F3 | Commercial | Miscellaneous | Existing | Space Heating | Natural Gas | Boiler | E2 | PACT BC Ratio | 5.491 | 5.4894 | 5.4993 | 5.475 | 5.4585 | 0 | 0 | 0 | 0 | 0 | 0 | 0 | 0 | 0 | 0 | 0 | 0 | 0 | 0 | 0 | 0 | 0 | 0 | 0 | 0 | 0 | 0 | 0 | 0 | 0 | 0 | 0 | 0
F3_Commercial_Miscellaneous_Existing_Space Heating_Natural Gas_Boiler_E3 | F3 | Commercial | Miscellaneous | Existing | Space Heating | Natural Gas | Boiler | E3 | PACT BC Ratio | 0.92685 | 0.92657 | 0.92824 | 0.92415 | 0.92136 | 1 | 1 | 1 | 1 | 1 | 1 | 1 | 1 | 1 | 1 | 1 | 1 | 1 | 1 | 1 | 1 | 1 | 1 | 1 | 1 | 1 | 1 | 1 | 1 | 1 | 1 | 1 | 1
F3_Commercial_Miscellaneous_Existing_Space Heating_Natural Gas_Boiler_E4 | F3 | Commercial | Miscellaneous | Existing | Space Heating | Natural Gas | Boiler | E4 | PACT BC Ratio | 0.91918 | 0.91891 | 0.92057 | 0.9165 | 0.91374 | 0.88165 | 0.88255 | 0.88304 | 0.88407 | 0.88492 | 0.88565 | 0.88621 | 0.88692 | 0.88769 | 0.88829 | 0.88889 | 0.88949 | 0.89027 | 0.89101 | 0.89194 | 0.89275 | 0.89363 | 0.89435 | 0.89521 | 0.89586 | 0.89647 | 0.89704 | 0.89766 | 0.89807 | 0.89852 | 0.89878 | 0.89911 | 0.89911
F3_Commercial_Miscellaneous_Existing_Space Heating_Natural Gas_Boiler_E5 | F3 | Commercial | Miscellaneous | Existing | Space Heating | Natural Gas | Boiler | E5 | PACT BC Ratio | 0.29841 | 0.29832 | 0.29886 | 0.29754 | 0.29665 | 0.20748 | 0.20769 | 0.2078 | 0.20805 | 0.20825 | 0.20842 | 0.20855 | 0.20872 | 0.2089 | 0.20904 | 0.20918 | 0.20932 | 0.2095 | 0.20968 | 0.2099 | 0.21009 | 0.2103 | 0.21046 | 0.21067 | 0.21082 | 0.21096 | 0.2111 | 0.21124 | 0.21134 | 0.21145 | 0.21151 | 0.21159 | 0.21159
F3_Commercial_Miscellaneous_Existing_Space Heating_Natural Gas_Boiler_E6 | F3 | Commercial | Miscellaneous | Existing | Space Heating | Natural Gas | Boiler | E6 | PACT BC Ratio | 0 | 0 | 0 | 0 | 0 | 0 | 0 | 0 | 0 | 0 | 0 | 0 | 0 | 0 | 0 | 0 | 0 | 0 | 0 | 0 | 0 | 0 | 0 | 0 | 0 | 0 | 0 | 0 | 0 | 0 | 0 | 0 | 0
F3_Commercial_Miscellaneous_Existing_Space Heating_Natural Gas_Boiler_E7 | F3 | Commercial | Miscellaneous | Existing | Space Heating | Natural Gas | Boiler | E7 | PACT BC Ratio | 0 | 0 | 0 | 0 | 0 | 0 | 0 | 0 | 0 | 0 | 0 | 0 | 0 | 0 | 0 | 0 | 0 | 0 | 0 | 0 | 0 | 0 | 0 | 0 | 0 | 0 | 0 | 0 | 0 | 0 | 0 | 0 | 0
F3_Commercial_Miscellaneous_Existing_Space Heating_Natural Gas_Boiler_E8 | F3 | Commercial | Miscellaneous | Existing | Space Heating | Natural Gas | Boiler | E8 | PACT BC Ratio | 0 | 0 | 0 | 0 | 0 | 0 | 0 | 0 | 0 | 0 | 0 | 0 | 0 | 0 | 0 | 0 | 0 | 0 | 0 | 0 | 0 | 0 | 0 | 0 | 0 | 0 | 0 | 0 | 0 | 0 | 0 | 0 | 0
F3_Commercial_Miscellaneous_Existing_Space Heating_Natural Gas_Boiler_E9 | F3 | Commercial | Miscellaneous | Existing | Space Heating | Natural Gas | Boiler | E9 | PACT BC Ratio | 0 | 0 | 0 | 0 | 0 | 0 | 0 | 0 | 0 | 0 | 0 | 0 | 0 | 0 | 0 | 0 | 0 | 0 | 0 | 0 | 0 | 0 | 0 | 0 | 0 | 0 | 0 | 0 | 0 | 0 | 0 | 0 | 0
F3_Commercial_Miscellaneous_Existing_Space Heating_Natural Gas_Boiler_E10 | F3 | Commercial | Miscellaneous | Existing | Space Heating | Natural Gas | Boiler | E10 | PACT BC Ratio | 0 | 0 | 0 | 0 | 0 | 0 | 0 | 0 | 0 | 0 | 0 | 0 | 0 | 0 | 0 | 0 | 0 | 0 | 0 | 0 | 0 | 0 | 0 | 0 | 0 | 0 | 0 | 0 | 0 | 0 | 0 | 0 | 0
F4_Commercial_Miscellaneous_Existing_Space Heating_Natural Gas_Boiler_E1 | F4 | Commercial | Miscellaneous | Existing | Space Heating | Natural Gas | Boiler | E1 | RVT BC Ratio | 1 | 1 | 1 | 1 | 1 | 0 | 0 | 0 | 0 | 0 | 0 | 0 | 0 | 0 | 0 | 0 | 0 | 0 | 0 | 0 | 0 | 0 | 0 | 0 | 0 | 0 | 0 | 0 | 0 | 0 | 0 | 0 | 0
F4_Commercial_Miscellaneous_Existing_Space Heating_Natural Gas_Boiler_E2 | F4 | Commercial | Miscellaneous | Existing | Space Heating | Natural Gas | Boiler | E2 | RVT BC Ratio | 6.6207 | 6.619 | 6.6296 | 6.6035 | 6.5857 | 0 | 0 | 0 | 0 | 0 | 0 | 0 | 0 | 0 | 0 | 0 | 0 | 0 | 0 | 0 | 0 | 0 | 0 | 0 | 0 | 0 | 0 | 0 | 0 | 0 | 0 | 0 | 0
F4_Commercial_Miscellaneous_Existing_Space Heating_Natural Gas_Boiler_E3 | F4 | Commercial | Miscellaneous | Existing | Space Heating | Natural Gas | Boiler | E3 | RVT BC Ratio | 1.6994 | 1.6991 | 1.7009 | 1.6965 | 1.6935 | 1 | 1 | 1 | 1 | 1 | 1 | 1 | 1 | 1 | 1 | 1 | 1 | 1 | 1 | 1 | 1 | 1 | 1 | 1 | 1 | 1 | 1 | 1 | 1 | 1 | 1 | 1 | 1
F4_Commercial_Miscellaneous_Existing_Space Heating_Natural Gas_Boiler_E4 | F4 | Commercial | Miscellaneous | Existing | Space Heating | Natural Gas | Boiler | E4 | RVT BC Ratio | 1.6911 | 1.6908 | 1.6926 | 1.6882 | 1.6853 | 1.6507 | 1.6516 | 1.6521 | 1.6533 | 1.6542 | 1.655 | 1.6556 | 1.6563 | 1.6572 | 1.6578 | 1.6585 | 1.6591 | 1.6599 | 1.6607 | 1.6617 | 1.6626 | 1.6636 | 1.6643 | 1.6653 | 1.666 | 1.6666 | 1.6672 | 1.6679 | 1.6684 | 1.6688 | 1.6691 | 1.6695 | 1.6695
F4_Commercial_Miscellaneous_Existing_Space Heating_Natural Gas_Boiler_E5 | F4 | Commercial | Miscellaneous | Existing | Space Heating | Natural Gas | Boiler | E5 | RVT BC Ratio | 1.0218 | 1.0217 | 1.0223 | 1.0208 | 1.0199 | 0.92371 | 0.92394 | 0.92407 | 0.92433 | 0.92454 | 0.92473 | 0.92487 | 0.92505 | 0.92525 | 0.9254 | 0.92555 | 0.9257 | 0.9259 | 0.92609 | 0.92633 | 0.92653 | 0.92675 | 0.92694 | 0.92715 | 0.92732 | 0.92747 | 0.92762 | 0.92778 | 0.92788 | 0.92799 | 0.92806 | 0.92814 | 0.92814
F4_Commercial_Miscellaneous_Existing_Space Heating_Natural Gas_Boiler_E6 | F4 | Commercial | Miscellaneous | Existing | Space Heating | Natural Gas | Boiler | E6 | RVT BC Ratio | 0 | 0 | 0 | 0 | 0 | 0 | 0 | 0 | 0 | 0 | 0 | 0 | 0 | 0 | 0 | 0 | 0 | 0 | 0 | 0 | 0 | 0 | 0 | 0 | 0 | 0 | 0 | 0 | 0 | 0 | 0 | 0 | 0
F4_Commercial_Miscellaneous_Existing_Space Heating_Natural Gas_Boiler_E7 | F4 | Commercial | Miscellaneous | Existing | Space Heating | Natural Gas | Boiler | E7 | RVT BC Ratio | 0 | 0 | 0 | 0 | 0 | 0 | 0 | 0 | 0 | 0 | 0 | 0 | 0 | 0 | 0 | 0 | 0 | 0 | 0 | 0 | 0 | 0 | 0 | 0 | 0 | 0 | 0 | 0 | 0 | 0 | 0 | 0 | 0
F4_Commercial_Miscellaneous_Existing_Space Heating_Natural Gas_Boiler_E8 | F4 | Commercial | Miscellaneous | Existing | Space Heating | Natural Gas | Boiler | E8 | RVT BC Ratio | 0 | 0 | 0 | 0 | 0 | 0 | 0 | 0 | 0 | 0 | 0 | 0 | 0 | 0 | 0 | 0 | 0 | 0 | 0 | 0 | 0 | 0 | 0 | 0 | 0 | 0 | 0 | 0 | 0 | 0 | 0 | 0 | 0
F4_Commercial_Miscellaneous_Existing_Space Heating_Natural Gas_Boiler_E9 | F4 | Commercial | Miscellaneous | Existing | Space Heating | Natural Gas | Boiler | E9 | RVT BC Ratio | 0 | 0 | 0 | 0 | 0 | 0 | 0 | 0 | 0 | 0 | 0 | 0 | 0 | 0 | 0 | 0 | 0 | 0 | 0 | 0 | 0 | 0 | 0 | 0 | 0 | 0 | 0 | 0 | 0 | 0 | 0 | 0 | 0
F4_Commercial_Miscellaneous_Existing_Space Heating_Natural Gas_Boiler_E10 | F4 | Commercial | Miscellaneous | Existing | Space Heating | Natural Gas | Boiler | E10 | RVT BC Ratio | 0 | 0 | 0 | 0 | 0 | 0 | 0 | 0 | 0 | 0 | 0 | 0 | 0 | 0 | 0 | 0 | 0 | 0 | 0 | 0 | 0 | 0 | 0 | 0 | 0 | 0 | 0 | 0 | 0 | 0 | 0 | 0 | 0
F5_Commercial_Miscellaneous_Existing_Space Heating_Natural Gas_Boiler_E1 | F5 | Commercial | Miscellaneous | Existing | Space Heating | Natural Gas | Boiler | E1 | RIM BC Ratio | 1 | 1 | 1 | 1 | 1 | 0 | 0 | 0 | 0 | 0 | 0 | 0 | 0 | 0 | 0 | 0 | 0 | 0 | 0 | 0 | 0 | 0 | 0 | 0 | 0 | 0 | 0 | 0 | 0 | 0 | 0 | 0 | 0
F5_Commercial_Miscellaneous_Existing_Space Heating_Natural Gas_Boiler_E2 | F5 | Commercial | Miscellaneous | Existing | Space Heating | Natural Gas | Boiler | E2 | RIM BC Ratio | 0.72454 | 0.72451 | 0.72469 | 0.72426 | 0.72397 | 0 | 0 | 0 | 0 | 0 | 0 | 0 | 0 | 0 | 0 | 0 | 0 | 0 | 0 | 0 | 0 | 0 | 0 | 0 | 0 | 0 | 0 | 0 | 0 | 0 | 0 | 0 | 0
F5_Commercial_Miscellaneous_Existing_Space Heating_Natural Gas_Boiler_E3 | F5 | Commercial | Miscellaneous | Existing | Space Heating | Natural Gas | Boiler | E3 | RIM BC Ratio | 0.43918 | 0.43911 | 0.43949 | 0.43857 | 0.43794 | 1 | 1 | 1 | 1 | 1 | 1 | 1 | 1 | 1 | 1 | 1 | 1 | 1 | 1 | 1 | 1 | 1 | 1 | 1 | 1 | 1 | 1 | 1 | 1 | 1 | 1 | 1 | 1
F5_Commercial_Miscellaneous_Existing_Space Heating_Natural Gas_Boiler_E4 | F5 | Commercial | Miscellaneous | Existing | Space Heating | Natural Gas | Boiler | E4 | RIM BC Ratio | 0.43745 | 0.43739 | 0.43776 | 0.43684 | 0.43621 | 0.42876 | 0.42897 | 0.42909 | 0.42933 | 0.42953 | 0.42971 | 0.42984 | 0.43 | 0.43019 | 0.43032 | 0.43047 | 0.43061 | 0.43079 | 0.43096 | 0.43118 | 0.43137 | 0.43157 | 0.43174 | 0.43194 | 0.43209 | 0.43224 | 0.43237 | 0.43251 | 0.43261 | 0.43271 | 0.43277 | 0.43285 | 0.43285
F5_Commercial_Miscellaneous_Existing_Space Heating_Natural Gas_Boiler_E5 | F5 | Commercial | Miscellaneous | Existing | Space Heating | Natural Gas | Boiler | E5 | RIM BC Ratio | 0.21982 | 0.21977 | 0.22007 | 0.21935 | 0.21886 | 0.16617 | 0.16631 | 0.16638 | 0.16654 | 0.16666 | 0.16677 | 0.16686 | 0.16697 | 0.16708 | 0.16717 | 0.16726 | 0.16735 | 0.16747 | 0.16758 | 0.16772 | 0.16784 | 0.16797 | 0.16808 | 0.16821 | 0.16831 | 0.1684 | 0.16849 | 0.16858 | 0.16864 | 0.16871 | 0.16875 | 0.1688 | 0.1688
F5_Commercial_Miscellaneous_Existing_Space Heating_Natural Gas_Boiler_E6 | F5 | Commercial | Miscellaneous | Existing | Space Heating | Natural Gas | Boiler | E6 | RIM BC Ratio | 0 | 0 | 0 | 0 | 0 | 0 | 0 | 0 | 0 | 0 | 0 | 0 | 0 | 0 | 0 | 0 | 0 | 0 | 0 | 0 | 0 | 0 | 0 | 0 | 0 | 0 | 0 | 0 | 0 | 0 | 0 | 0 | 0
F5_Commercial_Miscellaneous_Existing_Space Heating_Natural Gas_Boiler_E7 | F5 | Commercial | Miscellaneous | Existing | Space Heating | Natural Gas | Boiler | E7 | RIM BC Ratio | 0 | 0 | 0 | 0 | 0 | 0 | 0 | 0 | 0 | 0 | 0 | 0 | 0 | 0 | 0 | 0 | 0 | 0 | 0 | 0 | 0 | 0 | 0 | 0 | 0 | 0 | 0 | 0 | 0 | 0 | 0 | 0 | 0
F5_Commercial_Miscellaneous_Existing_Space Heating_Natural Gas_Boiler_E8 | F5 | Commercial | Miscellaneous | Existing | Space Heating | Natural Gas | Boiler | E8 | RIM BC Ratio | 0 | 0 | 0 | 0 | 0 | 0 | 0 | 0 | 0 | 0 | 0 | 0 | 0 | 0 | 0 | 0 | 0 | 0 | 0 | 0 | 0 | 0 | 0 | 0 | 0 | 0 | 0 | 0 | 0 | 0 | 0 | 0 | 0
F5_Commercial_Miscellaneous_Existing_Space Heating_Natural Gas_Boiler_E9 | F5 | Commercial | Miscellaneous | Existing | Space Heating | Natural Gas | Boiler | E9 | RIM BC Ratio | 0 | 0 | 0 | 0 | 0 | 0 | 0 | 0 | 0 | 0 | 0 | 0 | 0 | 0 | 0 | 0 | 0 | 0 | 0 | 0 | 0 | 0 | 0 | 0 | 0 | 0 | 0 | 0 | 0 | 0 | 0 | 0 | 0
F5_Commercial_Miscellaneous_Existing_Space Heating_Natural Gas_Boiler_E10 | F5 | Commercial | Miscellaneous | Existing | Space Heating | Natural Gas | Boiler | E10 | RIM BC Ratio | 0 | 0 | 0 | 0 | 0 | 0 | 0 | 0 | 0 | 0 | 0 | 0 | 0 | 0 | 0 | 0 | 0 | 0 | 0 | 0 | 0 | 0 | 0 | 0 | 0 | 0 | 0 | 0 | 0 | 0 | 0 | 0 | 0
F0_Commercial_Miscellaneous_Existing_Space Heating_Natural Gas_Unit Heater_E0 | F0 | Commercial | Miscellaneous | Existing | Space Heating | Natural Gas | Unit Heater | E0 | Economic Unit | Infrared Radiant | Infrared Radiant | Infrared Radiant | Infrared Radiant | Infrared Radiant | Infrared Radiant | Infrared Radiant | Infrared Radiant | Infrared Radiant | Infrared Radiant | Infrared Radiant | Infrared Radiant | Infrared Radiant | Infrared Radiant | Infrared Radiant | Infrared Radiant | Infrared Radiant | Infrared Radiant | Infrared Radiant | Infrared Radiant | Infrared Radiant | Infrared Radiant | Infrared Radiant | Infrared Radiant | Infrared Radiant | Infrared Radiant | Infrared Radiant | Infrared Radiant | Infrared Radiant | Infrared Radiant | Infrared Radiant | Infrared Radiant | Infrared Radiant
F1_Commercial_Miscellaneous_Existing_Space Heating_Natural Gas_Unit Heater_E1 | F1 | Commercial | Miscellaneous | Existing | Space Heating | Natural Gas | Unit Heater | E1 | CCE | 0 | 0 | 0 | 0 | 0 | 0 | 0 | 0 | 0 | 0 | 0 | 0 | 0 | 0 | 0 | 0 | 0 | 0 | 0 | 0 | 0 | 0 | 0 | 0 | 0 | 0 | 0 | 0 | 0 | 0 | 0 | 0 | 0
F1_Commercial_Miscellaneous_Existing_Space Heating_Natural Gas_Unit Heater_E2 | F1 | Commercial | Miscellaneous | Existing | Space Heating | Natural Gas | Unit Heater | E2 | CCE | 2.2519 | 2.3315 | 2.1041 | 2.155 | 2.1666 | 0 | 0 | 0 | 0 | 0 | 0 | 0 | 0 | 0 | 0 | 0 | 0 | 0 | 0 | 0 | 0 | 0 | 0 | 0 | 0 | 0 | 0 | 0 | 0 | 0 | 0 | 0 | 0
F1_Commercial_Miscellaneous_Existing_Space Heating_Natural Gas_Unit Heater_E3 | F1 | Commercial | Miscellaneous | Existing | Space Heating | Natural Gas | Unit Heater | E3 | CCE | 0.17557 | 0.18177 | 0.16404 | 0.16801 | 0.16892 | -1.4689 | -1.4769 | -1.4849 | -1.4931 | -1.5013 | -1.5097 | -1.5181 | -1.5267 | -1.5353 | -1.544 | -1.5528 | -1.5618 | -1.5708 | -1.5799 | -1.5892 | -1.5985 | -1.6079 | -1.6175 | -1.6272 | -1.637 | -1.6469 | -1.657 | -1.6671 | -1.6774 | -1.6878 | -1.6984 | -1.709 | -1.709
F1_Commercial_Miscellaneous_Existing_Space Heating_Natural Gas_Unit Heater_E4 | F1 | Commercial | Miscellaneous | Existing | Space Heating | Natural Gas | Unit Heater | E4 | CCE | 0 | 0 | 0 | 0 | 0 | 0 | 0 | 0 | 0 | 0 | 0 | 0 | 0 | 0 | 0 | 0 | 0 | 0 | 0 | 0 | 0 | 0 | 0 | 0 | 0 | 0 | 0 | 0 | 0 | 0 | 0 | 0 | 0
F1_Commercial_Miscellaneous_Existing_Space Heating_Natural Gas_Unit Heater_E5 | F1 | Commercial | Miscellaneous | Existing | Space Heating | Natural Gas | Unit Heater | E5 | CCE | 0 | 0 | 0 | 0 | 0 | 0 | 0 | 0 | 0 | 0 | 0 | 0 | 0 | 0 | 0 | 0 | 0 | 0 | 0 | 0 | 0 | 0 | 0 | 0 | 0 | 0 | 0 | 0 | 0 | 0 | 0 | 0 | 0
F1_Commercial_Miscellaneous_Existing_Space Heating_Natural Gas_Unit Heater_E6 | F1 | Commercial | Miscellaneous | Existing | Space Heating | Natural Gas | Unit Heater | E6 | CCE | 0 | 0 | 0 | 0 | 0 | 0 | 0 | 0 | 0 | 0 | 0 | 0 | 0 | 0 | 0 | 0 | 0 | 0 | 0 | 0 | 0 | 0 | 0 | 0 | 0 | 0 | 0 | 0 | 0 | 0 | 0 | 0 | 0
F1_Commercial_Miscellaneous_Existing_Space Heating_Natural Gas_Unit Heater_E7 | F1 | Commercial | Miscellaneous | Existing | Space Heating | Natural Gas | Unit Heater | E7 | CCE | 0 | 0 | 0 | 0 | 0 | 0 | 0 | 0 | 0 | 0 | 0 | 0 | 0 | 0 | 0 | 0 | 0 | 0 | 0 | 0 | 0 | 0 | 0 | 0 | 0 | 0 | 0 | 0 | 0 | 0 | 0 | 0 | 0
F1_Commercial_Miscellaneous_Existing_Space Heating_Natural Gas_Unit Heater_E8 | F1 | Commercial | Miscellaneous | Existing | Space Heating | Natural Gas | Unit Heater | E8 | CCE | 0 | 0 | 0 | 0 | 0 | 0 | 0 | 0 | 0 | 0 | 0 | 0 | 0 | 0 | 0 | 0 | 0 | 0 | 0 | 0 | 0 | 0 | 0 | 0 | 0 | 0 | 0 | 0 | 0 | 0 | 0 | 0 | 0
F1_Commercial_Miscellaneous_Existing_Space Heating_Natural Gas_Unit Heater_E9 | F1 | Commercial | Miscellaneous | Existing | Space Heating | Natural Gas | Unit Heater | E9 | CCE | 0 | 0 | 0 | 0 | 0 | 0 | 0 | 0 | 0 | 0 | 0 | 0 | 0 | 0 | 0 | 0 | 0 | 0 | 0 | 0 | 0 | 0 | 0 | 0 | 0 | 0 | 0 | 0 | 0 | 0 | 0 | 0 | 0
F1_Commercial_Miscellaneous_Existing_Space Heating_Natural Gas_Unit Heater_E10 | F1 | Commercial | Miscellaneous | Existing | Space Heating | Natural Gas | Unit Heater | E10 | CCE | 0 | 0 | 0 | 0 | 0 | 0 | 0 | 0 | 0 | 0 | 0 | 0 | 0 | 0 | 0 | 0 | 0 | 0 | 0 | 0 | 0 | 0 | 0 | 0 | 0 | 0 | 0 | 0 | 0 | 0 | 0 | 0 | 0
F2_Commercial_Miscellaneous_Existing_Space Heating_Natural Gas_Unit Heater_E1 | F2 | Commercial | Miscellaneous | Existing | Space Heating | Natural Gas | Unit Heater | E1 | TRC BC Ratio | 1 | 1 | 1 | 1 | 1 | 0 | 0 | 0 | 0 | 0 | 0 | 0 | 0 | 0 | 0 | 0 | 0 | 0 | 0 | 0 | 0 | 0 | 0 | 0 | 0 | 0 | 0 | 0 | 0 | 0 | 0 | 0 | 0
F2_Commercial_Miscellaneous_Existing_Space Heating_Natural Gas_Unit Heater_E2 | F2 | Commercial | Miscellaneous | Existing | Space Heating | Natural Gas | Unit Heater | E2 | TRC BC Ratio | 0.97102 | 0.97017 | 0.97275 | 0.96494 | 0.9594 | 1 | 1 | 1 | 1 | 1 | 1 | 1 | 1 | 1 | 1 | 1 | 1 | 1 | 1 | 1 | 1 | 1 | 1 | 1 | 1 | 1 | 1 | 1 | 1 | 1 | 1 | 1 | 1
F2_Commercial_Miscellaneous_Existing_Space Heating_Natural Gas_Unit Heater_E3 | F2 | Commercial | Miscellaneous | Existing | Space Heating | Natural Gas | Unit Heater | E3 | TRC BC Ratio | 12.4546 | 12.4437 | 12.4768 | 12.3766 | 12.3055 | 1 | 1 | 1 | 1 | 1 | 1 | 1 | 1 | 1 | 1 | 1 | 1 | 1 | 1 | 1 | 1 | 1 | 1 | 1 | 1 | 1 | 1 | 1 | 1 | 1 | 1 | 1 | 1
F2_Commercial_Miscellaneous_Existing_Space Heating_Natural Gas_Unit Heater_E4 | F2 | Commercial | Miscellaneous | Existing | Space Heating | Natural Gas | Unit Heater | E4 | TRC BC Ratio | 0 | 0 | 0 | 0 | 0 | 0 | 0 | 0 | 0 | 0 | 0 | 0 | 0 | 0 | 0 | 0 | 0 | 0 | 0 | 0 | 0 | 0 | 0 | 0 | 0 | 0 | 0 | 0 | 0 | 0 | 0 | 0 | 0
F2_Commercial_Miscellaneous_Existing_Space Heating_Natural Gas_Unit Heater_E5 | F2 | Commercial | Miscellaneous | Existing | Space Heating | Natural Gas | Unit Heater | E5 | TRC BC Ratio | 0 | 0 | 0 | 0 | 0 | 0 | 0 | 0 | 0 | 0 | 0 | 0 | 0 | 0 | 0 | 0 | 0 | 0 | 0 | 0 | 0 | 0 | 0 | 0 | 0 | 0 | 0 | 0 | 0 | 0 | 0 | 0 | 0
F2_Commercial_Miscellaneous_Existing_Space Heating_Natural Gas_Unit Heater_E6 | F2 | Commercial | Miscellaneous | Existing | Space Heating | Natural Gas | Unit Heater | E6 | TRC BC Ratio | 0 | 0 | 0 | 0 | 0 | 0 | 0 | 0 | 0 | 0 | 0 | 0 | 0 | 0 | 0 | 0 | 0 | 0 | 0 | 0 | 0 | 0 | 0 | 0 | 0 | 0 | 0 | 0 | 0 | 0 | 0 | 0 | 0
F2_Commercial_Miscellaneous_Existing_Space Heating_Natural Gas_Unit Heater_E7 | F2 | Commercial | Miscellaneous | Existing | Space Heating | Natural Gas | Unit Heater | E7 | TRC BC Ratio | 0 | 0 | 0 | 0 | 0 | 0 | 0 | 0 | 0 | 0 | 0 | 0 | 0 | 0 | 0 | 0 | 0 | 0 | 0 | 0 | 0 | 0 | 0 | 0 | 0 | 0 | 0 | 0 | 0 | 0 | 0 | 0 | 0
F2_Commercial_Miscellaneous_Existing_Space Heating_Natural Gas_Unit Heater_E8 | F2 | Commercial | Miscellaneous | Existing | Space Heating | Natural Gas | Unit Heater | E8 | TRC BC Ratio | 0 | 0 | 0 | 0 | 0 | 0 | 0 | 0 | 0 | 0 | 0 | 0 | 0 | 0 | 0 | 0 | 0 | 0 | 0 | 0 | 0 | 0 | 0 | 0 | 0 | 0 | 0 | 0 | 0 | 0 | 0 | 0 | 0
F2_Commercial_Miscellaneous_Existing_Space Heating_Natural Gas_Unit Heater_E9 | F2 | Commercial | Miscellaneous | Existing | Space Heating | Natural Gas | Unit Heater | E9 | TRC BC Ratio | 0 | 0 | 0 | 0 | 0 | 0 | 0 | 0 | 0 | 0 | 0 | 0 | 0 | 0 | 0 | 0 | 0 | 0 | 0 | 0 | 0 | 0 | 0 | 0 | 0 | 0 | 0 | 0 | 0 | 0 | 0 | 0 | 0
F2_Commercial_Miscellaneous_Existing_Space Heating_Natural Gas_Unit Heater_E10 | F2 | Commercial | Miscellaneous | Existing | Space Heating | Natural Gas | Unit Heater | E10 | TRC BC Ratio | 0 | 0 | 0 | 0 | 0 | 0 | 0 | 0 | 0 | 0 | 0 | 0 | 0 | 0 | 0 | 0 | 0 | 0 | 0 | 0 | 0 | 0 | 0 | 0 | 0 | 0 | 0 | 0 | 0 | 0 | 0 | 0 | 0
F3_Commercial_Miscellaneous_Existing_Space Heating_Natural Gas_Unit Heater_E1 | F3 | Commercial | Miscellaneous | Existing | Space Heating | Natural Gas | Unit Heater | E1 | PACT BC Ratio | 1 | 1 | 1 | 1 | 1 | 0 | 0 | 0 | 0 | 0 | 0 | 0 | 0 | 0 | 0 | 0 | 0 | 0 | 0 | 0 | 0 | 0 | 0 | 0 | 0 | 0 | 0 | 0 | 0 | 0 | 0 | 0 | 0
F3_Commercial_Miscellaneous_Existing_Space Heating_Natural Gas_Unit Heater_E2 | F3 | Commercial | Miscellaneous | Existing | Space Heating | Natural Gas | Unit Heater | E2 | PACT BC Ratio | 1.2947 | 1.2936 | 1.297 | 1.2866 | 1.2792 | 1 | 1 | 1 | 1 | 1 | 1 | 1 | 1 | 1 | 1 | 1 | 1 | 1 | 1 | 1 | 1 | 1 | 1 | 1 | 1 | 1 | 1 | 1 | 1 | 1 | 1 | 1 | 1
F3_Commercial_Miscellaneous_Existing_Space Heating_Natural Gas_Unit Heater_E3 | F3 | Commercial | Miscellaneous | Existing | Space Heating | Natural Gas | Unit Heater | E3 | PACT BC Ratio | 16.6062 | 16.5916 | 16.6357 | 16.5021 | 16.4073 | 1 | 1 | 1 | 1 | 1 | 1 | 1 | 1 | 1 | 1 | 1 | 1 | 1 | 1 | 1 | 1 | 1 | 1 | 1 | 1 | 1 | 1 | 1 | 1 | 1 | 1 | 1 | 1
F3_Commercial_Miscellaneous_Existing_Space Heating_Natural Gas_Unit Heater_E4 | F3 | Commercial | Miscellaneous | Existing | Space Heating | Natural Gas | Unit Heater | E4 | PACT BC Ratio | 0 | 0 | 0 | 0 | 0 | 0 | 0 | 0 | 0 | 0 | 0 | 0 | 0 | 0 | 0 | 0 | 0 | 0 | 0 | 0 | 0 | 0 | 0 | 0 | 0 | 0 | 0 | 0 | 0 | 0 | 0 | 0 | 0
F3_Commercial_Miscellaneous_Existing_Space Heating_Natural Gas_Unit Heater_E5 | F3 | Commercial | Miscellaneous | Existing | Space Heating | Natural Gas | Unit Heater | E5 | PACT BC Ratio | 0 | 0 | 0 | 0 | 0 | 0 | 0 | 0 | 0 | 0 | 0 | 0 | 0 | 0 | 0 | 0 | 0 | 0 | 0 | 0 | 0 | 0 | 0 | 0 | 0 | 0 | 0 | 0 | 0 | 0 | 0 | 0 | 0
F3_Commercial_Miscellaneous_Existing_Space Heating_Natural Gas_Unit Heater_E6 | F3 | Commercial | Miscellaneous | Existing | Space Heating | Natural Gas | Unit Heater | E6 | PACT BC Ratio | 0 | 0 | 0 | 0 | 0 | 0 | 0 | 0 | 0 | 0 | 0 | 0 | 0 | 0 | 0 | 0 | 0 | 0 | 0 | 0 | 0 | 0 | 0 | 0 | 0 | 0 | 0 | 0 | 0 | 0 | 0 | 0 | 0
F3_Commercial_Miscellaneous_Existing_Space Heating_Natural Gas_Unit Heater_E7 | F3 | Commercial | Miscellaneous | Existing | Space Heating | Natural Gas | Unit Heater | E7 | PACT BC Ratio | 0 | 0 | 0 | 0 | 0 | 0 | 0 | 0 | 0 | 0 | 0 | 0 | 0 | 0 | 0 | 0 | 0 | 0 | 0 | 0 | 0 | 0 | 0 | 0 | 0 | 0 | 0 | 0 | 0 | 0 | 0 | 0 | 0
F3_Commercial_Miscellaneous_Existing_Space Heating_Natural Gas_Unit Heater_E8 | F3 | Commercial | Miscellaneous | Existing | Space Heating | Natural Gas | Unit Heater | E8 | PACT BC Ratio | 0 | 0 | 0 | 0 | 0 | 0 | 0 | 0 | 0 | 0 | 0 | 0 | 0 | 0 | 0 | 0 | 0 | 0 | 0 | 0 | 0 | 0 | 0 | 0 | 0 | 0 | 0 | 0 | 0 | 0 | 0 | 0 | 0
F3_Commercial_Miscellaneous_Existing_Space Heating_Natural Gas_Unit Heater_E9 | F3 | Commercial | Miscellaneous | Existing | Space Heating | Natural Gas | Unit Heater | E9 | PACT BC Ratio | 0 | 0 | 0 | 0 | 0 | 0 | 0 | 0 | 0 | 0 | 0 | 0 | 0 | 0 | 0 | 0 | 0 | 0 | 0 | 0 | 0 | 0 | 0 | 0 | 0 | 0 | 0 | 0 | 0 | 0 | 0 | 0 | 0
F3_Commercial_Miscellaneous_Existing_Space Heating_Natural Gas_Unit Heater_E10 | F3 | Commercial | Miscellaneous | Existing | Space Heating | Natural Gas | Unit Heater | E10 | PACT BC Ratio | 0 | 0 | 0 | 0 | 0 | 0 | 0 | 0 | 0 | 0 | 0 | 0 | 0 | 0 | 0 | 0 | 0 | 0 | 0 | 0 | 0 | 0 | 0 | 0 | 0 | 0 | 0 | 0 | 0 | 0 | 0 | 0 | 0
F4_Commercial_Miscellaneous_Existing_Space Heating_Natural Gas_Unit Heater_E1 | F4 | Commercial | Miscellaneous | Existing | Space Heating | Natural Gas | Unit Heater | E1 | RVT BC Ratio | 1 | 1 | 1 | 1 | 1 | 0 | 0 | 0 | 0 | 0 | 0 | 0 | 0 | 0 | 0 | 0 | 0 | 0 | 0 | 0 | 0 | 0 | 0 | 0 | 0 | 0 | 0 | 0 | 0 | 0 | 0 | 0 | 0
F4_Commercial_Miscellaneous_Existing_Space Heating_Natural Gas_Unit Heater_E2 | F4 | Commercial | Miscellaneous | Existing | Space Heating | Natural Gas | Unit Heater | E2 | RVT BC Ratio | 2.096 | 2.0948 | 2.0985 | 2.0873 | 2.0793 | 1 | 1 | 1 | 1 | 1 | 1 | 1 | 1 | 1 | 1 | 1 | 1 | 1 | 1 | 1 | 1 | 1 | 1 | 1 | 1 | 1 | 1 | 1 | 1 | 1 | 1 | 1 | 1
F4_Commercial_Miscellaneous_Existing_Space Heating_Natural Gas_Unit Heater_E3 | F4 | Commercial | Miscellaneous | Existing | Space Heating | Natural Gas | Unit Heater | E3 | RVT BC Ratio | 18.6057 | 18.59 | 18.6376 | 18.4936 | 18.3913 | 1 | 1 | 1 | 1 | 1 | 1 | 1 | 1 | 1 | 1 | 1 | 1 | 1 | 1 | 1 | 1 | 1 | 1 | 1 | 1 | 1 | 1 | 1 | 1 | 1 | 1 | 1 | 1
F4_Commercial_Miscellaneous_Existing_Space Heating_Natural Gas_Unit Heater_E4 | F4 | Commercial | Miscellaneous | Existing | Space Heating | Natural Gas | Unit Heater | E4 | RVT BC Ratio | 0 | 0 | 0 | 0 | 0 | 0 | 0 | 0 | 0 | 0 | 0 | 0 | 0 | 0 | 0 | 0 | 0 | 0 | 0 | 0 | 0 | 0 | 0 | 0 | 0 | 0 | 0 | 0 | 0 | 0 | 0 | 0 | 0
F4_Commercial_Miscellaneous_Existing_Space Heating_Natural Gas_Unit Heater_E5 | F4 | Commercial | Miscellaneous | Existing | Space Heating | Natural Gas | Unit Heater | E5 | RVT BC Ratio | 0 | 0 | 0 | 0 | 0 | 0 | 0 | 0 | 0 | 0 | 0 | 0 | 0 | 0 | 0 | 0 | 0 | 0 | 0 | 0 | 0 | 0 | 0 | 0 | 0 | 0 | 0 | 0 | 0 | 0 | 0 | 0 | 0
F4_Commercial_Miscellaneous_Existing_Space Heating_Natural Gas_Unit Heater_E6 | F4 | Commercial | Miscellaneous | Existing | Space Heating | Natural Gas | Unit Heater | E6 | RVT BC Ratio | 0 | 0 | 0 | 0 | 0 | 0 | 0 | 0 | 0 | 0 | 0 | 0 | 0 | 0 | 0 | 0 | 0 | 0 | 0 | 0 | 0 | 0 | 0 | 0 | 0 | 0 | 0 | 0 | 0 | 0 | 0 | 0 | 0
F4_Commercial_Miscellaneous_Existing_Space Heating_Natural Gas_Unit Heater_E7 | F4 | Commercial | Miscellaneous | Existing | Space Heating | Natural Gas | Unit Heater | E7 | RVT BC Ratio | 0 | 0 | 0 | 0 | 0 | 0 | 0 | 0 | 0 | 0 | 0 | 0 | 0 | 0 | 0 | 0 | 0 | 0 | 0 | 0 | 0 | 0 | 0 | 0 | 0 | 0 | 0 | 0 | 0 | 0 | 0 | 0 | 0
F4_Commercial_Miscellaneous_Existing_Space Heating_Natural Gas_Unit Heater_E8 | F4 | Commercial | Miscellaneous | Existing | Space Heating | Natural Gas | Unit Heater | E8 | RVT BC Ratio | 0 | 0 | 0 | 0 | 0 | 0 | 0 | 0 | 0 | 0 | 0 | 0 | 0 | 0 | 0 | 0 | 0 | 0 | 0 | 0 | 0 | 0 | 0 | 0 | 0 | 0 | 0 | 0 | 0 | 0 | 0 | 0 | 0
F4_Commercial_Miscellaneous_Existing_Space Heating_Natural Gas_Unit Heater_E9 | F4 | Commercial | Miscellaneous | Existing | Space Heating | Natural Gas | Unit Heater | E9 | RVT BC Ratio | 0 | 0 | 0 | 0 | 0 | 0 | 0 | 0 | 0 | 0 | 0 | 0 | 0 | 0 | 0 | 0 | 0 | 0 | 0 | 0 | 0 | 0 | 0 | 0 | 0 | 0 | 0 | 0 | 0 | 0 | 0 | 0 | 0
F4_Commercial_Miscellaneous_Existing_Space Heating_Natural Gas_Unit Heater_E10 | F4 | Commercial | Miscellaneous | Existing | Space Heating | Natural Gas | Unit Heater | E10 | RVT BC Ratio | 0 | 0 | 0 | 0 | 0 | 0 | 0 | 0 | 0 | 0 | 0 | 0 | 0 | 0 | 0 | 0 | 0 | 0 | 0 | 0 | 0 | 0 | 0 | 0 | 0 | 0 | 0 | 0 | 0 | 0 | 0 | 0 | 0
F5_Commercial_Miscellaneous_Existing_Space Heating_Natural Gas_Unit Heater_E1 | F5 | Commercial | Miscellaneous | Existing | Space Heating | Natural Gas | Unit Heater | E1 | RIM BC Ratio | 1 | 1 | 1 | 1 | 1 | 0 | 0 | 0 | 0 | 0 | 0 | 0 | 0 | 0 | 0 | 0 | 0 | 0 | 0 | 0 | 0 | 0 | 0 | 0 | 0 | 0 | 0 | 0 | 0 | 0 | 0 | 0 | 0
F5_Commercial_Miscellaneous_Existing_Space Heating_Natural Gas_Unit Heater_E2 | F5 | Commercial | Miscellaneous | Existing | Space Heating | Natural Gas | Unit Heater | E2 | RIM BC Ratio | 0.5075 | 0.50732 | 0.50785 | 0.50625 | 0.5051 | 1 | 1 | 1 | 1 | 1 | 1 | 1 | 1 | 1 | 1 | 1 | 1 | 1 | 1 | 1 | 1 | 1 | 1 | 1 | 1 | 1 | 1 | 1 | 1 | 1 | 1 | 1 | 1
F5_Commercial_Miscellaneous_Existing_Space Heating_Natural Gas_Unit Heater_E3 | F5 | Commercial | Miscellaneous | Existing | Space Heating | Natural Gas | Unit Heater | E3 | RIM BC Ratio | 0.79473 | 0.7947 | 0.7948 | 0.79449 | 0.79427 | 1 | 1 | 1 | 1 | 1 | 1 | 1 | 1 | 1 | 1 | 1 | 1 | 1 | 1 | 1 | 1 | 1 | 1 | 1 | 1 | 1 | 1 | 1 | 1 | 1 | 1 | 1 | 1
F5_Commercial_Miscellaneous_Existing_Space Heating_Natural Gas_Unit Heater_E4 | F5 | Commercial | Miscellaneous | Existing | Space Heating | Natural Gas | Unit Heater | E4 | RIM BC Ratio | 0 | 0 | 0 | 0 | 0 | 0 | 0 | 0 | 0 | 0 | 0 | 0 | 0 | 0 | 0 | 0 | 0 | 0 | 0 | 0 | 0 | 0 | 0 | 0 | 0 | 0 | 0 | 0 | 0 | 0 | 0 | 0 | 0
F5_Commercial_Miscellaneous_Existing_Space Heating_Natural Gas_Unit Heater_E5 | F5 | Commercial | Miscellaneous | Existing | Space Heating | Natural Gas | Unit Heater | E5 | RIM BC Ratio | 0 | 0 | 0 | 0 | 0 | 0 | 0 | 0 | 0 | 0 | 0 | 0 | 0 | 0 | 0 | 0 | 0 | 0 | 0 | 0 | 0 | 0 | 0 | 0 | 0 | 0 | 0 | 0 | 0 | 0 | 0 | 0 | 0
F5_Commercial_Miscellaneous_Existing_Space Heating_Natural Gas_Unit Heater_E6 | F5 | Commercial | Miscellaneous | Existing | Space Heating | Natural Gas | Unit Heater | E6 | RIM BC Ratio | 0 | 0 | 0 | 0 | 0 | 0 | 0 | 0 | 0 | 0 | 0 | 0 | 0 | 0 | 0 | 0 | 0 | 0 | 0 | 0 | 0 | 0 | 0 | 0 | 0 | 0 | 0 | 0 | 0 | 0 | 0 | 0 | 0
F5_Commercial_Miscellaneous_Existing_Space Heating_Natural Gas_Unit Heater_E7 | F5 | Commercial | Miscellaneous | Existing | Space Heating | Natural Gas | Unit Heater | E7 | RIM BC Ratio | 0 | 0 | 0 | 0 | 0 | 0 | 0 | 0 | 0 | 0 | 0 | 0 | 0 | 0 | 0 | 0 | 0 | 0 | 0 | 0 | 0 | 0 | 0 | 0 | 0 | 0 | 0 | 0 | 0 | 0 | 0 | 0 | 0
F5_Commercial_Miscellaneous_Existing_Space Heating_Natural Gas_Unit Heater_E8 | F5 | Commercial | Miscellaneous | Existing | Space Heating | Natural Gas | Unit Heater | E8 | RIM BC Ratio | 0 | 0 | 0 | 0 | 0 | 0 | 0 | 0 | 0 | 0 | 0 | 0 | 0 | 0 | 0 | 0 | 0 | 0 | 0 | 0 | 0 | 0 | 0 | 0 | 0 | 0 | 0 | 0 | 0 | 0 | 0 | 0 | 0
F5_Commercial_Miscellaneous_Existing_Space Heating_Natural Gas_Unit Heater_E9 | F5 | Commercial | Miscellaneous | Existing | Space Heating | Natural Gas | Unit Heater | E9 | RIM BC Ratio | 0 | 0 | 0 | 0 | 0 | 0 | 0 | 0 | 0 | 0 | 0 | 0 | 0 | 0 | 0 | 0 | 0 | 0 | 0 | 0 | 0 | 0 | 0 | 0 | 0 | 0 | 0 | 0 | 0 | 0 | 0 | 0 | 0
F5_Commercial_Miscellaneous_Existing_Space Heating_Natural Gas_Unit Heater_E10 | F5 | Commercial | Miscellaneous | Existing | Space Heating | Natural Gas | Unit Heater | E10 | RIM BC Ratio | 0 | 0 | 0 | 0 | 0 | 0 | 0 | 0 | 0 | 0 | 0 | 0 | 0 | 0 | 0 | 0 | 0 | 0 | 0 | 0 | 0 | 0 | 0 | 0 | 0 | 0 | 0 | 0 | 0 | 0 | 0 | 0 | 0
F0_Commercial_Miscellaneous_Existing_Water Heating_Natural Gas_Water Heater_E0 | F0 | Commercial | Miscellaneous | Existing | Water Heating | Natural Gas | Water Heater | E0 | Economic Unit | Gas-Fired Absorption HPWH | Gas-Fired Absorption HPWH | Gas-Fired Absorption HPWH | Gas-Fired Absorption HPWH | Gas-Fired Absorption HPWH | Gas-Fired Absorption HPWH | Gas-Fired Absorption HPWH | Gas-Fired Absorption HPWH | Gas-Fired Absorption HPWH | Gas-Fired Absorption HPWH | Gas-Fired Absorption HPWH | Gas-Fired Absorption HPWH | Gas-Fired Absorption HPWH | Gas-Fired Absorption HPWH | Gas-Fired Absorption HPWH | Gas-Fired Absorption HPWH | Gas-Fired Absorption HPWH | Gas-Fired Absorption HPWH | Gas-Fired Absorption HPWH | Gas-Fired Absorption HPWH | Gas-Fired Absorption HPWH | Gas-Fired Absorption HPWH | Gas-Fired Absorption HPWH | Gas-Fired Absorption HPWH | Gas-Fired Absorption HPWH | Gas-Fired Absorption HPWH | Gas-Fired Absorption HPWH | Gas-Fired Absorption HPWH | Gas-Fired Absorption HPWH | Gas-Fired Absorption HPWH | Gas-Fired Absorption HPWH | Gas-Fired Absorption HPWH | Gas-Fired Absorption HPWH
F1_Commercial_Miscellaneous_Existing_Water Heating_Natural Gas_Water Heater_E1 | F1 | Commercial | Miscellaneous | Existing | Water Heating | Natural Gas | Water Heater | E1 | CCE | 0 | 0 | 0 | 0 | 0 | 0 | 0 | 0 | 0 | 0 | 0 | 0 | 0 | 0 | 0 | 0 | 0 | 0 | 0 | 0 | 0 | 0 | 0 | 0 | 0 | 0 | 0 | 0 | 0 | 0 | 0 | 0 | 0
F1_Commercial_Miscellaneous_Existing_Water Heating_Natural Gas_Water Heater_E2 | F1 | Commercial | Miscellaneous | Existing | Water Heating | Natural Gas | Water Heater | E2 | CCE | -0.0036198 | -0.0037478 | -0.0033643 | -0.0034274 | -0.0034274 | -0.0034274 | -0.0034274 | -0.0034274 | -0.0034274 | -0.0034274 | -0.0034274 | -0.0034274 | -0.0034274 | -0.0034274 | -0.0034274 | -0.0034274 | -0.0034274 | -0.0034274 | -0.0034274 | -0.0034274 | -0.0034274 | -0.0034274 | -0.0034274 | -0.0034274 | -0.0034274 | -0.0034274 | -0.0034274 | -0.0034274 | -0.0034274 | -0.0034274 | -0.0034274 | -0.0034274 | -0.0034274
F1_Commercial_Miscellaneous_Existing_Water Heating_Natural Gas_Water Heater_E3 | F1 | Commercial | Miscellaneous | Existing | Water Heating | Natural Gas | Water Heater | E3 | CCE | 0.028311 | 0.029311 | 0.026312 | 0.026805 | 0.026805 | 0.026805 | 0.026805 | 0.026805 | 0.026805 | 0.026805 | 0.026805 | 0.026805 | 0.026805 | 0.026805 | 0.026805 | 0.026805 | 0.026805 | 0.026805 | 0.026805 | 0.026805 | 0.026805 | 0.026805 | 0.026805 | 0.026805 | 0.026805 | 0.026805 | 0.026805 | 0.026805 | 0.026805 | 0.026805 | 0.026805 | 0.026805 | 0.026805
F1_Commercial_Miscellaneous_Existing_Water Heating_Natural Gas_Water Heater_E4 | F1 | Commercial | Miscellaneous | Existing | Water Heating | Natural Gas | Water Heater | E4 | CCE | 0.034861 | 0.036093 | 0.0324 | 0.033007 | 0.033007 | 0.033007 | 0.033007 | 0.033007 | 0.033007 | 0.033007 | 0.033007 | 0.033007 | 0.033007 | 0.033007 | 0.033007 | 0.033007 | 0.033007 | 0.033007 | 0.033007 | 0.033007 | 0.033007 | 0.033007 | 0.033007 | 0.033007 | 0.033007 | 0.033007 | 0.033007 | 0.033007 | 0.033007 | 0.033007 | 0.033007 | 0.033007 | 0.033007
F1_Commercial_Miscellaneous_Existing_Water Heating_Natural Gas_Water Heater_E5 | F1 | Commercial | Miscellaneous | Existing | Water Heating | Natural Gas | Water Heater | E5 | CCE | 0.054767 | 0.056703 | 0.050901 | 0.051855 | 0.051855 | 0.051855 | 0.051855 | 0.051855 | 0.051855 | 0.051855 | 0.051855 | 0.051855 | 0.051855 | 0.051855 | 0.051855 | 0.051855 | 0.051855 | 0.051855 | 0.051855 | 0.051855 | 0.051855 | 0.051855 | 0.051855 | 0.051855 | 0.051855 | 0.051855 | 0.051855 | 0.051855 | 0.051855 | 0.051855 | 0.051855 | 0.051855 | 0.051855
F1_Commercial_Miscellaneous_Existing_Water Heating_Natural Gas_Water Heater_E6 | F1 | Commercial | Miscellaneous | Existing | Water Heating | Natural Gas | Water Heater | E6 | CCE | -0.12264 | -0.12698 | -0.11399 | -0.11612 | -0.11612 | -0.11612 | -0.11612 | -0.11612 | -0.11612 | -0.11612 | -0.11612 | -0.11612 | -0.11612 | -0.11612 | -0.11612 | -0.11612 | -0.11612 | -0.11612 | -0.11612 | -0.11612 | -0.11612 | -0.11612 | -0.11612 | -0.11612 | -0.11612 | -0.11612 | -0.11612 | -0.11612 | -0.11612 | -0.11612 | -0.11612 | -0.11612 | -0.11612
F1_Commercial_Miscellaneous_Existing_Water Heating_Natural Gas_Water Heater_E7 | F1 | Commercial | Miscellaneous | Existing | Water Heating | Natural Gas | Water Heater | E7 | CCE | -0.091722 | -0.094963 | -0.085247 | -0.086845 | -0.086845 | -0.086845 | -0.086845 | -0.086845 | -0.086845 | -0.086845 | -0.086845 | -0.086845 | -0.086845 | -0.086845 | -0.086845 | -0.086845 | -0.086845 | -0.086845 | -0.086845 | -0.086845 | -0.086845 | -0.086845 | -0.086845 | -0.086845 | -0.086845 | -0.086845 | -0.086845 | -0.086845 | -0.086845 | -0.086845 | -0.086845 | -0.086845 | -0.086845
F1_Commercial_Miscellaneous_Existing_Water Heating_Natural Gas_Water Heater_E8 | F1 | Commercial | Miscellaneous | Existing | Water Heating | Natural Gas | Water Heater | E8 | CCE | 0 | 0 | 0 | 0 | 0 | 0 | 0 | 0 | 0 | 0 | 0 | 0 | 0 | 0 | 0 | 0 | 0 | 0 | 0 | 0 | 0 | 0 | 0 | 0 | 0 | 0 | 0 | 0 | 0 | 0 | 0 | 0 | 0
F1_Commercial_Miscellaneous_Existing_Water Heating_Natural Gas_Water Heater_E9 | F1 | Commercial | Miscellaneous | Existing | Water Heating | Natural Gas | Water Heater | E9 | CCE | 0 | 0 | 0 | 0 | 0 | 0 | 0 | 0 | 0 | 0 | 0 | 0 | 0 | 0 | 0 | 0 | 0 | 0 | 0 | 0 | 0 | 0 | 0 | 0 | 0 | 0 | 0 | 0 | 0 | 0 | 0 | 0 | 0
F1_Commercial_Miscellaneous_Existing_Water Heating_Natural Gas_Water Heater_E10 | F1 | Commercial | Miscellaneous | Existing | Water Heating | Natural Gas | Water Heater | E10 | CCE | 0 | 0 | 0 | 0 | 0 | 0 | 0 | 0 | 0 | 0 | 0 | 0 | 0 | 0 | 0 | 0 | 0 | 0 | 0 | 0 | 0 | 0 | 0 | 0 | 0 | 0 | 0 | 0 | 0 | 0 | 0 | 0 | 0
F2_Commercial_Miscellaneous_Existing_Water Heating_Natural Gas_Water Heater_E1 | F2 | Commercial | Miscellaneous | Existing | Water Heating | Natural Gas | Water Heater | E1 | TRC BC Ratio | bar: 2019 to 2051
F2_Commercial_Miscellaneous_Existing_Water Heating_Natural Gas_Water Heater_E2 | F2 | Commercial | Miscellaneous | Existing | Water Heating | Natural Gas | Water Heater | E2 | TRC BC Ratio | bar: 2019 to 2051
F2_Commercial_Miscellaneous_Existing_Water Heating_Natural Gas_Water Heater_E3 | F2 | Commercial | Miscellaneous | Existing | Water Heating | Natural Gas | Water Heater | E3 | TRC BC Ratio | 45.6753 | 45.6068 | 45.7757 | 45.39 | 45.1453 | 45.3334 | 45.9025 | 46.3527 | 46.9112 | 47.4387 | 47.9665 | 48.451 | 48.9721 | 49.5158 | 50.0362 | 50.5664 | 51.1046 | 51.6915 | 52.3013 | 52.9457 | 53.5813 | 54.2438 | 54.8589 | 55.4938 | 56.0562 | 56.5451 | 56.9885 | 57.3731 | 57.6733 | 57.9209 | 58.0591 | 58.1516 | 58.1516
F2_Commercial_Miscellaneous_Existing_Water Heating_Natural Gas_Water Heater_E4 | F2 | Commercial | Miscellaneous | Existing | Water Heating | Natural Gas | Water Heater | E4 | TRC BC Ratio | 37.0928 | 37.0372 | 37.1744 | 36.8612 | 36.6624 | 36.8152 | 37.2774 | 37.643 | 38.0965 | 38.5249 | 38.9535 | 39.3469 | 39.7701 | 40.2117 | 40.6343 | 41.0649 | 41.502 | 41.9786 | 42.4738 | 42.9971 | 43.5133 | 44.0513 | 44.5508 | 45.0665 | 45.5232 | 45.9202 | 46.2803 | 46.5926 | 46.8364 | 47.0375 | 47.1497 | 47.2248 | 47.2248
F2_Commercial_Miscellaneous_Existing_Water Heating_Natural Gas_Water Heater_E5 | F2 | Commercial | Miscellaneous | Existing | Water Heating | Natural Gas | Water Heater | E5 | TRC BC Ratio | 23.6107 | 23.5754 | 23.6627 | 23.4633 | 23.3368 | 23.434 | 23.7282 | 23.9609 | 24.2496 | 24.5223 | 24.7951 | 25.0456 | 25.315 | 25.596 | 25.865 | 26.1391 | 26.4173 | 26.7207 | 27.0359 | 27.369 | 27.6976 | 28.04 | 28.358 | 28.6862 | 28.9769 | 29.2296 | 29.4588 | 29.6577 | 29.8128 | 29.9408 | 30.0123 | 30.0601 | 30.0601
F2_Commercial_Miscellaneous_Existing_Water Heating_Natural Gas_Water Heater_E6 | F2 | Commercial | Miscellaneous | Existing | Water Heating | Natural Gas | Water Heater | E6 | TRC BC Ratio | bar: 2019 to 2051
F2_Commercial_Miscellaneous_Existing_Water Heating_Natural Gas_Water Heater_E7 | F2 | Commercial | Miscellaneous | Existing | Water Heating | Natural Gas | Water Heater | E7 | TRC BC Ratio | bar: 2019 to 2051
F2_Commercial_Miscellaneous_Existing_Water Heating_Natural Gas_Water Heater_E8 | F2 | Commercial | Miscellaneous | Existing | Water Heating | Natural Gas | Water Heater | E8 | TRC BC Ratio | 0 | 0 | 0 | 0 | 0 | 0 | 0 | 0 | 0 | 0 | 0 | 0 | 0 | 0 | 0 | 0 | 0 | 0 | 0 | 0 | 0 | 0 | 0 | 0 | 0 | 0 | 0 | 0 | 0 | 0 | 0 | 0 | 0
F2_Commercial_Miscellaneous_Existing_Water Heating_Natural Gas_Water Heater_E9 | F2 | Commercial | Miscellaneous | Existing | Water Heating | Natural Gas | Water Heater | E9 | TRC BC Ratio | 0 | 0 | 0 | 0 | 0 | 0 | 0 | 0 | 0 | 0 | 0 | 0 | 0 | 0 | 0 | 0 | 0 | 0 | 0 | 0 | 0 | 0 | 0 | 0 | 0 | 0 | 0 | 0 | 0 | 0 | 0 | 0 | 0
F2_Commercial_Miscellaneous_Existing_Water Heating_Natural Gas_Water Heater_E10 | F2 | Commercial | Miscellaneous | Existing | Water Heating | Natural Gas | Water Heater | E10 | TRC BC Ratio | 0 | 0 | 0 | 0 | 0 | 0 | 0 | 0 | 0 | 0 | 0 | 0 | 0 | 0 | 0 | 0 | 0 | 0 | 0 | 0 | 0 | 0 | 0 | 0 | 0 | 0 | 0 | 0 | 0 | 0 | 0 | 0 | 0
F3_Commercial_Miscellaneous_Existing_Water Heating_Natural Gas_Water Heater_E1 | F3 | Commercial | Miscellaneous | Existing | Water Heating | Natural Gas | Water Heater | E1 | PACT BC Ratio | bar: 2019 to 2051
F3_Commercial_Miscellaneous_Existing_Water Heating_Natural Gas_Water Heater_E2 | F3 | Commercial | Miscellaneous | Existing | Water Heating | Natural Gas | Water Heater | E2 | PACT BC Ratio | bar: 2019 to 2051
F3_Commercial_Miscellaneous_Existing_Water Heating_Natural Gas_Water Heater_E3 | F3 | Commercial | Miscellaneous | Existing | Water Heating | Natural Gas | Water Heater | E3 | PACT BC Ratio | 60.9004 | 60.8091 | 61.0343 | 60.52 | 60.1937 | 60.4446 | 61.2034 | 61.8036 | 62.5483 | 63.2516 | 63.9553 | 64.6013 | 65.2961 | 66.021 | 66.715 | 67.4218 | 68.1395 | 68.9221 | 69.7351 | 70.5942 | 71.4418 | 72.325 | 73.1452 | 73.9918 | 74.7417 | 75.3934 | 75.9846 | 76.4974 | 76.8977 | 77.2279 | 77.4121 | 77.5355 | 77.5355
F3_Commercial_Miscellaneous_Existing_Water Heating_Natural Gas_Water Heater_E4 | F3 | Commercial | Miscellaneous | Existing | Water Heating | Natural Gas | Water Heater | E4 | PACT BC Ratio | 49.4571 | 49.383 | 49.5659 | 49.1482 | 48.8832 | 49.0869 | 49.7031 | 50.1906 | 50.7954 | 51.3665 | 51.938 | 52.4626 | 53.0269 | 53.6156 | 54.1791 | 54.7532 | 55.336 | 55.9715 | 56.6317 | 57.3295 | 58.0177 | 58.735 | 59.4011 | 60.0886 | 60.6976 | 61.2269 | 61.707 | 62.1234 | 62.4485 | 62.7166 | 62.8662 | 62.9664 | 62.9664
F3_Commercial_Miscellaneous_Existing_Water Heating_Natural Gas_Water Heater_E5 | F3 | Commercial | Miscellaneous | Existing | Water Heating | Natural Gas | Water Heater | E5 | PACT BC Ratio | 31.481 | 31.4338 | 31.5502 | 31.2844 | 31.1157 | 31.2454 | 31.6376 | 31.9479 | 32.3329 | 32.6964 | 33.0602 | 33.3941 | 33.7533 | 34.128 | 34.4867 | 34.8521 | 35.2231 | 35.6276 | 36.0479 | 36.492 | 36.9301 | 37.3867 | 37.8107 | 38.2483 | 38.6359 | 38.9728 | 39.2785 | 39.5435 | 39.7504 | 39.9211 | 40.0164 | 40.0801 | 40.0801
F3_Commercial_Miscellaneous_Existing_Water Heating_Natural Gas_Water Heater_E6 | F3 | Commercial | Miscellaneous | Existing | Water Heating | Natural Gas | Water Heater | E6 | PACT BC Ratio | bar: 2019 to 2051
F3_Commercial_Miscellaneous_Existing_Water Heating_Natural Gas_Water Heater_E7 | F3 | Commercial | Miscellaneous | Existing | Water Heating | Natural Gas | Water Heater | E7 | PACT BC Ratio | bar: 2019 to 2051
F3_Commercial_Miscellaneous_Existing_Water Heating_Natural Gas_Water Heater_E8 | F3 | Commercial | Miscellaneous | Existing | Water Heating | Natural Gas | Water Heater | E8 | PACT BC Ratio | 0 | 0 | 0 | 0 | 0 | 0 | 0 | 0 | 0 | 0 | 0 | 0 | 0 | 0 | 0 | 0 | 0 | 0 | 0 | 0 | 0 | 0 | 0 | 0 | 0 | 0 | 0 | 0 | 0 | 0 | 0 | 0 | 0
F3_Commercial_Miscellaneous_Existing_Water Heating_Natural Gas_Water Heater_E9 | F3 | Commercial | Miscellaneous | Existing | Water Heating | Natural Gas | Water Heater | E9 | PACT BC Ratio | 0 | 0 | 0 | 0 | 0 | 0 | 0 | 0 | 0 | 0 | 0 | 0 | 0 | 0 | 0 | 0 | 0 | 0 | 0 | 0 | 0 | 0 | 0 | 0 | 0 | 0 | 0 | 0 | 0 | 0 | 0 | 0 | 0
F3_Commercial_Miscellaneous_Existing_Water Heating_Natural Gas_Water Heater_E10 | F3 | Commercial | Miscellaneous | Existing | Water Heating | Natural Gas | Water Heater | E10 | PACT BC Ratio | 0 | 0 | 0 | 0 | 0 | 0 | 0 | 0 | 0 | 0 | 0 | 0 | 0 | 0 | 0 | 0 | 0 | 0 | 0 | 0 | 0 | 0 | 0 | 0 | 0 | 0 | 0 | 0 | 0 | 0 | 0 | 0 | 0
F4_Commercial_Miscellaneous_Existing_Water Heating_Natural Gas_Water Heater_E1 | F4 | Commercial | Miscellaneous | Existing | Water Heating | Natural Gas | Water Heater | E1 | RVT BC Ratio | bar: 2019 to 2051
F4_Commercial_Miscellaneous_Existing_Water Heating_Natural Gas_Water Heater_E2 | F4 | Commercial | Miscellaneous | Existing | Water Heating | Natural Gas | Water Heater | E2 | RVT BC Ratio | bar: 2019 to 2051
F4_Commercial_Miscellaneous_Existing_Water Heating_Natural Gas_Water Heater_E3 | F4 | Commercial | Miscellaneous | Existing | Water Heating | Natural Gas | Water Heater | E3 | RVT BC Ratio | 66.3663 | 66.2679 | 66.5108 | 65.9562 | 65.6044 | 65.8749 | 66.6931 | 67.3403 | 68.1432 | 68.9016 | 69.6604 | 70.3569 | 71.1061 | 71.8877 | 72.636 | 73.3982 | 74.172 | 75.0158 | 75.8924 | 76.8188 | 77.7327 | 78.6851 | 79.5694 | 80.4823 | 81.2908 | 81.9936 | 82.6311 | 83.184 | 83.6156 | 83.9716 | 84.1703 | 84.3033 | 84.3033
F4_Commercial_Miscellaneous_Existing_Water Heating_Natural Gas_Water Heater_E4 | F4 | Commercial | Miscellaneous | Existing | Water Heating | Natural Gas | Water Heater | E4 | RVT BC Ratio | 54.0275 | 53.9476 | 54.1448 | 53.6945 | 53.4087 | 53.6284 | 54.2928 | 54.8184 | 55.4705 | 56.0864 | 56.7026 | 57.2682 | 57.8767 | 58.5114 | 59.1191 | 59.7381 | 60.3665 | 61.0517 | 61.7636 | 62.516 | 63.2581 | 64.0315 | 64.7497 | 65.4911 | 66.1477 | 66.7184 | 67.2361 | 67.6851 | 68.0356 | 68.3247 | 68.4861 | 68.5941 | 68.5941
F4_Commercial_Miscellaneous_Existing_Water Heating_Natural Gas_Water Heater_E5 | F4 | Commercial | Miscellaneous | Existing | Water Heating | Natural Gas | Water Heater | E5 | RVT BC Ratio | 34.6447 | 34.5938 | 34.7193 | 34.4327 | 34.2508 | 34.3906 | 34.8135 | 35.1481 | 35.5632 | 35.9552 | 36.3474 | 36.7075 | 37.0948 | 37.4988 | 37.8856 | 38.2796 | 38.6796 | 39.1158 | 39.5689 | 40.0478 | 40.5202 | 41.0125 | 41.4697 | 41.9416 | 42.3595 | 42.7228 | 43.0523 | 43.3382 | 43.5613 | 43.7453 | 43.848 | 43.9168 | 43.9168
F4_Commercial_Miscellaneous_Existing_Water Heating_Natural Gas_Water Heater_E6 | F4 | Commercial | Miscellaneous | Existing | Water Heating | Natural Gas | Water Heater | E6 | RVT BC Ratio | bar: 2019 to 2051
F4_Commercial_Miscellaneous_Existing_Water Heating_Natural Gas_Water Heater_E7 | F4 | Commercial | Miscellaneous | Existing | Water Heating | Natural Gas | Water Heater | E7 | RVT BC Ratio | bar: 2019 to 2051
F4_Commercial_Miscellaneous_Existing_Water Heating_Natural Gas_Water Heater_E8 | F4 | Commercial | Miscellaneous | Existing | Water Heating | Natural Gas | Water Heater | E8 | RVT BC Ratio | 0 | 0 | 0 | 0 | 0 | 0 | 0 | 0 | 0 | 0 | 0 | 0 | 0 | 0 | 0 | 0 | 0 | 0 | 0 | 0 | 0 | 0 | 0 | 0 | 0 | 0 | 0 | 0 | 0 | 0 | 0 | 0 | 0
F4_Commercial_Miscellaneous_Existing_Water Heating_Natural Gas_Water Heater_E9 | F4 | Commercial | Miscellaneous | Existing | Water Heating | Natural Gas | Water Heater | E9 | RVT BC Ratio | 0 | 0 | 0 | 0 | 0 | 0 | 0 | 0 | 0 | 0 | 0 | 0 | 0 | 0 | 0 | 0 | 0 | 0 | 0 | 0 | 0 | 0 | 0 | 0 | 0 | 0 | 0 | 0 | 0 | 0 | 0 | 0 | 0
F4_Commercial_Miscellaneous_Existing_Water Heating_Natural Gas_Water Heater_E10 | F4 | Commercial | Miscellaneous | Existing | Water Heating | Natural Gas | Water Heater | E10 | RVT BC Ratio | 0 | 0 | 0 | 0 | 0 | 0 | 0 | 0 | 0 | 0 | 0 | 0 | 0 | 0 | 0 | 0 | 0 | 0 | 0 | 0 | 0 | 0 | 0 | 0 | 0 | 0 | 0 | 0 | 0 | 0 | 0 | 0 | 0
F5_Commercial_Miscellaneous_Existing_Water Heating_Natural Gas_Water Heater_E1 | F5 | Commercial | Miscellaneous | Existing | Water Heating | Natural Gas | Water Heater | E1 | RIM BC Ratio | bar: 2019 to 2051
F5_Commercial_Miscellaneous_Existing_Water Heating_Natural Gas_Water Heater_E2 | F5 | Commercial | Miscellaneous | Existing | Water Heating | Natural Gas | Water Heater | E2 | RIM BC Ratio | bar: 2019 to 2051
F5_Commercial_Miscellaneous_Existing_Water Heating_Natural Gas_Water Heater_E3 | F5 | Commercial | Miscellaneous | Existing | Water Heating | Natural Gas | Water Heater | E3 | RIM BC Ratio | 0.82339 | 0.82338 | 0.82342 | 0.82332 | 0.82326 | 0.82331 | 0.82345 | 0.82356 | 0.82369 | 0.82381 | 0.82393 | 0.82403 | 0.82414 | 0.82426 | 0.82437 | 0.82447 | 0.82458 | 0.82469 | 0.82481 | 0.82493 | 0.82504 | 0.82516 | 0.82526 | 0.82537 | 0.82546 | 0.82554 | 0.82561 | 0.82567 | 0.82572 | 0.82575 | 0.82578 | 0.82579 | 0.82579
F5_Commercial_Miscellaneous_Existing_Water Heating_Natural Gas_Water Heater_E4 | F5 | Commercial | Miscellaneous | Existing | Water Heating | Natural Gas | Water Heater | E4 | RIM BC Ratio | 0.82083 | 0.82081 | 0.82086 | 0.82074 | 0.82067 | 0.82072 | 0.82089 | 0.82103 | 0.82119 | 0.82133 | 0.82148 | 0.82161 | 0.82174 | 0.82188 | 0.82202 | 0.82215 | 0.82228 | 0.82241 | 0.82256 | 0.8227 | 0.82284 | 0.82298 | 0.82311 | 0.82324 | 0.82336 | 0.82345 | 0.82354 | 0.82361 | 0.82367 | 0.82372 | 0.82374 | 0.82376 | 0.82376
F5_Commercial_Miscellaneous_Existing_Water Heating_Natural Gas_Water Heater_E5 | F5 | Commercial | Miscellaneous | Existing | Water Heating | Natural Gas | Water Heater | E5 | RIM BC Ratio | 0.81312 | 0.81309 | 0.81317 | 0.81299 | 0.81287 | 0.81296 | 0.81322 | 0.81343 | 0.81367 | 0.8139 | 0.81412 | 0.81433 | 0.81454 | 0.81475 | 0.81495 | 0.81516 | 0.81536 | 0.81557 | 0.81579 | 0.81601 | 0.81623 | 0.81645 | 0.81665 | 0.81685 | 0.81703 | 0.81718 | 0.81731 | 0.81743 | 0.81751 | 0.81758 | 0.81762 | 0.81765 | 0.81765
F5_Commercial_Miscellaneous_Existing_Water Heating_Natural Gas_Water Heater_E6 | F5 | Commercial | Miscellaneous | Existing | Water Heating | Natural Gas | Water Heater | E6 | RIM BC Ratio | bar: 2019 to 2051
F5_Commercial_Miscellaneous_Existing_Water Heating_Natural Gas_Water Heater_E7 | F5 | Commercial | Miscellaneous | Existing | Water Heating | Natural Gas | Water Heater | E7 | RIM BC Ratio | bar: 2019 to 2051
F5_Commercial_Miscellaneous_Existing_Water Heating_Natural Gas_Water Heater_E8 | F5 | Commercial | Miscellaneous | Existing | Water Heating | Natural Gas | Water Heater | E8 | RIM BC Ratio | 0 | 0 | 0 | 0 | 0 | 0 | 0 | 0 | 0 | 0 | 0 | 0 | 0 | 0 | 0 | 0 | 0 | 0 | 0 | 0 | 0 | 0 | 0 | 0 | 0 | 0 | 0 | 0 | 0 | 0 | 0 | 0 | 0
F5_Commercial_Miscellaneous_Existing_Water Heating_Natural Gas_Water Heater_E9 | F5 | Commercial | Miscellaneous | Existing | Water Heating | Natural Gas | Water Heater | E9 | RIM BC Ratio | 0 | 0 | 0 | 0 | 0 | 0 | 0 | 0 | 0 | 0 | 0 | 0 | 0 | 0 | 0 | 0 | 0 | 0 | 0 | 0 | 0 | 0 | 0 | 0 | 0 | 0 | 0 | 0 | 0 | 0 | 0 | 0 | 0
F5_Commercial_Miscellaneous_Existing_Water Heating_Natural Gas_Water Heater_E10 | F5 | Commercial | Miscellaneous | Existing | Water Heating | Natural Gas | Water Heater | E10 | RIM BC Ratio | 0 | 0 | 0 | 0 | 0 | 0 | 0 | 0 | 0 | 0 | 0 | 0 | 0 | 0 | 0 | 0 | 0 | 0 | 0 | 0 | 0 | 0 | 0 | 0 | 0 | 0 | 0 | 0 | 0 | 0 | 0 | 0 | 0
F0_Commercial_Miscellaneous_Existing_Food Preparation_Natural Gas_Oven_E0 | F0 | Commercial | Miscellaneous | Existing | Food Preparation | Natural Gas | Oven | E0 | Economic Unit | ENERGY STAR (3.0) | ENERGY STAR (3.0) | ENERGY STAR (3.0) | ENERGY STAR (3.0) | ENERGY STAR (3.0) | ENERGY STAR (3.0) | ENERGY STAR (3.0) | ENERGY STAR (3.0) | ENERGY STAR (3.0) | ENERGY STAR (3.0) | ENERGY STAR (3.0) | ENERGY STAR (3.0) | ENERGY STAR (3.0) | ENERGY STAR (3.0) | ENERGY STAR (3.0) | ENERGY STAR (3.0) | ENERGY STAR (3.0) | ENERGY STAR (3.0) | ENERGY STAR (3.0) | ENERGY STAR (3.0) | ENERGY STAR (3.0) | ENERGY STAR (3.0) | ENERGY STAR (3.0) | ENERGY STAR (3.0) | ENERGY STAR (3.0) | ENERGY STAR (3.0) | ENERGY STAR (3.0) | ENERGY STAR (3.0) | ENERGY STAR (3.0) | ENERGY STAR (3.0) | ENERGY STAR (3.0) | ENERGY STAR (3.0) | ENERGY STAR (3.0)
F1_Commercial_Miscellaneous_Existing_Food Preparation_Natural Gas_Oven_E1 | F1 | Commercial | Miscellaneous | Existing | Food Preparation | Natural Gas | Oven | E1 | CCE | 0 | 0 | 0 | 0 | 0 | 0 | 0 | 0 | 0 | 0 | 0 | 0 | 0 | 0 | 0 | 0 | 0 | 0 | 0 | 0 | 0 | 0 | 0 | 0 | 0 | 0 | 0 | 0 | 0 | 0 | 0 | 0 | 0
F1_Commercial_Miscellaneous_Existing_Food Preparation_Natural Gas_Oven_E2 | F1 | Commercial | Miscellaneous | Existing | Food Preparation | Natural Gas | Oven | E2 | CCE | 0.32507 | 0.33656 | 0.30212 | 0.30779 | 0.30779 | 0.30779 | 0.30779 | 0.30779 | 0.30779 | 0.30779 | 0.30779 | 0.30779 | 0.30779 | 0.30779 | 0.30779 | 0.30779 | 0.30779 | 0.30779 | 0.30779 | 0.30779 | 0.30779 | 0.30779 | 0.30779 | 0.30779 | 0.30779 | 0.30779 | 0.30779 | 0.30779 | 0.30779 | 0.30779 | 0.30779 | 0.30779 | 0.30779
F1_Commercial_Miscellaneous_Existing_Food Preparation_Natural Gas_Oven_E3 | F1 | Commercial | Miscellaneous | Existing | Food Preparation | Natural Gas | Oven | E3 | CCE | 0 | 0 | 0 | 0 | 0 | 0 | 0 | 0 | 0 | 0 | 0 | 0 | 0 | 0 | 0 | 0 | 0 | 0 | 0 | 0 | 0 | 0 | 0 | 0 | 0 | 0 | 0 | 0 | 0 | 0 | 0 | 0 | 0
F1_Commercial_Miscellaneous_Existing_Food Preparation_Natural Gas_Oven_E4 | F1 | Commercial | Miscellaneous | Existing | Food Preparation | Natural Gas | Oven | E4 | CCE | 0 | 0 | 0 | 0 | 0 | 0 | 0 | 0 | 0 | 0 | 0 | 0 | 0 | 0 | 0 | 0 | 0 | 0 | 0 | 0 | 0 | 0 | 0 | 0 | 0 | 0 | 0 | 0 | 0 | 0 | 0 | 0 | 0
F1_Commercial_Miscellaneous_Existing_Food Preparation_Natural Gas_Oven_E5 | F1 | Commercial | Miscellaneous | Existing | Food Preparation | Natural Gas | Oven | E5 | CCE | 0 | 0 | 0 | 0 | 0 | 0 | 0 | 0 | 0 | 0 | 0 | 0 | 0 | 0 | 0 | 0 | 0 | 0 | 0 | 0 | 0 | 0 | 0 | 0 | 0 | 0 | 0 | 0 | 0 | 0 | 0 | 0 | 0
F1_Commercial_Miscellaneous_Existing_Food Preparation_Natural Gas_Oven_E6 | F1 | Commercial | Miscellaneous | Existing | Food Preparation | Natural Gas | Oven | E6 | CCE | 0 | 0 | 0 | 0 | 0 | 0 | 0 | 0 | 0 | 0 | 0 | 0 | 0 | 0 | 0 | 0 | 0 | 0 | 0 | 0 | 0 | 0 | 0 | 0 | 0 | 0 | 0 | 0 | 0 | 0 | 0 | 0 | 0
F1_Commercial_Miscellaneous_Existing_Food Preparation_Natural Gas_Oven_E7 | F1 | Commercial | Miscellaneous | Existing | Food Preparation | Natural Gas | Oven | E7 | CCE | 0 | 0 | 0 | 0 | 0 | 0 | 0 | 0 | 0 | 0 | 0 | 0 | 0 | 0 | 0 | 0 | 0 | 0 | 0 | 0 | 0 | 0 | 0 | 0 | 0 | 0 | 0 | 0 | 0 | 0 | 0 | 0 | 0
F1_Commercial_Miscellaneous_Existing_Food Preparation_Natural Gas_Oven_E8 | F1 | Commercial | Miscellaneous | Existing | Food Preparation | Natural Gas | Oven | E8 | CCE | 0 | 0 | 0 | 0 | 0 | 0 | 0 | 0 | 0 | 0 | 0 | 0 | 0 | 0 | 0 | 0 | 0 | 0 | 0 | 0 | 0 | 0 | 0 | 0 | 0 | 0 | 0 | 0 | 0 | 0 | 0 | 0 | 0
F1_Commercial_Miscellaneous_Existing_Food Preparation_Natural Gas_Oven_E9 | F1 | Commercial | Miscellaneous | Existing | Food Preparation | Natural Gas | Oven | E9 | CCE | 0 | 0 | 0 | 0 | 0 | 0 | 0 | 0 | 0 | 0 | 0 | 0 | 0 | 0 | 0 | 0 | 0 | 0 | 0 | 0 | 0 | 0 | 0 | 0 | 0 | 0 | 0 | 0 | 0 | 0 | 0 | 0 | 0
F1_Commercial_Miscellaneous_Existing_Food Preparation_Natural Gas_Oven_E10 | F1 | Commercial | Miscellaneous | Existing | Food Preparation | Natural Gas | Oven | E10 | CCE | 0 | 0 | 0 | 0 | 0 | 0 | 0 | 0 | 0 | 0 | 0 | 0 | 0 | 0 | 0 | 0 | 0 | 0 | 0 | 0 | 0 | 0 | 0 | 0 | 0 | 0 | 0 | 0 | 0 | 0 | 0 | 0 | 0
F2_Commercial_Miscellaneous_Existing_Food Preparation_Natural Gas_Oven_E1 | F2 | Commercial | Miscellaneous | Existing | Food Preparation | Natural Gas | Oven | E1 | TRC BC Ratio | bar: 2019 to 2051
F2_Commercial_Miscellaneous_Existing_Food Preparation_Natural Gas_Oven_E2 | F2 | Commercial | Miscellaneous | Existing | Food Preparation | Natural Gas | Oven | E2 | TRC BC Ratio | 5.0529 | 5.0541 | 5.0794 | 5.0454 | 5.0252 | 5.0427 | 5.0918 | 5.1313 | 5.1797 | 5.226 | 5.2722 | 5.3151 | 5.3612 | 5.4091 | 5.4549 | 5.5017 | 5.5491 | 5.6007 | 5.6542 | 5.7105 | 5.7652 | 5.8217 | 5.8734 | 5.9266 | 5.9735 | 6.014 | 6.0509 | 6.0828 | 6.1077 | 6.1281 | 6.1393 | 6.1467 | 6.1467
F2_Commercial_Miscellaneous_Existing_Food Preparation_Natural Gas_Oven_E3 | F2 | Commercial | Miscellaneous | Existing | Food Preparation | Natural Gas | Oven | E3 | TRC BC Ratio | 0 | 0 | 0 | 0 | 0 | 0 | 0 | 0 | 0 | 0 | 0 | 0 | 0 | 0 | 0 | 0 | 0 | 0 | 0 | 0 | 0 | 0 | 0 | 0 | 0 | 0 | 0 | 0 | 0 | 0 | 0 | 0 | 0
F2_Commercial_Miscellaneous_Existing_Food Preparation_Natural Gas_Oven_E4 | F2 | Commercial | Miscellaneous | Existing | Food Preparation | Natural Gas | Oven | E4 | TRC BC Ratio | 0 | 0 | 0 | 0 | 0 | 0 | 0 | 0 | 0 | 0 | 0 | 0 | 0 | 0 | 0 | 0 | 0 | 0 | 0 | 0 | 0 | 0 | 0 | 0 | 0 | 0 | 0 | 0 | 0 | 0 | 0 | 0 | 0
F2_Commercial_Miscellaneous_Existing_Food Preparation_Natural Gas_Oven_E5 | F2 | Commercial | Miscellaneous | Existing | Food Preparation | Natural Gas | Oven | E5 | TRC BC Ratio | 0 | 0 | 0 | 0 | 0 | 0 | 0 | 0 | 0 | 0 | 0 | 0 | 0 | 0 | 0 | 0 | 0 | 0 | 0 | 0 | 0 | 0 | 0 | 0 | 0 | 0 | 0 | 0 | 0 | 0 | 0 | 0 | 0
F2_Commercial_Miscellaneous_Existing_Food Preparation_Natural Gas_Oven_E6 | F2 | Commercial | Miscellaneous | Existing | Food Preparation | Natural Gas | Oven | E6 | TRC BC Ratio | 0 | 0 | 0 | 0 | 0 | 0 | 0 | 0 | 0 | 0 | 0 | 0 | 0 | 0 | 0 | 0 | 0 | 0 | 0 | 0 | 0 | 0 | 0 | 0 | 0 | 0 | 0 | 0 | 0 | 0 | 0 | 0 | 0
F2_Commercial_Miscellaneous_Existing_Food Preparation_Natural Gas_Oven_E7 | F2 | Commercial | Miscellaneous | Existing | Food Preparation | Natural Gas | Oven | E7 | TRC BC Ratio | 0 | 0 | 0 | 0 | 0 | 0 | 0 | 0 | 0 | 0 | 0 | 0 | 0 | 0 | 0 | 0 | 0 | 0 | 0 | 0 | 0 | 0 | 0 | 0 | 0 | 0 | 0 | 0 | 0 | 0 | 0 | 0 | 0
F2_Commercial_Miscellaneous_Existing_Food Preparation_Natural Gas_Oven_E8 | F2 | Commercial | Miscellaneous | Existing | Food Preparation | Natural Gas | Oven | E8 | TRC BC Ratio | 0 | 0 | 0 | 0 | 0 | 0 | 0 | 0 | 0 | 0 | 0 | 0 | 0 | 0 | 0 | 0 | 0 | 0 | 0 | 0 | 0 | 0 | 0 | 0 | 0 | 0 | 0 | 0 | 0 | 0 | 0 | 0 | 0
F2_Commercial_Miscellaneous_Existing_Food Preparation_Natural Gas_Oven_E9 | F2 | Commercial | Miscellaneous | Existing | Food Preparation | Natural Gas | Oven | E9 | TRC BC Ratio | 0 | 0 | 0 | 0 | 0 | 0 | 0 | 0 | 0 | 0 | 0 | 0 | 0 | 0 | 0 | 0 | 0 | 0 | 0 | 0 | 0 | 0 | 0 | 0 | 0 | 0 | 0 | 0 | 0 | 0 | 0 | 0 | 0
F2_Commercial_Miscellaneous_Existing_Food Preparation_Natural Gas_Oven_E10 | F2 | Commercial | Miscellaneous | Existing | Food Preparation | Natural Gas | Oven | E10 | TRC BC Ratio | 0 | 0 | 0 | 0 | 0 | 0 | 0 | 0 | 0 | 0 | 0 | 0 | 0 | 0 | 0 | 0 | 0 | 0 | 0 | 0 | 0 | 0 | 0 | 0 | 0 | 0 | 0 | 0 | 0 | 0 | 0 | 0 | 0
F3_Commercial_Miscellaneous_Existing_Food Preparation_Natural Gas_Oven_E1 | F3 | Commercial | Miscellaneous | Existing | Food Preparation | Natural Gas | Oven | E1 | PACT BC Ratio | bar: 2019 to 2051
F3_Commercial_Miscellaneous_Existing_Food Preparation_Natural Gas_Oven_E2 | F3 | Commercial | Miscellaneous | Existing | Food Preparation | Natural Gas | Oven | E2 | PACT BC Ratio | 6.7372 | 6.7388 | 6.7725 | 6.7272 | 6.7003 | 6.7236 | 6.7891 | 6.8417 | 6.9062 | 6.968 | 7.0296 | 7.0868 | 7.1482 | 7.2121 | 7.2732 | 7.3356 | 7.3988 | 7.4676 | 7.5389 | 7.614 | 7.6869 | 7.7623 | 7.8312 | 7.9021 | 7.9647 | 8.0187 | 8.0679 | 8.1103 | 8.1436 | 8.1708 | 8.1857 | 8.1956 | 8.1956
F3_Commercial_Miscellaneous_Existing_Food Preparation_Natural Gas_Oven_E3 | F3 | Commercial | Miscellaneous | Existing | Food Preparation | Natural Gas | Oven | E3 | PACT BC Ratio | 0 | 0 | 0 | 0 | 0 | 0 | 0 | 0 | 0 | 0 | 0 | 0 | 0 | 0 | 0 | 0 | 0 | 0 | 0 | 0 | 0 | 0 | 0 | 0 | 0 | 0 | 0 | 0 | 0 | 0 | 0 | 0 | 0
F3_Commercial_Miscellaneous_Existing_Food Preparation_Natural Gas_Oven_E4 | F3 | Commercial | Miscellaneous | Existing | Food Preparation | Natural Gas | Oven | E4 | PACT BC Ratio | 0 | 0 | 0 | 0 | 0 | 0 | 0 | 0 | 0 | 0 | 0 | 0 | 0 | 0 | 0 | 0 | 0 | 0 | 0 | 0 | 0 | 0 | 0 | 0 | 0 | 0 | 0 | 0 | 0 | 0 | 0 | 0 | 0
F3_Commercial_Miscellaneous_Existing_Food Preparation_Natural Gas_Oven_E5 | F3 | Commercial | Miscellaneous | Existing | Food Preparation | Natural Gas | Oven | E5 | PACT BC Ratio | 0 | 0 | 0 | 0 | 0 | 0 | 0 | 0 | 0 | 0 | 0 | 0 | 0 | 0 | 0 | 0 | 0 | 0 | 0 | 0 | 0 | 0 | 0 | 0 | 0 | 0 | 0 | 0 | 0 | 0 | 0 | 0 | 0
F3_Commercial_Miscellaneous_Existing_Food Preparation_Natural Gas_Oven_E6 | F3 | Commercial | Miscellaneous | Existing | Food Preparation | Natural Gas | Oven | E6 | PACT BC Ratio | 0 | 0 | 0 | 0 | 0 | 0 | 0 | 0 | 0 | 0 | 0 | 0 | 0 | 0 | 0 | 0 | 0 | 0 | 0 | 0 | 0 | 0 | 0 | 0 | 0 | 0 | 0 | 0 | 0 | 0 | 0 | 0 | 0
F3_Commercial_Miscellaneous_Existing_Food Preparation_Natural Gas_Oven_E7 | F3 | Commercial | Miscellaneous | Existing | Food Preparation | Natural Gas | Oven | E7 | PACT BC Ratio | 0 | 0 | 0 | 0 | 0 | 0 | 0 | 0 | 0 | 0 | 0 | 0 | 0 | 0 | 0 | 0 | 0 | 0 | 0 | 0 | 0 | 0 | 0 | 0 | 0 | 0 | 0 | 0 | 0 | 0 | 0 | 0 | 0
F3_Commercial_Miscellaneous_Existing_Food Preparation_Natural Gas_Oven_E8 | F3 | Commercial | Miscellaneous | Existing | Food Preparation | Natural Gas | Oven | E8 | PACT BC Ratio | 0 | 0 | 0 | 0 | 0 | 0 | 0 | 0 | 0 | 0 | 0 | 0 | 0 | 0 | 0 | 0 | 0 | 0 | 0 | 0 | 0 | 0 | 0 | 0 | 0 | 0 | 0 | 0 | 0 | 0 | 0 | 0 | 0
F3_Commercial_Miscellaneous_Existing_Food Preparation_Natural Gas_Oven_E9 | F3 | Commercial | Miscellaneous | Existing | Food Preparation | Natural Gas | Oven | E9 | PACT BC Ratio | 0 | 0 | 0 | 0 | 0 | 0 | 0 | 0 | 0 | 0 | 0 | 0 | 0 | 0 | 0 | 0 | 0 | 0 | 0 | 0 | 0 | 0 | 0 | 0 | 0 | 0 | 0 | 0 | 0 | 0 | 0 | 0 | 0
F3_Commercial_Miscellaneous_Existing_Food Preparation_Natural Gas_Oven_E10 | F3 | Commercial | Miscellaneous | Existing | Food Preparation | Natural Gas | Oven | E10 | PACT BC Ratio | 0 | 0 | 0 | 0 | 0 | 0 | 0 | 0 | 0 | 0 | 0 | 0 | 0 | 0 | 0 | 0 | 0 | 0 | 0 | 0 | 0 | 0 | 0 | 0 | 0 | 0 | 0 | 0 | 0 | 0 | 0 | 0 | 0
F4_Commercial_Miscellaneous_Existing_Food Preparation_Natural Gas_Oven_E1 | F4 | Commercial | Miscellaneous | Existing | Food Preparation | Natural Gas | Oven | E1 | RVT BC Ratio | bar: 2019 to 2051
F4_Commercial_Miscellaneous_Existing_Food Preparation_Natural Gas_Oven_E2 | F4 | Commercial | Miscellaneous | Existing | Food Preparation | Natural Gas | Oven | E2 | RVT BC Ratio | 7.9644 | 7.9662 | 8.0025 | 7.9537 | 7.9247 | 7.9497 | 8.0204 | 8.0771 | 8.1467 | 8.2133 | 8.2797 | 8.3414 | 8.4076 | 8.4765 | 8.5424 | 8.6097 | 8.6778 | 8.752 | 8.8289 | 8.9098 | 8.9885 | 9.0697 | 9.144 | 9.2205 | 9.288 | 9.3462 | 9.3993 | 9.445 | 9.4809 | 9.5103 | 9.5263 | 9.537 | 9.537
F4_Commercial_Miscellaneous_Existing_Food Preparation_Natural Gas_Oven_E3 | F4 | Commercial | Miscellaneous | Existing | Food Preparation | Natural Gas | Oven | E3 | RVT BC Ratio | 0 | 0 | 0 | 0 | 0 | 0 | 0 | 0 | 0 | 0 | 0 | 0 | 0 | 0 | 0 | 0 | 0 | 0 | 0 | 0 | 0 | 0 | 0 | 0 | 0 | 0 | 0 | 0 | 0 | 0 | 0 | 0 | 0
F4_Commercial_Miscellaneous_Existing_Food Preparation_Natural Gas_Oven_E4 | F4 | Commercial | Miscellaneous | Existing | Food Preparation | Natural Gas | Oven | E4 | RVT BC Ratio | 0 | 0 | 0 | 0 | 0 | 0 | 0 | 0 | 0 | 0 | 0 | 0 | 0 | 0 | 0 | 0 | 0 | 0 | 0 | 0 | 0 | 0 | 0 | 0 | 0 | 0 | 0 | 0 | 0 | 0 | 0 | 0 | 0
F4_Commercial_Miscellaneous_Existing_Food Preparation_Natural Gas_Oven_E5 | F4 | Commercial | Miscellaneous | Existing | Food Preparation | Natural Gas | Oven | E5 | RVT BC Ratio | 0 | 0 | 0 | 0 | 0 | 0 | 0 | 0 | 0 | 0 | 0 | 0 | 0 | 0 | 0 | 0 | 0 | 0 | 0 | 0 | 0 | 0 | 0 | 0 | 0 | 0 | 0 | 0 | 0 | 0 | 0 | 0 | 0
F4_Commercial_Miscellaneous_Existing_Food Preparation_Natural Gas_Oven_E6 | F4 | Commercial | Miscellaneous | Existing | Food Preparation | Natural Gas | Oven | E6 | RVT BC Ratio | 0 | 0 | 0 | 0 | 0 | 0 | 0 | 0 | 0 | 0 | 0 | 0 | 0 | 0 | 0 | 0 | 0 | 0 | 0 | 0 | 0 | 0 | 0 | 0 | 0 | 0 | 0 | 0 | 0 | 0 | 0 | 0 | 0
F4_Commercial_Miscellaneous_Existing_Food Preparation_Natural Gas_Oven_E7 | F4 | Commercial | Miscellaneous | Existing | Food Preparation | Natural Gas | Oven | E7 | RVT BC Ratio | 0 | 0 | 0 | 0 | 0 | 0 | 0 | 0 | 0 | 0 | 0 | 0 | 0 | 0 | 0 | 0 | 0 | 0 | 0 | 0 | 0 | 0 | 0 | 0 | 0 | 0 | 0 | 0 | 0 | 0 | 0 | 0 | 0
F4_Commercial_Miscellaneous_Existing_Food Preparation_Natural Gas_Oven_E8 | F4 | Commercial | Miscellaneous | Existing | Food Preparation | Natural Gas | Oven | E8 | RVT BC Ratio | 0 | 0 | 0 | 0 | 0 | 0 | 0 | 0 | 0 | 0 | 0 | 0 | 0 | 0 | 0 | 0 | 0 | 0 | 0 | 0 | 0 | 0 | 0 | 0 | 0 | 0 | 0 | 0 | 0 | 0 | 0 | 0 | 0
F4_Commercial_Miscellaneous_Existing_Food Preparation_Natural Gas_Oven_E9 | F4 | Commercial | Miscellaneous | Existing | Food Preparation | Natural Gas | Oven | E9 | RVT BC Ratio | 0 | 0 | 0 | 0 | 0 | 0 | 0 | 0 | 0 | 0 | 0 | 0 | 0 | 0 | 0 | 0 | 0 | 0 | 0 | 0 | 0 | 0 | 0 | 0 | 0 | 0 | 0 | 0 | 0 | 0 | 0 | 0 | 0
F4_Commercial_Miscellaneous_Existing_Food Preparation_Natural Gas_Oven_E10 | F4 | Commercial | Miscellaneous | Existing | Food Preparation | Natural Gas | Oven | E10 | RVT BC Ratio | 0 | 0 | 0 | 0 | 0 | 0 | 0 | 0 | 0 | 0 | 0 | 0 | 0 | 0 | 0 | 0 | 0 | 0 | 0 | 0 | 0 | 0 | 0 | 0 | 0 | 0 | 0 | 0 | 0 | 0 | 0 | 0 | 0
F5_Commercial_Miscellaneous_Existing_Food Preparation_Natural Gas_Oven_E1 | F5 | Commercial | Miscellaneous | Existing | Food Preparation | Natural Gas | Oven | E1 | RIM BC Ratio | bar: 2019 to 2051
F5_Commercial_Miscellaneous_Existing_Food Preparation_Natural Gas_Oven_E2 | F5 | Commercial | Miscellaneous | Existing | Food Preparation | Natural Gas | Oven | E2 | RIM BC Ratio | 0.74267 | 0.74269 | 0.7431 | 0.74255 | 0.74222 | 0.7425 | 0.7433 | 0.74392 | 0.74468 | 0.74539 | 0.74609 | 0.74673 | 0.74741 | 0.7481 | 0.74875 | 0.74941 | 0.75006 | 0.75076 | 0.75148 | 0.75222 | 0.75292 | 0.75364 | 0.75428 | 0.75494 | 0.7555 | 0.75599 | 0.75642 | 0.75679 | 0.75708 | 0.75732 | 0.75744 | 0.75753 | 0.75753
F5_Commercial_Miscellaneous_Existing_Food Preparation_Natural Gas_Oven_E3 | F5 | Commercial | Miscellaneous | Existing | Food Preparation | Natural Gas | Oven | E3 | RIM BC Ratio | 0 | 0 | 0 | 0 | 0 | 0 | 0 | 0 | 0 | 0 | 0 | 0 | 0 | 0 | 0 | 0 | 0 | 0 | 0 | 0 | 0 | 0 | 0 | 0 | 0 | 0 | 0 | 0 | 0 | 0 | 0 | 0 | 0
F5_Commercial_Miscellaneous_Existing_Food Preparation_Natural Gas_Oven_E4 | F5 | Commercial | Miscellaneous | Existing | Food Preparation | Natural Gas | Oven | E4 | RIM BC Ratio | 0 | 0 | 0 | 0 | 0 | 0 | 0 | 0 | 0 | 0 | 0 | 0 | 0 | 0 | 0 | 0 | 0 | 0 | 0 | 0 | 0 | 0 | 0 | 0 | 0 | 0 | 0 | 0 | 0 | 0 | 0 | 0 | 0
F5_Commercial_Miscellaneous_Existing_Food Preparation_Natural Gas_Oven_E5 | F5 | Commercial | Miscellaneous | Existing | Food Preparation | Natural Gas | Oven | E5 | RIM BC Ratio | 0 | 0 | 0 | 0 | 0 | 0 | 0 | 0 | 0 | 0 | 0 | 0 | 0 | 0 | 0 | 0 | 0 | 0 | 0 | 0 | 0 | 0 | 0 | 0 | 0 | 0 | 0 | 0 | 0 | 0 | 0 | 0 | 0
F5_Commercial_Miscellaneous_Existing_Food Preparation_Natural Gas_Oven_E6 | F5 | Commercial | Miscellaneous | Existing | Food Preparation | Natural Gas | Oven | E6 | RIM BC Ratio | 0 | 0 | 0 | 0 | 0 | 0 | 0 | 0 | 0 | 0 | 0 | 0 | 0 | 0 | 0 | 0 | 0 | 0 | 0 | 0 | 0 | 0 | 0 | 0 | 0 | 0 | 0 | 0 | 0 | 0 | 0 | 0 | 0
F5_Commercial_Miscellaneous_Existing_Food Preparation_Natural Gas_Oven_E7 | F5 | Commercial | Miscellaneous | Existing | Food Preparation | Natural Gas | Oven | E7 | RIM BC Ratio | 0 | 0 | 0 | 0 | 0 | 0 | 0 | 0 | 0 | 0 | 0 | 0 | 0 | 0 | 0 | 0 | 0 | 0 | 0 | 0 | 0 | 0 | 0 | 0 | 0 | 0 | 0 | 0 | 0 | 0 | 0 | 0 | 0
F5_Commercial_Miscellaneous_Existing_Food Preparation_Natural Gas_Oven_E8 | F5 | Commercial | Miscellaneous | Existing | Food Preparation | Natural Gas | Oven | E8 | RIM BC Ratio | 0 | 0 | 0 | 0 | 0 | 0 | 0 | 0 | 0 | 0 | 0 | 0 | 0 | 0 | 0 | 0 | 0 | 0 | 0 | 0 | 0 | 0 | 0 | 0 | 0 | 0 | 0 | 0 | 0 | 0 | 0 | 0 | 0
F5_Commercial_Miscellaneous_Existing_Food Preparation_Natural Gas_Oven_E9 | F5 | Commercial | Miscellaneous | Existing | Food Preparation | Natural Gas | Oven | E9 | RIM BC Ratio | 0 | 0 | 0 | 0 | 0 | 0 | 0 | 0 | 0 | 0 | 0 | 0 | 0 | 0 | 0 | 0 | 0 | 0 | 0 | 0 | 0 | 0 | 0 | 0 | 0 | 0 | 0 | 0 | 0 | 0 | 0 | 0 | 0
F5_Commercial_Miscellaneous_Existing_Food Preparation_Natural Gas_Oven_E10 | F5 | Commercial | Miscellaneous | Existing | Food Preparation | Natural Gas | Oven | E10 | RIM BC Ratio | 0 | 0 | 0 | 0 | 0 | 0 | 0 | 0 | 0 | 0 | 0 | 0 | 0 | 0 | 0 | 0 | 0 | 0 | 0 | 0 | 0 | 0 | 0 | 0 | 0 | 0 | 0 | 0 | 0 | 0 | 0 | 0 | 0
F0_Commercial_Miscellaneous_Existing_Food Preparation_Natural Gas_Conveyor Oven_E0 | F0 | Commercial | Miscellaneous | Existing | Food Preparation | Natural Gas | Conveyor Oven | E0 | Economic Unit | Efficient (>44% Baking Efficiency) | Efficient (>44% Baking Efficiency) | Efficient (>44% Baking Efficiency) | Efficient (>44% Baking Efficiency) | Efficient (>44% Baking Efficiency) | Efficient (>44% Baking Efficiency) | Efficient (>44% Baking Efficiency) | Efficient (>44% Baking Efficiency) | Efficient (>44% Baking Efficiency) | Efficient (>44% Baking Efficiency) | Efficient (>44% Baking Efficiency) | Efficient (>44% Baking Efficiency) | Efficient (>44% Baking Efficiency) | Efficient (>44% Baking Efficiency) | Efficient (>44% Baking Efficiency) | Efficient (>44% Baking Efficiency) | Efficient (>44% Baking Efficiency) | Efficient (>44% Baking Efficiency) | Efficient (>44% Baking Efficiency) | Efficient (>44% Baking Efficiency) | Efficient (>44% Baking Efficiency) | Efficient (>44% Baking Efficiency) | Efficient (>44% Baking Efficiency) | Efficient (>44% Baking Efficiency) | Efficient (>44% Baking Efficiency) | Efficient (>44% Baking Efficiency) | Efficient (>44% Baking Efficiency) | Efficient (>44% Baking Efficiency) | Efficient (>44% Baking Efficiency) | Efficient (>44% Baking Efficiency) | Efficient (>44% Baking Efficiency) | Efficient (>44% Baking Efficiency) | Efficient (>44% Baking Efficiency)
F1_Commercial_Miscellaneous_Existing_Food Preparation_Natural Gas_Conveyor Oven_E1 | F1 | Commercial | Miscellaneous | Existing | Food Preparation | Natural Gas | Conveyor Oven | E1 | CCE | 0 | 0 | 0 | 0 | 0 | 0 | 0 | 0 | 0 | 0 | 0 | 0 | 0 | 0 | 0 | 0 | 0 | 0 | 0 | 0 | 0 | 0 | 0 | 0 | 0 | 0 | 0 | 0 | 0 | 0 | 0 | 0 | 0
F1_Commercial_Miscellaneous_Existing_Food Preparation_Natural Gas_Conveyor Oven_E2 | F1 | Commercial | Miscellaneous | Existing | Food Preparation | Natural Gas | Conveyor Oven | E2 | CCE | 0.32888 | 0.3405 | 0.30566 | 0.31139 | 0.31139 | 0.31139 | 0.31139 | 0.31139 | 0.31139 | 0.31139 | 0.31139 | 0.31139 | 0.31139 | 0.31139 | 0.31139 | 0.31139 | 0.31139 | 0.31139 | 0.31139 | 0.31139 | 0.31139 | 0.31139 | 0.31139 | 0.31139 | 0.31139 | 0.31139 | 0.31139 | 0.31139 | 0.31139 | 0.31139 | 0.31139 | 0.31139 | 0.31139
F1_Commercial_Miscellaneous_Existing_Food Preparation_Natural Gas_Conveyor Oven_E3 | F1 | Commercial | Miscellaneous | Existing | Food Preparation | Natural Gas | Conveyor Oven | E3 | CCE | 0 | 0 | 0 | 0 | 0 | 0 | 0 | 0 | 0 | 0 | 0 | 0 | 0 | 0 | 0 | 0 | 0 | 0 | 0 | 0 | 0 | 0 | 0 | 0 | 0 | 0 | 0 | 0 | 0 | 0 | 0 | 0 | 0
F1_Commercial_Miscellaneous_Existing_Food Preparation_Natural Gas_Conveyor Oven_E4 | F1 | Commercial | Miscellaneous | Existing | Food Preparation | Natural Gas | Conveyor Oven | E4 | CCE | 0 | 0 | 0 | 0 | 0 | 0 | 0 | 0 | 0 | 0 | 0 | 0 | 0 | 0 | 0 | 0 | 0 | 0 | 0 | 0 | 0 | 0 | 0 | 0 | 0 | 0 | 0 | 0 | 0 | 0 | 0 | 0 | 0
F1_Commercial_Miscellaneous_Existing_Food Preparation_Natural Gas_Conveyor Oven_E5 | F1 | Commercial | Miscellaneous | Existing | Food Preparation | Natural Gas | Conveyor Oven | E5 | CCE | 0 | 0 | 0 | 0 | 0 | 0 | 0 | 0 | 0 | 0 | 0 | 0 | 0 | 0 | 0 | 0 | 0 | 0 | 0 | 0 | 0 | 0 | 0 | 0 | 0 | 0 | 0 | 0 | 0 | 0 | 0 | 0 | 0
F1_Commercial_Miscellaneous_Existing_Food Preparation_Natural Gas_Conveyor Oven_E6 | F1 | Commercial | Miscellaneous | Existing | Food Preparation | Natural Gas | Conveyor Oven | E6 | CCE | 0 | 0 | 0 | 0 | 0 | 0 | 0 | 0 | 0 | 0 | 0 | 0 | 0 | 0 | 0 | 0 | 0 | 0 | 0 | 0 | 0 | 0 | 0 | 0 | 0 | 0 | 0 | 0 | 0 | 0 | 0 | 0 | 0
F1_Commercial_Miscellaneous_Existing_Food Preparation_Natural Gas_Conveyor Oven_E7 | F1 | Commercial | Miscellaneous | Existing | Food Preparation | Natural Gas | Conveyor Oven | E7 | CCE | 0 | 0 | 0 | 0 | 0 | 0 | 0 | 0 | 0 | 0 | 0 | 0 | 0 | 0 | 0 | 0 | 0 | 0 | 0 | 0 | 0 | 0 | 0 | 0 | 0 | 0 | 0 | 0 | 0 | 0 | 0 | 0 | 0
F1_Commercial_Miscellaneous_Existing_Food Preparation_Natural Gas_Conveyor Oven_E8 | F1 | Commercial | Miscellaneous | Existing | Food Preparation | Natural Gas | Conveyor Oven | E8 | CCE | 0 | 0 | 0 | 0 | 0 | 0 | 0 | 0 | 0 | 0 | 0 | 0 | 0 | 0 | 0 | 0 | 0 | 0 | 0 | 0 | 0 | 0 | 0 | 0 | 0 | 0 | 0 | 0 | 0 | 0 | 0 | 0 | 0
F1_Commercial_Miscellaneous_Existing_Food Preparation_Natural Gas_Conveyor Oven_E9 | F1 | Commercial | Miscellaneous | Existing | Food Preparation | Natural Gas | Conveyor Oven | E9 | CCE | 0 | 0 | 0 | 0 | 0 | 0 | 0 | 0 | 0 | 0 | 0 | 0 | 0 | 0 | 0 | 0 | 0 | 0 | 0 | 0 | 0 | 0 | 0 | 0 | 0 | 0 | 0 | 0 | 0 | 0 | 0 | 0 | 0
F1_Commercial_Miscellaneous_Existing_Food Preparation_Natural Gas_Conveyor Oven_E10 | F1 | Commercial | Miscellaneous | Existing | Food Preparation | Natural Gas | Conveyor Oven | E10 | CCE | 0 | 0 | 0 | 0 | 0 | 0 | 0 | 0 | 0 | 0 | 0 | 0 | 0 | 0 | 0 | 0 | 0 | 0 | 0 | 0 | 0 | 0 | 0 | 0 | 0 | 0 | 0 | 0 | 0 | 0 | 0 | 0 | 0
F2_Commercial_Miscellaneous_Existing_Food Preparation_Natural Gas_Conveyor Oven_E1 | F2 | Commercial | Miscellaneous | Existing | Food Preparation | Natural Gas | Conveyor Oven | E1 | TRC BC Ratio | bar: 2019 to 2051
F2_Commercial_Miscellaneous_Existing_Food Preparation_Natural Gas_Conveyor Oven_E2 | F2 | Commercial | Miscellaneous | Existing | Food Preparation | Natural Gas | Conveyor Oven | E2 | TRC BC Ratio | 5.054 | 5.0691 | 5.0998 | 5.0904 | 5.0904 | 5.1163 | 5.1641 | 5.206 | 5.2546 | 5.3028 | 5.3514 | 5.3984 | 5.4475 | 5.4983 | 5.5473 | 5.5964 | 5.6439 | 5.6922 | 5.7391 | 5.785 | 5.8272 | 5.8686 | 5.9051 | 5.9416 | 5.9733 | 6.0006 | 6.0255 | 6.047 | 6.0638 | 6.0776 | 6.0851 | 6.0902 | 6.0902
F2_Commercial_Miscellaneous_Existing_Food Preparation_Natural Gas_Conveyor Oven_E3 | F2 | Commercial | Miscellaneous | Existing | Food Preparation | Natural Gas | Conveyor Oven | E3 | TRC BC Ratio | 0 | 0 | 0 | 0 | 0 | 0 | 0 | 0 | 0 | 0 | 0 | 0 | 0 | 0 | 0 | 0 | 0 | 0 | 0 | 0 | 0 | 0 | 0 | 0 | 0 | 0 | 0 | 0 | 0 | 0 | 0 | 0 | 0
F2_Commercial_Miscellaneous_Existing_Food Preparation_Natural Gas_Conveyor Oven_E4 | F2 | Commercial | Miscellaneous | Existing | Food Preparation | Natural Gas | Conveyor Oven | E4 | TRC BC Ratio | 0 | 0 | 0 | 0 | 0 | 0 | 0 | 0 | 0 | 0 | 0 | 0 | 0 | 0 | 0 | 0 | 0 | 0 | 0 | 0 | 0 | 0 | 0 | 0 | 0 | 0 | 0 | 0 | 0 | 0 | 0 | 0 | 0
F2_Commercial_Miscellaneous_Existing_Food Preparation_Natural Gas_Conveyor Oven_E5 | F2 | Commercial | Miscellaneous | Existing | Food Preparation | Natural Gas | Conveyor Oven | E5 | TRC BC Ratio | 0 | 0 | 0 | 0 | 0 | 0 | 0 | 0 | 0 | 0 | 0 | 0 | 0 | 0 | 0 | 0 | 0 | 0 | 0 | 0 | 0 | 0 | 0 | 0 | 0 | 0 | 0 | 0 | 0 | 0 | 0 | 0 | 0
F2_Commercial_Miscellaneous_Existing_Food Preparation_Natural Gas_Conveyor Oven_E6 | F2 | Commercial | Miscellaneous | Existing | Food Preparation | Natural Gas | Conveyor Oven | E6 | TRC BC Ratio | 0 | 0 | 0 | 0 | 0 | 0 | 0 | 0 | 0 | 0 | 0 | 0 | 0 | 0 | 0 | 0 | 0 | 0 | 0 | 0 | 0 | 0 | 0 | 0 | 0 | 0 | 0 | 0 | 0 | 0 | 0 | 0 | 0
F2_Commercial_Miscellaneous_Existing_Food Preparation_Natural Gas_Conveyor Oven_E7 | F2 | Commercial | Miscellaneous | Existing | Food Preparation | Natural Gas | Conveyor Oven | E7 | TRC BC Ratio | 0 | 0 | 0 | 0 | 0 | 0 | 0 | 0 | 0 | 0 | 0 | 0 | 0 | 0 | 0 | 0 | 0 | 0 | 0 | 0 | 0 | 0 | 0 | 0 | 0 | 0 | 0 | 0 | 0 | 0 | 0 | 0 | 0
F2_Commercial_Miscellaneous_Existing_Food Preparation_Natural Gas_Conveyor Oven_E8 | F2 | Commercial | Miscellaneous | Existing | Food Preparation | Natural Gas | Conveyor Oven | E8 | TRC BC Ratio | 0 | 0 | 0 | 0 | 0 | 0 | 0 | 0 | 0 | 0 | 0 | 0 | 0 | 0 | 0 | 0 | 0 | 0 | 0 | 0 | 0 | 0 | 0 | 0 | 0 | 0 | 0 | 0 | 0 | 0 | 0 | 0 | 0
F2_Commercial_Miscellaneous_Existing_Food Preparation_Natural Gas_Conveyor Oven_E9 | F2 | Commercial | Miscellaneous | Existing | Food Preparation | Natural Gas | Conveyor Oven | E9 | TRC BC Ratio | 0 | 0 | 0 | 0 | 0 | 0 | 0 | 0 | 0 | 0 | 0 | 0 | 0 | 0 | 0 | 0 | 0 | 0 | 0 | 0 | 0 | 0 | 0 | 0 | 0 | 0 | 0 | 0 | 0 | 0 | 0 | 0 | 0
F2_Commercial_Miscellaneous_Existing_Food Preparation_Natural Gas_Conveyor Oven_E10 | F2 | Commercial | Miscellaneous | Existing | Food Preparation | Natural Gas | Conveyor Oven | E10 | TRC BC Ratio | 0 | 0 | 0 | 0 | 0 | 0 | 0 | 0 | 0 | 0 | 0 | 0 | 0 | 0 | 0 | 0 | 0 | 0 | 0 | 0 | 0 | 0 | 0 | 0 | 0 | 0 | 0 | 0 | 0 | 0 | 0 | 0 | 0
F3_Commercial_Miscellaneous_Existing_Food Preparation_Natural Gas_Conveyor Oven_E1 | F3 | Commercial | Miscellaneous | Existing | Food Preparation | Natural Gas | Conveyor Oven | E1 | PACT BC Ratio | bar: 2019 to 2051
F3_Commercial_Miscellaneous_Existing_Food Preparation_Natural Gas_Conveyor Oven_E2 | F3 | Commercial | Miscellaneous | Existing | Food Preparation | Natural Gas | Conveyor Oven | E2 | PACT BC Ratio | 6.7386 | 6.7588 | 6.7997 | 6.7872 | 6.7872 | 6.8218 | 6.8855 | 6.9414 | 7.0062 | 7.0703 | 7.1352 | 7.1978 | 7.2633 | 7.3311 | 7.3964 | 7.4618 | 7.5252 | 7.5896 | 7.6521 | 7.7133 | 7.7696 | 7.8249 | 7.8735 | 7.9222 | 7.9644 | 8.0009 | 8.0341 | 8.0627 | 8.0851 | 8.1035 | 8.1135 | 8.1202 | 8.1202
F3_Commercial_Miscellaneous_Existing_Food Preparation_Natural Gas_Conveyor Oven_E3 | F3 | Commercial | Miscellaneous | Existing | Food Preparation | Natural Gas | Conveyor Oven | E3 | PACT BC Ratio | 0 | 0 | 0 | 0 | 0 | 0 | 0 | 0 | 0 | 0 | 0 | 0 | 0 | 0 | 0 | 0 | 0 | 0 | 0 | 0 | 0 | 0 | 0 | 0 | 0 | 0 | 0 | 0 | 0 | 0 | 0 | 0 | 0
F3_Commercial_Miscellaneous_Existing_Food Preparation_Natural Gas_Conveyor Oven_E4 | F3 | Commercial | Miscellaneous | Existing | Food Preparation | Natural Gas | Conveyor Oven | E4 | PACT BC Ratio | 0 | 0 | 0 | 0 | 0 | 0 | 0 | 0 | 0 | 0 | 0 | 0 | 0 | 0 | 0 | 0 | 0 | 0 | 0 | 0 | 0 | 0 | 0 | 0 | 0 | 0 | 0 | 0 | 0 | 0 | 0 | 0 | 0
F3_Commercial_Miscellaneous_Existing_Food Preparation_Natural Gas_Conveyor Oven_E5 | F3 | Commercial | Miscellaneous | Existing | Food Preparation | Natural Gas | Conveyor Oven | E5 | PACT BC Ratio | 0 | 0 | 0 | 0 | 0 | 0 | 0 | 0 | 0 | 0 | 0 | 0 | 0 | 0 | 0 | 0 | 0 | 0 | 0 | 0 | 0 | 0 | 0 | 0 | 0 | 0 | 0 | 0 | 0 | 0 | 0 | 0 | 0
F3_Commercial_Miscellaneous_Existing_Food Preparation_Natural Gas_Conveyor Oven_E6 | F3 | Commercial | Miscellaneous | Existing | Food Preparation | Natural Gas | Conveyor Oven | E6 | PACT BC Ratio | 0 | 0 | 0 | 0 | 0 | 0 | 0 | 0 | 0 | 0 | 0 | 0 | 0 | 0 | 0 | 0 | 0 | 0 | 0 | 0 | 0 | 0 | 0 | 0 | 0 | 0 | 0 | 0 | 0 | 0 | 0 | 0 | 0
F3_Commercial_Miscellaneous_Existing_Food Preparation_Natural Gas_Conveyor Oven_E7 | F3 | Commercial | Miscellaneous | Existing | Food Preparation | Natural Gas | Conveyor Oven | E7 | PACT BC Ratio | 0 | 0 | 0 | 0 | 0 | 0 | 0 | 0 | 0 | 0 | 0 | 0 | 0 | 0 | 0 | 0 | 0 | 0 | 0 | 0 | 0 | 0 | 0 | 0 | 0 | 0 | 0 | 0 | 0 | 0 | 0 | 0 | 0
F3_Commercial_Miscellaneous_Existing_Food Preparation_Natural Gas_Conveyor Oven_E8 | F3 | Commercial | Miscellaneous | Existing | Food Preparation | Natural Gas | Conveyor Oven | E8 | PACT BC Ratio | 0 | 0 | 0 | 0 | 0 | 0 | 0 | 0 | 0 | 0 | 0 | 0 | 0 | 0 | 0 | 0 | 0 | 0 | 0 | 0 | 0 | 0 | 0 | 0 | 0 | 0 | 0 | 0 | 0 | 0 | 0 | 0 | 0
F3_Commercial_Miscellaneous_Existing_Food Preparation_Natural Gas_Conveyor Oven_E9 | F3 | Commercial | Miscellaneous | Existing | Food Preparation | Natural Gas | Conveyor Oven | E9 | PACT BC Ratio | 0 | 0 | 0 | 0 | 0 | 0 | 0 | 0 | 0 | 0 | 0 | 0 | 0 | 0 | 0 | 0 | 0 | 0 | 0 | 0 | 0 | 0 | 0 | 0 | 0 | 0 | 0 | 0 | 0 | 0 | 0 | 0 | 0
F3_Commercial_Miscellaneous_Existing_Food Preparation_Natural Gas_Conveyor Oven_E10 | F3 | Commercial | Miscellaneous | Existing | Food Preparation | Natural Gas | Conveyor Oven | E10 | PACT BC Ratio | 0 | 0 | 0 | 0 | 0 | 0 | 0 | 0 | 0 | 0 | 0 | 0 | 0 | 0 | 0 | 0 | 0 | 0 | 0 | 0 | 0 | 0 | 0 | 0 | 0 | 0 | 0 | 0 | 0 | 0 | 0 | 0 | 0
F4_Commercial_Miscellaneous_Existing_Food Preparation_Natural Gas_Conveyor Oven_E1 | F4 | Commercial | Miscellaneous | Existing | Food Preparation | Natural Gas | Conveyor Oven | E1 | RVT BC Ratio | bar: 2019 to 2051
F4_Commercial_Miscellaneous_Existing_Food Preparation_Natural Gas_Conveyor Oven_E2 | F4 | Commercial | Miscellaneous | Existing | Food Preparation | Natural Gas | Conveyor Oven | E2 | RVT BC Ratio | 7.966 | 7.9877 | 8.0318 | 8.0183 | 8.0184 | 8.0556 | 8.1243 | 8.1846 | 8.2545 | 8.3237 | 8.3936 | 8.4611 | 8.5318 | 8.6048 | 8.6753 | 8.7458 | 8.8142 | 8.8835 | 8.951 | 9.0169 | 9.0777 | 9.1372 | 9.1896 | 9.2422 | 9.2877 | 9.327 | 9.3628 | 9.3937 | 9.4179 | 9.4377 | 9.4485 | 9.4557 | 9.4557
F4_Commercial_Miscellaneous_Existing_Food Preparation_Natural Gas_Conveyor Oven_E3 | F4 | Commercial | Miscellaneous | Existing | Food Preparation | Natural Gas | Conveyor Oven | E3 | RVT BC Ratio | 0 | 0 | 0 | 0 | 0 | 0 | 0 | 0 | 0 | 0 | 0 | 0 | 0 | 0 | 0 | 0 | 0 | 0 | 0 | 0 | 0 | 0 | 0 | 0 | 0 | 0 | 0 | 0 | 0 | 0 | 0 | 0 | 0
F4_Commercial_Miscellaneous_Existing_Food Preparation_Natural Gas_Conveyor Oven_E4 | F4 | Commercial | Miscellaneous | Existing | Food Preparation | Natural Gas | Conveyor Oven | E4 | RVT BC Ratio | 0 | 0 | 0 | 0 | 0 | 0 | 0 | 0 | 0 | 0 | 0 | 0 | 0 | 0 | 0 | 0 | 0 | 0 | 0 | 0 | 0 | 0 | 0 | 0 | 0 | 0 | 0 | 0 | 0 | 0 | 0 | 0 | 0
F4_Commercial_Miscellaneous_Existing_Food Preparation_Natural Gas_Conveyor Oven_E5 | F4 | Commercial | Miscellaneous | Existing | Food Preparation | Natural Gas | Conveyor Oven | E5 | RVT BC Ratio | 0 | 0 | 0 | 0 | 0 | 0 | 0 | 0 | 0 | 0 | 0 | 0 | 0 | 0 | 0 | 0 | 0 | 0 | 0 | 0 | 0 | 0 | 0 | 0 | 0 | 0 | 0 | 0 | 0 | 0 | 0 | 0 | 0
F4_Commercial_Miscellaneous_Existing_Food Preparation_Natural Gas_Conveyor Oven_E6 | F4 | Commercial | Miscellaneous | Existing | Food Preparation | Natural Gas | Conveyor Oven | E6 | RVT BC Ratio | 0 | 0 | 0 | 0 | 0 | 0 | 0 | 0 | 0 | 0 | 0 | 0 | 0 | 0 | 0 | 0 | 0 | 0 | 0 | 0 | 0 | 0 | 0 | 0 | 0 | 0 | 0 | 0 | 0 | 0 | 0 | 0 | 0
F4_Commercial_Miscellaneous_Existing_Food Preparation_Natural Gas_Conveyor Oven_E7 | F4 | Commercial | Miscellaneous | Existing | Food Preparation | Natural Gas | Conveyor Oven | E7 | RVT BC Ratio | 0 | 0 | 0 | 0 | 0 | 0 | 0 | 0 | 0 | 0 | 0 | 0 | 0 | 0 | 0 | 0 | 0 | 0 | 0 | 0 | 0 | 0 | 0 | 0 | 0 | 0 | 0 | 0 | 0 | 0 | 0 | 0 | 0
F4_Commercial_Miscellaneous_Existing_Food Preparation_Natural Gas_Conveyor Oven_E8 | F4 | Commercial | Miscellaneous | Existing | Food Preparation | Natural Gas | Conveyor Oven | E8 | RVT BC Ratio | 0 | 0 | 0 | 0 | 0 | 0 | 0 | 0 | 0 | 0 | 0 | 0 | 0 | 0 | 0 | 0 | 0 | 0 | 0 | 0 | 0 | 0 | 0 | 0 | 0 | 0 | 0 | 0 | 0 | 0 | 0 | 0 | 0
F4_Commercial_Miscellaneous_Existing_Food Preparation_Natural Gas_Conveyor Oven_E9 | F4 | Commercial | Miscellaneous | Existing | Food Preparation | Natural Gas | Conveyor Oven | E9 | RVT BC Ratio | 0 | 0 | 0 | 0 | 0 | 0 | 0 | 0 | 0 | 0 | 0 | 0 | 0 | 0 | 0 | 0 | 0 | 0 | 0 | 0 | 0 | 0 | 0 | 0 | 0 | 0 | 0 | 0 | 0 | 0 | 0 | 0 | 0
F4_Commercial_Miscellaneous_Existing_Food Preparation_Natural Gas_Conveyor Oven_E10 | F4 | Commercial | Miscellaneous | Existing | Food Preparation | Natural Gas | Conveyor Oven | E10 | RVT BC Ratio | 0 | 0 | 0 | 0 | 0 | 0 | 0 | 0 | 0 | 0 | 0 | 0 | 0 | 0 | 0 | 0 | 0 | 0 | 0 | 0 | 0 | 0 | 0 | 0 | 0 | 0 | 0 | 0 | 0 | 0 | 0 | 0 | 0
F5_Commercial_Miscellaneous_Existing_Food Preparation_Natural Gas_Conveyor Oven_E1 | F5 | Commercial | Miscellaneous | Existing | Food Preparation | Natural Gas | Conveyor Oven | E1 | RIM BC Ratio | bar: 2019 to 2051
F5_Commercial_Miscellaneous_Existing_Food Preparation_Natural Gas_Conveyor Oven_E2 | F5 | Commercial | Miscellaneous | Existing | Food Preparation | Natural Gas | Conveyor Oven | E2 | RIM BC Ratio | 0.74269 | 0.74293 | 0.74342 | 0.74327 | 0.74327 | 0.74369 | 0.74444 | 0.74509 | 0.74583 | 0.74655 | 0.74726 | 0.74795 | 0.74865 | 0.74936 | 0.75004 | 0.75071 | 0.75134 | 0.75198 | 0.75259 | 0.75318 | 0.75371 | 0.75423 | 0.75467 | 0.75512 | 0.7555 | 0.75583 | 0.75612 | 0.75638 | 0.75657 | 0.75673 | 0.75682 | 0.75688 | 0.75688
F5_Commercial_Miscellaneous_Existing_Food Preparation_Natural Gas_Conveyor Oven_E3 | F5 | Commercial | Miscellaneous | Existing | Food Preparation | Natural Gas | Conveyor Oven | E3 | RIM BC Ratio | 0 | 0 | 0 | 0 | 0 | 0 | 0 | 0 | 0 | 0 | 0 | 0 | 0 | 0 | 0 | 0 | 0 | 0 | 0 | 0 | 0 | 0 | 0 | 0 | 0 | 0 | 0 | 0 | 0 | 0 | 0 | 0 | 0
F5_Commercial_Miscellaneous_Existing_Food Preparation_Natural Gas_Conveyor Oven_E4 | F5 | Commercial | Miscellaneous | Existing | Food Preparation | Natural Gas | Conveyor Oven | E4 | RIM BC Ratio | 0 | 0 | 0 | 0 | 0 | 0 | 0 | 0 | 0 | 0 | 0 | 0 | 0 | 0 | 0 | 0 | 0 | 0 | 0 | 0 | 0 | 0 | 0 | 0 | 0 | 0 | 0 | 0 | 0 | 0 | 0 | 0 | 0
F5_Commercial_Miscellaneous_Existing_Food Preparation_Natural Gas_Conveyor Oven_E5 | F5 | Commercial | Miscellaneous | Existing | Food Preparation | Natural Gas | Conveyor Oven | E5 | RIM BC Ratio | 0 | 0 | 0 | 0 | 0 | 0 | 0 | 0 | 0 | 0 | 0 | 0 | 0 | 0 | 0 | 0 | 0 | 0 | 0 | 0 | 0 | 0 | 0 | 0 | 0 | 0 | 0 | 0 | 0 | 0 | 0 | 0 | 0
F5_Commercial_Miscellaneous_Existing_Food Preparation_Natural Gas_Conveyor Oven_E6 | F5 | Commercial | Miscellaneous | Existing | Food Preparation | Natural Gas | Conveyor Oven | E6 | RIM BC Ratio | 0 | 0 | 0 | 0 | 0 | 0 | 0 | 0 | 0 | 0 | 0 | 0 | 0 | 0 | 0 | 0 | 0 | 0 | 0 | 0 | 0 | 0 | 0 | 0 | 0 | 0 | 0 | 0 | 0 | 0 | 0 | 0 | 0
F5_Commercial_Miscellaneous_Existing_Food Preparation_Natural Gas_Conveyor Oven_E7 | F5 | Commercial | Miscellaneous | Existing | Food Preparation | Natural Gas | Conveyor Oven | E7 | RIM BC Ratio | 0 | 0 | 0 | 0 | 0 | 0 | 0 | 0 | 0 | 0 | 0 | 0 | 0 | 0 | 0 | 0 | 0 | 0 | 0 | 0 | 0 | 0 | 0 | 0 | 0 | 0 | 0 | 0 | 0 | 0 | 0 | 0 | 0
F5_Commercial_Miscellaneous_Existing_Food Preparation_Natural Gas_Conveyor Oven_E8 | F5 | Commercial | Miscellaneous | Existing | Food Preparation | Natural Gas | Conveyor Oven | E8 | RIM BC Ratio | 0 | 0 | 0 | 0 | 0 | 0 | 0 | 0 | 0 | 0 | 0 | 0 | 0 | 0 | 0 | 0 | 0 | 0 | 0 | 0 | 0 | 0 | 0 | 0 | 0 | 0 | 0 | 0 | 0 | 0 | 0 | 0 | 0
F5_Commercial_Miscellaneous_Existing_Food Preparation_Natural Gas_Conveyor Oven_E9 | F5 | Commercial | Miscellaneous | Existing | Food Preparation | Natural Gas | Conveyor Oven | E9 | RIM BC Ratio | 0 | 0 | 0 | 0 | 0 | 0 | 0 | 0 | 0 | 0 | 0 | 0 | 0 | 0 | 0 | 0 | 0 | 0 | 0 | 0 | 0 | 0 | 0 | 0 | 0 | 0 | 0 | 0 | 0 | 0 | 0 | 0 | 0
F5_Commercial_Miscellaneous_Existing_Food Preparation_Natural Gas_Conveyor Oven_E10 | F5 | Commercial | Miscellaneous | Existing | Food Preparation | Natural Gas | Conveyor Oven | E10 | RIM BC Ratio | 0 | 0 | 0 | 0 | 0 | 0 | 0 | 0 | 0 | 0 | 0 | 0 | 0 | 0 | 0 | 0 | 0 | 0 | 0 | 0 | 0 | 0 | 0 | 0 | 0 | 0 | 0 | 0 | 0 | 0 | 0 | 0 | 0
F0_Commercial_Miscellaneous_Existing_Food Preparation_Natural Gas_Double Rack Oven_E0 | F0 | Commercial | Miscellaneous | Existing | Food Preparation | Natural Gas | Double Rack Oven | E0 | Economic Unit | FTSC Qualified (>50% Cooking Efficiency) | FTSC Qualified (>50% Cooking Efficiency) | FTSC Qualified (>50% Cooking Efficiency) | FTSC Qualified (>50% Cooking Efficiency) | FTSC Qualified (>50% Cooking Efficiency) | FTSC Qualified (>50% Cooking Efficiency) | FTSC Qualified (>50% Cooking Efficiency) | FTSC Qualified (>50% Cooking Efficiency) | FTSC Qualified (>50% Cooking Efficiency) | FTSC Qualified (>50% Cooking Efficiency) | FTSC Qualified (>50% Cooking Efficiency) | FTSC Qualified (>50% Cooking Efficiency) | FTSC Qualified (>50% Cooking Efficiency) | FTSC Qualified (>50% Cooking Efficiency) | FTSC Qualified (>50% Cooking Efficiency) | FTSC Qualified (>50% Cooking Efficiency) | FTSC Qualified (>50% Cooking Efficiency) | FTSC Qualified (>50% Cooking Efficiency) | FTSC Qualified (>50% Cooking Efficiency) | FTSC Qualified (>50% Cooking Efficiency) | FTSC Qualified (>50% Cooking Efficiency) | FTSC Qualified (>50% Cooking Efficiency) | FTSC Qualified (>50% Cooking Efficiency) | FTSC Qualified (>50% Cooking Efficiency) | FTSC Qualified (>50% Cooking Efficiency) | FTSC Qualified (>50% Cooking Efficiency) | FTSC Qualified (>50% Cooking Efficiency) | FTSC Qualified (>50% Cooking Efficiency) | FTSC Qualified (>50% Cooking Efficiency) | FTSC Qualified (>50% Cooking Efficiency) | FTSC Qualified (>50% Cooking Efficiency) | FTSC Qualified (>50% Cooking Efficiency) | FTSC Qualified (>50% Cooking Efficiency)
F1_Commercial_Miscellaneous_Existing_Food Preparation_Natural Gas_Double Rack Oven_E1 | F1 | Commercial | Miscellaneous | Existing | Food Preparation | Natural Gas | Double Rack Oven | E1 | CCE | 0 | 0 | 0 | 0 | 0 | 0 | 0 | 0 | 0 | 0 | 0 | 0 | 0 | 0 | 0 | 0 | 0 | 0 | 0 | 0 | 0 | 0 | 0 | 0 | 0 | 0 | 0 | 0 | 0 | 0 | 0 | 0 | 0
F1_Commercial_Miscellaneous_Existing_Food Preparation_Natural Gas_Double Rack Oven_E2 | F1 | Commercial | Miscellaneous | Existing | Food Preparation | Natural Gas | Double Rack Oven | E2 | CCE | 0.28294 | 0.29294 | 0.26296 | 0.26789 | 0.26789 | 0.26789 | 0.26789 | 0.26789 | 0.26789 | 0.26789 | 0.26789 | 0.26789 | 0.26789 | 0.26789 | 0.26789 | 0.26789 | 0.26789 | 0.26789 | 0.26789 | 0.26789 | 0.26789 | 0.26789 | 0.26789 | 0.26789 | 0.26789 | 0.26789 | 0.26789 | 0.26789 | 0.26789 | 0.26789 | 0.26789 | 0.26789 | 0.26789
F1_Commercial_Miscellaneous_Existing_Food Preparation_Natural Gas_Double Rack Oven_E3 | F1 | Commercial | Miscellaneous | Existing | Food Preparation | Natural Gas | Double Rack Oven | E3 | CCE | 0 | 0 | 0 | 0 | 0 | 0 | 0 | 0 | 0 | 0 | 0 | 0 | 0 | 0 | 0 | 0 | 0 | 0 | 0 | 0 | 0 | 0 | 0 | 0 | 0 | 0 | 0 | 0 | 0 | 0 | 0 | 0 | 0
F1_Commercial_Miscellaneous_Existing_Food Preparation_Natural Gas_Double Rack Oven_E4 | F1 | Commercial | Miscellaneous | Existing | Food Preparation | Natural Gas | Double Rack Oven | E4 | CCE | 0 | 0 | 0 | 0 | 0 | 0 | 0 | 0 | 0 | 0 | 0 | 0 | 0 | 0 | 0 | 0 | 0 | 0 | 0 | 0 | 0 | 0 | 0 | 0 | 0 | 0 | 0 | 0 | 0 | 0 | 0 | 0 | 0
F1_Commercial_Miscellaneous_Existing_Food Preparation_Natural Gas_Double Rack Oven_E5 | F1 | Commercial | Miscellaneous | Existing | Food Preparation | Natural Gas | Double Rack Oven | E5 | CCE | 0 | 0 | 0 | 0 | 0 | 0 | 0 | 0 | 0 | 0 | 0 | 0 | 0 | 0 | 0 | 0 | 0 | 0 | 0 | 0 | 0 | 0 | 0 | 0 | 0 | 0 | 0 | 0 | 0 | 0 | 0 | 0 | 0
F1_Commercial_Miscellaneous_Existing_Food Preparation_Natural Gas_Double Rack Oven_E6 | F1 | Commercial | Miscellaneous | Existing | Food Preparation | Natural Gas | Double Rack Oven | E6 | CCE | 0 | 0 | 0 | 0 | 0 | 0 | 0 | 0 | 0 | 0 | 0 | 0 | 0 | 0 | 0 | 0 | 0 | 0 | 0 | 0 | 0 | 0 | 0 | 0 | 0 | 0 | 0 | 0 | 0 | 0 | 0 | 0 | 0
F1_Commercial_Miscellaneous_Existing_Food Preparation_Natural Gas_Double Rack Oven_E7 | F1 | Commercial | Miscellaneous | Existing | Food Preparation | Natural Gas | Double Rack Oven | E7 | CCE | 0 | 0 | 0 | 0 | 0 | 0 | 0 | 0 | 0 | 0 | 0 | 0 | 0 | 0 | 0 | 0 | 0 | 0 | 0 | 0 | 0 | 0 | 0 | 0 | 0 | 0 | 0 | 0 | 0 | 0 | 0 | 0 | 0
F1_Commercial_Miscellaneous_Existing_Food Preparation_Natural Gas_Double Rack Oven_E8 | F1 | Commercial | Miscellaneous | Existing | Food Preparation | Natural Gas | Double Rack Oven | E8 | CCE | 0 | 0 | 0 | 0 | 0 | 0 | 0 | 0 | 0 | 0 | 0 | 0 | 0 | 0 | 0 | 0 | 0 | 0 | 0 | 0 | 0 | 0 | 0 | 0 | 0 | 0 | 0 | 0 | 0 | 0 | 0 | 0 | 0
F1_Commercial_Miscellaneous_Existing_Food Preparation_Natural Gas_Double Rack Oven_E9 | F1 | Commercial | Miscellaneous | Existing | Food Preparation | Natural Gas | Double Rack Oven | E9 | CCE | 0 | 0 | 0 | 0 | 0 | 0 | 0 | 0 | 0 | 0 | 0 | 0 | 0 | 0 | 0 | 0 | 0 | 0 | 0 | 0 | 0 | 0 | 0 | 0 | 0 | 0 | 0 | 0 | 0 | 0 | 0 | 0 | 0
F1_Commercial_Miscellaneous_Existing_Food Preparation_Natural Gas_Double Rack Oven_E10 | F1 | Commercial | Miscellaneous | Existing | Food Preparation | Natural Gas | Double Rack Oven | E10 | CCE | 0 | 0 | 0 | 0 | 0 | 0 | 0 | 0 | 0 | 0 | 0 | 0 | 0 | 0 | 0 | 0 | 0 | 0 | 0 | 0 | 0 | 0 | 0 | 0 | 0 | 0 | 0 | 0 | 0 | 0 | 0 | 0 | 0
F2_Commercial_Miscellaneous_Existing_Food Preparation_Natural Gas_Double Rack Oven_E1 | F2 | Commercial | Miscellaneous | Existing | Food Preparation | Natural Gas | Double Rack Oven | E1 | TRC BC Ratio | bar: 2019 to 2051
F2_Commercial_Miscellaneous_Existing_Food Preparation_Natural Gas_Double Rack Oven_E2 | F2 | Commercial | Miscellaneous | Existing | Food Preparation | Natural Gas | Double Rack Oven | E2 | TRC BC Ratio | 5.8179 | 5.8254 | 5.8572 | 5.8275 | 5.8124 | 5.8356 | 5.8912 | 5.9364 | 5.9916 | 6.0447 | 6.0985 | 6.1492 | 6.2033 | 6.2592 | 6.3135 | 6.369 | 6.4249 | 6.485 | 6.5474 | 6.6117 | 6.6735 | 6.7355 | 6.7911 | 6.8468 | 6.8951 | 6.9368 | 6.9748 | 7.0076 | 7.0332 | 7.0543 | 7.0657 | 7.0734 | 7.0734
F2_Commercial_Miscellaneous_Existing_Food Preparation_Natural Gas_Double Rack Oven_E3 | F2 | Commercial | Miscellaneous | Existing | Food Preparation | Natural Gas | Double Rack Oven | E3 | TRC BC Ratio | 0 | 0 | 0 | 0 | 0 | 0 | 0 | 0 | 0 | 0 | 0 | 0 | 0 | 0 | 0 | 0 | 0 | 0 | 0 | 0 | 0 | 0 | 0 | 0 | 0 | 0 | 0 | 0 | 0 | 0 | 0 | 0 | 0
F2_Commercial_Miscellaneous_Existing_Food Preparation_Natural Gas_Double Rack Oven_E4 | F2 | Commercial | Miscellaneous | Existing | Food Preparation | Natural Gas | Double Rack Oven | E4 | TRC BC Ratio | 0 | 0 | 0 | 0 | 0 | 0 | 0 | 0 | 0 | 0 | 0 | 0 | 0 | 0 | 0 | 0 | 0 | 0 | 0 | 0 | 0 | 0 | 0 | 0 | 0 | 0 | 0 | 0 | 0 | 0 | 0 | 0 | 0
F2_Commercial_Miscellaneous_Existing_Food Preparation_Natural Gas_Double Rack Oven_E5 | F2 | Commercial | Miscellaneous | Existing | Food Preparation | Natural Gas | Double Rack Oven | E5 | TRC BC Ratio | 0 | 0 | 0 | 0 | 0 | 0 | 0 | 0 | 0 | 0 | 0 | 0 | 0 | 0 | 0 | 0 | 0 | 0 | 0 | 0 | 0 | 0 | 0 | 0 | 0 | 0 | 0 | 0 | 0 | 0 | 0 | 0 | 0
F2_Commercial_Miscellaneous_Existing_Food Preparation_Natural Gas_Double Rack Oven_E6 | F2 | Commercial | Miscellaneous | Existing | Food Preparation | Natural Gas | Double Rack Oven | E6 | TRC BC Ratio | 0 | 0 | 0 | 0 | 0 | 0 | 0 | 0 | 0 | 0 | 0 | 0 | 0 | 0 | 0 | 0 | 0 | 0 | 0 | 0 | 0 | 0 | 0 | 0 | 0 | 0 | 0 | 0 | 0 | 0 | 0 | 0 | 0
F2_Commercial_Miscellaneous_Existing_Food Preparation_Natural Gas_Double Rack Oven_E7 | F2 | Commercial | Miscellaneous | Existing | Food Preparation | Natural Gas | Double Rack Oven | E7 | TRC BC Ratio | 0 | 0 | 0 | 0 | 0 | 0 | 0 | 0 | 0 | 0 | 0 | 0 | 0 | 0 | 0 | 0 | 0 | 0 | 0 | 0 | 0 | 0 | 0 | 0 | 0 | 0 | 0 | 0 | 0 | 0 | 0 | 0 | 0
F2_Commercial_Miscellaneous_Existing_Food Preparation_Natural Gas_Double Rack Oven_E8 | F2 | Commercial | Miscellaneous | Existing | Food Preparation | Natural Gas | Double Rack Oven | E8 | TRC BC Ratio | 0 | 0 | 0 | 0 | 0 | 0 | 0 | 0 | 0 | 0 | 0 | 0 | 0 | 0 | 0 | 0 | 0 | 0 | 0 | 0 | 0 | 0 | 0 | 0 | 0 | 0 | 0 | 0 | 0 | 0 | 0 | 0 | 0
F2_Commercial_Miscellaneous_Existing_Food Preparation_Natural Gas_Double Rack Oven_E9 | F2 | Commercial | Miscellaneous | Existing | Food Preparation | Natural Gas | Double Rack Oven | E9 | TRC BC Ratio | 0 | 0 | 0 | 0 | 0 | 0 | 0 | 0 | 0 | 0 | 0 | 0 | 0 | 0 | 0 | 0 | 0 | 0 | 0 | 0 | 0 | 0 | 0 | 0 | 0 | 0 | 0 | 0 | 0 | 0 | 0 | 0 | 0
F2_Commercial_Miscellaneous_Existing_Food Preparation_Natural Gas_Double Rack Oven_E10 | F2 | Commercial | Miscellaneous | Existing | Food Preparation | Natural Gas | Double Rack Oven | E10 | TRC BC Ratio | 0 | 0 | 0 | 0 | 0 | 0 | 0 | 0 | 0 | 0 | 0 | 0 | 0 | 0 | 0 | 0 | 0 | 0 | 0 | 0 | 0 | 0 | 0 | 0 | 0 | 0 | 0 | 0 | 0 | 0 | 0 | 0 | 0
F3_Commercial_Miscellaneous_Existing_Food Preparation_Natural Gas_Double Rack Oven_E1 | F3 | Commercial | Miscellaneous | Existing | Food Preparation | Natural Gas | Double Rack Oven | E1 | PACT BC Ratio | bar: 2019 to 2051
F3_Commercial_Miscellaneous_Existing_Food Preparation_Natural Gas_Double Rack Oven_E2 | F3 | Commercial | Miscellaneous | Existing | Food Preparation | Natural Gas | Double Rack Oven | E2 | PACT BC Ratio | 7.7572 | 7.7672 | 7.8096 | 7.77 | 7.7499 | 7.7807 | 7.8549 | 7.9152 | 7.9888 | 8.0596 | 8.1313 | 8.199 | 8.2711 | 8.3456 | 8.418 | 8.4919 | 8.5665 | 8.6466 | 8.7298 | 8.8156 | 8.8979 | 8.9807 | 9.0548 | 9.1291 | 9.1935 | 9.2491 | 9.2998 | 9.3434 | 9.3776 | 9.4057 | 9.421 | 9.4312 | 9.4312
F3_Commercial_Miscellaneous_Existing_Food Preparation_Natural Gas_Double Rack Oven_E3 | F3 | Commercial | Miscellaneous | Existing | Food Preparation | Natural Gas | Double Rack Oven | E3 | PACT BC Ratio | 0 | 0 | 0 | 0 | 0 | 0 | 0 | 0 | 0 | 0 | 0 | 0 | 0 | 0 | 0 | 0 | 0 | 0 | 0 | 0 | 0 | 0 | 0 | 0 | 0 | 0 | 0 | 0 | 0 | 0 | 0 | 0 | 0
F3_Commercial_Miscellaneous_Existing_Food Preparation_Natural Gas_Double Rack Oven_E4 | F3 | Commercial | Miscellaneous | Existing | Food Preparation | Natural Gas | Double Rack Oven | E4 | PACT BC Ratio | 0 | 0 | 0 | 0 | 0 | 0 | 0 | 0 | 0 | 0 | 0 | 0 | 0 | 0 | 0 | 0 | 0 | 0 | 0 | 0 | 0 | 0 | 0 | 0 | 0 | 0 | 0 | 0 | 0 | 0 | 0 | 0 | 0
F3_Commercial_Miscellaneous_Existing_Food Preparation_Natural Gas_Double Rack Oven_E5 | F3 | Commercial | Miscellaneous | Existing | Food Preparation | Natural Gas | Double Rack Oven | E5 | PACT BC Ratio | 0 | 0 | 0 | 0 | 0 | 0 | 0 | 0 | 0 | 0 | 0 | 0 | 0 | 0 | 0 | 0 | 0 | 0 | 0 | 0 | 0 | 0 | 0 | 0 | 0 | 0 | 0 | 0 | 0 | 0 | 0 | 0 | 0
F3_Commercial_Miscellaneous_Existing_Food Preparation_Natural Gas_Double Rack Oven_E6 | F3 | Commercial | Miscellaneous | Existing | Food Preparation | Natural Gas | Double Rack Oven | E6 | PACT BC Ratio | 0 | 0 | 0 | 0 | 0 | 0 | 0 | 0 | 0 | 0 | 0 | 0 | 0 | 0 | 0 | 0 | 0 | 0 | 0 | 0 | 0 | 0 | 0 | 0 | 0 | 0 | 0 | 0 | 0 | 0 | 0 | 0 | 0
F3_Commercial_Miscellaneous_Existing_Food Preparation_Natural Gas_Double Rack Oven_E7 | F3 | Commercial | Miscellaneous | Existing | Food Preparation | Natural Gas | Double Rack Oven | E7 | PACT BC Ratio | 0 | 0 | 0 | 0 | 0 | 0 | 0 | 0 | 0 | 0 | 0 | 0 | 0 | 0 | 0 | 0 | 0 | 0 | 0 | 0 | 0 | 0 | 0 | 0 | 0 | 0 | 0 | 0 | 0 | 0 | 0 | 0 | 0
F3_Commercial_Miscellaneous_Existing_Food Preparation_Natural Gas_Double Rack Oven_E8 | F3 | Commercial | Miscellaneous | Existing | Food Preparation | Natural Gas | Double Rack Oven | E8 | PACT BC Ratio | 0 | 0 | 0 | 0 | 0 | 0 | 0 | 0 | 0 | 0 | 0 | 0 | 0 | 0 | 0 | 0 | 0 | 0 | 0 | 0 | 0 | 0 | 0 | 0 | 0 | 0 | 0 | 0 | 0 | 0 | 0 | 0 | 0
F3_Commercial_Miscellaneous_Existing_Food Preparation_Natural Gas_Double Rack Oven_E9 | F3 | Commercial | Miscellaneous | Existing | Food Preparation | Natural Gas | Double Rack Oven | E9 | PACT BC Ratio | 0 | 0 | 0 | 0 | 0 | 0 | 0 | 0 | 0 | 0 | 0 | 0 | 0 | 0 | 0 | 0 | 0 | 0 | 0 | 0 | 0 | 0 | 0 | 0 | 0 | 0 | 0 | 0 | 0 | 0 | 0 | 0 | 0
F3_Commercial_Miscellaneous_Existing_Food Preparation_Natural Gas_Double Rack Oven_E10 | F3 | Commercial | Miscellaneous | Existing | Food Preparation | Natural Gas | Double Rack Oven | E10 | PACT BC Ratio | 0 | 0 | 0 | 0 | 0 | 0 | 0 | 0 | 0 | 0 | 0 | 0 | 0 | 0 | 0 | 0 | 0 | 0 | 0 | 0 | 0 | 0 | 0 | 0 | 0 | 0 | 0 | 0 | 0 | 0 | 0 | 0 | 0
F4_Commercial_Miscellaneous_Existing_Food Preparation_Natural Gas_Double Rack Oven_E1 | F4 | Commercial | Miscellaneous | Existing | Food Preparation | Natural Gas | Double Rack Oven | E1 | RVT BC Ratio | bar: 2019 to 2051
F4_Commercial_Miscellaneous_Existing_Food Preparation_Natural Gas_Double Rack Oven_E2 | F4 | Commercial | Miscellaneous | Existing | Food Preparation | Natural Gas | Double Rack Oven | E2 | RVT BC Ratio | 9.0643 | 9.075 | 9.1207 | 9.0781 | 9.0564 | 9.0896 | 9.1696 | 9.2346 | 9.3139 | 9.3903 | 9.4676 | 9.5406 | 9.6184 | 9.6988 | 9.7768 | 9.8565 | 9.9369 | 10.0233 | 10.113 | 10.2055 | 10.2943 | 10.3835 | 10.4634 | 10.5436 | 10.613 | 10.6729 | 10.7275 | 10.7746 | 10.8115 | 10.8418 | 10.8582 | 10.8693 | 10.8693
F4_Commercial_Miscellaneous_Existing_Food Preparation_Natural Gas_Double Rack Oven_E3 | F4 | Commercial | Miscellaneous | Existing | Food Preparation | Natural Gas | Double Rack Oven | E3 | RVT BC Ratio | 0 | 0 | 0 | 0 | 0 | 0 | 0 | 0 | 0 | 0 | 0 | 0 | 0 | 0 | 0 | 0 | 0 | 0 | 0 | 0 | 0 | 0 | 0 | 0 | 0 | 0 | 0 | 0 | 0 | 0 | 0 | 0 | 0
F4_Commercial_Miscellaneous_Existing_Food Preparation_Natural Gas_Double Rack Oven_E4 | F4 | Commercial | Miscellaneous | Existing | Food Preparation | Natural Gas | Double Rack Oven | E4 | RVT BC Ratio | 0 | 0 | 0 | 0 | 0 | 0 | 0 | 0 | 0 | 0 | 0 | 0 | 0 | 0 | 0 | 0 | 0 | 0 | 0 | 0 | 0 | 0 | 0 | 0 | 0 | 0 | 0 | 0 | 0 | 0 | 0 | 0 | 0
F4_Commercial_Miscellaneous_Existing_Food Preparation_Natural Gas_Double Rack Oven_E5 | F4 | Commercial | Miscellaneous | Existing | Food Preparation | Natural Gas | Double Rack Oven | E5 | RVT BC Ratio | 0 | 0 | 0 | 0 | 0 | 0 | 0 | 0 | 0 | 0 | 0 | 0 | 0 | 0 | 0 | 0 | 0 | 0 | 0 | 0 | 0 | 0 | 0 | 0 | 0 | 0 | 0 | 0 | 0 | 0 | 0 | 0 | 0
F4_Commercial_Miscellaneous_Existing_Food Preparation_Natural Gas_Double Rack Oven_E6 | F4 | Commercial | Miscellaneous | Existing | Food Preparation | Natural Gas | Double Rack Oven | E6 | RVT BC Ratio | 0 | 0 | 0 | 0 | 0 | 0 | 0 | 0 | 0 | 0 | 0 | 0 | 0 | 0 | 0 | 0 | 0 | 0 | 0 | 0 | 0 | 0 | 0 | 0 | 0 | 0 | 0 | 0 | 0 | 0 | 0 | 0 | 0
F4_Commercial_Miscellaneous_Existing_Food Preparation_Natural Gas_Double Rack Oven_E7 | F4 | Commercial | Miscellaneous | Existing | Food Preparation | Natural Gas | Double Rack Oven | E7 | RVT BC Ratio | 0 | 0 | 0 | 0 | 0 | 0 | 0 | 0 | 0 | 0 | 0 | 0 | 0 | 0 | 0 | 0 | 0 | 0 | 0 | 0 | 0 | 0 | 0 | 0 | 0 | 0 | 0 | 0 | 0 | 0 | 0 | 0 | 0
F4_Commercial_Miscellaneous_Existing_Food Preparation_Natural Gas_Double Rack Oven_E8 | F4 | Commercial | Miscellaneous | Existing | Food Preparation | Natural Gas | Double Rack Oven | E8 | RVT BC Ratio | 0 | 0 | 0 | 0 | 0 | 0 | 0 | 0 | 0 | 0 | 0 | 0 | 0 | 0 | 0 | 0 | 0 | 0 | 0 | 0 | 0 | 0 | 0 | 0 | 0 | 0 | 0 | 0 | 0 | 0 | 0 | 0 | 0
F4_Commercial_Miscellaneous_Existing_Food Preparation_Natural Gas_Double Rack Oven_E9 | F4 | Commercial | Miscellaneous | Existing | Food Preparation | Natural Gas | Double Rack Oven | E9 | RVT BC Ratio | 0 | 0 | 0 | 0 | 0 | 0 | 0 | 0 | 0 | 0 | 0 | 0 | 0 | 0 | 0 | 0 | 0 | 0 | 0 | 0 | 0 | 0 | 0 | 0 | 0 | 0 | 0 | 0 | 0 | 0 | 0 | 0 | 0
F4_Commercial_Miscellaneous_Existing_Food Preparation_Natural Gas_Double Rack Oven_E10 | F4 | Commercial | Miscellaneous | Existing | Food Preparation | Natural Gas | Double Rack Oven | E10 | RVT BC Ratio | 0 | 0 | 0 | 0 | 0 | 0 | 0 | 0 | 0 | 0 | 0 | 0 | 0 | 0 | 0 | 0 | 0 | 0 | 0 | 0 | 0 | 0 | 0 | 0 | 0 | 0 | 0 | 0 | 0 | 0 | 0 | 0 | 0
F5_Commercial_Miscellaneous_Existing_Food Preparation_Natural Gas_Double Rack Oven_E1 | F5 | Commercial | Miscellaneous | Existing | Food Preparation | Natural Gas | Double Rack Oven | E1 | RIM BC Ratio | bar: 2019 to 2051
F5_Commercial_Miscellaneous_Existing_Food Preparation_Natural Gas_Double Rack Oven_E2 | F5 | Commercial | Miscellaneous | Existing | Food Preparation | Natural Gas | Double Rack Oven | E2 | RIM BC Ratio | 0.75359 | 0.75369 | 0.75408 | 0.75371 | 0.75352 | 0.75381 | 0.7545 | 0.75506 | 0.75572 | 0.75635 | 0.75698 | 0.75756 | 0.75817 | 0.75879 | 0.75938 | 0.75998 | 0.76057 | 0.7612 | 0.76184 | 0.76249 | 0.7631 | 0.7637 | 0.76423 | 0.76476 | 0.76521 | 0.76559 | 0.76593 | 0.76623 | 0.76646 | 0.76665 | 0.76675 | 0.76681 | 0.76681
F5_Commercial_Miscellaneous_Existing_Food Preparation_Natural Gas_Double Rack Oven_E3 | F5 | Commercial | Miscellaneous | Existing | Food Preparation | Natural Gas | Double Rack Oven | E3 | RIM BC Ratio | 0 | 0 | 0 | 0 | 0 | 0 | 0 | 0 | 0 | 0 | 0 | 0 | 0 | 0 | 0 | 0 | 0 | 0 | 0 | 0 | 0 | 0 | 0 | 0 | 0 | 0 | 0 | 0 | 0 | 0 | 0 | 0 | 0
F5_Commercial_Miscellaneous_Existing_Food Preparation_Natural Gas_Double Rack Oven_E4 | F5 | Commercial | Miscellaneous | Existing | Food Preparation | Natural Gas | Double Rack Oven | E4 | RIM BC Ratio | 0 | 0 | 0 | 0 | 0 | 0 | 0 | 0 | 0 | 0 | 0 | 0 | 0 | 0 | 0 | 0 | 0 | 0 | 0 | 0 | 0 | 0 | 0 | 0 | 0 | 0 | 0 | 0 | 0 | 0 | 0 | 0 | 0
F5_Commercial_Miscellaneous_Existing_Food Preparation_Natural Gas_Double Rack Oven_E5 | F5 | Commercial | Miscellaneous | Existing | Food Preparation | Natural Gas | Double Rack Oven | E5 | RIM BC Ratio | 0 | 0 | 0 | 0 | 0 | 0 | 0 | 0 | 0 | 0 | 0 | 0 | 0 | 0 | 0 | 0 | 0 | 0 | 0 | 0 | 0 | 0 | 0 | 0 | 0 | 0 | 0 | 0 | 0 | 0 | 0 | 0 | 0
F5_Commercial_Miscellaneous_Existing_Food Preparation_Natural Gas_Double Rack Oven_E6 | F5 | Commercial | Miscellaneous | Existing | Food Preparation | Natural Gas | Double Rack Oven | E6 | RIM BC Ratio | 0 | 0 | 0 | 0 | 0 | 0 | 0 | 0 | 0 | 0 | 0 | 0 | 0 | 0 | 0 | 0 | 0 | 0 | 0 | 0 | 0 | 0 | 0 | 0 | 0 | 0 | 0 | 0 | 0 | 0 | 0 | 0 | 0
F5_Commercial_Miscellaneous_Existing_Food Preparation_Natural Gas_Double Rack Oven_E7 | F5 | Commercial | Miscellaneous | Existing | Food Preparation | Natural Gas | Double Rack Oven | E7 | RIM BC Ratio | 0 | 0 | 0 | 0 | 0 | 0 | 0 | 0 | 0 | 0 | 0 | 0 | 0 | 0 | 0 | 0 | 0 | 0 | 0 | 0 | 0 | 0 | 0 | 0 | 0 | 0 | 0 | 0 | 0 | 0 | 0 | 0 | 0
F5_Commercial_Miscellaneous_Existing_Food Preparation_Natural Gas_Double Rack Oven_E8 | F5 | Commercial | Miscellaneous | Existing | Food Preparation | Natural Gas | Double Rack Oven | E8 | RIM BC Ratio | 0 | 0 | 0 | 0 | 0 | 0 | 0 | 0 | 0 | 0 | 0 | 0 | 0 | 0 | 0 | 0 | 0 | 0 | 0 | 0 | 0 | 0 | 0 | 0 | 0 | 0 | 0 | 0 | 0 | 0 | 0 | 0 | 0
F5_Commercial_Miscellaneous_Existing_Food Preparation_Natural Gas_Double Rack Oven_E9 | F5 | Commercial | Miscellaneous | Existing | Food Preparation | Natural Gas | Double Rack Oven | E9 | RIM BC Ratio | 0 | 0 | 0 | 0 | 0 | 0 | 0 | 0 | 0 | 0 | 0 | 0 | 0 | 0 | 0 | 0 | 0 | 0 | 0 | 0 | 0 | 0 | 0 | 0 | 0 | 0 | 0 | 0 | 0 | 0 | 0 | 0 | 0
F5_Commercial_Miscellaneous_Existing_Food Preparation_Natural Gas_Double Rack Oven_E10 | F5 | Commercial | Miscellaneous | Existing | Food Preparation | Natural Gas | Double Rack Oven | E10 | RIM BC Ratio | 0 | 0 | 0 | 0 | 0 | 0 | 0 | 0 | 0 | 0 | 0 | 0 | 0 | 0 | 0 | 0 | 0 | 0 | 0 | 0 | 0 | 0 | 0 | 0 | 0 | 0 | 0 | 0 | 0 | 0 | 0 | 0 | 0
F0_Commercial_Miscellaneous_Existing_Food Preparation_Natural Gas_Fryer_E0 | F0 | Commercial | Miscellaneous | Existing | Food Preparation | Natural Gas | Fryer | E0 | Economic Unit | ENERGY STAR (3.0) | ENERGY STAR (3.0) | ENERGY STAR (3.0) | ENERGY STAR (3.0) | ENERGY STAR (3.0) | ENERGY STAR (3.0) | ENERGY STAR (3.0) | ENERGY STAR (3.0) | ENERGY STAR (3.0) | ENERGY STAR (3.0) | ENERGY STAR (3.0) | ENERGY STAR (3.0) | ENERGY STAR (3.0) | ENERGY STAR (3.0) | ENERGY STAR (3.0) | ENERGY STAR (3.0) | ENERGY STAR (3.0) | ENERGY STAR (3.0) | ENERGY STAR (3.0) | ENERGY STAR (3.0) | ENERGY STAR (3.0) | ENERGY STAR (3.0) | ENERGY STAR (3.0) | ENERGY STAR (3.0) | ENERGY STAR (3.0) | ENERGY STAR (3.0) | ENERGY STAR (3.0) | ENERGY STAR (3.0) | ENERGY STAR (3.0) | ENERGY STAR (3.0) | ENERGY STAR (3.0) | ENERGY STAR (3.0) | ENERGY STAR (3.0)
F1_Commercial_Miscellaneous_Existing_Food Preparation_Natural Gas_Fryer_E1 | F1 | Commercial | Miscellaneous | Existing | Food Preparation | Natural Gas | Fryer | E1 | CCE | 0 | 0 | 0 | 0 | 0 | 0 | 0 | 0 | 0 | 0 | 0 | 0 | 0 | 0 | 0 | 0 | 0 | 0 | 0 | 0 | 0 | 0 | 0 | 0 | 0 | 0 | 0 | 0 | 0 | 0 | 0 | 0 | 0
F1_Commercial_Miscellaneous_Existing_Food Preparation_Natural Gas_Fryer_E2 | F1 | Commercial | Miscellaneous | Existing | Food Preparation | Natural Gas | Fryer | E2 | CCE | 0.36986 | 0.38294 | 0.34375 | 0 | 0 | 0 | 0 | 0 | 0 | 0 | 0 | 0 | 0 | 0 | 0 | 0 | 0 | 0 | 0 | 0 | 0 | 0 | 0 | 0 | 0 | 0 | 0 | 0 | 0 | 0 | 0 | 0 | 0
F1_Commercial_Miscellaneous_Existing_Food Preparation_Natural Gas_Fryer_E3 | F1 | Commercial | Miscellaneous | Existing | Food Preparation | Natural Gas | Fryer | E3 | CCE | 0 | 0 | 0 | 0 | 0 | 0 | 0 | 0 | 0 | 0 | 0 | 0 | 0 | 0 | 0 | 0 | 0 | 0 | 0 | 0 | 0 | 0 | 0 | 0 | 0 | 0 | 0 | 0 | 0 | 0 | 0 | 0 | 0
F1_Commercial_Miscellaneous_Existing_Food Preparation_Natural Gas_Fryer_E4 | F1 | Commercial | Miscellaneous | Existing | Food Preparation | Natural Gas | Fryer | E4 | CCE | 0 | 0 | 0 | 0 | 0 | 0 | 0 | 0 | 0 | 0 | 0 | 0 | 0 | 0 | 0 | 0 | 0 | 0 | 0 | 0 | 0 | 0 | 0 | 0 | 0 | 0 | 0 | 0 | 0 | 0 | 0 | 0 | 0
F1_Commercial_Miscellaneous_Existing_Food Preparation_Natural Gas_Fryer_E5 | F1 | Commercial | Miscellaneous | Existing | Food Preparation | Natural Gas | Fryer | E5 | CCE | 0 | 0 | 0 | 0 | 0 | 0 | 0 | 0 | 0 | 0 | 0 | 0 | 0 | 0 | 0 | 0 | 0 | 0 | 0 | 0 | 0 | 0 | 0 | 0 | 0 | 0 | 0 | 0 | 0 | 0 | 0 | 0 | 0
F1_Commercial_Miscellaneous_Existing_Food Preparation_Natural Gas_Fryer_E6 | F1 | Commercial | Miscellaneous | Existing | Food Preparation | Natural Gas | Fryer | E6 | CCE | 0 | 0 | 0 | 0 | 0 | 0 | 0 | 0 | 0 | 0 | 0 | 0 | 0 | 0 | 0 | 0 | 0 | 0 | 0 | 0 | 0 | 0 | 0 | 0 | 0 | 0 | 0 | 0 | 0 | 0 | 0 | 0 | 0
F1_Commercial_Miscellaneous_Existing_Food Preparation_Natural Gas_Fryer_E7 | F1 | Commercial | Miscellaneous | Existing | Food Preparation | Natural Gas | Fryer | E7 | CCE | 0 | 0 | 0 | 0 | 0 | 0 | 0 | 0 | 0 | 0 | 0 | 0 | 0 | 0 | 0 | 0 | 0 | 0 | 0 | 0 | 0 | 0 | 0 | 0 | 0 | 0 | 0 | 0 | 0 | 0 | 0 | 0 | 0
F1_Commercial_Miscellaneous_Existing_Food Preparation_Natural Gas_Fryer_E8 | F1 | Commercial | Miscellaneous | Existing | Food Preparation | Natural Gas | Fryer | E8 | CCE | 0 | 0 | 0 | 0 | 0 | 0 | 0 | 0 | 0 | 0 | 0 | 0 | 0 | 0 | 0 | 0 | 0 | 0 | 0 | 0 | 0 | 0 | 0 | 0 | 0 | 0 | 0 | 0 | 0 | 0 | 0 | 0 | 0
F1_Commercial_Miscellaneous_Existing_Food Preparation_Natural Gas_Fryer_E9 | F1 | Commercial | Miscellaneous | Existing | Food Preparation | Natural Gas | Fryer | E9 | CCE | 0 | 0 | 0 | 0 | 0 | 0 | 0 | 0 | 0 | 0 | 0 | 0 | 0 | 0 | 0 | 0 | 0 | 0 | 0 | 0 | 0 | 0 | 0 | 0 | 0 | 0 | 0 | 0 | 0 | 0 | 0 | 0 | 0
F1_Commercial_Miscellaneous_Existing_Food Preparation_Natural Gas_Fryer_E10 | F1 | Commercial | Miscellaneous | Existing | Food Preparation | Natural Gas | Fryer | E10 | CCE | 0 | 0 | 0 | 0 | 0 | 0 | 0 | 0 | 0 | 0 | 0 | 0 | 0 | 0 | 0 | 0 | 0 | 0 | 0 | 0 | 0 | 0 | 0 | 0 | 0 | 0 | 0 | 0 | 0 | 0 | 0 | 0 | 0
F2_Commercial_Miscellaneous_Existing_Food Preparation_Natural Gas_Fryer_E1 | F2 | Commercial | Miscellaneous | Existing | Food Preparation | Natural Gas | Fryer | E1 | TRC BC Ratio | 1 | 1 | 1 | 0 | 0 | 0 | 0 | 0 | 0 | 0 | 0 | 0 | 0 | 0 | 0 | 0 | 0 | 0 | 0 | 0 | 0 | 0 | 0 | 0 | 0 | 0 | 0 | 0 | 0 | 0 | 0 | 0 | 0
F2_Commercial_Miscellaneous_Existing_Food Preparation_Natural Gas_Fryer_E2 | F2 | Commercial | Miscellaneous | Existing | Food Preparation | Natural Gas | Fryer | E2 | TRC BC Ratio | 4.4463 | 4.4414 | 4.4606 | 1 | 1 | 1 | 1 | 1 | 1 | 1 | 1 | 1 | 1 | 1 | 1 | 1 | 1 | 1 | 1 | 1 | 1 | 1 | 1 | 1 | 1 | 1 | 1 | 1 | 1 | 1 | 1 | 1 | 1
F2_Commercial_Miscellaneous_Existing_Food Preparation_Natural Gas_Fryer_E3 | F2 | Commercial | Miscellaneous | Existing | Food Preparation | Natural Gas | Fryer | E3 | TRC BC Ratio | 0 | 0 | 0 | 0 | 0 | 0 | 0 | 0 | 0 | 0 | 0 | 0 | 0 | 0 | 0 | 0 | 0 | 0 | 0 | 0 | 0 | 0 | 0 | 0 | 0 | 0 | 0 | 0 | 0 | 0 | 0 | 0 | 0
F2_Commercial_Miscellaneous_Existing_Food Preparation_Natural Gas_Fryer_E4 | F2 | Commercial | Miscellaneous | Existing | Food Preparation | Natural Gas | Fryer | E4 | TRC BC Ratio | 0 | 0 | 0 | 0 | 0 | 0 | 0 | 0 | 0 | 0 | 0 | 0 | 0 | 0 | 0 | 0 | 0 | 0 | 0 | 0 | 0 | 0 | 0 | 0 | 0 | 0 | 0 | 0 | 0 | 0 | 0 | 0 | 0
F2_Commercial_Miscellaneous_Existing_Food Preparation_Natural Gas_Fryer_E5 | F2 | Commercial | Miscellaneous | Existing | Food Preparation | Natural Gas | Fryer | E5 | TRC BC Ratio | 0 | 0 | 0 | 0 | 0 | 0 | 0 | 0 | 0 | 0 | 0 | 0 | 0 | 0 | 0 | 0 | 0 | 0 | 0 | 0 | 0 | 0 | 0 | 0 | 0 | 0 | 0 | 0 | 0 | 0 | 0 | 0 | 0
F2_Commercial_Miscellaneous_Existing_Food Preparation_Natural Gas_Fryer_E6 | F2 | Commercial | Miscellaneous | Existing | Food Preparation | Natural Gas | Fryer | E6 | TRC BC Ratio | 0 | 0 | 0 | 0 | 0 | 0 | 0 | 0 | 0 | 0 | 0 | 0 | 0 | 0 | 0 | 0 | 0 | 0 | 0 | 0 | 0 | 0 | 0 | 0 | 0 | 0 | 0 | 0 | 0 | 0 | 0 | 0 | 0
F2_Commercial_Miscellaneous_Existing_Food Preparation_Natural Gas_Fryer_E7 | F2 | Commercial | Miscellaneous | Existing | Food Preparation | Natural Gas | Fryer | E7 | TRC BC Ratio | 0 | 0 | 0 | 0 | 0 | 0 | 0 | 0 | 0 | 0 | 0 | 0 | 0 | 0 | 0 | 0 | 0 | 0 | 0 | 0 | 0 | 0 | 0 | 0 | 0 | 0 | 0 | 0 | 0 | 0 | 0 | 0 | 0
F2_Commercial_Miscellaneous_Existing_Food Preparation_Natural Gas_Fryer_E8 | F2 | Commercial | Miscellaneous | Existing | Food Preparation | Natural Gas | Fryer | E8 | TRC BC Ratio | 0 | 0 | 0 | 0 | 0 | 0 | 0 | 0 | 0 | 0 | 0 | 0 | 0 | 0 | 0 | 0 | 0 | 0 | 0 | 0 | 0 | 0 | 0 | 0 | 0 | 0 | 0 | 0 | 0 | 0 | 0 | 0 | 0
F2_Commercial_Miscellaneous_Existing_Food Preparation_Natural Gas_Fryer_E9 | F2 | Commercial | Miscellaneous | Existing | Food Preparation | Natural Gas | Fryer | E9 | TRC BC Ratio | 0 | 0 | 0 | 0 | 0 | 0 | 0 | 0 | 0 | 0 | 0 | 0 | 0 | 0 | 0 | 0 | 0 | 0 | 0 | 0 | 0 | 0 | 0 | 0 | 0 | 0 | 0 | 0 | 0 | 0 | 0 | 0 | 0
F2_Commercial_Miscellaneous_Existing_Food Preparation_Natural Gas_Fryer_E10 | F2 | Commercial | Miscellaneous | Existing | Food Preparation | Natural Gas | Fryer | E10 | TRC BC Ratio | 0 | 0 | 0 | 0 | 0 | 0 | 0 | 0 | 0 | 0 | 0 | 0 | 0 | 0 | 0 | 0 | 0 | 0 | 0 | 0 | 0 | 0 | 0 | 0 | 0 | 0 | 0 | 0 | 0 | 0 | 0 | 0 | 0
F3_Commercial_Miscellaneous_Existing_Food Preparation_Natural Gas_Fryer_E1 | F3 | Commercial | Miscellaneous | Existing | Food Preparation | Natural Gas | Fryer | E1 | PACT BC Ratio | 1 | 1 | 1 | 0 | 0 | 0 | 0 | 0 | 0 | 0 | 0 | 0 | 0 | 0 | 0 | 0 | 0 | 0 | 0 | 0 | 0 | 0 | 0 | 0 | 0 | 0 | 0 | 0 | 0 | 0 | 0 | 0 | 0
F3_Commercial_Miscellaneous_Existing_Food Preparation_Natural Gas_Fryer_E2 | F3 | Commercial | Miscellaneous | Existing | Food Preparation | Natural Gas | Fryer | E2 | PACT BC Ratio | 5.9285 | 5.9219 | 5.9474 | 1 | 1 | 1 | 1 | 1 | 1 | 1 | 1 | 1 | 1 | 1 | 1 | 1 | 1 | 1 | 1 | 1 | 1 | 1 | 1 | 1 | 1 | 1 | 1 | 1 | 1 | 1 | 1 | 1 | 1
F3_Commercial_Miscellaneous_Existing_Food Preparation_Natural Gas_Fryer_E3 | F3 | Commercial | Miscellaneous | Existing | Food Preparation | Natural Gas | Fryer | E3 | PACT BC Ratio | 0 | 0 | 0 | 0 | 0 | 0 | 0 | 0 | 0 | 0 | 0 | 0 | 0 | 0 | 0 | 0 | 0 | 0 | 0 | 0 | 0 | 0 | 0 | 0 | 0 | 0 | 0 | 0 | 0 | 0 | 0 | 0 | 0
F3_Commercial_Miscellaneous_Existing_Food Preparation_Natural Gas_Fryer_E4 | F3 | Commercial | Miscellaneous | Existing | Food Preparation | Natural Gas | Fryer | E4 | PACT BC Ratio | 0 | 0 | 0 | 0 | 0 | 0 | 0 | 0 | 0 | 0 | 0 | 0 | 0 | 0 | 0 | 0 | 0 | 0 | 0 | 0 | 0 | 0 | 0 | 0 | 0 | 0 | 0 | 0 | 0 | 0 | 0 | 0 | 0
F3_Commercial_Miscellaneous_Existing_Food Preparation_Natural Gas_Fryer_E5 | F3 | Commercial | Miscellaneous | Existing | Food Preparation | Natural Gas | Fryer | E5 | PACT BC Ratio | 0 | 0 | 0 | 0 | 0 | 0 | 0 | 0 | 0 | 0 | 0 | 0 | 0 | 0 | 0 | 0 | 0 | 0 | 0 | 0 | 0 | 0 | 0 | 0 | 0 | 0 | 0 | 0 | 0 | 0 | 0 | 0 | 0
F3_Commercial_Miscellaneous_Existing_Food Preparation_Natural Gas_Fryer_E6 | F3 | Commercial | Miscellaneous | Existing | Food Preparation | Natural Gas | Fryer | E6 | PACT BC Ratio | 0 | 0 | 0 | 0 | 0 | 0 | 0 | 0 | 0 | 0 | 0 | 0 | 0 | 0 | 0 | 0 | 0 | 0 | 0 | 0 | 0 | 0 | 0 | 0 | 0 | 0 | 0 | 0 | 0 | 0 | 0 | 0 | 0
F3_Commercial_Miscellaneous_Existing_Food Preparation_Natural Gas_Fryer_E7 | F3 | Commercial | Miscellaneous | Existing | Food Preparation | Natural Gas | Fryer | E7 | PACT BC Ratio | 0 | 0 | 0 | 0 | 0 | 0 | 0 | 0 | 0 | 0 | 0 | 0 | 0 | 0 | 0 | 0 | 0 | 0 | 0 | 0 | 0 | 0 | 0 | 0 | 0 | 0 | 0 | 0 | 0 | 0 | 0 | 0 | 0
F3_Commercial_Miscellaneous_Existing_Food Preparation_Natural Gas_Fryer_E8 | F3 | Commercial | Miscellaneous | Existing | Food Preparation | Natural Gas | Fryer | E8 | PACT BC Ratio | 0 | 0 | 0 | 0 | 0 | 0 | 0 | 0 | 0 | 0 | 0 | 0 | 0 | 0 | 0 | 0 | 0 | 0 | 0 | 0 | 0 | 0 | 0 | 0 | 0 | 0 | 0 | 0 | 0 | 0 | 0 | 0 | 0
F3_Commercial_Miscellaneous_Existing_Food Preparation_Natural Gas_Fryer_E9 | F3 | Commercial | Miscellaneous | Existing | Food Preparation | Natural Gas | Fryer | E9 | PACT BC Ratio | 0 | 0 | 0 | 0 | 0 | 0 | 0 | 0 | 0 | 0 | 0 | 0 | 0 | 0 | 0 | 0 | 0 | 0 | 0 | 0 | 0 | 0 | 0 | 0 | 0 | 0 | 0 | 0 | 0 | 0 | 0 | 0 | 0
F3_Commercial_Miscellaneous_Existing_Food Preparation_Natural Gas_Fryer_E10 | F3 | Commercial | Miscellaneous | Existing | Food Preparation | Natural Gas | Fryer | E10 | PACT BC Ratio | 0 | 0 | 0 | 0 | 0 | 0 | 0 | 0 | 0 | 0 | 0 | 0 | 0 | 0 | 0 | 0 | 0 | 0 | 0 | 0 | 0 | 0 | 0 | 0 | 0 | 0 | 0 | 0 | 0 | 0 | 0 | 0 | 0
F4_Commercial_Miscellaneous_Existing_Food Preparation_Natural Gas_Fryer_E1 | F4 | Commercial | Miscellaneous | Existing | Food Preparation | Natural Gas | Fryer | E1 | RVT BC Ratio | 1 | 1 | 1 | 0 | 0 | 0 | 0 | 0 | 0 | 0 | 0 | 0 | 0 | 0 | 0 | 0 | 0 | 0 | 0 | 0 | 0 | 0 | 0 | 0 | 0 | 0 | 0 | 0 | 0 | 0 | 0 | 0 | 0
F4_Commercial_Miscellaneous_Existing_Food Preparation_Natural Gas_Fryer_E2 | F4 | Commercial | Miscellaneous | Existing | Food Preparation | Natural Gas | Fryer | E2 | RVT BC Ratio | 7.0924 | 7.0854 | 7.1129 | 1 | 1 | 1 | 1 | 1 | 1 | 1 | 1 | 1 | 1 | 1 | 1 | 1 | 1 | 1 | 1 | 1 | 1 | 1 | 1 | 1 | 1 | 1 | 1 | 1 | 1 | 1 | 1 | 1 | 1
F4_Commercial_Miscellaneous_Existing_Food Preparation_Natural Gas_Fryer_E3 | F4 | Commercial | Miscellaneous | Existing | Food Preparation | Natural Gas | Fryer | E3 | RVT BC Ratio | 0 | 0 | 0 | 0 | 0 | 0 | 0 | 0 | 0 | 0 | 0 | 0 | 0 | 0 | 0 | 0 | 0 | 0 | 0 | 0 | 0 | 0 | 0 | 0 | 0 | 0 | 0 | 0 | 0 | 0 | 0 | 0 | 0
F4_Commercial_Miscellaneous_Existing_Food Preparation_Natural Gas_Fryer_E4 | F4 | Commercial | Miscellaneous | Existing | Food Preparation | Natural Gas | Fryer | E4 | RVT BC Ratio | 0 | 0 | 0 | 0 | 0 | 0 | 0 | 0 | 0 | 0 | 0 | 0 | 0 | 0 | 0 | 0 | 0 | 0 | 0 | 0 | 0 | 0 | 0 | 0 | 0 | 0 | 0 | 0 | 0 | 0 | 0 | 0 | 0
F4_Commercial_Miscellaneous_Existing_Food Preparation_Natural Gas_Fryer_E5 | F4 | Commercial | Miscellaneous | Existing | Food Preparation | Natural Gas | Fryer | E5 | RVT BC Ratio | 0 | 0 | 0 | 0 | 0 | 0 | 0 | 0 | 0 | 0 | 0 | 0 | 0 | 0 | 0 | 0 | 0 | 0 | 0 | 0 | 0 | 0 | 0 | 0 | 0 | 0 | 0 | 0 | 0 | 0 | 0 | 0 | 0
F4_Commercial_Miscellaneous_Existing_Food Preparation_Natural Gas_Fryer_E6 | F4 | Commercial | Miscellaneous | Existing | Food Preparation | Natural Gas | Fryer | E6 | RVT BC Ratio | 0 | 0 | 0 | 0 | 0 | 0 | 0 | 0 | 0 | 0 | 0 | 0 | 0 | 0 | 0 | 0 | 0 | 0 | 0 | 0 | 0 | 0 | 0 | 0 | 0 | 0 | 0 | 0 | 0 | 0 | 0 | 0 | 0
F4_Commercial_Miscellaneous_Existing_Food Preparation_Natural Gas_Fryer_E7 | F4 | Commercial | Miscellaneous | Existing | Food Preparation | Natural Gas | Fryer | E7 | RVT BC Ratio | 0 | 0 | 0 | 0 | 0 | 0 | 0 | 0 | 0 | 0 | 0 | 0 | 0 | 0 | 0 | 0 | 0 | 0 | 0 | 0 | 0 | 0 | 0 | 0 | 0 | 0 | 0 | 0 | 0 | 0 | 0 | 0 | 0
F4_Commercial_Miscellaneous_Existing_Food Preparation_Natural Gas_Fryer_E8 | F4 | Commercial | Miscellaneous | Existing | Food Preparation | Natural Gas | Fryer | E8 | RVT BC Ratio | 0 | 0 | 0 | 0 | 0 | 0 | 0 | 0 | 0 | 0 | 0 | 0 | 0 | 0 | 0 | 0 | 0 | 0 | 0 | 0 | 0 | 0 | 0 | 0 | 0 | 0 | 0 | 0 | 0 | 0 | 0 | 0 | 0
F4_Commercial_Miscellaneous_Existing_Food Preparation_Natural Gas_Fryer_E9 | F4 | Commercial | Miscellaneous | Existing | Food Preparation | Natural Gas | Fryer | E9 | RVT BC Ratio | 0 | 0 | 0 | 0 | 0 | 0 | 0 | 0 | 0 | 0 | 0 | 0 | 0 | 0 | 0 | 0 | 0 | 0 | 0 | 0 | 0 | 0 | 0 | 0 | 0 | 0 | 0 | 0 | 0 | 0 | 0 | 0 | 0
F4_Commercial_Miscellaneous_Existing_Food Preparation_Natural Gas_Fryer_E10 | F4 | Commercial | Miscellaneous | Existing | Food Preparation | Natural Gas | Fryer | E10 | RVT BC Ratio | 0 | 0 | 0 | 0 | 0 | 0 | 0 | 0 | 0 | 0 | 0 | 0 | 0 | 0 | 0 | 0 | 0 | 0 | 0 | 0 | 0 | 0 | 0 | 0 | 0 | 0 | 0 | 0 | 0 | 0 | 0 | 0 | 0
F5_Commercial_Miscellaneous_Existing_Food Preparation_Natural Gas_Fryer_E1 | F5 | Commercial | Miscellaneous | Existing | Food Preparation | Natural Gas | Fryer | E1 | RIM BC Ratio | 1 | 1 | 1 | 0 | 0 | 0 | 0 | 0 | 0 | 0 | 0 | 0 | 0 | 0 | 0 | 0 | 0 | 0 | 0 | 0 | 0 | 0 | 0 | 0 | 0 | 0 | 0 | 0 | 0 | 0 | 0 | 0 | 0
F5_Commercial_Miscellaneous_Existing_Food Preparation_Natural Gas_Fryer_E2 | F5 | Commercial | Miscellaneous | Existing | Food Preparation | Natural Gas | Fryer | E2 | RIM BC Ratio | 0.73167 | 0.73157 | 0.73195 | 1 | 1 | 1 | 1 | 1 | 1 | 1 | 1 | 1 | 1 | 1 | 1 | 1 | 1 | 1 | 1 | 1 | 1 | 1 | 1 | 1 | 1 | 1 | 1 | 1 | 1 | 1 | 1 | 1 | 1
F5_Commercial_Miscellaneous_Existing_Food Preparation_Natural Gas_Fryer_E3 | F5 | Commercial | Miscellaneous | Existing | Food Preparation | Natural Gas | Fryer | E3 | RIM BC Ratio | 0 | 0 | 0 | 0 | 0 | 0 | 0 | 0 | 0 | 0 | 0 | 0 | 0 | 0 | 0 | 0 | 0 | 0 | 0 | 0 | 0 | 0 | 0 | 0 | 0 | 0 | 0 | 0 | 0 | 0 | 0 | 0 | 0
F5_Commercial_Miscellaneous_Existing_Food Preparation_Natural Gas_Fryer_E4 | F5 | Commercial | Miscellaneous | Existing | Food Preparation | Natural Gas | Fryer | E4 | RIM BC Ratio | 0 | 0 | 0 | 0 | 0 | 0 | 0 | 0 | 0 | 0 | 0 | 0 | 0 | 0 | 0 | 0 | 0 | 0 | 0 | 0 | 0 | 0 | 0 | 0 | 0 | 0 | 0 | 0 | 0 | 0 | 0 | 0 | 0
F5_Commercial_Miscellaneous_Existing_Food Preparation_Natural Gas_Fryer_E5 | F5 | Commercial | Miscellaneous | Existing | Food Preparation | Natural Gas | Fryer | E5 | RIM BC Ratio | 0 | 0 | 0 | 0 | 0 | 0 | 0 | 0 | 0 | 0 | 0 | 0 | 0 | 0 | 0 | 0 | 0 | 0 | 0 | 0 | 0 | 0 | 0 | 0 | 0 | 0 | 0 | 0 | 0 | 0 | 0 | 0 | 0
F5_Commercial_Miscellaneous_Existing_Food Preparation_Natural Gas_Fryer_E6 | F5 | Commercial | Miscellaneous | Existing | Food Preparation | Natural Gas | Fryer | E6 | RIM BC Ratio | 0 | 0 | 0 | 0 | 0 | 0 | 0 | 0 | 0 | 0 | 0 | 0 | 0 | 0 | 0 | 0 | 0 | 0 | 0 | 0 | 0 | 0 | 0 | 0 | 0 | 0 | 0 | 0 | 0 | 0 | 0 | 0 | 0
F5_Commercial_Miscellaneous_Existing_Food Preparation_Natural Gas_Fryer_E7 | F5 | Commercial | Miscellaneous | Existing | Food Preparation | Natural Gas | Fryer | E7 | RIM BC Ratio | 0 | 0 | 0 | 0 | 0 | 0 | 0 | 0 | 0 | 0 | 0 | 0 | 0 | 0 | 0 | 0 | 0 | 0 | 0 | 0 | 0 | 0 | 0 | 0 | 0 | 0 | 0 | 0 | 0 | 0 | 0 | 0 | 0
F5_Commercial_Miscellaneous_Existing_Food Preparation_Natural Gas_Fryer_E8 | F5 | Commercial | Miscellaneous | Existing | Food Preparation | Natural Gas | Fryer | E8 | RIM BC Ratio | 0 | 0 | 0 | 0 | 0 | 0 | 0 | 0 | 0 | 0 | 0 | 0 | 0 | 0 | 0 | 0 | 0 | 0 | 0 | 0 | 0 | 0 | 0 | 0 | 0 | 0 | 0 | 0 | 0 | 0 | 0 | 0 | 0
F5_Commercial_Miscellaneous_Existing_Food Preparation_Natural Gas_Fryer_E9 | F5 | Commercial | Miscellaneous | Existing | Food Preparation | Natural Gas | Fryer | E9 | RIM BC Ratio | 0 | 0 | 0 | 0 | 0 | 0 | 0 | 0 | 0 | 0 | 0 | 0 | 0 | 0 | 0 | 0 | 0 | 0 | 0 | 0 | 0 | 0 | 0 | 0 | 0 | 0 | 0 | 0 | 0 | 0 | 0 | 0 | 0
F5_Commercial_Miscellaneous_Existing_Food Preparation_Natural Gas_Fryer_E10 | F5 | Commercial | Miscellaneous | Existing | Food Preparation | Natural Gas | Fryer | E10 | RIM BC Ratio | 0 | 0 | 0 | 0 | 0 | 0 | 0 | 0 | 0 | 0 | 0 | 0 | 0 | 0 | 0 | 0 | 0 | 0 | 0 | 0 | 0 | 0 | 0 | 0 | 0 | 0 | 0 | 0 | 0 | 0 | 0 | 0 | 0
F0_Commercial_Miscellaneous_Existing_Food Preparation_Natural Gas_Broiler_E0 | F0 | Commercial | Miscellaneous | Existing | Food Preparation | Natural Gas | Broiler | E0 | Economic Unit | Infrared Burners | Infrared Burners | Infrared Burners | Infrared Burners | Infrared Burners | Infrared Burners | Infrared Burners | Infrared Burners | Infrared Burners | Infrared Burners | Infrared Burners | Infrared Burners | Infrared Burners | Infrared Burners | Infrared Burners | Infrared Burners | Infrared Burners | Infrared Burners | Infrared Burners | Infrared Burners | Infrared Burners | Infrared Burners | Infrared Burners | Infrared Burners | Infrared Burners | Infrared Burners | Infrared Burners | Infrared Burners | Infrared Burners | Infrared Burners | Infrared Burners | Infrared Burners | Infrared Burners
F1_Commercial_Miscellaneous_Existing_Food Preparation_Natural Gas_Broiler_E1 | F1 | Commercial | Miscellaneous | Existing | Food Preparation | Natural Gas | Broiler | E1 | CCE | 0 | 0 | 0 | 0 | 0 | 0 | 0 | 0 | 0 | 0 | 0 | 0 | 0 | 0 | 0 | 0 | 0 | 0 | 0 | 0 | 0 | 0 | 0 | 0 | 0 | 0 | 0 | 0 | 0 | 0 | 0 | 0 | 0
F1_Commercial_Miscellaneous_Existing_Food Preparation_Natural Gas_Broiler_E2 | F1 | Commercial | Miscellaneous | Existing | Food Preparation | Natural Gas | Broiler | E2 | CCE | 0.59817 | 0.61931 | 0.55594 | 0.56637 | 0.56637 | 0.56637 | 0.56637 | 0.56637 | 0.56637 | 0.56637 | 0.56637 | 0.56637 | 0.56637 | 0.56637 | 0.56637 | 0.56637 | 0.56637 | 0.56637 | 0.56637 | 0.56637 | 0.56637 | 0.56637 | 0.56637 | 0.56637 | 0.56637 | 0.56637 | 0.56637 | 0.56637 | 0.56637 | 0.56637 | 0.56637 | 0.56637 | 0.56637
F1_Commercial_Miscellaneous_Existing_Food Preparation_Natural Gas_Broiler_E3 | F1 | Commercial | Miscellaneous | Existing | Food Preparation | Natural Gas | Broiler | E3 | CCE | 0 | 0 | 0 | 0 | 0 | 0 | 0 | 0 | 0 | 0 | 0 | 0 | 0 | 0 | 0 | 0 | 0 | 0 | 0 | 0 | 0 | 0 | 0 | 0 | 0 | 0 | 0 | 0 | 0 | 0 | 0 | 0 | 0
F1_Commercial_Miscellaneous_Existing_Food Preparation_Natural Gas_Broiler_E4 | F1 | Commercial | Miscellaneous | Existing | Food Preparation | Natural Gas | Broiler | E4 | CCE | 0 | 0 | 0 | 0 | 0 | 0 | 0 | 0 | 0 | 0 | 0 | 0 | 0 | 0 | 0 | 0 | 0 | 0 | 0 | 0 | 0 | 0 | 0 | 0 | 0 | 0 | 0 | 0 | 0 | 0 | 0 | 0 | 0
F1_Commercial_Miscellaneous_Existing_Food Preparation_Natural Gas_Broiler_E5 | F1 | Commercial | Miscellaneous | Existing | Food Preparation | Natural Gas | Broiler | E5 | CCE | 0 | 0 | 0 | 0 | 0 | 0 | 0 | 0 | 0 | 0 | 0 | 0 | 0 | 0 | 0 | 0 | 0 | 0 | 0 | 0 | 0 | 0 | 0 | 0 | 0 | 0 | 0 | 0 | 0 | 0 | 0 | 0 | 0
F1_Commercial_Miscellaneous_Existing_Food Preparation_Natural Gas_Broiler_E6 | F1 | Commercial | Miscellaneous | Existing | Food Preparation | Natural Gas | Broiler | E6 | CCE | 0 | 0 | 0 | 0 | 0 | 0 | 0 | 0 | 0 | 0 | 0 | 0 | 0 | 0 | 0 | 0 | 0 | 0 | 0 | 0 | 0 | 0 | 0 | 0 | 0 | 0 | 0 | 0 | 0 | 0 | 0 | 0 | 0
F1_Commercial_Miscellaneous_Existing_Food Preparation_Natural Gas_Broiler_E7 | F1 | Commercial | Miscellaneous | Existing | Food Preparation | Natural Gas | Broiler | E7 | CCE | 0 | 0 | 0 | 0 | 0 | 0 | 0 | 0 | 0 | 0 | 0 | 0 | 0 | 0 | 0 | 0 | 0 | 0 | 0 | 0 | 0 | 0 | 0 | 0 | 0 | 0 | 0 | 0 | 0 | 0 | 0 | 0 | 0
F1_Commercial_Miscellaneous_Existing_Food Preparation_Natural Gas_Broiler_E8 | F1 | Commercial | Miscellaneous | Existing | Food Preparation | Natural Gas | Broiler | E8 | CCE | 0 | 0 | 0 | 0 | 0 | 0 | 0 | 0 | 0 | 0 | 0 | 0 | 0 | 0 | 0 | 0 | 0 | 0 | 0 | 0 | 0 | 0 | 0 | 0 | 0 | 0 | 0 | 0 | 0 | 0 | 0 | 0 | 0
F1_Commercial_Miscellaneous_Existing_Food Preparation_Natural Gas_Broiler_E9 | F1 | Commercial | Miscellaneous | Existing | Food Preparation | Natural Gas | Broiler | E9 | CCE | 0 | 0 | 0 | 0 | 0 | 0 | 0 | 0 | 0 | 0 | 0 | 0 | 0 | 0 | 0 | 0 | 0 | 0 | 0 | 0 | 0 | 0 | 0 | 0 | 0 | 0 | 0 | 0 | 0 | 0 | 0 | 0 | 0
F1_Commercial_Miscellaneous_Existing_Food Preparation_Natural Gas_Broiler_E10 | F1 | Commercial | Miscellaneous | Existing | Food Preparation | Natural Gas | Broiler | E10 | CCE | 0 | 0 | 0 | 0 | 0 | 0 | 0 | 0 | 0 | 0 | 0 | 0 | 0 | 0 | 0 | 0 | 0 | 0 | 0 | 0 | 0 | 0 | 0 | 0 | 0 | 0 | 0 | 0 | 0 | 0 | 0 | 0 | 0
F2_Commercial_Miscellaneous_Existing_Food Preparation_Natural Gas_Broiler_E1 | F2 | Commercial | Miscellaneous | Existing | Food Preparation | Natural Gas | Broiler | E1 | TRC BC Ratio | bar: 2019 to 2051
F2_Commercial_Miscellaneous_Existing_Food Preparation_Natural Gas_Broiler_E2 | F2 | Commercial | Miscellaneous | Existing | Food Preparation | Natural Gas | Broiler | E2 | TRC BC Ratio | 2.7519 | 2.7554 | 2.7705 | 2.7565 | 2.7493 | 2.7603 | 2.7866 | 2.8079 | 2.834 | 2.8592 | 2.8846 | 2.9086 | 2.9342 | 2.9607 | 2.9863 | 3.0126 | 3.039 | 3.0674 | 3.0969 | 3.1274 | 3.1566 | 3.1859 | 3.2122 | 3.2386 | 3.2614 | 3.2812 | 3.2991 | 3.3146 | 3.3268 | 3.3367 | 3.3421 | 3.3458 | 3.3458
F2_Commercial_Miscellaneous_Existing_Food Preparation_Natural Gas_Broiler_E3 | F2 | Commercial | Miscellaneous | Existing | Food Preparation | Natural Gas | Broiler | E3 | TRC BC Ratio | 0 | 0 | 0 | 0 | 0 | 0 | 0 | 0 | 0 | 0 | 0 | 0 | 0 | 0 | 0 | 0 | 0 | 0 | 0 | 0 | 0 | 0 | 0 | 0 | 0 | 0 | 0 | 0 | 0 | 0 | 0 | 0 | 0
F2_Commercial_Miscellaneous_Existing_Food Preparation_Natural Gas_Broiler_E4 | F2 | Commercial | Miscellaneous | Existing | Food Preparation | Natural Gas | Broiler | E4 | TRC BC Ratio | 0 | 0 | 0 | 0 | 0 | 0 | 0 | 0 | 0 | 0 | 0 | 0 | 0 | 0 | 0 | 0 | 0 | 0 | 0 | 0 | 0 | 0 | 0 | 0 | 0 | 0 | 0 | 0 | 0 | 0 | 0 | 0 | 0
F2_Commercial_Miscellaneous_Existing_Food Preparation_Natural Gas_Broiler_E5 | F2 | Commercial | Miscellaneous | Existing | Food Preparation | Natural Gas | Broiler | E5 | TRC BC Ratio | 0 | 0 | 0 | 0 | 0 | 0 | 0 | 0 | 0 | 0 | 0 | 0 | 0 | 0 | 0 | 0 | 0 | 0 | 0 | 0 | 0 | 0 | 0 | 0 | 0 | 0 | 0 | 0 | 0 | 0 | 0 | 0 | 0
F2_Commercial_Miscellaneous_Existing_Food Preparation_Natural Gas_Broiler_E6 | F2 | Commercial | Miscellaneous | Existing | Food Preparation | Natural Gas | Broiler | E6 | TRC BC Ratio | 0 | 0 | 0 | 0 | 0 | 0 | 0 | 0 | 0 | 0 | 0 | 0 | 0 | 0 | 0 | 0 | 0 | 0 | 0 | 0 | 0 | 0 | 0 | 0 | 0 | 0 | 0 | 0 | 0 | 0 | 0 | 0 | 0
F2_Commercial_Miscellaneous_Existing_Food Preparation_Natural Gas_Broiler_E7 | F2 | Commercial | Miscellaneous | Existing | Food Preparation | Natural Gas | Broiler | E7 | TRC BC Ratio | 0 | 0 | 0 | 0 | 0 | 0 | 0 | 0 | 0 | 0 | 0 | 0 | 0 | 0 | 0 | 0 | 0 | 0 | 0 | 0 | 0 | 0 | 0 | 0 | 0 | 0 | 0 | 0 | 0 | 0 | 0 | 0 | 0
F2_Commercial_Miscellaneous_Existing_Food Preparation_Natural Gas_Broiler_E8 | F2 | Commercial | Miscellaneous | Existing | Food Preparation | Natural Gas | Broiler | E8 | TRC BC Ratio | 0 | 0 | 0 | 0 | 0 | 0 | 0 | 0 | 0 | 0 | 0 | 0 | 0 | 0 | 0 | 0 | 0 | 0 | 0 | 0 | 0 | 0 | 0 | 0 | 0 | 0 | 0 | 0 | 0 | 0 | 0 | 0 | 0
F2_Commercial_Miscellaneous_Existing_Food Preparation_Natural Gas_Broiler_E9 | F2 | Commercial | Miscellaneous | Existing | Food Preparation | Natural Gas | Broiler | E9 | TRC BC Ratio | 0 | 0 | 0 | 0 | 0 | 0 | 0 | 0 | 0 | 0 | 0 | 0 | 0 | 0 | 0 | 0 | 0 | 0 | 0 | 0 | 0 | 0 | 0 | 0 | 0 | 0 | 0 | 0 | 0 | 0 | 0 | 0 | 0
F2_Commercial_Miscellaneous_Existing_Food Preparation_Natural Gas_Broiler_E10 | F2 | Commercial | Miscellaneous | Existing | Food Preparation | Natural Gas | Broiler | E10 | TRC BC Ratio | 0 | 0 | 0 | 0 | 0 | 0 | 0 | 0 | 0 | 0 | 0 | 0 | 0 | 0 | 0 | 0 | 0 | 0 | 0 | 0 | 0 | 0 | 0 | 0 | 0 | 0 | 0 | 0 | 0 | 0 | 0 | 0 | 0
F3_Commercial_Miscellaneous_Existing_Food Preparation_Natural Gas_Broiler_E1 | F3 | Commercial | Miscellaneous | Existing | Food Preparation | Natural Gas | Broiler | E1 | PACT BC Ratio | bar: 2019 to 2051
F3_Commercial_Miscellaneous_Existing_Food Preparation_Natural Gas_Broiler_E2 | F3 | Commercial | Miscellaneous | Existing | Food Preparation | Natural Gas | Broiler | E2 | PACT BC Ratio | 3.6692 | 3.6739 | 3.694 | 3.6753 | 3.6658 | 3.6803 | 3.7154 | 3.7439 | 3.7787 | 3.8122 | 3.8462 | 3.8782 | 3.9123 | 3.9475 | 3.9818 | 4.0167 | 4.052 | 4.0899 | 4.1293 | 4.1698 | 4.2088 | 4.2479 | 4.283 | 4.3181 | 4.3486 | 4.3749 | 4.3988 | 4.4195 | 4.4357 | 4.4489 | 4.4562 | 4.461 | 4.461
F3_Commercial_Miscellaneous_Existing_Food Preparation_Natural Gas_Broiler_E3 | F3 | Commercial | Miscellaneous | Existing | Food Preparation | Natural Gas | Broiler | E3 | PACT BC Ratio | 0 | 0 | 0 | 0 | 0 | 0 | 0 | 0 | 0 | 0 | 0 | 0 | 0 | 0 | 0 | 0 | 0 | 0 | 0 | 0 | 0 | 0 | 0 | 0 | 0 | 0 | 0 | 0 | 0 | 0 | 0 | 0 | 0
F3_Commercial_Miscellaneous_Existing_Food Preparation_Natural Gas_Broiler_E4 | F3 | Commercial | Miscellaneous | Existing | Food Preparation | Natural Gas | Broiler | E4 | PACT BC Ratio | 0 | 0 | 0 | 0 | 0 | 0 | 0 | 0 | 0 | 0 | 0 | 0 | 0 | 0 | 0 | 0 | 0 | 0 | 0 | 0 | 0 | 0 | 0 | 0 | 0 | 0 | 0 | 0 | 0 | 0 | 0 | 0 | 0
F3_Commercial_Miscellaneous_Existing_Food Preparation_Natural Gas_Broiler_E5 | F3 | Commercial | Miscellaneous | Existing | Food Preparation | Natural Gas | Broiler | E5 | PACT BC Ratio | 0 | 0 | 0 | 0 | 0 | 0 | 0 | 0 | 0 | 0 | 0 | 0 | 0 | 0 | 0 | 0 | 0 | 0 | 0 | 0 | 0 | 0 | 0 | 0 | 0 | 0 | 0 | 0 | 0 | 0 | 0 | 0 | 0
F3_Commercial_Miscellaneous_Existing_Food Preparation_Natural Gas_Broiler_E6 | F3 | Commercial | Miscellaneous | Existing | Food Preparation | Natural Gas | Broiler | E6 | PACT BC Ratio | 0 | 0 | 0 | 0 | 0 | 0 | 0 | 0 | 0 | 0 | 0 | 0 | 0 | 0 | 0 | 0 | 0 | 0 | 0 | 0 | 0 | 0 | 0 | 0 | 0 | 0 | 0 | 0 | 0 | 0 | 0 | 0 | 0
F3_Commercial_Miscellaneous_Existing_Food Preparation_Natural Gas_Broiler_E7 | F3 | Commercial | Miscellaneous | Existing | Food Preparation | Natural Gas | Broiler | E7 | PACT BC Ratio | 0 | 0 | 0 | 0 | 0 | 0 | 0 | 0 | 0 | 0 | 0 | 0 | 0 | 0 | 0 | 0 | 0 | 0 | 0 | 0 | 0 | 0 | 0 | 0 | 0 | 0 | 0 | 0 | 0 | 0 | 0 | 0 | 0
F3_Commercial_Miscellaneous_Existing_Food Preparation_Natural Gas_Broiler_E8 | F3 | Commercial | Miscellaneous | Existing | Food Preparation | Natural Gas | Broiler | E8 | PACT BC Ratio | 0 | 0 | 0 | 0 | 0 | 0 | 0 | 0 | 0 | 0 | 0 | 0 | 0 | 0 | 0 | 0 | 0 | 0 | 0 | 0 | 0 | 0 | 0 | 0 | 0 | 0 | 0 | 0 | 0 | 0 | 0 | 0 | 0
F3_Commercial_Miscellaneous_Existing_Food Preparation_Natural Gas_Broiler_E9 | F3 | Commercial | Miscellaneous | Existing | Food Preparation | Natural Gas | Broiler | E9 | PACT BC Ratio | 0 | 0 | 0 | 0 | 0 | 0 | 0 | 0 | 0 | 0 | 0 | 0 | 0 | 0 | 0 | 0 | 0 | 0 | 0 | 0 | 0 | 0 | 0 | 0 | 0 | 0 | 0 | 0 | 0 | 0 | 0 | 0 | 0
F3_Commercial_Miscellaneous_Existing_Food Preparation_Natural Gas_Broiler_E10 | F3 | Commercial | Miscellaneous | Existing | Food Preparation | Natural Gas | Broiler | E10 | PACT BC Ratio | 0 | 0 | 0 | 0 | 0 | 0 | 0 | 0 | 0 | 0 | 0 | 0 | 0 | 0 | 0 | 0 | 0 | 0 | 0 | 0 | 0 | 0 | 0 | 0 | 0 | 0 | 0 | 0 | 0 | 0 | 0 | 0 | 0
F4_Commercial_Miscellaneous_Existing_Food Preparation_Natural Gas_Broiler_E1 | F4 | Commercial | Miscellaneous | Existing | Food Preparation | Natural Gas | Broiler | E1 | RVT BC Ratio | bar: 2019 to 2051
F4_Commercial_Miscellaneous_Existing_Food Preparation_Natural Gas_Broiler_E2 | F4 | Commercial | Miscellaneous | Existing | Food Preparation | Natural Gas | Broiler | E2 | RVT BC Ratio | 4.6564 | 4.6614 | 4.6831 | 4.6629 | 4.6526 | 4.6684 | 4.7062 | 4.7369 | 4.7744 | 4.8106 | 4.8472 | 4.8817 | 4.9184 | 4.9565 | 4.9934 | 5.0311 | 5.0691 | 5.11 | 5.1524 | 5.1962 | 5.2382 | 5.2804 | 5.3182 | 5.3561 | 5.3889 | 5.4173 | 5.4431 | 5.4654 | 5.4828 | 5.4971 | 5.5049 | 5.5101 | 5.5101
F4_Commercial_Miscellaneous_Existing_Food Preparation_Natural Gas_Broiler_E3 | F4 | Commercial | Miscellaneous | Existing | Food Preparation | Natural Gas | Broiler | E3 | RVT BC Ratio | 0 | 0 | 0 | 0 | 0 | 0 | 0 | 0 | 0 | 0 | 0 | 0 | 0 | 0 | 0 | 0 | 0 | 0 | 0 | 0 | 0 | 0 | 0 | 0 | 0 | 0 | 0 | 0 | 0 | 0 | 0 | 0 | 0
F4_Commercial_Miscellaneous_Existing_Food Preparation_Natural Gas_Broiler_E4 | F4 | Commercial | Miscellaneous | Existing | Food Preparation | Natural Gas | Broiler | E4 | RVT BC Ratio | 0 | 0 | 0 | 0 | 0 | 0 | 0 | 0 | 0 | 0 | 0 | 0 | 0 | 0 | 0 | 0 | 0 | 0 | 0 | 0 | 0 | 0 | 0 | 0 | 0 | 0 | 0 | 0 | 0 | 0 | 0 | 0 | 0
F4_Commercial_Miscellaneous_Existing_Food Preparation_Natural Gas_Broiler_E5 | F4 | Commercial | Miscellaneous | Existing | Food Preparation | Natural Gas | Broiler | E5 | RVT BC Ratio | 0 | 0 | 0 | 0 | 0 | 0 | 0 | 0 | 0 | 0 | 0 | 0 | 0 | 0 | 0 | 0 | 0 | 0 | 0 | 0 | 0 | 0 | 0 | 0 | 0 | 0 | 0 | 0 | 0 | 0 | 0 | 0 | 0
F4_Commercial_Miscellaneous_Existing_Food Preparation_Natural Gas_Broiler_E6 | F4 | Commercial | Miscellaneous | Existing | Food Preparation | Natural Gas | Broiler | E6 | RVT BC Ratio | 0 | 0 | 0 | 0 | 0 | 0 | 0 | 0 | 0 | 0 | 0 | 0 | 0 | 0 | 0 | 0 | 0 | 0 | 0 | 0 | 0 | 0 | 0 | 0 | 0 | 0 | 0 | 0 | 0 | 0 | 0 | 0 | 0
F4_Commercial_Miscellaneous_Existing_Food Preparation_Natural Gas_Broiler_E7 | F4 | Commercial | Miscellaneous | Existing | Food Preparation | Natural Gas | Broiler | E7 | RVT BC Ratio | 0 | 0 | 0 | 0 | 0 | 0 | 0 | 0 | 0 | 0 | 0 | 0 | 0 | 0 | 0 | 0 | 0 | 0 | 0 | 0 | 0 | 0 | 0 | 0 | 0 | 0 | 0 | 0 | 0 | 0 | 0 | 0 | 0
F4_Commercial_Miscellaneous_Existing_Food Preparation_Natural Gas_Broiler_E8 | F4 | Commercial | Miscellaneous | Existing | Food Preparation | Natural Gas | Broiler | E8 | RVT BC Ratio | 0 | 0 | 0 | 0 | 0 | 0 | 0 | 0 | 0 | 0 | 0 | 0 | 0 | 0 | 0 | 0 | 0 | 0 | 0 | 0 | 0 | 0 | 0 | 0 | 0 | 0 | 0 | 0 | 0 | 0 | 0 | 0 | 0
F4_Commercial_Miscellaneous_Existing_Food Preparation_Natural Gas_Broiler_E9 | F4 | Commercial | Miscellaneous | Existing | Food Preparation | Natural Gas | Broiler | E9 | RVT BC Ratio | 0 | 0 | 0 | 0 | 0 | 0 | 0 | 0 | 0 | 0 | 0 | 0 | 0 | 0 | 0 | 0 | 0 | 0 | 0 | 0 | 0 | 0 | 0 | 0 | 0 | 0 | 0 | 0 | 0 | 0 | 0 | 0 | 0
F4_Commercial_Miscellaneous_Existing_Food Preparation_Natural Gas_Broiler_E10 | F4 | Commercial | Miscellaneous | Existing | Food Preparation | Natural Gas | Broiler | E10 | RVT BC Ratio | 0 | 0 | 0 | 0 | 0 | 0 | 0 | 0 | 0 | 0 | 0 | 0 | 0 | 0 | 0 | 0 | 0 | 0 | 0 | 0 | 0 | 0 | 0 | 0 | 0 | 0 | 0 | 0 | 0 | 0 | 0 | 0 | 0
F5_Commercial_Miscellaneous_Existing_Food Preparation_Natural Gas_Broiler_E1 | F5 | Commercial | Miscellaneous | Existing | Food Preparation | Natural Gas | Broiler | E1 | RIM BC Ratio | bar: 2019 to 2051
F5_Commercial_Miscellaneous_Existing_Food Preparation_Natural Gas_Broiler_E2 | F5 | Commercial | Miscellaneous | Existing | Food Preparation | Natural Gas | Broiler | E2 | RIM BC Ratio | 0.67999 | 0.68015 | 0.68084 | 0.6802 | 0.67987 | 0.68037 | 0.68156 | 0.68252 | 0.68367 | 0.68475 | 0.68584 | 0.68685 | 0.68791 | 0.689 | 0.69003 | 0.69107 | 0.69211 | 0.69321 | 0.69433 | 0.69547 | 0.69654 | 0.69761 | 0.69854 | 0.69947 | 0.70027 | 0.70095 | 0.70156 | 0.70208 | 0.70249 | 0.70282 | 0.703 | 0.70312 | 0.70312
F5_Commercial_Miscellaneous_Existing_Food Preparation_Natural Gas_Broiler_E3 | F5 | Commercial | Miscellaneous | Existing | Food Preparation | Natural Gas | Broiler | E3 | RIM BC Ratio | 0 | 0 | 0 | 0 | 0 | 0 | 0 | 0 | 0 | 0 | 0 | 0 | 0 | 0 | 0 | 0 | 0 | 0 | 0 | 0 | 0 | 0 | 0 | 0 | 0 | 0 | 0 | 0 | 0 | 0 | 0 | 0 | 0
F5_Commercial_Miscellaneous_Existing_Food Preparation_Natural Gas_Broiler_E4 | F5 | Commercial | Miscellaneous | Existing | Food Preparation | Natural Gas | Broiler | E4 | RIM BC Ratio | 0 | 0 | 0 | 0 | 0 | 0 | 0 | 0 | 0 | 0 | 0 | 0 | 0 | 0 | 0 | 0 | 0 | 0 | 0 | 0 | 0 | 0 | 0 | 0 | 0 | 0 | 0 | 0 | 0 | 0 | 0 | 0 | 0
F5_Commercial_Miscellaneous_Existing_Food Preparation_Natural Gas_Broiler_E5 | F5 | Commercial | Miscellaneous | Existing | Food Preparation | Natural Gas | Broiler | E5 | RIM BC Ratio | 0 | 0 | 0 | 0 | 0 | 0 | 0 | 0 | 0 | 0 | 0 | 0 | 0 | 0 | 0 | 0 | 0 | 0 | 0 | 0 | 0 | 0 | 0 | 0 | 0 | 0 | 0 | 0 | 0 | 0 | 0 | 0 | 0
F5_Commercial_Miscellaneous_Existing_Food Preparation_Natural Gas_Broiler_E6 | F5 | Commercial | Miscellaneous | Existing | Food Preparation | Natural Gas | Broiler | E6 | RIM BC Ratio | 0 | 0 | 0 | 0 | 0 | 0 | 0 | 0 | 0 | 0 | 0 | 0 | 0 | 0 | 0 | 0 | 0 | 0 | 0 | 0 | 0 | 0 | 0 | 0 | 0 | 0 | 0 | 0 | 0 | 0 | 0 | 0 | 0
F5_Commercial_Miscellaneous_Existing_Food Preparation_Natural Gas_Broiler_E7 | F5 | Commercial | Miscellaneous | Existing | Food Preparation | Natural Gas | Broiler | E7 | RIM BC Ratio | 0 | 0 | 0 | 0 | 0 | 0 | 0 | 0 | 0 | 0 | 0 | 0 | 0 | 0 | 0 | 0 | 0 | 0 | 0 | 0 | 0 | 0 | 0 | 0 | 0 | 0 | 0 | 0 | 0 | 0 | 0 | 0 | 0
F5_Commercial_Miscellaneous_Existing_Food Preparation_Natural Gas_Broiler_E8 | F5 | Commercial | Miscellaneous | Existing | Food Preparation | Natural Gas | Broiler | E8 | RIM BC Ratio | 0 | 0 | 0 | 0 | 0 | 0 | 0 | 0 | 0 | 0 | 0 | 0 | 0 | 0 | 0 | 0 | 0 | 0 | 0 | 0 | 0 | 0 | 0 | 0 | 0 | 0 | 0 | 0 | 0 | 0 | 0 | 0 | 0
F5_Commercial_Miscellaneous_Existing_Food Preparation_Natural Gas_Broiler_E9 | F5 | Commercial | Miscellaneous | Existing | Food Preparation | Natural Gas | Broiler | E9 | RIM BC Ratio | 0 | 0 | 0 | 0 | 0 | 0 | 0 | 0 | 0 | 0 | 0 | 0 | 0 | 0 | 0 | 0 | 0 | 0 | 0 | 0 | 0 | 0 | 0 | 0 | 0 | 0 | 0 | 0 | 0 | 0 | 0 | 0 | 0
F5_Commercial_Miscellaneous_Existing_Food Preparation_Natural Gas_Broiler_E10 | F5 | Commercial | Miscellaneous | Existing | Food Preparation | Natural Gas | Broiler | E10 | RIM BC Ratio | 0 | 0 | 0 | 0 | 0 | 0 | 0 | 0 | 0 | 0 | 0 | 0 | 0 | 0 | 0 | 0 | 0 | 0 | 0 | 0 | 0 | 0 | 0 | 0 | 0 | 0 | 0 | 0 | 0 | 0 | 0 | 0 | 0
F0_Commercial_Miscellaneous_Existing_Food Preparation_Natural Gas_Griddle_E0 | F0 | Commercial | Miscellaneous | Existing | Food Preparation | Natural Gas | Griddle | E0 | Economic Unit | ENERGY STAR | ENERGY STAR | ENERGY STAR | ENERGY STAR | ENERGY STAR | ENERGY STAR | ENERGY STAR | ENERGY STAR | ENERGY STAR | ENERGY STAR | ENERGY STAR | ENERGY STAR | ENERGY STAR | ENERGY STAR | ENERGY STAR | ENERGY STAR | ENERGY STAR | ENERGY STAR | ENERGY STAR | ENERGY STAR | ENERGY STAR | ENERGY STAR | ENERGY STAR | ENERGY STAR | ENERGY STAR | ENERGY STAR | ENERGY STAR | ENERGY STAR | ENERGY STAR | ENERGY STAR | ENERGY STAR | ENERGY STAR | ENERGY STAR
F1_Commercial_Miscellaneous_Existing_Food Preparation_Natural Gas_Griddle_E1 | F1 | Commercial | Miscellaneous | Existing | Food Preparation | Natural Gas | Griddle | E1 | CCE | 0 | 0 | 0 | 0 | 0 | 0 | 0 | 0 | 0 | 0 | 0 | 0 | 0 | 0 | 0 | 0 | 0 | 0 | 0 | 0 | 0 | 0 | 0 | 0 | 0 | 0 | 0 | 0 | 0 | 0 | 0 | 0 | 0
F1_Commercial_Miscellaneous_Existing_Food Preparation_Natural Gas_Griddle_E2 | F1 | Commercial | Miscellaneous | Existing | Food Preparation | Natural Gas | Griddle | E2 | CCE | 0.29693 | 0.30743 | 0.27597 | 0 | 0 | 0 | 0 | 0 | 0 | 0 | 0 | 0 | 0 | 0 | 0 | 0 | 0 | 0 | 0 | 0 | 0 | 0 | 0 | 0 | 0 | 0 | 0 | 0 | 0 | 0 | 0 | 0 | 0
F1_Commercial_Miscellaneous_Existing_Food Preparation_Natural Gas_Griddle_E3 | F1 | Commercial | Miscellaneous | Existing | Food Preparation | Natural Gas | Griddle | E3 | CCE | 0 | 0 | 0 | 0 | 0 | 0 | 0 | 0 | 0 | 0 | 0 | 0 | 0 | 0 | 0 | 0 | 0 | 0 | 0 | 0 | 0 | 0 | 0 | 0 | 0 | 0 | 0 | 0 | 0 | 0 | 0 | 0 | 0
F1_Commercial_Miscellaneous_Existing_Food Preparation_Natural Gas_Griddle_E4 | F1 | Commercial | Miscellaneous | Existing | Food Preparation | Natural Gas | Griddle | E4 | CCE | 0 | 0 | 0 | 0 | 0 | 0 | 0 | 0 | 0 | 0 | 0 | 0 | 0 | 0 | 0 | 0 | 0 | 0 | 0 | 0 | 0 | 0 | 0 | 0 | 0 | 0 | 0 | 0 | 0 | 0 | 0 | 0 | 0
F1_Commercial_Miscellaneous_Existing_Food Preparation_Natural Gas_Griddle_E5 | F1 | Commercial | Miscellaneous | Existing | Food Preparation | Natural Gas | Griddle | E5 | CCE | 0 | 0 | 0 | 0 | 0 | 0 | 0 | 0 | 0 | 0 | 0 | 0 | 0 | 0 | 0 | 0 | 0 | 0 | 0 | 0 | 0 | 0 | 0 | 0 | 0 | 0 | 0 | 0 | 0 | 0 | 0 | 0 | 0
F1_Commercial_Miscellaneous_Existing_Food Preparation_Natural Gas_Griddle_E6 | F1 | Commercial | Miscellaneous | Existing | Food Preparation | Natural Gas | Griddle | E6 | CCE | 0 | 0 | 0 | 0 | 0 | 0 | 0 | 0 | 0 | 0 | 0 | 0 | 0 | 0 | 0 | 0 | 0 | 0 | 0 | 0 | 0 | 0 | 0 | 0 | 0 | 0 | 0 | 0 | 0 | 0 | 0 | 0 | 0
F1_Commercial_Miscellaneous_Existing_Food Preparation_Natural Gas_Griddle_E7 | F1 | Commercial | Miscellaneous | Existing | Food Preparation | Natural Gas | Griddle | E7 | CCE | 0 | 0 | 0 | 0 | 0 | 0 | 0 | 0 | 0 | 0 | 0 | 0 | 0 | 0 | 0 | 0 | 0 | 0 | 0 | 0 | 0 | 0 | 0 | 0 | 0 | 0 | 0 | 0 | 0 | 0 | 0 | 0 | 0
F1_Commercial_Miscellaneous_Existing_Food Preparation_Natural Gas_Griddle_E8 | F1 | Commercial | Miscellaneous | Existing | Food Preparation | Natural Gas | Griddle | E8 | CCE | 0 | 0 | 0 | 0 | 0 | 0 | 0 | 0 | 0 | 0 | 0 | 0 | 0 | 0 | 0 | 0 | 0 | 0 | 0 | 0 | 0 | 0 | 0 | 0 | 0 | 0 | 0 | 0 | 0 | 0 | 0 | 0 | 0
F1_Commercial_Miscellaneous_Existing_Food Preparation_Natural Gas_Griddle_E9 | F1 | Commercial | Miscellaneous | Existing | Food Preparation | Natural Gas | Griddle | E9 | CCE | 0 | 0 | 0 | 0 | 0 | 0 | 0 | 0 | 0 | 0 | 0 | 0 | 0 | 0 | 0 | 0 | 0 | 0 | 0 | 0 | 0 | 0 | 0 | 0 | 0 | 0 | 0 | 0 | 0 | 0 | 0 | 0 | 0
F1_Commercial_Miscellaneous_Existing_Food Preparation_Natural Gas_Griddle_E10 | F1 | Commercial | Miscellaneous | Existing | Food Preparation | Natural Gas | Griddle | E10 | CCE | 0 | 0 | 0 | 0 | 0 | 0 | 0 | 0 | 0 | 0 | 0 | 0 | 0 | 0 | 0 | 0 | 0 | 0 | 0 | 0 | 0 | 0 | 0 | 0 | 0 | 0 | 0 | 0 | 0 | 0 | 0 | 0 | 0
F2_Commercial_Miscellaneous_Existing_Food Preparation_Natural Gas_Griddle_E1 | F2 | Commercial | Miscellaneous | Existing | Food Preparation | Natural Gas | Griddle | E1 | TRC BC Ratio | 1 | 1 | 1 | 0 | 0 | 0 | 0 | 0 | 0 | 0 | 0 | 0 | 0 | 0 | 0 | 0 | 0 | 0 | 0 | 0 | 0 | 0 | 0 | 0 | 0 | 0 | 0 | 0 | 0 | 0 | 0 | 0 | 0
F2_Commercial_Miscellaneous_Existing_Food Preparation_Natural Gas_Griddle_E2 | F2 | Commercial | Miscellaneous | Existing | Food Preparation | Natural Gas | Griddle | E2 | TRC BC Ratio | 5.5437 | 5.5508 | 5.5811 | 1 | 1 | 1 | 1 | 1 | 1 | 1 | 1 | 1 | 1 | 1 | 1 | 1 | 1 | 1 | 1 | 1 | 1 | 1 | 1 | 1 | 1 | 1 | 1 | 1 | 1 | 1 | 1 | 1 | 1
F2_Commercial_Miscellaneous_Existing_Food Preparation_Natural Gas_Griddle_E3 | F2 | Commercial | Miscellaneous | Existing | Food Preparation | Natural Gas | Griddle | E3 | TRC BC Ratio | 0 | 0 | 0 | 0 | 0 | 0 | 0 | 0 | 0 | 0 | 0 | 0 | 0 | 0 | 0 | 0 | 0 | 0 | 0 | 0 | 0 | 0 | 0 | 0 | 0 | 0 | 0 | 0 | 0 | 0 | 0 | 0 | 0
F2_Commercial_Miscellaneous_Existing_Food Preparation_Natural Gas_Griddle_E4 | F2 | Commercial | Miscellaneous | Existing | Food Preparation | Natural Gas | Griddle | E4 | TRC BC Ratio | 0 | 0 | 0 | 0 | 0 | 0 | 0 | 0 | 0 | 0 | 0 | 0 | 0 | 0 | 0 | 0 | 0 | 0 | 0 | 0 | 0 | 0 | 0 | 0 | 0 | 0 | 0 | 0 | 0 | 0 | 0 | 0 | 0
F2_Commercial_Miscellaneous_Existing_Food Preparation_Natural Gas_Griddle_E5 | F2 | Commercial | Miscellaneous | Existing | Food Preparation | Natural Gas | Griddle | E5 | TRC BC Ratio | 0 | 0 | 0 | 0 | 0 | 0 | 0 | 0 | 0 | 0 | 0 | 0 | 0 | 0 | 0 | 0 | 0 | 0 | 0 | 0 | 0 | 0 | 0 | 0 | 0 | 0 | 0 | 0 | 0 | 0 | 0 | 0 | 0
F2_Commercial_Miscellaneous_Existing_Food Preparation_Natural Gas_Griddle_E6 | F2 | Commercial | Miscellaneous | Existing | Food Preparation | Natural Gas | Griddle | E6 | TRC BC Ratio | 0 | 0 | 0 | 0 | 0 | 0 | 0 | 0 | 0 | 0 | 0 | 0 | 0 | 0 | 0 | 0 | 0 | 0 | 0 | 0 | 0 | 0 | 0 | 0 | 0 | 0 | 0 | 0 | 0 | 0 | 0 | 0 | 0
F2_Commercial_Miscellaneous_Existing_Food Preparation_Natural Gas_Griddle_E7 | F2 | Commercial | Miscellaneous | Existing | Food Preparation | Natural Gas | Griddle | E7 | TRC BC Ratio | 0 | 0 | 0 | 0 | 0 | 0 | 0 | 0 | 0 | 0 | 0 | 0 | 0 | 0 | 0 | 0 | 0 | 0 | 0 | 0 | 0 | 0 | 0 | 0 | 0 | 0 | 0 | 0 | 0 | 0 | 0 | 0 | 0
F2_Commercial_Miscellaneous_Existing_Food Preparation_Natural Gas_Griddle_E8 | F2 | Commercial | Miscellaneous | Existing | Food Preparation | Natural Gas | Griddle | E8 | TRC BC Ratio | 0 | 0 | 0 | 0 | 0 | 0 | 0 | 0 | 0 | 0 | 0 | 0 | 0 | 0 | 0 | 0 | 0 | 0 | 0 | 0 | 0 | 0 | 0 | 0 | 0 | 0 | 0 | 0 | 0 | 0 | 0 | 0 | 0
F2_Commercial_Miscellaneous_Existing_Food Preparation_Natural Gas_Griddle_E9 | F2 | Commercial | Miscellaneous | Existing | Food Preparation | Natural Gas | Griddle | E9 | TRC BC Ratio | 0 | 0 | 0 | 0 | 0 | 0 | 0 | 0 | 0 | 0 | 0 | 0 | 0 | 0 | 0 | 0 | 0 | 0 | 0 | 0 | 0 | 0 | 0 | 0 | 0 | 0 | 0 | 0 | 0 | 0 | 0 | 0 | 0
F2_Commercial_Miscellaneous_Existing_Food Preparation_Natural Gas_Griddle_E10 | F2 | Commercial | Miscellaneous | Existing | Food Preparation | Natural Gas | Griddle | E10 | TRC BC Ratio | 0 | 0 | 0 | 0 | 0 | 0 | 0 | 0 | 0 | 0 | 0 | 0 | 0 | 0 | 0 | 0 | 0 | 0 | 0 | 0 | 0 | 0 | 0 | 0 | 0 | 0 | 0 | 0 | 0 | 0 | 0 | 0 | 0
F3_Commercial_Miscellaneous_Existing_Food Preparation_Natural Gas_Griddle_E1 | F3 | Commercial | Miscellaneous | Existing | Food Preparation | Natural Gas | Griddle | E1 | PACT BC Ratio | 1 | 1 | 1 | 0 | 0 | 0 | 0 | 0 | 0 | 0 | 0 | 0 | 0 | 0 | 0 | 0 | 0 | 0 | 0 | 0 | 0 | 0 | 0 | 0 | 0 | 0 | 0 | 0 | 0 | 0 | 0 | 0 | 0
F3_Commercial_Miscellaneous_Existing_Food Preparation_Natural Gas_Griddle_E2 | F3 | Commercial | Miscellaneous | Existing | Food Preparation | Natural Gas | Griddle | E2 | PACT BC Ratio | 7.3916 | 7.4011 | 7.4415 | 1 | 1 | 1 | 1 | 1 | 1 | 1 | 1 | 1 | 1 | 1 | 1 | 1 | 1 | 1 | 1 | 1 | 1 | 1 | 1 | 1 | 1 | 1 | 1 | 1 | 1 | 1 | 1 | 1 | 1
F3_Commercial_Miscellaneous_Existing_Food Preparation_Natural Gas_Griddle_E3 | F3 | Commercial | Miscellaneous | Existing | Food Preparation | Natural Gas | Griddle | E3 | PACT BC Ratio | 0 | 0 | 0 | 0 | 0 | 0 | 0 | 0 | 0 | 0 | 0 | 0 | 0 | 0 | 0 | 0 | 0 | 0 | 0 | 0 | 0 | 0 | 0 | 0 | 0 | 0 | 0 | 0 | 0 | 0 | 0 | 0 | 0
F3_Commercial_Miscellaneous_Existing_Food Preparation_Natural Gas_Griddle_E4 | F3 | Commercial | Miscellaneous | Existing | Food Preparation | Natural Gas | Griddle | E4 | PACT BC Ratio | 0 | 0 | 0 | 0 | 0 | 0 | 0 | 0 | 0 | 0 | 0 | 0 | 0 | 0 | 0 | 0 | 0 | 0 | 0 | 0 | 0 | 0 | 0 | 0 | 0 | 0 | 0 | 0 | 0 | 0 | 0 | 0 | 0
F3_Commercial_Miscellaneous_Existing_Food Preparation_Natural Gas_Griddle_E5 | F3 | Commercial | Miscellaneous | Existing | Food Preparation | Natural Gas | Griddle | E5 | PACT BC Ratio | 0 | 0 | 0 | 0 | 0 | 0 | 0 | 0 | 0 | 0 | 0 | 0 | 0 | 0 | 0 | 0 | 0 | 0 | 0 | 0 | 0 | 0 | 0 | 0 | 0 | 0 | 0 | 0 | 0 | 0 | 0 | 0 | 0
F3_Commercial_Miscellaneous_Existing_Food Preparation_Natural Gas_Griddle_E6 | F3 | Commercial | Miscellaneous | Existing | Food Preparation | Natural Gas | Griddle | E6 | PACT BC Ratio | 0 | 0 | 0 | 0 | 0 | 0 | 0 | 0 | 0 | 0 | 0 | 0 | 0 | 0 | 0 | 0 | 0 | 0 | 0 | 0 | 0 | 0 | 0 | 0 | 0 | 0 | 0 | 0 | 0 | 0 | 0 | 0 | 0
F3_Commercial_Miscellaneous_Existing_Food Preparation_Natural Gas_Griddle_E7 | F3 | Commercial | Miscellaneous | Existing | Food Preparation | Natural Gas | Griddle | E7 | PACT BC Ratio | 0 | 0 | 0 | 0 | 0 | 0 | 0 | 0 | 0 | 0 | 0 | 0 | 0 | 0 | 0 | 0 | 0 | 0 | 0 | 0 | 0 | 0 | 0 | 0 | 0 | 0 | 0 | 0 | 0 | 0 | 0 | 0 | 0
F3_Commercial_Miscellaneous_Existing_Food Preparation_Natural Gas_Griddle_E8 | F3 | Commercial | Miscellaneous | Existing | Food Preparation | Natural Gas | Griddle | E8 | PACT BC Ratio | 0 | 0 | 0 | 0 | 0 | 0 | 0 | 0 | 0 | 0 | 0 | 0 | 0 | 0 | 0 | 0 | 0 | 0 | 0 | 0 | 0 | 0 | 0 | 0 | 0 | 0 | 0 | 0 | 0 | 0 | 0 | 0 | 0
F3_Commercial_Miscellaneous_Existing_Food Preparation_Natural Gas_Griddle_E9 | F3 | Commercial | Miscellaneous | Existing | Food Preparation | Natural Gas | Griddle | E9 | PACT BC Ratio | 0 | 0 | 0 | 0 | 0 | 0 | 0 | 0 | 0 | 0 | 0 | 0 | 0 | 0 | 0 | 0 | 0 | 0 | 0 | 0 | 0 | 0 | 0 | 0 | 0 | 0 | 0 | 0 | 0 | 0 | 0 | 0 | 0
F3_Commercial_Miscellaneous_Existing_Food Preparation_Natural Gas_Griddle_E10 | F3 | Commercial | Miscellaneous | Existing | Food Preparation | Natural Gas | Griddle | E10 | PACT BC Ratio | 0 | 0 | 0 | 0 | 0 | 0 | 0 | 0 | 0 | 0 | 0 | 0 | 0 | 0 | 0 | 0 | 0 | 0 | 0 | 0 | 0 | 0 | 0 | 0 | 0 | 0 | 0 | 0 | 0 | 0 | 0 | 0 | 0
F4_Commercial_Miscellaneous_Existing_Food Preparation_Natural Gas_Griddle_E1 | F4 | Commercial | Miscellaneous | Existing | Food Preparation | Natural Gas | Griddle | E1 | RVT BC Ratio | 1 | 1 | 1 | 0 | 0 | 0 | 0 | 0 | 0 | 0 | 0 | 0 | 0 | 0 | 0 | 0 | 0 | 0 | 0 | 0 | 0 | 0 | 0 | 0 | 0 | 0 | 0 | 0 | 0 | 0 | 0 | 0 | 0
F4_Commercial_Miscellaneous_Existing_Food Preparation_Natural Gas_Griddle_E2 | F4 | Commercial | Miscellaneous | Existing | Food Preparation | Natural Gas | Griddle | E2 | RVT BC Ratio | 8.6701 | 8.6803 | 8.7239 | 1 | 1 | 1 | 1 | 1 | 1 | 1 | 1 | 1 | 1 | 1 | 1 | 1 | 1 | 1 | 1 | 1 | 1 | 1 | 1 | 1 | 1 | 1 | 1 | 1 | 1 | 1 | 1 | 1 | 1
F4_Commercial_Miscellaneous_Existing_Food Preparation_Natural Gas_Griddle_E3 | F4 | Commercial | Miscellaneous | Existing | Food Preparation | Natural Gas | Griddle | E3 | RVT BC Ratio | 0 | 0 | 0 | 0 | 0 | 0 | 0 | 0 | 0 | 0 | 0 | 0 | 0 | 0 | 0 | 0 | 0 | 0 | 0 | 0 | 0 | 0 | 0 | 0 | 0 | 0 | 0 | 0 | 0 | 0 | 0 | 0 | 0
F4_Commercial_Miscellaneous_Existing_Food Preparation_Natural Gas_Griddle_E4 | F4 | Commercial | Miscellaneous | Existing | Food Preparation | Natural Gas | Griddle | E4 | RVT BC Ratio | 0 | 0 | 0 | 0 | 0 | 0 | 0 | 0 | 0 | 0 | 0 | 0 | 0 | 0 | 0 | 0 | 0 | 0 | 0 | 0 | 0 | 0 | 0 | 0 | 0 | 0 | 0 | 0 | 0 | 0 | 0 | 0 | 0
F4_Commercial_Miscellaneous_Existing_Food Preparation_Natural Gas_Griddle_E5 | F4 | Commercial | Miscellaneous | Existing | Food Preparation | Natural Gas | Griddle | E5 | RVT BC Ratio | 0 | 0 | 0 | 0 | 0 | 0 | 0 | 0 | 0 | 0 | 0 | 0 | 0 | 0 | 0 | 0 | 0 | 0 | 0 | 0 | 0 | 0 | 0 | 0 | 0 | 0 | 0 | 0 | 0 | 0 | 0 | 0 | 0
F4_Commercial_Miscellaneous_Existing_Food Preparation_Natural Gas_Griddle_E6 | F4 | Commercial | Miscellaneous | Existing | Food Preparation | Natural Gas | Griddle | E6 | RVT BC Ratio | 0 | 0 | 0 | 0 | 0 | 0 | 0 | 0 | 0 | 0 | 0 | 0 | 0 | 0 | 0 | 0 | 0 | 0 | 0 | 0 | 0 | 0 | 0 | 0 | 0 | 0 | 0 | 0 | 0 | 0 | 0 | 0 | 0
F4_Commercial_Miscellaneous_Existing_Food Preparation_Natural Gas_Griddle_E7 | F4 | Commercial | Miscellaneous | Existing | Food Preparation | Natural Gas | Griddle | E7 | RVT BC Ratio | 0 | 0 | 0 | 0 | 0 | 0 | 0 | 0 | 0 | 0 | 0 | 0 | 0 | 0 | 0 | 0 | 0 | 0 | 0 | 0 | 0 | 0 | 0 | 0 | 0 | 0 | 0 | 0 | 0 | 0 | 0 | 0 | 0
F4_Commercial_Miscellaneous_Existing_Food Preparation_Natural Gas_Griddle_E8 | F4 | Commercial | Miscellaneous | Existing | Food Preparation | Natural Gas | Griddle | E8 | RVT BC Ratio | 0 | 0 | 0 | 0 | 0 | 0 | 0 | 0 | 0 | 0 | 0 | 0 | 0 | 0 | 0 | 0 | 0 | 0 | 0 | 0 | 0 | 0 | 0 | 0 | 0 | 0 | 0 | 0 | 0 | 0 | 0 | 0 | 0
F4_Commercial_Miscellaneous_Existing_Food Preparation_Natural Gas_Griddle_E9 | F4 | Commercial | Miscellaneous | Existing | Food Preparation | Natural Gas | Griddle | E9 | RVT BC Ratio | 0 | 0 | 0 | 0 | 0 | 0 | 0 | 0 | 0 | 0 | 0 | 0 | 0 | 0 | 0 | 0 | 0 | 0 | 0 | 0 | 0 | 0 | 0 | 0 | 0 | 0 | 0 | 0 | 0 | 0 | 0 | 0 | 0
F4_Commercial_Miscellaneous_Existing_Food Preparation_Natural Gas_Griddle_E10 | F4 | Commercial | Miscellaneous | Existing | Food Preparation | Natural Gas | Griddle | E10 | RVT BC Ratio | 0 | 0 | 0 | 0 | 0 | 0 | 0 | 0 | 0 | 0 | 0 | 0 | 0 | 0 | 0 | 0 | 0 | 0 | 0 | 0 | 0 | 0 | 0 | 0 | 0 | 0 | 0 | 0 | 0 | 0 | 0 | 0 | 0
F5_Commercial_Miscellaneous_Existing_Food Preparation_Natural Gas_Griddle_E1 | F5 | Commercial | Miscellaneous | Existing | Food Preparation | Natural Gas | Griddle | E1 | RIM BC Ratio | 1 | 1 | 1 | 0 | 0 | 0 | 0 | 0 | 0 | 0 | 0 | 0 | 0 | 0 | 0 | 0 | 0 | 0 | 0 | 0 | 0 | 0 | 0 | 0 | 0 | 0 | 0 | 0 | 0 | 0 | 0 | 0 | 0
F5_Commercial_Miscellaneous_Existing_Food Preparation_Natural Gas_Griddle_E2 | F5 | Commercial | Miscellaneous | Existing | Food Preparation | Natural Gas | Griddle | E2 | RIM BC Ratio | 0.74999 | 0.75009 | 0.7505 | 1 | 1 | 1 | 1 | 1 | 1 | 1 | 1 | 1 | 1 | 1 | 1 | 1 | 1 | 1 | 1 | 1 | 1 | 1 | 1 | 1 | 1 | 1 | 1 | 1 | 1 | 1 | 1 | 1 | 1
F5_Commercial_Miscellaneous_Existing_Food Preparation_Natural Gas_Griddle_E3 | F5 | Commercial | Miscellaneous | Existing | Food Preparation | Natural Gas | Griddle | E3 | RIM BC Ratio | 0 | 0 | 0 | 0 | 0 | 0 | 0 | 0 | 0 | 0 | 0 | 0 | 0 | 0 | 0 | 0 | 0 | 0 | 0 | 0 | 0 | 0 | 0 | 0 | 0 | 0 | 0 | 0 | 0 | 0 | 0 | 0 | 0
F5_Commercial_Miscellaneous_Existing_Food Preparation_Natural Gas_Griddle_E4 | F5 | Commercial | Miscellaneous | Existing | Food Preparation | Natural Gas | Griddle | E4 | RIM BC Ratio | 0 | 0 | 0 | 0 | 0 | 0 | 0 | 0 | 0 | 0 | 0 | 0 | 0 | 0 | 0 | 0 | 0 | 0 | 0 | 0 | 0 | 0 | 0 | 0 | 0 | 0 | 0 | 0 | 0 | 0 | 0 | 0 | 0
F5_Commercial_Miscellaneous_Existing_Food Preparation_Natural Gas_Griddle_E5 | F5 | Commercial | Miscellaneous | Existing | Food Preparation | Natural Gas | Griddle | E5 | RIM BC Ratio | 0 | 0 | 0 | 0 | 0 | 0 | 0 | 0 | 0 | 0 | 0 | 0 | 0 | 0 | 0 | 0 | 0 | 0 | 0 | 0 | 0 | 0 | 0 | 0 | 0 | 0 | 0 | 0 | 0 | 0 | 0 | 0 | 0
F5_Commercial_Miscellaneous_Existing_Food Preparation_Natural Gas_Griddle_E6 | F5 | Commercial | Miscellaneous | Existing | Food Preparation | Natural Gas | Griddle | E6 | RIM BC Ratio | 0 | 0 | 0 | 0 | 0 | 0 | 0 | 0 | 0 | 0 | 0 | 0 | 0 | 0 | 0 | 0 | 0 | 0 | 0 | 0 | 0 | 0 | 0 | 0 | 0 | 0 | 0 | 0 | 0 | 0 | 0 | 0 | 0
F5_Commercial_Miscellaneous_Existing_Food Preparation_Natural Gas_Griddle_E7 | F5 | Commercial | Miscellaneous | Existing | Food Preparation | Natural Gas | Griddle | E7 | RIM BC Ratio | 0 | 0 | 0 | 0 | 0 | 0 | 0 | 0 | 0 | 0 | 0 | 0 | 0 | 0 | 0 | 0 | 0 | 0 | 0 | 0 | 0 | 0 | 0 | 0 | 0 | 0 | 0 | 0 | 0 | 0 | 0 | 0 | 0
F5_Commercial_Miscellaneous_Existing_Food Preparation_Natural Gas_Griddle_E8 | F5 | Commercial | Miscellaneous | Existing | Food Preparation | Natural Gas | Griddle | E8 | RIM BC Ratio | 0 | 0 | 0 | 0 | 0 | 0 | 0 | 0 | 0 | 0 | 0 | 0 | 0 | 0 | 0 | 0 | 0 | 0 | 0 | 0 | 0 | 0 | 0 | 0 | 0 | 0 | 0 | 0 | 0 | 0 | 0 | 0 | 0
F5_Commercial_Miscellaneous_Existing_Food Preparation_Natural Gas_Griddle_E9 | F5 | Commercial | Miscellaneous | Existing | Food Preparation | Natural Gas | Griddle | E9 | RIM BC Ratio | 0 | 0 | 0 | 0 | 0 | 0 | 0 | 0 | 0 | 0 | 0 | 0 | 0 | 0 | 0 | 0 | 0 | 0 | 0 | 0 | 0 | 0 | 0 | 0 | 0 | 0 | 0 | 0 | 0 | 0 | 0 | 0 | 0
F5_Commercial_Miscellaneous_Existing_Food Preparation_Natural Gas_Griddle_E10 | F5 | Commercial | Miscellaneous | Existing | Food Preparation | Natural Gas | Griddle | E10 | RIM BC Ratio | 0 | 0 | 0 | 0 | 0 | 0 | 0 | 0 | 0 | 0 | 0 | 0 | 0 | 0 | 0 | 0 | 0 | 0 | 0 | 0 | 0 | 0 | 0 | 0 | 0 | 0 | 0 | 0 | 0 | 0 | 0 | 0 | 0
F0_Commercial_Miscellaneous_Existing_Food Preparation_Natural Gas_Range_E0 | F0 | Commercial | Miscellaneous | Existing | Food Preparation | Natural Gas | Range | E0 | Economic Unit | High Efficiency | High Efficiency | High Efficiency | High Efficiency | High Efficiency | High Efficiency | High Efficiency | High Efficiency | High Efficiency | High Efficiency | High Efficiency | High Efficiency | High Efficiency | High Efficiency | High Efficiency | High Efficiency | High Efficiency | High Efficiency | High Efficiency | High Efficiency | High Efficiency | High Efficiency | High Efficiency | High Efficiency | High Efficiency | High Efficiency | High Efficiency | High Efficiency | High Efficiency | High Efficiency | High Efficiency | High Efficiency | High Efficiency
F1_Commercial_Miscellaneous_Existing_Food Preparation_Natural Gas_Range_E1 | F1 | Commercial | Miscellaneous | Existing | Food Preparation | Natural Gas | Range | E1 | CCE | 0 | 0 | 0 | 0 | 0 | 0 | 0 | 0 | 0 | 0 | 0 | 0 | 0 | 0 | 0 | 0 | 0 | 0 | 0 | 0 | 0 | 0 | 0 | 0 | 0 | 0 | 0 | 0 | 0 | 0 | 0 | 0 | 0
F1_Commercial_Miscellaneous_Existing_Food Preparation_Natural Gas_Range_E2 | F1 | Commercial | Miscellaneous | Existing | Food Preparation | Natural Gas | Range | E2 | CCE | 0.00050763 | 0.00052557 | 0.00047179 | 0.00048064 | 0.00048064 | 0.00048064 | 0.00048064 | 0.00048064 | 0.00048064 | 0.00048064 | 0.00048064 | 0.00048064 | 0.00048064 | 0.00048064 | 0.00048064 | 0.00048064 | 0.00048064 | 0.00048064 | 0.00048064 | 0.00048064 | 0.00048064 | 0.00048064 | 0.00048064 | 0.00048064 | 0.00048064 | 0.00048064 | 0.00048064 | 0.00048064 | 0.00048064 | 0.00048064 | 0.00048064 | 0.00048064 | 0.00048064
F1_Commercial_Miscellaneous_Existing_Food Preparation_Natural Gas_Range_E3 | F1 | Commercial | Miscellaneous | Existing | Food Preparation | Natural Gas | Range | E3 | CCE | 0 | 0 | 0 | 0 | 0 | 0 | 0 | 0 | 0 | 0 | 0 | 0 | 0 | 0 | 0 | 0 | 0 | 0 | 0 | 0 | 0 | 0 | 0 | 0 | 0 | 0 | 0 | 0 | 0 | 0 | 0 | 0 | 0
F1_Commercial_Miscellaneous_Existing_Food Preparation_Natural Gas_Range_E4 | F1 | Commercial | Miscellaneous | Existing | Food Preparation | Natural Gas | Range | E4 | CCE | 0 | 0 | 0 | 0 | 0 | 0 | 0 | 0 | 0 | 0 | 0 | 0 | 0 | 0 | 0 | 0 | 0 | 0 | 0 | 0 | 0 | 0 | 0 | 0 | 0 | 0 | 0 | 0 | 0 | 0 | 0 | 0 | 0
F1_Commercial_Miscellaneous_Existing_Food Preparation_Natural Gas_Range_E5 | F1 | Commercial | Miscellaneous | Existing | Food Preparation | Natural Gas | Range | E5 | CCE | 0 | 0 | 0 | 0 | 0 | 0 | 0 | 0 | 0 | 0 | 0 | 0 | 0 | 0 | 0 | 0 | 0 | 0 | 0 | 0 | 0 | 0 | 0 | 0 | 0 | 0 | 0 | 0 | 0 | 0 | 0 | 0 | 0
F1_Commercial_Miscellaneous_Existing_Food Preparation_Natural Gas_Range_E6 | F1 | Commercial | Miscellaneous | Existing | Food Preparation | Natural Gas | Range | E6 | CCE | 0 | 0 | 0 | 0 | 0 | 0 | 0 | 0 | 0 | 0 | 0 | 0 | 0 | 0 | 0 | 0 | 0 | 0 | 0 | 0 | 0 | 0 | 0 | 0 | 0 | 0 | 0 | 0 | 0 | 0 | 0 | 0 | 0
F1_Commercial_Miscellaneous_Existing_Food Preparation_Natural Gas_Range_E7 | F1 | Commercial | Miscellaneous | Existing | Food Preparation | Natural Gas | Range | E7 | CCE | 0 | 0 | 0 | 0 | 0 | 0 | 0 | 0 | 0 | 0 | 0 | 0 | 0 | 0 | 0 | 0 | 0 | 0 | 0 | 0 | 0 | 0 | 0 | 0 | 0 | 0 | 0 | 0 | 0 | 0 | 0 | 0 | 0
F1_Commercial_Miscellaneous_Existing_Food Preparation_Natural Gas_Range_E8 | F1 | Commercial | Miscellaneous | Existing | Food Preparation | Natural Gas | Range | E8 | CCE | 0 | 0 | 0 | 0 | 0 | 0 | 0 | 0 | 0 | 0 | 0 | 0 | 0 | 0 | 0 | 0 | 0 | 0 | 0 | 0 | 0 | 0 | 0 | 0 | 0 | 0 | 0 | 0 | 0 | 0 | 0 | 0 | 0
F1_Commercial_Miscellaneous_Existing_Food Preparation_Natural Gas_Range_E9 | F1 | Commercial | Miscellaneous | Existing | Food Preparation | Natural Gas | Range | E9 | CCE | 0 | 0 | 0 | 0 | 0 | 0 | 0 | 0 | 0 | 0 | 0 | 0 | 0 | 0 | 0 | 0 | 0 | 0 | 0 | 0 | 0 | 0 | 0 | 0 | 0 | 0 | 0 | 0 | 0 | 0 | 0 | 0 | 0
F1_Commercial_Miscellaneous_Existing_Food Preparation_Natural Gas_Range_E10 | F1 | Commercial | Miscellaneous | Existing | Food Preparation | Natural Gas | Range | E10 | CCE | 0 | 0 | 0 | 0 | 0 | 0 | 0 | 0 | 0 | 0 | 0 | 0 | 0 | 0 | 0 | 0 | 0 | 0 | 0 | 0 | 0 | 0 | 0 | 0 | 0 | 0 | 0 | 0 | 0 | 0 | 0 | 0 | 0
F2_Commercial_Miscellaneous_Existing_Food Preparation_Natural Gas_Range_E1 | F2 | Commercial | Miscellaneous | Existing | Food Preparation | Natural Gas | Range | E1 | TRC BC Ratio | bar: 2019 to 2051
F2_Commercial_Miscellaneous_Existing_Food Preparation_Natural Gas_Range_E2 | F2 | Commercial | Miscellaneous | Existing | Food Preparation | Natural Gas | Range | E2 | TRC BC Ratio | 3238.1763 | 3237.6638 | 3253.2359 | 3229.2965 | 3214.742 | 3225.333 | 3257.2017 | 3282.3529 | 3313.5879 | 3343.0653 | 3372.7037 | 3399.9187 | 3429.0969 | 3459.5906 | 3488.7267 | 3518.3834 | 3548.5216 | 3581.2716 | 3615.4555 | 3651.453 | 3686.9037 | 3723.9437 | 3758.1113 | 3793.4744 | 3824.7719 | 3851.8132 | 3876.4326 | 3897.6637 | 3914.2981 | 3927.934 | 3935.3605 | 3940.3394 | 3940.3394
F2_Commercial_Miscellaneous_Existing_Food Preparation_Natural Gas_Range_E3 | F2 | Commercial | Miscellaneous | Existing | Food Preparation | Natural Gas | Range | E3 | TRC BC Ratio | 0 | 0 | 0 | 0 | 0 | 0 | 0 | 0 | 0 | 0 | 0 | 0 | 0 | 0 | 0 | 0 | 0 | 0 | 0 | 0 | 0 | 0 | 0 | 0 | 0 | 0 | 0 | 0 | 0 | 0 | 0 | 0 | 0
F2_Commercial_Miscellaneous_Existing_Food Preparation_Natural Gas_Range_E4 | F2 | Commercial | Miscellaneous | Existing | Food Preparation | Natural Gas | Range | E4 | TRC BC Ratio | 0 | 0 | 0 | 0 | 0 | 0 | 0 | 0 | 0 | 0 | 0 | 0 | 0 | 0 | 0 | 0 | 0 | 0 | 0 | 0 | 0 | 0 | 0 | 0 | 0 | 0 | 0 | 0 | 0 | 0 | 0 | 0 | 0
F2_Commercial_Miscellaneous_Existing_Food Preparation_Natural Gas_Range_E5 | F2 | Commercial | Miscellaneous | Existing | Food Preparation | Natural Gas | Range | E5 | TRC BC Ratio | 0 | 0 | 0 | 0 | 0 | 0 | 0 | 0 | 0 | 0 | 0 | 0 | 0 | 0 | 0 | 0 | 0 | 0 | 0 | 0 | 0 | 0 | 0 | 0 | 0 | 0 | 0 | 0 | 0 | 0 | 0 | 0 | 0
F2_Commercial_Miscellaneous_Existing_Food Preparation_Natural Gas_Range_E6 | F2 | Commercial | Miscellaneous | Existing | Food Preparation | Natural Gas | Range | E6 | TRC BC Ratio | 0 | 0 | 0 | 0 | 0 | 0 | 0 | 0 | 0 | 0 | 0 | 0 | 0 | 0 | 0 | 0 | 0 | 0 | 0 | 0 | 0 | 0 | 0 | 0 | 0 | 0 | 0 | 0 | 0 | 0 | 0 | 0 | 0
F2_Commercial_Miscellaneous_Existing_Food Preparation_Natural Gas_Range_E7 | F2 | Commercial | Miscellaneous | Existing | Food Preparation | Natural Gas | Range | E7 | TRC BC Ratio | 0 | 0 | 0 | 0 | 0 | 0 | 0 | 0 | 0 | 0 | 0 | 0 | 0 | 0 | 0 | 0 | 0 | 0 | 0 | 0 | 0 | 0 | 0 | 0 | 0 | 0 | 0 | 0 | 0 | 0 | 0 | 0 | 0
F2_Commercial_Miscellaneous_Existing_Food Preparation_Natural Gas_Range_E8 | F2 | Commercial | Miscellaneous | Existing | Food Preparation | Natural Gas | Range | E8 | TRC BC Ratio | 0 | 0 | 0 | 0 | 0 | 0 | 0 | 0 | 0 | 0 | 0 | 0 | 0 | 0 | 0 | 0 | 0 | 0 | 0 | 0 | 0 | 0 | 0 | 0 | 0 | 0 | 0 | 0 | 0 | 0 | 0 | 0 | 0
F2_Commercial_Miscellaneous_Existing_Food Preparation_Natural Gas_Range_E9 | F2 | Commercial | Miscellaneous | Existing | Food Preparation | Natural Gas | Range | E9 | TRC BC Ratio | 0 | 0 | 0 | 0 | 0 | 0 | 0 | 0 | 0 | 0 | 0 | 0 | 0 | 0 | 0 | 0 | 0 | 0 | 0 | 0 | 0 | 0 | 0 | 0 | 0 | 0 | 0 | 0 | 0 | 0 | 0 | 0 | 0
F2_Commercial_Miscellaneous_Existing_Food Preparation_Natural Gas_Range_E10 | F2 | Commercial | Miscellaneous | Existing | Food Preparation | Natural Gas | Range | E10 | TRC BC Ratio | 0 | 0 | 0 | 0 | 0 | 0 | 0 | 0 | 0 | 0 | 0 | 0 | 0 | 0 | 0 | 0 | 0 | 0 | 0 | 0 | 0 | 0 | 0 | 0 | 0 | 0 | 0 | 0 | 0 | 0 | 0 | 0 | 0
F3_Commercial_Miscellaneous_Existing_Food Preparation_Natural Gas_Range_E1 | F3 | Commercial | Miscellaneous | Existing | Food Preparation | Natural Gas | Range | E1 | PACT BC Ratio | bar: 2019 to 2051
F3_Commercial_Miscellaneous_Existing_Food Preparation_Natural Gas_Range_E2 | F3 | Commercial | Miscellaneous | Existing | Food Preparation | Natural Gas | Range | E2 | PACT BC Ratio | 4317.5684 | 4316.8851 | 4337.6479 | 4305.7287 | 4286.3226 | 4300.444 | 4342.9357 | 4376.4705 | 4418.1173 | 4457.4204 | 4496.9383 | 4533.2249 | 4572.1292 | 4612.7875 | 4651.6356 | 4691.1778 | 4731.3622 | 4775.0288 | 4820.6073 | 4868.604 | 4915.8716 | 4965.2582 | 5010.815 | 5057.9659 | 5099.6959 | 5135.7509 | 5168.5769 | 5196.8849 | 5219.0641 | 5237.2453 | 5247.1473 | 5253.7859 | 5253.7859
F3_Commercial_Miscellaneous_Existing_Food Preparation_Natural Gas_Range_E3 | F3 | Commercial | Miscellaneous | Existing | Food Preparation | Natural Gas | Range | E3 | PACT BC Ratio | 0 | 0 | 0 | 0 | 0 | 0 | 0 | 0 | 0 | 0 | 0 | 0 | 0 | 0 | 0 | 0 | 0 | 0 | 0 | 0 | 0 | 0 | 0 | 0 | 0 | 0 | 0 | 0 | 0 | 0 | 0 | 0 | 0
F3_Commercial_Miscellaneous_Existing_Food Preparation_Natural Gas_Range_E4 | F3 | Commercial | Miscellaneous | Existing | Food Preparation | Natural Gas | Range | E4 | PACT BC Ratio | 0 | 0 | 0 | 0 | 0 | 0 | 0 | 0 | 0 | 0 | 0 | 0 | 0 | 0 | 0 | 0 | 0 | 0 | 0 | 0 | 0 | 0 | 0 | 0 | 0 | 0 | 0 | 0 | 0 | 0 | 0 | 0 | 0
F3_Commercial_Miscellaneous_Existing_Food Preparation_Natural Gas_Range_E5 | F3 | Commercial | Miscellaneous | Existing | Food Preparation | Natural Gas | Range | E5 | PACT BC Ratio | 0 | 0 | 0 | 0 | 0 | 0 | 0 | 0 | 0 | 0 | 0 | 0 | 0 | 0 | 0 | 0 | 0 | 0 | 0 | 0 | 0 | 0 | 0 | 0 | 0 | 0 | 0 | 0 | 0 | 0 | 0 | 0 | 0
F3_Commercial_Miscellaneous_Existing_Food Preparation_Natural Gas_Range_E6 | F3 | Commercial | Miscellaneous | Existing | Food Preparation | Natural Gas | Range | E6 | PACT BC Ratio | 0 | 0 | 0 | 0 | 0 | 0 | 0 | 0 | 0 | 0 | 0 | 0 | 0 | 0 | 0 | 0 | 0 | 0 | 0 | 0 | 0 | 0 | 0 | 0 | 0 | 0 | 0 | 0 | 0 | 0 | 0 | 0 | 0
F3_Commercial_Miscellaneous_Existing_Food Preparation_Natural Gas_Range_E7 | F3 | Commercial | Miscellaneous | Existing | Food Preparation | Natural Gas | Range | E7 | PACT BC Ratio | 0 | 0 | 0 | 0 | 0 | 0 | 0 | 0 | 0 | 0 | 0 | 0 | 0 | 0 | 0 | 0 | 0 | 0 | 0 | 0 | 0 | 0 | 0 | 0 | 0 | 0 | 0 | 0 | 0 | 0 | 0 | 0 | 0
F3_Commercial_Miscellaneous_Existing_Food Preparation_Natural Gas_Range_E8 | F3 | Commercial | Miscellaneous | Existing | Food Preparation | Natural Gas | Range | E8 | PACT BC Ratio | 0 | 0 | 0 | 0 | 0 | 0 | 0 | 0 | 0 | 0 | 0 | 0 | 0 | 0 | 0 | 0 | 0 | 0 | 0 | 0 | 0 | 0 | 0 | 0 | 0 | 0 | 0 | 0 | 0 | 0 | 0 | 0 | 0
F3_Commercial_Miscellaneous_Existing_Food Preparation_Natural Gas_Range_E9 | F3 | Commercial | Miscellaneous | Existing | Food Preparation | Natural Gas | Range | E9 | PACT BC Ratio | 0 | 0 | 0 | 0 | 0 | 0 | 0 | 0 | 0 | 0 | 0 | 0 | 0 | 0 | 0 | 0 | 0 | 0 | 0 | 0 | 0 | 0 | 0 | 0 | 0 | 0 | 0 | 0 | 0 | 0 | 0 | 0 | 0
F3_Commercial_Miscellaneous_Existing_Food Preparation_Natural Gas_Range_E10 | F3 | Commercial | Miscellaneous | Existing | Food Preparation | Natural Gas | Range | E10 | PACT BC Ratio | 0 | 0 | 0 | 0 | 0 | 0 | 0 | 0 | 0 | 0 | 0 | 0 | 0 | 0 | 0 | 0 | 0 | 0 | 0 | 0 | 0 | 0 | 0 | 0 | 0 | 0 | 0 | 0 | 0 | 0 | 0 | 0 | 0
F4_Commercial_Miscellaneous_Existing_Food Preparation_Natural Gas_Range_E1 | F4 | Commercial | Miscellaneous | Existing | Food Preparation | Natural Gas | Range | E1 | RVT BC Ratio | bar: 2019 to 2051
F4_Commercial_Miscellaneous_Existing_Food Preparation_Natural Gas_Range_E2 | F4 | Commercial | Miscellaneous | Existing | Food Preparation | Natural Gas | Range | E2 | RVT BC Ratio | 4656.1553 | 4655.4185 | 4677.8062 | 4643.389 | 4622.4643 | 4637.6907 | 4683.5078 | 4719.667 | 4764.573 | 4806.9519 | 4849.5624 | 4888.6888 | 4930.6377 | 4974.4778 | 5016.3662 | 5059.0029 | 5102.332 | 5149.4159 | 5198.5613 | 5250.3142 | 5301.2809 | 5354.5324 | 5403.6544 | 5454.4953 | 5499.491 | 5538.3676 | 5573.7625 | 5604.2859 | 5628.2008 | 5647.8049 | 5658.4818 | 5665.6399 | 5665.6399
F4_Commercial_Miscellaneous_Existing_Food Preparation_Natural Gas_Range_E3 | F4 | Commercial | Miscellaneous | Existing | Food Preparation | Natural Gas | Range | E3 | RVT BC Ratio | 0 | 0 | 0 | 0 | 0 | 0 | 0 | 0 | 0 | 0 | 0 | 0 | 0 | 0 | 0 | 0 | 0 | 0 | 0 | 0 | 0 | 0 | 0 | 0 | 0 | 0 | 0 | 0 | 0 | 0 | 0 | 0 | 0
F4_Commercial_Miscellaneous_Existing_Food Preparation_Natural Gas_Range_E4 | F4 | Commercial | Miscellaneous | Existing | Food Preparation | Natural Gas | Range | E4 | RVT BC Ratio | 0 | 0 | 0 | 0 | 0 | 0 | 0 | 0 | 0 | 0 | 0 | 0 | 0 | 0 | 0 | 0 | 0 | 0 | 0 | 0 | 0 | 0 | 0 | 0 | 0 | 0 | 0 | 0 | 0 | 0 | 0 | 0 | 0
F4_Commercial_Miscellaneous_Existing_Food Preparation_Natural Gas_Range_E5 | F4 | Commercial | Miscellaneous | Existing | Food Preparation | Natural Gas | Range | E5 | RVT BC Ratio | 0 | 0 | 0 | 0 | 0 | 0 | 0 | 0 | 0 | 0 | 0 | 0 | 0 | 0 | 0 | 0 | 0 | 0 | 0 | 0 | 0 | 0 | 0 | 0 | 0 | 0 | 0 | 0 | 0 | 0 | 0 | 0 | 0
F4_Commercial_Miscellaneous_Existing_Food Preparation_Natural Gas_Range_E6 | F4 | Commercial | Miscellaneous | Existing | Food Preparation | Natural Gas | Range | E6 | RVT BC Ratio | 0 | 0 | 0 | 0 | 0 | 0 | 0 | 0 | 0 | 0 | 0 | 0 | 0 | 0 | 0 | 0 | 0 | 0 | 0 | 0 | 0 | 0 | 0 | 0 | 0 | 0 | 0 | 0 | 0 | 0 | 0 | 0 | 0
F4_Commercial_Miscellaneous_Existing_Food Preparation_Natural Gas_Range_E7 | F4 | Commercial | Miscellaneous | Existing | Food Preparation | Natural Gas | Range | E7 | RVT BC Ratio | 0 | 0 | 0 | 0 | 0 | 0 | 0 | 0 | 0 | 0 | 0 | 0 | 0 | 0 | 0 | 0 | 0 | 0 | 0 | 0 | 0 | 0 | 0 | 0 | 0 | 0 | 0 | 0 | 0 | 0 | 0 | 0 | 0
F4_Commercial_Miscellaneous_Existing_Food Preparation_Natural Gas_Range_E8 | F4 | Commercial | Miscellaneous | Existing | Food Preparation | Natural Gas | Range | E8 | RVT BC Ratio | 0 | 0 | 0 | 0 | 0 | 0 | 0 | 0 | 0 | 0 | 0 | 0 | 0 | 0 | 0 | 0 | 0 | 0 | 0 | 0 | 0 | 0 | 0 | 0 | 0 | 0 | 0 | 0 | 0 | 0 | 0 | 0 | 0
F4_Commercial_Miscellaneous_Existing_Food Preparation_Natural Gas_Range_E9 | F4 | Commercial | Miscellaneous | Existing | Food Preparation | Natural Gas | Range | E9 | RVT BC Ratio | 0 | 0 | 0 | 0 | 0 | 0 | 0 | 0 | 0 | 0 | 0 | 0 | 0 | 0 | 0 | 0 | 0 | 0 | 0 | 0 | 0 | 0 | 0 | 0 | 0 | 0 | 0 | 0 | 0 | 0 | 0 | 0 | 0
F4_Commercial_Miscellaneous_Existing_Food Preparation_Natural Gas_Range_E10 | F4 | Commercial | Miscellaneous | Existing | Food Preparation | Natural Gas | Range | E10 | RVT BC Ratio | 0 | 0 | 0 | 0 | 0 | 0 | 0 | 0 | 0 | 0 | 0 | 0 | 0 | 0 | 0 | 0 | 0 | 0 | 0 | 0 | 0 | 0 | 0 | 0 | 0 | 0 | 0 | 0 | 0 | 0 | 0 | 0 | 0
F5_Commercial_Miscellaneous_Existing_Food Preparation_Natural Gas_Range_E1 | F5 | Commercial | Miscellaneous | Existing | Food Preparation | Natural Gas | Range | E1 | RIM BC Ratio | bar: 2019 to 2051
F5_Commercial_Miscellaneous_Existing_Food Preparation_Natural Gas_Range_E2 | F5 | Commercial | Miscellaneous | Existing | Food Preparation | Natural Gas | Range | E2 | RIM BC Ratio | 0.83452 | 0.83452 | 0.83452 | 0.83452 | 0.83452 | 0.83452 | 0.83452 | 0.83452 | 0.83452 | 0.83452 | 0.83452 | 0.83453 | 0.83453 | 0.83453 | 0.83453 | 0.83453 | 0.83453 | 0.83453 | 0.83453 | 0.83454 | 0.83454 | 0.83454 | 0.83454 | 0.83454 | 0.83454 | 0.83454 | 0.83454 | 0.83455 | 0.83455 | 0.83455 | 0.83455 | 0.83455 | 0.83455
F5_Commercial_Miscellaneous_Existing_Food Preparation_Natural Gas_Range_E3 | F5 | Commercial | Miscellaneous | Existing | Food Preparation | Natural Gas | Range | E3 | RIM BC Ratio | 0 | 0 | 0 | 0 | 0 | 0 | 0 | 0 | 0 | 0 | 0 | 0 | 0 | 0 | 0 | 0 | 0 | 0 | 0 | 0 | 0 | 0 | 0 | 0 | 0 | 0 | 0 | 0 | 0 | 0 | 0 | 0 | 0
F5_Commercial_Miscellaneous_Existing_Food Preparation_Natural Gas_Range_E4 | F5 | Commercial | Miscellaneous | Existing | Food Preparation | Natural Gas | Range | E4 | RIM BC Ratio | 0 | 0 | 0 | 0 | 0 | 0 | 0 | 0 | 0 | 0 | 0 | 0 | 0 | 0 | 0 | 0 | 0 | 0 | 0 | 0 | 0 | 0 | 0 | 0 | 0 | 0 | 0 | 0 | 0 | 0 | 0 | 0 | 0
F5_Commercial_Miscellaneous_Existing_Food Preparation_Natural Gas_Range_E5 | F5 | Commercial | Miscellaneous | Existing | Food Preparation | Natural Gas | Range | E5 | RIM BC Ratio | 0 | 0 | 0 | 0 | 0 | 0 | 0 | 0 | 0 | 0 | 0 | 0 | 0 | 0 | 0 | 0 | 0 | 0 | 0 | 0 | 0 | 0 | 0 | 0 | 0 | 0 | 0 | 0 | 0 | 0 | 0 | 0 | 0
F5_Commercial_Miscellaneous_Existing_Food Preparation_Natural Gas_Range_E6 | F5 | Commercial | Miscellaneous | Existing | Food Preparation | Natural Gas | Range | E6 | RIM BC Ratio | 0 | 0 | 0 | 0 | 0 | 0 | 0 | 0 | 0 | 0 | 0 | 0 | 0 | 0 | 0 | 0 | 0 | 0 | 0 | 0 | 0 | 0 | 0 | 0 | 0 | 0 | 0 | 0 | 0 | 0 | 0 | 0 | 0
F5_Commercial_Miscellaneous_Existing_Food Preparation_Natural Gas_Range_E7 | F5 | Commercial | Miscellaneous | Existing | Food Preparation | Natural Gas | Range | E7 | RIM BC Ratio | 0 | 0 | 0 | 0 | 0 | 0 | 0 | 0 | 0 | 0 | 0 | 0 | 0 | 0 | 0 | 0 | 0 | 0 | 0 | 0 | 0 | 0 | 0 | 0 | 0 | 0 | 0 | 0 | 0 | 0 | 0 | 0 | 0
F5_Commercial_Miscellaneous_Existing_Food Preparation_Natural Gas_Range_E8 | F5 | Commercial | Miscellaneous | Existing | Food Preparation | Natural Gas | Range | E8 | RIM BC Ratio | 0 | 0 | 0 | 0 | 0 | 0 | 0 | 0 | 0 | 0 | 0 | 0 | 0 | 0 | 0 | 0 | 0 | 0 | 0 | 0 | 0 | 0 | 0 | 0 | 0 | 0 | 0 | 0 | 0 | 0 | 0 | 0 | 0
F5_Commercial_Miscellaneous_Existing_Food Preparation_Natural Gas_Range_E9 | F5 | Commercial | Miscellaneous | Existing | Food Preparation | Natural Gas | Range | E9 | RIM BC Ratio | 0 | 0 | 0 | 0 | 0 | 0 | 0 | 0 | 0 | 0 | 0 | 0 | 0 | 0 | 0 | 0 | 0 | 0 | 0 | 0 | 0 | 0 | 0 | 0 | 0 | 0 | 0 | 0 | 0 | 0 | 0 | 0 | 0
F5_Commercial_Miscellaneous_Existing_Food Preparation_Natural Gas_Range_E10 | F5 | Commercial | Miscellaneous | Existing | Food Preparation | Natural Gas | Range | E10 | RIM BC Ratio | 0 | 0 | 0 | 0 | 0 | 0 | 0 | 0 | 0 | 0 | 0 | 0 | 0 | 0 | 0 | 0 | 0 | 0 | 0 | 0 | 0 | 0 | 0 | 0 | 0 | 0 | 0 | 0 | 0 | 0 | 0 | 0 | 0
F0_Commercial_Miscellaneous_Existing_Food Preparation_Natural Gas_Steamer_E0 | F0 | Commercial | Miscellaneous | Existing | Food Preparation | Natural Gas | Steamer | E0 | Economic Unit | ENERGY STAR | ENERGY STAR | ENERGY STAR | ENERGY STAR | ENERGY STAR | ENERGY STAR | ENERGY STAR | ENERGY STAR | ENERGY STAR | ENERGY STAR | ENERGY STAR | ENERGY STAR | ENERGY STAR | ENERGY STAR | ENERGY STAR | ENERGY STAR | ENERGY STAR | ENERGY STAR | ENERGY STAR | ENERGY STAR | ENERGY STAR | ENERGY STAR | ENERGY STAR | ENERGY STAR | ENERGY STAR | ENERGY STAR | ENERGY STAR | ENERGY STAR | ENERGY STAR | ENERGY STAR | ENERGY STAR | ENERGY STAR | ENERGY STAR
F1_Commercial_Miscellaneous_Existing_Food Preparation_Natural Gas_Steamer_E1 | F1 | Commercial | Miscellaneous | Existing | Food Preparation | Natural Gas | Steamer | E1 | CCE | 0 | 0 | 0 | 0 | 0 | 0 | 0 | 0 | 0 | 0 | 0 | 0 | 0 | 0 | 0 | 0 | 0 | 0 | 0 | 0 | 0 | 0 | 0 | 0 | 0 | 0 | 0 | 0 | 0 | 0 | 0 | 0 | 0
F1_Commercial_Miscellaneous_Existing_Food Preparation_Natural Gas_Steamer_E2 | F1 | Commercial | Miscellaneous | Existing | Food Preparation | Natural Gas | Steamer | E2 | CCE | 0.11364 | 0.11765 | 0.10562 | 0 | 0 | 0 | 0 | 0 | 0 | 0 | 0 | 0 | 0 | 0 | 0 | 0 | 0 | 0 | 0 | 0 | 0 | 0 | 0 | 0 | 0 | 0 | 0 | 0 | 0 | 0 | 0 | 0 | 0
F1_Commercial_Miscellaneous_Existing_Food Preparation_Natural Gas_Steamer_E3 | F1 | Commercial | Miscellaneous | Existing | Food Preparation | Natural Gas | Steamer | E3 | CCE | 0 | 0 | 0 | 0 | 0 | 0 | 0 | 0 | 0 | 0 | 0 | 0 | 0 | 0 | 0 | 0 | 0 | 0 | 0 | 0 | 0 | 0 | 0 | 0 | 0 | 0 | 0 | 0 | 0 | 0 | 0 | 0 | 0
F1_Commercial_Miscellaneous_Existing_Food Preparation_Natural Gas_Steamer_E4 | F1 | Commercial | Miscellaneous | Existing | Food Preparation | Natural Gas | Steamer | E4 | CCE | 0 | 0 | 0 | 0 | 0 | 0 | 0 | 0 | 0 | 0 | 0 | 0 | 0 | 0 | 0 | 0 | 0 | 0 | 0 | 0 | 0 | 0 | 0 | 0 | 0 | 0 | 0 | 0 | 0 | 0 | 0 | 0 | 0
F1_Commercial_Miscellaneous_Existing_Food Preparation_Natural Gas_Steamer_E5 | F1 | Commercial | Miscellaneous | Existing | Food Preparation | Natural Gas | Steamer | E5 | CCE | 0 | 0 | 0 | 0 | 0 | 0 | 0 | 0 | 0 | 0 | 0 | 0 | 0 | 0 | 0 | 0 | 0 | 0 | 0 | 0 | 0 | 0 | 0 | 0 | 0 | 0 | 0 | 0 | 0 | 0 | 0 | 0 | 0
F1_Commercial_Miscellaneous_Existing_Food Preparation_Natural Gas_Steamer_E6 | F1 | Commercial | Miscellaneous | Existing | Food Preparation | Natural Gas | Steamer | E6 | CCE | 0 | 0 | 0 | 0 | 0 | 0 | 0 | 0 | 0 | 0 | 0 | 0 | 0 | 0 | 0 | 0 | 0 | 0 | 0 | 0 | 0 | 0 | 0 | 0 | 0 | 0 | 0 | 0 | 0 | 0 | 0 | 0 | 0
F1_Commercial_Miscellaneous_Existing_Food Preparation_Natural Gas_Steamer_E7 | F1 | Commercial | Miscellaneous | Existing | Food Preparation | Natural Gas | Steamer | E7 | CCE | 0 | 0 | 0 | 0 | 0 | 0 | 0 | 0 | 0 | 0 | 0 | 0 | 0 | 0 | 0 | 0 | 0 | 0 | 0 | 0 | 0 | 0 | 0 | 0 | 0 | 0 | 0 | 0 | 0 | 0 | 0 | 0 | 0
F1_Commercial_Miscellaneous_Existing_Food Preparation_Natural Gas_Steamer_E8 | F1 | Commercial | Miscellaneous | Existing | Food Preparation | Natural Gas | Steamer | E8 | CCE | 0 | 0 | 0 | 0 | 0 | 0 | 0 | 0 | 0 | 0 | 0 | 0 | 0 | 0 | 0 | 0 | 0 | 0 | 0 | 0 | 0 | 0 | 0 | 0 | 0 | 0 | 0 | 0 | 0 | 0 | 0 | 0 | 0
F1_Commercial_Miscellaneous_Existing_Food Preparation_Natural Gas_Steamer_E9 | F1 | Commercial | Miscellaneous | Existing | Food Preparation | Natural Gas | Steamer | E9 | CCE | 0 | 0 | 0 | 0 | 0 | 0 | 0 | 0 | 0 | 0 | 0 | 0 | 0 | 0 | 0 | 0 | 0 | 0 | 0 | 0 | 0 | 0 | 0 | 0 | 0 | 0 | 0 | 0 | 0 | 0 | 0 | 0 | 0
F1_Commercial_Miscellaneous_Existing_Food Preparation_Natural Gas_Steamer_E10 | F1 | Commercial | Miscellaneous | Existing | Food Preparation | Natural Gas | Steamer | E10 | CCE | 0 | 0 | 0 | 0 | 0 | 0 | 0 | 0 | 0 | 0 | 0 | 0 | 0 | 0 | 0 | 0 | 0 | 0 | 0 | 0 | 0 | 0 | 0 | 0 | 0 | 0 | 0 | 0 | 0 | 0 | 0 | 0 | 0
F2_Commercial_Miscellaneous_Existing_Food Preparation_Natural Gas_Steamer_E1 | F2 | Commercial | Miscellaneous | Existing | Food Preparation | Natural Gas | Steamer | E1 | TRC BC Ratio | 1 | 1 | 1 | 0 | 0 | 0 | 0 | 0 | 0 | 0 | 0 | 0 | 0 | 0 | 0 | 0 | 0 | 0 | 0 | 0 | 0 | 0 | 0 | 0 | 0 | 0 | 0 | 0 | 0 | 0 | 0 | 0 | 0
F2_Commercial_Miscellaneous_Existing_Food Preparation_Natural Gas_Steamer_E2 | F2 | Commercial | Miscellaneous | Existing | Food Preparation | Natural Gas | Steamer | E2 | TRC BC Ratio | 14.4302 | 14.4472 | 14.5249 | 1 | 1 | 1 | 1 | 1 | 1 | 1 | 1 | 1 | 1 | 1 | 1 | 1 | 1 | 1 | 1 | 1 | 1 | 1 | 1 | 1 | 1 | 1 | 1 | 1 | 1 | 1 | 1 | 1 | 1
F2_Commercial_Miscellaneous_Existing_Food Preparation_Natural Gas_Steamer_E3 | F2 | Commercial | Miscellaneous | Existing | Food Preparation | Natural Gas | Steamer | E3 | TRC BC Ratio | 0 | 0 | 0 | 0 | 0 | 0 | 0 | 0 | 0 | 0 | 0 | 0 | 0 | 0 | 0 | 0 | 0 | 0 | 0 | 0 | 0 | 0 | 0 | 0 | 0 | 0 | 0 | 0 | 0 | 0 | 0 | 0 | 0
F2_Commercial_Miscellaneous_Existing_Food Preparation_Natural Gas_Steamer_E4 | F2 | Commercial | Miscellaneous | Existing | Food Preparation | Natural Gas | Steamer | E4 | TRC BC Ratio | 0 | 0 | 0 | 0 | 0 | 0 | 0 | 0 | 0 | 0 | 0 | 0 | 0 | 0 | 0 | 0 | 0 | 0 | 0 | 0 | 0 | 0 | 0 | 0 | 0 | 0 | 0 | 0 | 0 | 0 | 0 | 0 | 0
F2_Commercial_Miscellaneous_Existing_Food Preparation_Natural Gas_Steamer_E5 | F2 | Commercial | Miscellaneous | Existing | Food Preparation | Natural Gas | Steamer | E5 | TRC BC Ratio | 0 | 0 | 0 | 0 | 0 | 0 | 0 | 0 | 0 | 0 | 0 | 0 | 0 | 0 | 0 | 0 | 0 | 0 | 0 | 0 | 0 | 0 | 0 | 0 | 0 | 0 | 0 | 0 | 0 | 0 | 0 | 0 | 0
F2_Commercial_Miscellaneous_Existing_Food Preparation_Natural Gas_Steamer_E6 | F2 | Commercial | Miscellaneous | Existing | Food Preparation | Natural Gas | Steamer | E6 | TRC BC Ratio | 0 | 0 | 0 | 0 | 0 | 0 | 0 | 0 | 0 | 0 | 0 | 0 | 0 | 0 | 0 | 0 | 0 | 0 | 0 | 0 | 0 | 0 | 0 | 0 | 0 | 0 | 0 | 0 | 0 | 0 | 0 | 0 | 0
F2_Commercial_Miscellaneous_Existing_Food Preparation_Natural Gas_Steamer_E7 | F2 | Commercial | Miscellaneous | Existing | Food Preparation | Natural Gas | Steamer | E7 | TRC BC Ratio | 0 | 0 | 0 | 0 | 0 | 0 | 0 | 0 | 0 | 0 | 0 | 0 | 0 | 0 | 0 | 0 | 0 | 0 | 0 | 0 | 0 | 0 | 0 | 0 | 0 | 0 | 0 | 0 | 0 | 0 | 0 | 0 | 0
F2_Commercial_Miscellaneous_Existing_Food Preparation_Natural Gas_Steamer_E8 | F2 | Commercial | Miscellaneous | Existing | Food Preparation | Natural Gas | Steamer | E8 | TRC BC Ratio | 0 | 0 | 0 | 0 | 0 | 0 | 0 | 0 | 0 | 0 | 0 | 0 | 0 | 0 | 0 | 0 | 0 | 0 | 0 | 0 | 0 | 0 | 0 | 0 | 0 | 0 | 0 | 0 | 0 | 0 | 0 | 0 | 0
F2_Commercial_Miscellaneous_Existing_Food Preparation_Natural Gas_Steamer_E9 | F2 | Commercial | Miscellaneous | Existing | Food Preparation | Natural Gas | Steamer | E9 | TRC BC Ratio | 0 | 0 | 0 | 0 | 0 | 0 | 0 | 0 | 0 | 0 | 0 | 0 | 0 | 0 | 0 | 0 | 0 | 0 | 0 | 0 | 0 | 0 | 0 | 0 | 0 | 0 | 0 | 0 | 0 | 0 | 0 | 0 | 0
F2_Commercial_Miscellaneous_Existing_Food Preparation_Natural Gas_Steamer_E10 | F2 | Commercial | Miscellaneous | Existing | Food Preparation | Natural Gas | Steamer | E10 | TRC BC Ratio | 0 | 0 | 0 | 0 | 0 | 0 | 0 | 0 | 0 | 0 | 0 | 0 | 0 | 0 | 0 | 0 | 0 | 0 | 0 | 0 | 0 | 0 | 0 | 0 | 0 | 0 | 0 | 0 | 0 | 0 | 0 | 0 | 0
F3_Commercial_Miscellaneous_Existing_Food Preparation_Natural Gas_Steamer_E1 | F3 | Commercial | Miscellaneous | Existing | Food Preparation | Natural Gas | Steamer | E1 | PACT BC Ratio | 1 | 1 | 1 | 0 | 0 | 0 | 0 | 0 | 0 | 0 | 0 | 0 | 0 | 0 | 0 | 0 | 0 | 0 | 0 | 0 | 0 | 0 | 0 | 0 | 0 | 0 | 0 | 0 | 0 | 0 | 0 | 0 | 0
F3_Commercial_Miscellaneous_Existing_Food Preparation_Natural Gas_Steamer_E2 | F3 | Commercial | Miscellaneous | Existing | Food Preparation | Natural Gas | Steamer | E2 | PACT BC Ratio | 19.2403 | 19.2629 | 19.3665 | 1 | 1 | 1 | 1 | 1 | 1 | 1 | 1 | 1 | 1 | 1 | 1 | 1 | 1 | 1 | 1 | 1 | 1 | 1 | 1 | 1 | 1 | 1 | 1 | 1 | 1 | 1 | 1 | 1 | 1
F3_Commercial_Miscellaneous_Existing_Food Preparation_Natural Gas_Steamer_E3 | F3 | Commercial | Miscellaneous | Existing | Food Preparation | Natural Gas | Steamer | E3 | PACT BC Ratio | 0 | 0 | 0 | 0 | 0 | 0 | 0 | 0 | 0 | 0 | 0 | 0 | 0 | 0 | 0 | 0 | 0 | 0 | 0 | 0 | 0 | 0 | 0 | 0 | 0 | 0 | 0 | 0 | 0 | 0 | 0 | 0 | 0
F3_Commercial_Miscellaneous_Existing_Food Preparation_Natural Gas_Steamer_E4 | F3 | Commercial | Miscellaneous | Existing | Food Preparation | Natural Gas | Steamer | E4 | PACT BC Ratio | 0 | 0 | 0 | 0 | 0 | 0 | 0 | 0 | 0 | 0 | 0 | 0 | 0 | 0 | 0 | 0 | 0 | 0 | 0 | 0 | 0 | 0 | 0 | 0 | 0 | 0 | 0 | 0 | 0 | 0 | 0 | 0 | 0
F3_Commercial_Miscellaneous_Existing_Food Preparation_Natural Gas_Steamer_E5 | F3 | Commercial | Miscellaneous | Existing | Food Preparation | Natural Gas | Steamer | E5 | PACT BC Ratio | 0 | 0 | 0 | 0 | 0 | 0 | 0 | 0 | 0 | 0 | 0 | 0 | 0 | 0 | 0 | 0 | 0 | 0 | 0 | 0 | 0 | 0 | 0 | 0 | 0 | 0 | 0 | 0 | 0 | 0 | 0 | 0 | 0
F3_Commercial_Miscellaneous_Existing_Food Preparation_Natural Gas_Steamer_E6 | F3 | Commercial | Miscellaneous | Existing | Food Preparation | Natural Gas | Steamer | E6 | PACT BC Ratio | 0 | 0 | 0 | 0 | 0 | 0 | 0 | 0 | 0 | 0 | 0 | 0 | 0 | 0 | 0 | 0 | 0 | 0 | 0 | 0 | 0 | 0 | 0 | 0 | 0 | 0 | 0 | 0 | 0 | 0 | 0 | 0 | 0
F3_Commercial_Miscellaneous_Existing_Food Preparation_Natural Gas_Steamer_E7 | F3 | Commercial | Miscellaneous | Existing | Food Preparation | Natural Gas | Steamer | E7 | PACT BC Ratio | 0 | 0 | 0 | 0 | 0 | 0 | 0 | 0 | 0 | 0 | 0 | 0 | 0 | 0 | 0 | 0 | 0 | 0 | 0 | 0 | 0 | 0 | 0 | 0 | 0 | 0 | 0 | 0 | 0 | 0 | 0 | 0 | 0
F3_Commercial_Miscellaneous_Existing_Food Preparation_Natural Gas_Steamer_E8 | F3 | Commercial | Miscellaneous | Existing | Food Preparation | Natural Gas | Steamer | E8 | PACT BC Ratio | 0 | 0 | 0 | 0 | 0 | 0 | 0 | 0 | 0 | 0 | 0 | 0 | 0 | 0 | 0 | 0 | 0 | 0 | 0 | 0 | 0 | 0 | 0 | 0 | 0 | 0 | 0 | 0 | 0 | 0 | 0 | 0 | 0
F3_Commercial_Miscellaneous_Existing_Food Preparation_Natural Gas_Steamer_E9 | F3 | Commercial | Miscellaneous | Existing | Food Preparation | Natural Gas | Steamer | E9 | PACT BC Ratio | 0 | 0 | 0 | 0 | 0 | 0 | 0 | 0 | 0 | 0 | 0 | 0 | 0 | 0 | 0 | 0 | 0 | 0 | 0 | 0 | 0 | 0 | 0 | 0 | 0 | 0 | 0 | 0 | 0 | 0 | 0 | 0 | 0
F3_Commercial_Miscellaneous_Existing_Food Preparation_Natural Gas_Steamer_E10 | F3 | Commercial | Miscellaneous | Existing | Food Preparation | Natural Gas | Steamer | E10 | PACT BC Ratio | 0 | 0 | 0 | 0 | 0 | 0 | 0 | 0 | 0 | 0 | 0 | 0 | 0 | 0 | 0 | 0 | 0 | 0 | 0 | 0 | 0 | 0 | 0 | 0 | 0 | 0 | 0 | 0 | 0 | 0 | 0 | 0 | 0
F4_Commercial_Miscellaneous_Existing_Food Preparation_Natural Gas_Steamer_E1 | F4 | Commercial | Miscellaneous | Existing | Food Preparation | Natural Gas | Steamer | E1 | RVT BC Ratio | 1 | 1 | 1 | 0 | 0 | 0 | 0 | 0 | 0 | 0 | 0 | 0 | 0 | 0 | 0 | 0 | 0 | 0 | 0 | 0 | 0 | 0 | 0 | 0 | 0 | 0 | 0 | 0 | 0 | 0 | 0 | 0 | 0
F4_Commercial_Miscellaneous_Existing_Food Preparation_Natural Gas_Steamer_E2 | F4 | Commercial | Miscellaneous | Existing | Food Preparation | Natural Gas | Steamer | E2 | RVT BC Ratio | 21.446 | 21.4704 | 21.5821 | 1 | 1 | 1 | 1 | 1 | 1 | 1 | 1 | 1 | 1 | 1 | 1 | 1 | 1 | 1 | 1 | 1 | 1 | 1 | 1 | 1 | 1 | 1 | 1 | 1 | 1 | 1 | 1 | 1 | 1
F4_Commercial_Miscellaneous_Existing_Food Preparation_Natural Gas_Steamer_E3 | F4 | Commercial | Miscellaneous | Existing | Food Preparation | Natural Gas | Steamer | E3 | RVT BC Ratio | 0 | 0 | 0 | 0 | 0 | 0 | 0 | 0 | 0 | 0 | 0 | 0 | 0 | 0 | 0 | 0 | 0 | 0 | 0 | 0 | 0 | 0 | 0 | 0 | 0 | 0 | 0 | 0 | 0 | 0 | 0 | 0 | 0
F4_Commercial_Miscellaneous_Existing_Food Preparation_Natural Gas_Steamer_E4 | F4 | Commercial | Miscellaneous | Existing | Food Preparation | Natural Gas | Steamer | E4 | RVT BC Ratio | 0 | 0 | 0 | 0 | 0 | 0 | 0 | 0 | 0 | 0 | 0 | 0 | 0 | 0 | 0 | 0 | 0 | 0 | 0 | 0 | 0 | 0 | 0 | 0 | 0 | 0 | 0 | 0 | 0 | 0 | 0 | 0 | 0
F4_Commercial_Miscellaneous_Existing_Food Preparation_Natural Gas_Steamer_E5 | F4 | Commercial | Miscellaneous | Existing | Food Preparation | Natural Gas | Steamer | E5 | RVT BC Ratio | 0 | 0 | 0 | 0 | 0 | 0 | 0 | 0 | 0 | 0 | 0 | 0 | 0 | 0 | 0 | 0 | 0 | 0 | 0 | 0 | 0 | 0 | 0 | 0 | 0 | 0 | 0 | 0 | 0 | 0 | 0 | 0 | 0
F4_Commercial_Miscellaneous_Existing_Food Preparation_Natural Gas_Steamer_E6 | F4 | Commercial | Miscellaneous | Existing | Food Preparation | Natural Gas | Steamer | E6 | RVT BC Ratio | 0 | 0 | 0 | 0 | 0 | 0 | 0 | 0 | 0 | 0 | 0 | 0 | 0 | 0 | 0 | 0 | 0 | 0 | 0 | 0 | 0 | 0 | 0 | 0 | 0 | 0 | 0 | 0 | 0 | 0 | 0 | 0 | 0
F4_Commercial_Miscellaneous_Existing_Food Preparation_Natural Gas_Steamer_E7 | F4 | Commercial | Miscellaneous | Existing | Food Preparation | Natural Gas | Steamer | E7 | RVT BC Ratio | 0 | 0 | 0 | 0 | 0 | 0 | 0 | 0 | 0 | 0 | 0 | 0 | 0 | 0 | 0 | 0 | 0 | 0 | 0 | 0 | 0 | 0 | 0 | 0 | 0 | 0 | 0 | 0 | 0 | 0 | 0 | 0 | 0
F4_Commercial_Miscellaneous_Existing_Food Preparation_Natural Gas_Steamer_E8 | F4 | Commercial | Miscellaneous | Existing | Food Preparation | Natural Gas | Steamer | E8 | RVT BC Ratio | 0 | 0 | 0 | 0 | 0 | 0 | 0 | 0 | 0 | 0 | 0 | 0 | 0 | 0 | 0 | 0 | 0 | 0 | 0 | 0 | 0 | 0 | 0 | 0 | 0 | 0 | 0 | 0 | 0 | 0 | 0 | 0 | 0
F4_Commercial_Miscellaneous_Existing_Food Preparation_Natural Gas_Steamer_E9 | F4 | Commercial | Miscellaneous | Existing | Food Preparation | Natural Gas | Steamer | E9 | RVT BC Ratio | 0 | 0 | 0 | 0 | 0 | 0 | 0 | 0 | 0 | 0 | 0 | 0 | 0 | 0 | 0 | 0 | 0 | 0 | 0 | 0 | 0 | 0 | 0 | 0 | 0 | 0 | 0 | 0 | 0 | 0 | 0 | 0 | 0
F4_Commercial_Miscellaneous_Existing_Food Preparation_Natural Gas_Steamer_E10 | F4 | Commercial | Miscellaneous | Existing | Food Preparation | Natural Gas | Steamer | E10 | RVT BC Ratio | 0 | 0 | 0 | 0 | 0 | 0 | 0 | 0 | 0 | 0 | 0 | 0 | 0 | 0 | 0 | 0 | 0 | 0 | 0 | 0 | 0 | 0 | 0 | 0 | 0 | 0 | 0 | 0 | 0 | 0 | 0 | 0 | 0
F5_Commercial_Miscellaneous_Existing_Food Preparation_Natural Gas_Steamer_E1 | F5 | Commercial | Miscellaneous | Existing | Food Preparation | Natural Gas | Steamer | E1 | RIM BC Ratio | 1 | 1 | 1 | 0 | 0 | 0 | 0 | 0 | 0 | 0 | 0 | 0 | 0 | 0 | 0 | 0 | 0 | 0 | 0 | 0 | 0 | 0 | 0 | 0 | 0 | 0 | 0 | 0 | 0 | 0 | 0 | 0 | 0
F5_Commercial_Miscellaneous_Existing_Food Preparation_Natural Gas_Steamer_E2 | F5 | Commercial | Miscellaneous | Existing | Food Preparation | Natural Gas | Steamer | E2 | RIM BC Ratio | 0.79997 | 0.80001 | 0.80019 | 1 | 1 | 1 | 1 | 1 | 1 | 1 | 1 | 1 | 1 | 1 | 1 | 1 | 1 | 1 | 1 | 1 | 1 | 1 | 1 | 1 | 1 | 1 | 1 | 1 | 1 | 1 | 1 | 1 | 1
F5_Commercial_Miscellaneous_Existing_Food Preparation_Natural Gas_Steamer_E3 | F5 | Commercial | Miscellaneous | Existing | Food Preparation | Natural Gas | Steamer | E3 | RIM BC Ratio | 0 | 0 | 0 | 0 | 0 | 0 | 0 | 0 | 0 | 0 | 0 | 0 | 0 | 0 | 0 | 0 | 0 | 0 | 0 | 0 | 0 | 0 | 0 | 0 | 0 | 0 | 0 | 0 | 0 | 0 | 0 | 0 | 0
F5_Commercial_Miscellaneous_Existing_Food Preparation_Natural Gas_Steamer_E4 | F5 | Commercial | Miscellaneous | Existing | Food Preparation | Natural Gas | Steamer | E4 | RIM BC Ratio | 0 | 0 | 0 | 0 | 0 | 0 | 0 | 0 | 0 | 0 | 0 | 0 | 0 | 0 | 0 | 0 | 0 | 0 | 0 | 0 | 0 | 0 | 0 | 0 | 0 | 0 | 0 | 0 | 0 | 0 | 0 | 0 | 0
F5_Commercial_Miscellaneous_Existing_Food Preparation_Natural Gas_Steamer_E5 | F5 | Commercial | Miscellaneous | Existing | Food Preparation | Natural Gas | Steamer | E5 | RIM BC Ratio | 0 | 0 | 0 | 0 | 0 | 0 | 0 | 0 | 0 | 0 | 0 | 0 | 0 | 0 | 0 | 0 | 0 | 0 | 0 | 0 | 0 | 0 | 0 | 0 | 0 | 0 | 0 | 0 | 0 | 0 | 0 | 0 | 0
F5_Commercial_Miscellaneous_Existing_Food Preparation_Natural Gas_Steamer_E6 | F5 | Commercial | Miscellaneous | Existing | Food Preparation | Natural Gas | Steamer | E6 | RIM BC Ratio | 0 | 0 | 0 | 0 | 0 | 0 | 0 | 0 | 0 | 0 | 0 | 0 | 0 | 0 | 0 | 0 | 0 | 0 | 0 | 0 | 0 | 0 | 0 | 0 | 0 | 0 | 0 | 0 | 0 | 0 | 0 | 0 | 0
F5_Commercial_Miscellaneous_Existing_Food Preparation_Natural Gas_Steamer_E7 | F5 | Commercial | Miscellaneous | Existing | Food Preparation | Natural Gas | Steamer | E7 | RIM BC Ratio | 0 | 0 | 0 | 0 | 0 | 0 | 0 | 0 | 0 | 0 | 0 | 0 | 0 | 0 | 0 | 0 | 0 | 0 | 0 | 0 | 0 | 0 | 0 | 0 | 0 | 0 | 0 | 0 | 0 | 0 | 0 | 0 | 0
F5_Commercial_Miscellaneous_Existing_Food Preparation_Natural Gas_Steamer_E8 | F5 | Commercial | Miscellaneous | Existing | Food Preparation | Natural Gas | Steamer | E8 | RIM BC Ratio | 0 | 0 | 0 | 0 | 0 | 0 | 0 | 0 | 0 | 0 | 0 | 0 | 0 | 0 | 0 | 0 | 0 | 0 | 0 | 0 | 0 | 0 | 0 | 0 | 0 | 0 | 0 | 0 | 0 | 0 | 0 | 0 | 0
F5_Commercial_Miscellaneous_Existing_Food Preparation_Natural Gas_Steamer_E9 | F5 | Commercial | Miscellaneous | Existing | Food Preparation | Natural Gas | Steamer | E9 | RIM BC Ratio | 0 | 0 | 0 | 0 | 0 | 0 | 0 | 0 | 0 | 0 | 0 | 0 | 0 | 0 | 0 | 0 | 0 | 0 | 0 | 0 | 0 | 0 | 0 | 0 | 0 | 0 | 0 | 0 | 0 | 0 | 0 | 0 | 0
F5_Commercial_Miscellaneous_Existing_Food Preparation_Natural Gas_Steamer_E10 | F5 | Commercial | Miscellaneous | Existing | Food Preparation | Natural Gas | Steamer | E10 | RIM BC Ratio | 0 | 0 | 0 | 0 | 0 | 0 | 0 | 0 | 0 | 0 | 0 | 0 | 0 | 0 | 0 | 0 | 0 | 0 | 0 | 0 | 0 | 0 | 0 | 0 | 0 | 0 | 0 | 0 | 0 | 0 | 0 | 0 | 0
F0_Commercial_Miscellaneous_Existing_Food Preparation_Natural Gas_Food Prep Other_E0 | F0 | Commercial | Miscellaneous | Existing | Food Preparation | Natural Gas | Food Prep Other | E0 | Economic Unit | Standard | Standard | Standard | Standard | Standard | Standard | Standard | Standard | Standard | Standard | Standard | Standard | Standard | Standard | Standard | Standard | Standard | Standard | Standard | Standard | Standard | Standard | Standard | Standard | Standard | Standard | Standard | Standard | Standard | Standard | Standard | Standard | Standard
F1_Commercial_Miscellaneous_Existing_Food Preparation_Natural Gas_Food Prep Other_E1 | F1 | Commercial | Miscellaneous | Existing | Food Preparation | Natural Gas | Food Prep Other | E1 | CCE | 0 | 0 | 0 | 0 | 0 | 0 | 0 | 0 | 0 | 0 | 0 | 0 | 0 | 0 | 0 | 0 | 0 | 0 | 0 | 0 | 0 | 0 | 0 | 0 | 0 | 0 | 0 | 0 | 0 | 0 | 0 | 0 | 0
F1_Commercial_Miscellaneous_Existing_Food Preparation_Natural Gas_Food Prep Other_E2 | F1 | Commercial | Miscellaneous | Existing | Food Preparation | Natural Gas | Food Prep Other | E2 | CCE | 16.9852 | 17.5855 | 15.7861 | 16.0821 | 16.0821 | 16.0821 | 16.0821 | 16.0821 | 16.0821 | 16.0821 | 16.0821 | 16.0821 | 16.0821 | 16.0821 | 16.0821 | 16.0821 | 16.0821 | 16.0821 | 16.0821 | 16.0821 | 16.0821 | 16.0821 | 16.0821 | 16.0821 | 16.0821 | 16.0821 | 16.0821 | 16.0821 | 16.0821 | 16.0821 | 16.0821 | 16.0821 | 16.0821
F1_Commercial_Miscellaneous_Existing_Food Preparation_Natural Gas_Food Prep Other_E3 | F1 | Commercial | Miscellaneous | Existing | Food Preparation | Natural Gas | Food Prep Other | E3 | CCE | 0 | 0 | 0 | 0 | 0 | 0 | 0 | 0 | 0 | 0 | 0 | 0 | 0 | 0 | 0 | 0 | 0 | 0 | 0 | 0 | 0 | 0 | 0 | 0 | 0 | 0 | 0 | 0 | 0 | 0 | 0 | 0 | 0
F1_Commercial_Miscellaneous_Existing_Food Preparation_Natural Gas_Food Prep Other_E4 | F1 | Commercial | Miscellaneous | Existing | Food Preparation | Natural Gas | Food Prep Other | E4 | CCE | 0 | 0 | 0 | 0 | 0 | 0 | 0 | 0 | 0 | 0 | 0 | 0 | 0 | 0 | 0 | 0 | 0 | 0 | 0 | 0 | 0 | 0 | 0 | 0 | 0 | 0 | 0 | 0 | 0 | 0 | 0 | 0 | 0
F1_Commercial_Miscellaneous_Existing_Food Preparation_Natural Gas_Food Prep Other_E5 | F1 | Commercial | Miscellaneous | Existing | Food Preparation | Natural Gas | Food Prep Other | E5 | CCE | 0 | 0 | 0 | 0 | 0 | 0 | 0 | 0 | 0 | 0 | 0 | 0 | 0 | 0 | 0 | 0 | 0 | 0 | 0 | 0 | 0 | 0 | 0 | 0 | 0 | 0 | 0 | 0 | 0 | 0 | 0 | 0 | 0
F1_Commercial_Miscellaneous_Existing_Food Preparation_Natural Gas_Food Prep Other_E6 | F1 | Commercial | Miscellaneous | Existing | Food Preparation | Natural Gas | Food Prep Other | E6 | CCE | 0 | 0 | 0 | 0 | 0 | 0 | 0 | 0 | 0 | 0 | 0 | 0 | 0 | 0 | 0 | 0 | 0 | 0 | 0 | 0 | 0 | 0 | 0 | 0 | 0 | 0 | 0 | 0 | 0 | 0 | 0 | 0 | 0
F1_Commercial_Miscellaneous_Existing_Food Preparation_Natural Gas_Food Prep Other_E7 | F1 | Commercial | Miscellaneous | Existing | Food Preparation | Natural Gas | Food Prep Other | E7 | CCE | 0 | 0 | 0 | 0 | 0 | 0 | 0 | 0 | 0 | 0 | 0 | 0 | 0 | 0 | 0 | 0 | 0 | 0 | 0 | 0 | 0 | 0 | 0 | 0 | 0 | 0 | 0 | 0 | 0 | 0 | 0 | 0 | 0
F1_Commercial_Miscellaneous_Existing_Food Preparation_Natural Gas_Food Prep Other_E8 | F1 | Commercial | Miscellaneous | Existing | Food Preparation | Natural Gas | Food Prep Other | E8 | CCE | 0 | 0 | 0 | 0 | 0 | 0 | 0 | 0 | 0 | 0 | 0 | 0 | 0 | 0 | 0 | 0 | 0 | 0 | 0 | 0 | 0 | 0 | 0 | 0 | 0 | 0 | 0 | 0 | 0 | 0 | 0 | 0 | 0
F1_Commercial_Miscellaneous_Existing_Food Preparation_Natural Gas_Food Prep Other_E9 | F1 | Commercial | Miscellaneous | Existing | Food Preparation | Natural Gas | Food Prep Other | E9 | CCE | 0 | 0 | 0 | 0 | 0 | 0 | 0 | 0 | 0 | 0 | 0 | 0 | 0 | 0 | 0 | 0 | 0 | 0 | 0 | 0 | 0 | 0 | 0 | 0 | 0 | 0 | 0 | 0 | 0 | 0 | 0 | 0 | 0
F1_Commercial_Miscellaneous_Existing_Food Preparation_Natural Gas_Food Prep Other_E10 | F1 | Commercial | Miscellaneous | Existing | Food Preparation | Natural Gas | Food Prep Other | E10 | CCE | 0 | 0 | 0 | 0 | 0 | 0 | 0 | 0 | 0 | 0 | 0 | 0 | 0 | 0 | 0 | 0 | 0 | 0 | 0 | 0 | 0 | 0 | 0 | 0 | 0 | 0 | 0 | 0 | 0 | 0 | 0 | 0 | 0
F2_Commercial_Miscellaneous_Existing_Food Preparation_Natural Gas_Food Prep Other_E1 | F2 | Commercial | Miscellaneous | Existing | Food Preparation | Natural Gas | Food Prep Other | E1 | TRC BC Ratio | bar: 2019 to 2051
F2_Commercial_Miscellaneous_Existing_Food Preparation_Natural Gas_Food Prep Other_E2 | F2 | Commercial | Miscellaneous | Existing | Food Preparation | Natural Gas | Food Prep Other | E2 | TRC BC Ratio | 0.096778 | 0.096763 | 0.097228 | 0.096513 | 0.096078 | 0.096394 | 0.097347 | 0.098099 | 0.099032 | 0.099913 | 0.1008 | 0.10161 | 0.10248 | 0.1034 | 0.10427 | 0.10515 | 0.10605 | 0.10703 | 0.10805 | 0.10913 | 0.11019 | 0.1113 | 0.11232 | 0.11337 | 0.11431 | 0.11512 | 0.11585 | 0.11649 | 0.11699 | 0.11739 | 0.11761 | 0.11776 | 0.11776
F2_Commercial_Miscellaneous_Existing_Food Preparation_Natural Gas_Food Prep Other_E3 | F2 | Commercial | Miscellaneous | Existing | Food Preparation | Natural Gas | Food Prep Other | E3 | TRC BC Ratio | 0 | 0 | 0 | 0 | 0 | 0 | 0 | 0 | 0 | 0 | 0 | 0 | 0 | 0 | 0 | 0 | 0 | 0 | 0 | 0 | 0 | 0 | 0 | 0 | 0 | 0 | 0 | 0 | 0 | 0 | 0 | 0 | 0
F2_Commercial_Miscellaneous_Existing_Food Preparation_Natural Gas_Food Prep Other_E4 | F2 | Commercial | Miscellaneous | Existing | Food Preparation | Natural Gas | Food Prep Other | E4 | TRC BC Ratio | 0 | 0 | 0 | 0 | 0 | 0 | 0 | 0 | 0 | 0 | 0 | 0 | 0 | 0 | 0 | 0 | 0 | 0 | 0 | 0 | 0 | 0 | 0 | 0 | 0 | 0 | 0 | 0 | 0 | 0 | 0 | 0 | 0
F2_Commercial_Miscellaneous_Existing_Food Preparation_Natural Gas_Food Prep Other_E5 | F2 | Commercial | Miscellaneous | Existing | Food Preparation | Natural Gas | Food Prep Other | E5 | TRC BC Ratio | 0 | 0 | 0 | 0 | 0 | 0 | 0 | 0 | 0 | 0 | 0 | 0 | 0 | 0 | 0 | 0 | 0 | 0 | 0 | 0 | 0 | 0 | 0 | 0 | 0 | 0 | 0 | 0 | 0 | 0 | 0 | 0 | 0
F2_Commercial_Miscellaneous_Existing_Food Preparation_Natural Gas_Food Prep Other_E6 | F2 | Commercial | Miscellaneous | Existing | Food Preparation | Natural Gas | Food Prep Other | E6 | TRC BC Ratio | 0 | 0 | 0 | 0 | 0 | 0 | 0 | 0 | 0 | 0 | 0 | 0 | 0 | 0 | 0 | 0 | 0 | 0 | 0 | 0 | 0 | 0 | 0 | 0 | 0 | 0 | 0 | 0 | 0 | 0 | 0 | 0 | 0
F2_Commercial_Miscellaneous_Existing_Food Preparation_Natural Gas_Food Prep Other_E7 | F2 | Commercial | Miscellaneous | Existing | Food Preparation | Natural Gas | Food Prep Other | E7 | TRC BC Ratio | 0 | 0 | 0 | 0 | 0 | 0 | 0 | 0 | 0 | 0 | 0 | 0 | 0 | 0 | 0 | 0 | 0 | 0 | 0 | 0 | 0 | 0 | 0 | 0 | 0 | 0 | 0 | 0 | 0 | 0 | 0 | 0 | 0
F2_Commercial_Miscellaneous_Existing_Food Preparation_Natural Gas_Food Prep Other_E8 | F2 | Commercial | Miscellaneous | Existing | Food Preparation | Natural Gas | Food Prep Other | E8 | TRC BC Ratio | 0 | 0 | 0 | 0 | 0 | 0 | 0 | 0 | 0 | 0 | 0 | 0 | 0 | 0 | 0 | 0 | 0 | 0 | 0 | 0 | 0 | 0 | 0 | 0 | 0 | 0 | 0 | 0 | 0 | 0 | 0 | 0 | 0
F2_Commercial_Miscellaneous_Existing_Food Preparation_Natural Gas_Food Prep Other_E9 | F2 | Commercial | Miscellaneous | Existing | Food Preparation | Natural Gas | Food Prep Other | E9 | TRC BC Ratio | 0 | 0 | 0 | 0 | 0 | 0 | 0 | 0 | 0 | 0 | 0 | 0 | 0 | 0 | 0 | 0 | 0 | 0 | 0 | 0 | 0 | 0 | 0 | 0 | 0 | 0 | 0 | 0 | 0 | 0 | 0 | 0 | 0
F2_Commercial_Miscellaneous_Existing_Food Preparation_Natural Gas_Food Prep Other_E10 | F2 | Commercial | Miscellaneous | Existing | Food Preparation | Natural Gas | Food Prep Other | E10 | TRC BC Ratio | 0 | 0 | 0 | 0 | 0 | 0 | 0 | 0 | 0 | 0 | 0 | 0 | 0 | 0 | 0 | 0 | 0 | 0 | 0 | 0 | 0 | 0 | 0 | 0 | 0 | 0 | 0 | 0 | 0 | 0 | 0 | 0 | 0
F3_Commercial_Miscellaneous_Existing_Food Preparation_Natural Gas_Food Prep Other_E1 | F3 | Commercial | Miscellaneous | Existing | Food Preparation | Natural Gas | Food Prep Other | E1 | PACT BC Ratio | bar: 2019 to 2051
F3_Commercial_Miscellaneous_Existing_Food Preparation_Natural Gas_Food Prep Other_E2 | F3 | Commercial | Miscellaneous | Existing | Food Preparation | Natural Gas | Food Prep Other | E2 | PACT BC Ratio | 0.12904 | 0.12902 | 0.12964 | 0.12868 | 0.1281 | 0.12853 | 0.1298 | 0.1308 | 0.13204 | 0.13322 | 0.1344 | 0.13548 | 0.13665 | 0.13786 | 0.13902 | 0.1402 | 0.1414 | 0.14271 | 0.14407 | 0.14551 | 0.14692 | 0.14839 | 0.14976 | 0.15117 | 0.15241 | 0.15349 | 0.15447 | 0.15532 | 0.15598 | 0.15652 | 0.15682 | 0.15702 | 0.15702
F3_Commercial_Miscellaneous_Existing_Food Preparation_Natural Gas_Food Prep Other_E3 | F3 | Commercial | Miscellaneous | Existing | Food Preparation | Natural Gas | Food Prep Other | E3 | PACT BC Ratio | 0 | 0 | 0 | 0 | 0 | 0 | 0 | 0 | 0 | 0 | 0 | 0 | 0 | 0 | 0 | 0 | 0 | 0 | 0 | 0 | 0 | 0 | 0 | 0 | 0 | 0 | 0 | 0 | 0 | 0 | 0 | 0 | 0
F3_Commercial_Miscellaneous_Existing_Food Preparation_Natural Gas_Food Prep Other_E4 | F3 | Commercial | Miscellaneous | Existing | Food Preparation | Natural Gas | Food Prep Other | E4 | PACT BC Ratio | 0 | 0 | 0 | 0 | 0 | 0 | 0 | 0 | 0 | 0 | 0 | 0 | 0 | 0 | 0 | 0 | 0 | 0 | 0 | 0 | 0 | 0 | 0 | 0 | 0 | 0 | 0 | 0 | 0 | 0 | 0 | 0 | 0
F3_Commercial_Miscellaneous_Existing_Food Preparation_Natural Gas_Food Prep Other_E5 | F3 | Commercial | Miscellaneous | Existing | Food Preparation | Natural Gas | Food Prep Other | E5 | PACT BC Ratio | 0 | 0 | 0 | 0 | 0 | 0 | 0 | 0 | 0 | 0 | 0 | 0 | 0 | 0 | 0 | 0 | 0 | 0 | 0 | 0 | 0 | 0 | 0 | 0 | 0 | 0 | 0 | 0 | 0 | 0 | 0 | 0 | 0
F3_Commercial_Miscellaneous_Existing_Food Preparation_Natural Gas_Food Prep Other_E6 | F3 | Commercial | Miscellaneous | Existing | Food Preparation | Natural Gas | Food Prep Other | E6 | PACT BC Ratio | 0 | 0 | 0 | 0 | 0 | 0 | 0 | 0 | 0 | 0 | 0 | 0 | 0 | 0 | 0 | 0 | 0 | 0 | 0 | 0 | 0 | 0 | 0 | 0 | 0 | 0 | 0 | 0 | 0 | 0 | 0 | 0 | 0
F3_Commercial_Miscellaneous_Existing_Food Preparation_Natural Gas_Food Prep Other_E7 | F3 | Commercial | Miscellaneous | Existing | Food Preparation | Natural Gas | Food Prep Other | E7 | PACT BC Ratio | 0 | 0 | 0 | 0 | 0 | 0 | 0 | 0 | 0 | 0 | 0 | 0 | 0 | 0 | 0 | 0 | 0 | 0 | 0 | 0 | 0 | 0 | 0 | 0 | 0 | 0 | 0 | 0 | 0 | 0 | 0 | 0 | 0
F3_Commercial_Miscellaneous_Existing_Food Preparation_Natural Gas_Food Prep Other_E8 | F3 | Commercial | Miscellaneous | Existing | Food Preparation | Natural Gas | Food Prep Other | E8 | PACT BC Ratio | 0 | 0 | 0 | 0 | 0 | 0 | 0 | 0 | 0 | 0 | 0 | 0 | 0 | 0 | 0 | 0 | 0 | 0 | 0 | 0 | 0 | 0 | 0 | 0 | 0 | 0 | 0 | 0 | 0 | 0 | 0 | 0 | 0
F3_Commercial_Miscellaneous_Existing_Food Preparation_Natural Gas_Food Prep Other_E9 | F3 | Commercial | Miscellaneous | Existing | Food Preparation | Natural Gas | Food Prep Other | E9 | PACT BC Ratio | 0 | 0 | 0 | 0 | 0 | 0 | 0 | 0 | 0 | 0 | 0 | 0 | 0 | 0 | 0 | 0 | 0 | 0 | 0 | 0 | 0 | 0 | 0 | 0 | 0 | 0 | 0 | 0 | 0 | 0 | 0 | 0 | 0
F3_Commercial_Miscellaneous_Existing_Food Preparation_Natural Gas_Food Prep Other_E10 | F3 | Commercial | Miscellaneous | Existing | Food Preparation | Natural Gas | Food Prep Other | E10 | PACT BC Ratio | 0 | 0 | 0 | 0 | 0 | 0 | 0 | 0 | 0 | 0 | 0 | 0 | 0 | 0 | 0 | 0 | 0 | 0 | 0 | 0 | 0 | 0 | 0 | 0 | 0 | 0 | 0 | 0 | 0 | 0 | 0 | 0 | 0
F4_Commercial_Miscellaneous_Existing_Food Preparation_Natural Gas_Food Prep Other_E1 | F4 | Commercial | Miscellaneous | Existing | Food Preparation | Natural Gas | Food Prep Other | E1 | RVT BC Ratio | bar: 2019 to 2051
F4_Commercial_Miscellaneous_Existing_Food Preparation_Natural Gas_Food Prep Other_E2 | F4 | Commercial | Miscellaneous | Existing | Food Preparation | Natural Gas | Food Prep Other | E2 | RVT BC Ratio | 0.83914 | 0.83911 | 0.83978 | 0.83875 | 0.83813 | 0.83858 | 0.83995 | 0.84103 | 0.84238 | 0.84364 | 0.84492 | 0.84609 | 0.84734 | 0.84865 | 0.8499 | 0.85118 | 0.85247 | 0.85388 | 0.85535 | 0.85689 | 0.85842 | 0.86001 | 0.86148 | 0.863 | 0.86434 | 0.8655 | 0.86656 | 0.86747 | 0.86819 | 0.86877 | 0.86909 | 0.86931 | 0.86931
F4_Commercial_Miscellaneous_Existing_Food Preparation_Natural Gas_Food Prep Other_E3 | F4 | Commercial | Miscellaneous | Existing | Food Preparation | Natural Gas | Food Prep Other | E3 | RVT BC Ratio | 0 | 0 | 0 | 0 | 0 | 0 | 0 | 0 | 0 | 0 | 0 | 0 | 0 | 0 | 0 | 0 | 0 | 0 | 0 | 0 | 0 | 0 | 0 | 0 | 0 | 0 | 0 | 0 | 0 | 0 | 0 | 0 | 0
F4_Commercial_Miscellaneous_Existing_Food Preparation_Natural Gas_Food Prep Other_E4 | F4 | Commercial | Miscellaneous | Existing | Food Preparation | Natural Gas | Food Prep Other | E4 | RVT BC Ratio | 0 | 0 | 0 | 0 | 0 | 0 | 0 | 0 | 0 | 0 | 0 | 0 | 0 | 0 | 0 | 0 | 0 | 0 | 0 | 0 | 0 | 0 | 0 | 0 | 0 | 0 | 0 | 0 | 0 | 0 | 0 | 0 | 0
F4_Commercial_Miscellaneous_Existing_Food Preparation_Natural Gas_Food Prep Other_E5 | F4 | Commercial | Miscellaneous | Existing | Food Preparation | Natural Gas | Food Prep Other | E5 | RVT BC Ratio | 0 | 0 | 0 | 0 | 0 | 0 | 0 | 0 | 0 | 0 | 0 | 0 | 0 | 0 | 0 | 0 | 0 | 0 | 0 | 0 | 0 | 0 | 0 | 0 | 0 | 0 | 0 | 0 | 0 | 0 | 0 | 0 | 0
F4_Commercial_Miscellaneous_Existing_Food Preparation_Natural Gas_Food Prep Other_E6 | F4 | Commercial | Miscellaneous | Existing | Food Preparation | Natural Gas | Food Prep Other | E6 | RVT BC Ratio | 0 | 0 | 0 | 0 | 0 | 0 | 0 | 0 | 0 | 0 | 0 | 0 | 0 | 0 | 0 | 0 | 0 | 0 | 0 | 0 | 0 | 0 | 0 | 0 | 0 | 0 | 0 | 0 | 0 | 0 | 0 | 0 | 0
F4_Commercial_Miscellaneous_Existing_Food Preparation_Natural Gas_Food Prep Other_E7 | F4 | Commercial | Miscellaneous | Existing | Food Preparation | Natural Gas | Food Prep Other | E7 | RVT BC Ratio | 0 | 0 | 0 | 0 | 0 | 0 | 0 | 0 | 0 | 0 | 0 | 0 | 0 | 0 | 0 | 0 | 0 | 0 | 0 | 0 | 0 | 0 | 0 | 0 | 0 | 0 | 0 | 0 | 0 | 0 | 0 | 0 | 0
F4_Commercial_Miscellaneous_Existing_Food Preparation_Natural Gas_Food Prep Other_E8 | F4 | Commercial | Miscellaneous | Existing | Food Preparation | Natural Gas | Food Prep Other | E8 | RVT BC Ratio | 0 | 0 | 0 | 0 | 0 | 0 | 0 | 0 | 0 | 0 | 0 | 0 | 0 | 0 | 0 | 0 | 0 | 0 | 0 | 0 | 0 | 0 | 0 | 0 | 0 | 0 | 0 | 0 | 0 | 0 | 0 | 0 | 0
F4_Commercial_Miscellaneous_Existing_Food Preparation_Natural Gas_Food Prep Other_E9 | F4 | Commercial | Miscellaneous | Existing | Food Preparation | Natural Gas | Food Prep Other | E9 | RVT BC Ratio | 0 | 0 | 0 | 0 | 0 | 0 | 0 | 0 | 0 | 0 | 0 | 0 | 0 | 0 | 0 | 0 | 0 | 0 | 0 | 0 | 0 | 0 | 0 | 0 | 0 | 0 | 0 | 0 | 0 | 0 | 0 | 0 | 0
F4_Commercial_Miscellaneous_Existing_Food Preparation_Natural Gas_Food Prep Other_E10 | F4 | Commercial | Miscellaneous | Existing | Food Preparation | Natural Gas | Food Prep Other | E10 | RVT BC Ratio | 0 | 0 | 0 | 0 | 0 | 0 | 0 | 0 | 0 | 0 | 0 | 0 | 0 | 0 | 0 | 0 | 0 | 0 | 0 | 0 | 0 | 0 | 0 | 0 | 0 | 0 | 0 | 0 | 0 | 0 | 0 | 0 | 0
F5_Commercial_Miscellaneous_Existing_Food Preparation_Natural Gas_Food Prep Other_E1 | F5 | Commercial | Miscellaneous | Existing | Food Preparation | Natural Gas | Food Prep Other | E1 | RIM BC Ratio | bar: 2019 to 2051
F5_Commercial_Miscellaneous_Existing_Food Preparation_Natural Gas_Food Prep Other_E2 | F5 | Commercial | Miscellaneous | Existing | Food Preparation | Natural Gas | Food Prep Other | E2 | RIM BC Ratio | 0.11176 | 0.11174 | 0.11221 | 0.11149 | 0.11106 | 0.11138 | 0.11233 | 0.11308 | 0.11401 | 0.11488 | 0.11576 | 0.11656 | 0.11742 | 0.11832 | 0.11917 | 0.12004 | 0.12092 | 0.12187 | 0.12286 | 0.12391 | 0.12493 | 0.12599 | 0.12697 | 0.12799 | 0.12888 | 0.12965 | 0.13035 | 0.13095 | 0.13142 | 0.13181 | 0.13202 | 0.13216 | 0.13216
F5_Commercial_Miscellaneous_Existing_Food Preparation_Natural Gas_Food Prep Other_E3 | F5 | Commercial | Miscellaneous | Existing | Food Preparation | Natural Gas | Food Prep Other | E3 | RIM BC Ratio | 0 | 0 | 0 | 0 | 0 | 0 | 0 | 0 | 0 | 0 | 0 | 0 | 0 | 0 | 0 | 0 | 0 | 0 | 0 | 0 | 0 | 0 | 0 | 0 | 0 | 0 | 0 | 0 | 0 | 0 | 0 | 0 | 0
F5_Commercial_Miscellaneous_Existing_Food Preparation_Natural Gas_Food Prep Other_E4 | F5 | Commercial | Miscellaneous | Existing | Food Preparation | Natural Gas | Food Prep Other | E4 | RIM BC Ratio | 0 | 0 | 0 | 0 | 0 | 0 | 0 | 0 | 0 | 0 | 0 | 0 | 0 | 0 | 0 | 0 | 0 | 0 | 0 | 0 | 0 | 0 | 0 | 0 | 0 | 0 | 0 | 0 | 0 | 0 | 0 | 0 | 0
F5_Commercial_Miscellaneous_Existing_Food Preparation_Natural Gas_Food Prep Other_E5 | F5 | Commercial | Miscellaneous | Existing | Food Preparation | Natural Gas | Food Prep Other | E5 | RIM BC Ratio | 0 | 0 | 0 | 0 | 0 | 0 | 0 | 0 | 0 | 0 | 0 | 0 | 0 | 0 | 0 | 0 | 0 | 0 | 0 | 0 | 0 | 0 | 0 | 0 | 0 | 0 | 0 | 0 | 0 | 0 | 0 | 0 | 0
F5_Commercial_Miscellaneous_Existing_Food Preparation_Natural Gas_Food Prep Other_E6 | F5 | Commercial | Miscellaneous | Existing | Food Preparation | Natural Gas | Food Prep Other | E6 | RIM BC Ratio | 0 | 0 | 0 | 0 | 0 | 0 | 0 | 0 | 0 | 0 | 0 | 0 | 0 | 0 | 0 | 0 | 0 | 0 | 0 | 0 | 0 | 0 | 0 | 0 | 0 | 0 | 0 | 0 | 0 | 0 | 0 | 0 | 0
F5_Commercial_Miscellaneous_Existing_Food Preparation_Natural Gas_Food Prep Other_E7 | F5 | Commercial | Miscellaneous | Existing | Food Preparation | Natural Gas | Food Prep Other | E7 | RIM BC Ratio | 0 | 0 | 0 | 0 | 0 | 0 | 0 | 0 | 0 | 0 | 0 | 0 | 0 | 0 | 0 | 0 | 0 | 0 | 0 | 0 | 0 | 0 | 0 | 0 | 0 | 0 | 0 | 0 | 0 | 0 | 0 | 0 | 0
F5_Commercial_Miscellaneous_Existing_Food Preparation_Natural Gas_Food Prep Other_E8 | F5 | Commercial | Miscellaneous | Existing | Food Preparation | Natural Gas | Food Prep Other | E8 | RIM BC Ratio | 0 | 0 | 0 | 0 | 0 | 0 | 0 | 0 | 0 | 0 | 0 | 0 | 0 | 0 | 0 | 0 | 0 | 0 | 0 | 0 | 0 | 0 | 0 | 0 | 0 | 0 | 0 | 0 | 0 | 0 | 0 | 0 | 0
F5_Commercial_Miscellaneous_Existing_Food Preparation_Natural Gas_Food Prep Other_E9 | F5 | Commercial | Miscellaneous | Existing | Food Preparation | Natural Gas | Food Prep Other | E9 | RIM BC Ratio | 0 | 0 | 0 | 0 | 0 | 0 | 0 | 0 | 0 | 0 | 0 | 0 | 0 | 0 | 0 | 0 | 0 | 0 | 0 | 0 | 0 | 0 | 0 | 0 | 0 | 0 | 0 | 0 | 0 | 0 | 0 | 0 | 0
F5_Commercial_Miscellaneous_Existing_Food Preparation_Natural Gas_Food Prep Other_E10 | F5 | Commercial | Miscellaneous | Existing | Food Preparation | Natural Gas | Food Prep Other | E10 | RIM BC Ratio | 0 | 0 | 0 | 0 | 0 | 0 | 0 | 0 | 0 | 0 | 0 | 0 | 0 | 0 | 0 | 0 | 0 | 0 | 0 | 0 | 0 | 0 | 0 | 0 | 0 | 0 | 0 | 0 | 0 | 0 | 0 | 0 | 0
F0_Commercial_Miscellaneous_Existing_Miscellaneous_Natural Gas_Pool Heater_E0 | F0 | Commercial | Miscellaneous | Existing | Miscellaneous | Natural Gas | Pool Heater | E0 | Economic Unit | Standard (EF .78) | Standard (EF .78) | Standard (EF .78) | Standard (EF .78) | Standard (EF .78) | Standard (EF .78) | Standard (EF .78) | Standard (EF .78) | Standard (EF .78) | Standard (EF .78) | Standard (EF .78) | Standard (EF .78) | Standard (EF .78) | Standard (EF .78) | Standard (EF .78) | Standard (EF .78) | Standard (EF .78) | Standard (EF .78) | Standard (EF .78) | Standard (EF .78) | Standard (EF .78) | Standard (EF .78) | Standard (EF .78) | Standard (EF .78) | Standard (EF .78) | Standard (EF .78) | Standard (EF .78) | Standard (EF .78) | Standard (EF .78) | Standard (EF .78) | Standard (EF .78) | Standard (EF .78) | Standard (EF .78)
F1_Commercial_Miscellaneous_Existing_Miscellaneous_Natural Gas_Pool Heater_E1 | F1 | Commercial | Miscellaneous | Existing | Miscellaneous | Natural Gas | Pool Heater | E1 | CCE | 0 | 0 | 0 | 0 | 0 | 0 | 0 | 0 | 0 | 0 | 0 | 0 | 0 | 0 | 0 | 0 | 0 | 0 | 0 | 0 | 0 | 0 | 0 | 0 | 0 | 0 | 0 | 0 | 0 | 0 | 0 | 0 | 0
F1_Commercial_Miscellaneous_Existing_Miscellaneous_Natural Gas_Pool Heater_E2 | F1 | Commercial | Miscellaneous | Existing | Miscellaneous | Natural Gas | Pool Heater | E2 | CCE | 1.2677 | 1.3125 | 1.1782 | 1.2003 | 1.2003 | 1.2003 | 1.2003 | 1.2003 | 1.2003 | 1.2003 | 1.2003 | 1.2003 | 1.2003 | 1.2003 | 1.2003 | 1.2003 | 1.2003 | 1.2003 | 1.2003 | 1.2003 | 1.2003 | 1.2003 | 1.2003 | 1.2003 | 1.2003 | 1.2003 | 1.2003 | 1.2003 | 1.2003 | 1.2003 | 1.2003 | 1.2003 | 1.2003
F1_Commercial_Miscellaneous_Existing_Miscellaneous_Natural Gas_Pool Heater_E3 | F1 | Commercial | Miscellaneous | Existing | Miscellaneous | Natural Gas | Pool Heater | E3 | CCE | 0 | 0 | 0 | 0 | 0 | 0 | 0 | 0 | 0 | 0 | 0 | 0 | 0 | 0 | 0 | 0 | 0 | 0 | 0 | 0 | 0 | 0 | 0 | 0 | 0 | 0 | 0 | 0 | 0 | 0 | 0 | 0 | 0
F1_Commercial_Miscellaneous_Existing_Miscellaneous_Natural Gas_Pool Heater_E4 | F1 | Commercial | Miscellaneous | Existing | Miscellaneous | Natural Gas | Pool Heater | E4 | CCE | 0 | 0 | 0 | 0 | 0 | 0 | 0 | 0 | 0 | 0 | 0 | 0 | 0 | 0 | 0 | 0 | 0 | 0 | 0 | 0 | 0 | 0 | 0 | 0 | 0 | 0 | 0 | 0 | 0 | 0 | 0 | 0 | 0
F1_Commercial_Miscellaneous_Existing_Miscellaneous_Natural Gas_Pool Heater_E5 | F1 | Commercial | Miscellaneous | Existing | Miscellaneous | Natural Gas | Pool Heater | E5 | CCE | 0 | 0 | 0 | 0 | 0 | 0 | 0 | 0 | 0 | 0 | 0 | 0 | 0 | 0 | 0 | 0 | 0 | 0 | 0 | 0 | 0 | 0 | 0 | 0 | 0 | 0 | 0 | 0 | 0 | 0 | 0 | 0 | 0
F1_Commercial_Miscellaneous_Existing_Miscellaneous_Natural Gas_Pool Heater_E6 | F1 | Commercial | Miscellaneous | Existing | Miscellaneous | Natural Gas | Pool Heater | E6 | CCE | 0 | 0 | 0 | 0 | 0 | 0 | 0 | 0 | 0 | 0 | 0 | 0 | 0 | 0 | 0 | 0 | 0 | 0 | 0 | 0 | 0 | 0 | 0 | 0 | 0 | 0 | 0 | 0 | 0 | 0 | 0 | 0 | 0
F1_Commercial_Miscellaneous_Existing_Miscellaneous_Natural Gas_Pool Heater_E7 | F1 | Commercial | Miscellaneous | Existing | Miscellaneous | Natural Gas | Pool Heater | E7 | CCE | 0 | 0 | 0 | 0 | 0 | 0 | 0 | 0 | 0 | 0 | 0 | 0 | 0 | 0 | 0 | 0 | 0 | 0 | 0 | 0 | 0 | 0 | 0 | 0 | 0 | 0 | 0 | 0 | 0 | 0 | 0 | 0 | 0
F1_Commercial_Miscellaneous_Existing_Miscellaneous_Natural Gas_Pool Heater_E8 | F1 | Commercial | Miscellaneous | Existing | Miscellaneous | Natural Gas | Pool Heater | E8 | CCE | 0 | 0 | 0 | 0 | 0 | 0 | 0 | 0 | 0 | 0 | 0 | 0 | 0 | 0 | 0 | 0 | 0 | 0 | 0 | 0 | 0 | 0 | 0 | 0 | 0 | 0 | 0 | 0 | 0 | 0 | 0 | 0 | 0
F1_Commercial_Miscellaneous_Existing_Miscellaneous_Natural Gas_Pool Heater_E9 | F1 | Commercial | Miscellaneous | Existing | Miscellaneous | Natural Gas | Pool Heater | E9 | CCE | 0 | 0 | 0 | 0 | 0 | 0 | 0 | 0 | 0 | 0 | 0 | 0 | 0 | 0 | 0 | 0 | 0 | 0 | 0 | 0 | 0 | 0 | 0 | 0 | 0 | 0 | 0 | 0 | 0 | 0 | 0 | 0 | 0
F1_Commercial_Miscellaneous_Existing_Miscellaneous_Natural Gas_Pool Heater_E10 | F1 | Commercial | Miscellaneous | Existing | Miscellaneous | Natural Gas | Pool Heater | E10 | CCE | 0 | 0 | 0 | 0 | 0 | 0 | 0 | 0 | 0 | 0 | 0 | 0 | 0 | 0 | 0 | 0 | 0 | 0 | 0 | 0 | 0 | 0 | 0 | 0 | 0 | 0 | 0 | 0 | 0 | 0 | 0 | 0 | 0
F2_Commercial_Miscellaneous_Existing_Miscellaneous_Natural Gas_Pool Heater_E1 | F2 | Commercial | Miscellaneous | Existing | Miscellaneous | Natural Gas | Pool Heater | E1 | TRC BC Ratio | bar: 2019 to 2051
F2_Commercial_Miscellaneous_Existing_Miscellaneous_Natural Gas_Pool Heater_E2 | F2 | Commercial | Miscellaneous | Existing | Miscellaneous | Natural Gas | Pool Heater | E2 | TRC BC Ratio | 0 | 0 | 0 | 0 | 0 | 0 | 0 | 0 | 0 | 0 | 0 | 0 | 0 | 0 | 0 | 0 | 0 | 0 | 0 | 0 | 0 | 0 | 0 | 0 | 0 | 0 | 0 | 0 | 0 | 0 | 0 | 0 | 0
F2_Commercial_Miscellaneous_Existing_Miscellaneous_Natural Gas_Pool Heater_E3 | F2 | Commercial | Miscellaneous | Existing | Miscellaneous | Natural Gas | Pool Heater | E3 | TRC BC Ratio | 0 | 0 | 0 | 0 | 0 | 0 | 0 | 0 | 0 | 0 | 0 | 0 | 0 | 0 | 0 | 0 | 0 | 0 | 0 | 0 | 0 | 0 | 0 | 0 | 0 | 0 | 0 | 0 | 0 | 0 | 0 | 0 | 0
F2_Commercial_Miscellaneous_Existing_Miscellaneous_Natural Gas_Pool Heater_E4 | F2 | Commercial | Miscellaneous | Existing | Miscellaneous | Natural Gas | Pool Heater | E4 | TRC BC Ratio | 0 | 0 | 0 | 0 | 0 | 0 | 0 | 0 | 0 | 0 | 0 | 0 | 0 | 0 | 0 | 0 | 0 | 0 | 0 | 0 | 0 | 0 | 0 | 0 | 0 | 0 | 0 | 0 | 0 | 0 | 0 | 0 | 0
F2_Commercial_Miscellaneous_Existing_Miscellaneous_Natural Gas_Pool Heater_E5 | F2 | Commercial | Miscellaneous | Existing | Miscellaneous | Natural Gas | Pool Heater | E5 | TRC BC Ratio | 0 | 0 | 0 | 0 | 0 | 0 | 0 | 0 | 0 | 0 | 0 | 0 | 0 | 0 | 0 | 0 | 0 | 0 | 0 | 0 | 0 | 0 | 0 | 0 | 0 | 0 | 0 | 0 | 0 | 0 | 0 | 0 | 0
F2_Commercial_Miscellaneous_Existing_Miscellaneous_Natural Gas_Pool Heater_E6 | F2 | Commercial | Miscellaneous | Existing | Miscellaneous | Natural Gas | Pool Heater | E6 | TRC BC Ratio | 0 | 0 | 0 | 0 | 0 | 0 | 0 | 0 | 0 | 0 | 0 | 0 | 0 | 0 | 0 | 0 | 0 | 0 | 0 | 0 | 0 | 0 | 0 | 0 | 0 | 0 | 0 | 0 | 0 | 0 | 0 | 0 | 0
F2_Commercial_Miscellaneous_Existing_Miscellaneous_Natural Gas_Pool Heater_E7 | F2 | Commercial | Miscellaneous | Existing | Miscellaneous | Natural Gas | Pool Heater | E7 | TRC BC Ratio | 0 | 0 | 0 | 0 | 0 | 0 | 0 | 0 | 0 | 0 | 0 | 0 | 0 | 0 | 0 | 0 | 0 | 0 | 0 | 0 | 0 | 0 | 0 | 0 | 0 | 0 | 0 | 0 | 0 | 0 | 0 | 0 | 0
F2_Commercial_Miscellaneous_Existing_Miscellaneous_Natural Gas_Pool Heater_E8 | F2 | Commercial | Miscellaneous | Existing | Miscellaneous | Natural Gas | Pool Heater | E8 | TRC BC Ratio | 0 | 0 | 0 | 0 | 0 | 0 | 0 | 0 | 0 | 0 | 0 | 0 | 0 | 0 | 0 | 0 | 0 | 0 | 0 | 0 | 0 | 0 | 0 | 0 | 0 | 0 | 0 | 0 | 0 | 0 | 0 | 0 | 0
F2_Commercial_Miscellaneous_Existing_Miscellaneous_Natural Gas_Pool Heater_E9 | F2 | Commercial | Miscellaneous | Existing | Miscellaneous | Natural Gas | Pool Heater | E9 | TRC BC Ratio | 0 | 0 | 0 | 0 | 0 | 0 | 0 | 0 | 0 | 0 | 0 | 0 | 0 | 0 | 0 | 0 | 0 | 0 | 0 | 0 | 0 | 0 | 0 | 0 | 0 | 0 | 0 | 0 | 0 | 0 | 0 | 0 | 0
F2_Commercial_Miscellaneous_Existing_Miscellaneous_Natural Gas_Pool Heater_E10 | F2 | Commercial | Miscellaneous | Existing | Miscellaneous | Natural Gas | Pool Heater | E10 | TRC BC Ratio | 0 | 0 | 0 | 0 | 0 | 0 | 0 | 0 | 0 | 0 | 0 | 0 | 0 | 0 | 0 | 0 | 0 | 0 | 0 | 0 | 0 | 0 | 0 | 0 | 0 | 0 | 0 | 0 | 0 | 0 | 0 | 0 | 0
F3_Commercial_Miscellaneous_Existing_Miscellaneous_Natural Gas_Pool Heater_E1 | F3 | Commercial | Miscellaneous | Existing | Miscellaneous | Natural Gas | Pool Heater | E1 | PACT BC Ratio | bar: 2019 to 2051
F3_Commercial_Miscellaneous_Existing_Miscellaneous_Natural Gas_Pool Heater_E2 | F3 | Commercial | Miscellaneous | Existing | Miscellaneous | Natural Gas | Pool Heater | E2 | PACT BC Ratio | 0 | 0 | 0 | 0 | 0 | 0 | 0 | 0 | 0 | 0 | 0 | 0 | 0 | 0 | 0 | 0 | 0 | 0 | 0 | 0 | 0 | 0 | 0 | 0 | 0 | 0 | 0 | 0 | 0 | 0 | 0 | 0 | 0
F3_Commercial_Miscellaneous_Existing_Miscellaneous_Natural Gas_Pool Heater_E3 | F3 | Commercial | Miscellaneous | Existing | Miscellaneous | Natural Gas | Pool Heater | E3 | PACT BC Ratio | 0 | 0 | 0 | 0 | 0 | 0 | 0 | 0 | 0 | 0 | 0 | 0 | 0 | 0 | 0 | 0 | 0 | 0 | 0 | 0 | 0 | 0 | 0 | 0 | 0 | 0 | 0 | 0 | 0 | 0 | 0 | 0 | 0
F3_Commercial_Miscellaneous_Existing_Miscellaneous_Natural Gas_Pool Heater_E4 | F3 | Commercial | Miscellaneous | Existing | Miscellaneous | Natural Gas | Pool Heater | E4 | PACT BC Ratio | 0 | 0 | 0 | 0 | 0 | 0 | 0 | 0 | 0 | 0 | 0 | 0 | 0 | 0 | 0 | 0 | 0 | 0 | 0 | 0 | 0 | 0 | 0 | 0 | 0 | 0 | 0 | 0 | 0 | 0 | 0 | 0 | 0
F3_Commercial_Miscellaneous_Existing_Miscellaneous_Natural Gas_Pool Heater_E5 | F3 | Commercial | Miscellaneous | Existing | Miscellaneous | Natural Gas | Pool Heater | E5 | PACT BC Ratio | 0 | 0 | 0 | 0 | 0 | 0 | 0 | 0 | 0 | 0 | 0 | 0 | 0 | 0 | 0 | 0 | 0 | 0 | 0 | 0 | 0 | 0 | 0 | 0 | 0 | 0 | 0 | 0 | 0 | 0 | 0 | 0 | 0
F3_Commercial_Miscellaneous_Existing_Miscellaneous_Natural Gas_Pool Heater_E6 | F3 | Commercial | Miscellaneous | Existing | Miscellaneous | Natural Gas | Pool Heater | E6 | PACT BC Ratio | 0 | 0 | 0 | 0 | 0 | 0 | 0 | 0 | 0 | 0 | 0 | 0 | 0 | 0 | 0 | 0 | 0 | 0 | 0 | 0 | 0 | 0 | 0 | 0 | 0 | 0 | 0 | 0 | 0 | 0 | 0 | 0 | 0
F3_Commercial_Miscellaneous_Existing_Miscellaneous_Natural Gas_Pool Heater_E7 | F3 | Commercial | Miscellaneous | Existing | Miscellaneous | Natural Gas | Pool Heater | E7 | PACT BC Ratio | 0 | 0 | 0 | 0 | 0 | 0 | 0 | 0 | 0 | 0 | 0 | 0 | 0 | 0 | 0 | 0 | 0 | 0 | 0 | 0 | 0 | 0 | 0 | 0 | 0 | 0 | 0 | 0 | 0 | 0 | 0 | 0 | 0
F3_Commercial_Miscellaneous_Existing_Miscellaneous_Natural Gas_Pool Heater_E8 | F3 | Commercial | Miscellaneous | Existing | Miscellaneous | Natural Gas | Pool Heater | E8 | PACT BC Ratio | 0 | 0 | 0 | 0 | 0 | 0 | 0 | 0 | 0 | 0 | 0 | 0 | 0 | 0 | 0 | 0 | 0 | 0 | 0 | 0 | 0 | 0 | 0 | 0 | 0 | 0 | 0 | 0 | 0 | 0 | 0 | 0 | 0
F3_Commercial_Miscellaneous_Existing_Miscellaneous_Natural Gas_Pool Heater_E9 | F3 | Commercial | Miscellaneous | Existing | Miscellaneous | Natural Gas | Pool Heater | E9 | PACT BC Ratio | 0 | 0 | 0 | 0 | 0 | 0 | 0 | 0 | 0 | 0 | 0 | 0 | 0 | 0 | 0 | 0 | 0 | 0 | 0 | 0 | 0 | 0 | 0 | 0 | 0 | 0 | 0 | 0 | 0 | 0 | 0 | 0 | 0
F3_Commercial_Miscellaneous_Existing_Miscellaneous_Natural Gas_Pool Heater_E10 | F3 | Commercial | Miscellaneous | Existing | Miscellaneous | Natural Gas | Pool Heater | E10 | PACT BC Ratio | 0 | 0 | 0 | 0 | 0 | 0 | 0 | 0 | 0 | 0 | 0 | 0 | 0 | 0 | 0 | 0 | 0 | 0 | 0 | 0 | 0 | 0 | 0 | 0 | 0 | 0 | 0 | 0 | 0 | 0 | 0 | 0 | 0
F4_Commercial_Miscellaneous_Existing_Miscellaneous_Natural Gas_Pool Heater_E1 | F4 | Commercial | Miscellaneous | Existing | Miscellaneous | Natural Gas | Pool Heater | E1 | RVT BC Ratio | bar: 2019 to 2051
F4_Commercial_Miscellaneous_Existing_Miscellaneous_Natural Gas_Pool Heater_E2 | F4 | Commercial | Miscellaneous | Existing | Miscellaneous | Natural Gas | Pool Heater | E2 | RVT BC Ratio | 0.7 | 0.7 | 0.7 | 0.7 | 0.7 | 0.7 | 0.7 | 0.7 | 0.7 | 0.7 | 0.7 | 0.7 | 0.7 | 0.7 | 0.7 | 0.7 | 0.7 | 0.7 | 0.7 | 0.7 | 0.7 | 0.7 | 0.7 | 0.7 | 0.7 | 0.7 | 0.7 | 0.7 | 0.7 | 0.7 | 0.7 | 0.7 | 0.7
F4_Commercial_Miscellaneous_Existing_Miscellaneous_Natural Gas_Pool Heater_E3 | F4 | Commercial | Miscellaneous | Existing | Miscellaneous | Natural Gas | Pool Heater | E3 | RVT BC Ratio | 0 | 0 | 0 | 0 | 0 | 0 | 0 | 0 | 0 | 0 | 0 | 0 | 0 | 0 | 0 | 0 | 0 | 0 | 0 | 0 | 0 | 0 | 0 | 0 | 0 | 0 | 0 | 0 | 0 | 0 | 0 | 0 | 0
F4_Commercial_Miscellaneous_Existing_Miscellaneous_Natural Gas_Pool Heater_E4 | F4 | Commercial | Miscellaneous | Existing | Miscellaneous | Natural Gas | Pool Heater | E4 | RVT BC Ratio | 0 | 0 | 0 | 0 | 0 | 0 | 0 | 0 | 0 | 0 | 0 | 0 | 0 | 0 | 0 | 0 | 0 | 0 | 0 | 0 | 0 | 0 | 0 | 0 | 0 | 0 | 0 | 0 | 0 | 0 | 0 | 0 | 0
F4_Commercial_Miscellaneous_Existing_Miscellaneous_Natural Gas_Pool Heater_E5 | F4 | Commercial | Miscellaneous | Existing | Miscellaneous | Natural Gas | Pool Heater | E5 | RVT BC Ratio | 0 | 0 | 0 | 0 | 0 | 0 | 0 | 0 | 0 | 0 | 0 | 0 | 0 | 0 | 0 | 0 | 0 | 0 | 0 | 0 | 0 | 0 | 0 | 0 | 0 | 0 | 0 | 0 | 0 | 0 | 0 | 0 | 0
F4_Commercial_Miscellaneous_Existing_Miscellaneous_Natural Gas_Pool Heater_E6 | F4 | Commercial | Miscellaneous | Existing | Miscellaneous | Natural Gas | Pool Heater | E6 | RVT BC Ratio | 0 | 0 | 0 | 0 | 0 | 0 | 0 | 0 | 0 | 0 | 0 | 0 | 0 | 0 | 0 | 0 | 0 | 0 | 0 | 0 | 0 | 0 | 0 | 0 | 0 | 0 | 0 | 0 | 0 | 0 | 0 | 0 | 0
F4_Commercial_Miscellaneous_Existing_Miscellaneous_Natural Gas_Pool Heater_E7 | F4 | Commercial | Miscellaneous | Existing | Miscellaneous | Natural Gas | Pool Heater | E7 | RVT BC Ratio | 0 | 0 | 0 | 0 | 0 | 0 | 0 | 0 | 0 | 0 | 0 | 0 | 0 | 0 | 0 | 0 | 0 | 0 | 0 | 0 | 0 | 0 | 0 | 0 | 0 | 0 | 0 | 0 | 0 | 0 | 0 | 0 | 0
F4_Commercial_Miscellaneous_Existing_Miscellaneous_Natural Gas_Pool Heater_E8 | F4 | Commercial | Miscellaneous | Existing | Miscellaneous | Natural Gas | Pool Heater | E8 | RVT BC Ratio | 0 | 0 | 0 | 0 | 0 | 0 | 0 | 0 | 0 | 0 | 0 | 0 | 0 | 0 | 0 | 0 | 0 | 0 | 0 | 0 | 0 | 0 | 0 | 0 | 0 | 0 | 0 | 0 | 0 | 0 | 0 | 0 | 0
F4_Commercial_Miscellaneous_Existing_Miscellaneous_Natural Gas_Pool Heater_E9 | F4 | Commercial | Miscellaneous | Existing | Miscellaneous | Natural Gas | Pool Heater | E9 | RVT BC Ratio | 0 | 0 | 0 | 0 | 0 | 0 | 0 | 0 | 0 | 0 | 0 | 0 | 0 | 0 | 0 | 0 | 0 | 0 | 0 | 0 | 0 | 0 | 0 | 0 | 0 | 0 | 0 | 0 | 0 | 0 | 0 | 0 | 0
F4_Commercial_Miscellaneous_Existing_Miscellaneous_Natural Gas_Pool Heater_E10 | F4 | Commercial | Miscellaneous | Existing | Miscellaneous | Natural Gas | Pool Heater | E10 | RVT BC Ratio | 0 | 0 | 0 | 0 | 0 | 0 | 0 | 0 | 0 | 0 | 0 | 0 | 0 | 0 | 0 | 0 | 0 | 0 | 0 | 0 | 0 | 0 | 0 | 0 | 0 | 0 | 0 | 0 | 0 | 0 | 0 | 0 | 0
F5_Commercial_Miscellaneous_Existing_Miscellaneous_Natural Gas_Pool Heater_E1 | F5 | Commercial | Miscellaneous | Existing | Miscellaneous | Natural Gas | Pool Heater | E1 | RIM BC Ratio | bar: 2019 to 2051
F5_Commercial_Miscellaneous_Existing_Miscellaneous_Natural Gas_Pool Heater_E2 | F5 | Commercial | Miscellaneous | Existing | Miscellaneous | Natural Gas | Pool Heater | E2 | RIM BC Ratio | 0 | 0 | 0 | 0 | 0 | 0 | 0 | 0 | 0 | 0 | 0 | 0 | 0 | 0 | 0 | 0 | 0 | 0 | 0 | 0 | 0 | 0 | 0 | 0 | 0 | 0 | 0 | 0 | 0 | 0 | 0 | 0 | 0
F5_Commercial_Miscellaneous_Existing_Miscellaneous_Natural Gas_Pool Heater_E3 | F5 | Commercial | Miscellaneous | Existing | Miscellaneous | Natural Gas | Pool Heater | E3 | RIM BC Ratio | 0 | 0 | 0 | 0 | 0 | 0 | 0 | 0 | 0 | 0 | 0 | 0 | 0 | 0 | 0 | 0 | 0 | 0 | 0 | 0 | 0 | 0 | 0 | 0 | 0 | 0 | 0 | 0 | 0 | 0 | 0 | 0 | 0
F5_Commercial_Miscellaneous_Existing_Miscellaneous_Natural Gas_Pool Heater_E4 | F5 | Commercial | Miscellaneous | Existing | Miscellaneous | Natural Gas | Pool Heater | E4 | RIM BC Ratio | 0 | 0 | 0 | 0 | 0 | 0 | 0 | 0 | 0 | 0 | 0 | 0 | 0 | 0 | 0 | 0 | 0 | 0 | 0 | 0 | 0 | 0 | 0 | 0 | 0 | 0 | 0 | 0 | 0 | 0 | 0 | 0 | 0
F5_Commercial_Miscellaneous_Existing_Miscellaneous_Natural Gas_Pool Heater_E5 | F5 | Commercial | Miscellaneous | Existing | Miscellaneous | Natural Gas | Pool Heater | E5 | RIM BC Ratio | 0 | 0 | 0 | 0 | 0 | 0 | 0 | 0 | 0 | 0 | 0 | 0 | 0 | 0 | 0 | 0 | 0 | 0 | 0 | 0 | 0 | 0 | 0 | 0 | 0 | 0 | 0 | 0 | 0 | 0 | 0 | 0 | 0
F5_Commercial_Miscellaneous_Existing_Miscellaneous_Natural Gas_Pool Heater_E6 | F5 | Commercial | Miscellaneous | Existing | Miscellaneous | Natural Gas | Pool Heater | E6 | RIM BC Ratio | 0 | 0 | 0 | 0 | 0 | 0 | 0 | 0 | 0 | 0 | 0 | 0 | 0 | 0 | 0 | 0 | 0 | 0 | 0 | 0 | 0 | 0 | 0 | 0 | 0 | 0 | 0 | 0 | 0 | 0 | 0 | 0 | 0
F5_Commercial_Miscellaneous_Existing_Miscellaneous_Natural Gas_Pool Heater_E7 | F5 | Commercial | Miscellaneous | Existing | Miscellaneous | Natural Gas | Pool Heater | E7 | RIM BC Ratio | 0 | 0 | 0 | 0 | 0 | 0 | 0 | 0 | 0 | 0 | 0 | 0 | 0 | 0 | 0 | 0 | 0 | 0 | 0 | 0 | 0 | 0 | 0 | 0 | 0 | 0 | 0 | 0 | 0 | 0 | 0 | 0 | 0
F5_Commercial_Miscellaneous_Existing_Miscellaneous_Natural Gas_Pool Heater_E8 | F5 | Commercial | Miscellaneous | Existing | Miscellaneous | Natural Gas | Pool Heater | E8 | RIM BC Ratio | 0 | 0 | 0 | 0 | 0 | 0 | 0 | 0 | 0 | 0 | 0 | 0 | 0 | 0 | 0 | 0 | 0 | 0 | 0 | 0 | 0 | 0 | 0 | 0 | 0 | 0 | 0 | 0 | 0 | 0 | 0 | 0 | 0
F5_Commercial_Miscellaneous_Existing_Miscellaneous_Natural Gas_Pool Heater_E9 | F5 | Commercial | Miscellaneous | Existing | Miscellaneous | Natural Gas | Pool Heater | E9 | RIM BC Ratio | 0 | 0 | 0 | 0 | 0 | 0 | 0 | 0 | 0 | 0 | 0 | 0 | 0 | 0 | 0 | 0 | 0 | 0 | 0 | 0 | 0 | 0 | 0 | 0 | 0 | 0 | 0 | 0 | 0 | 0 | 0 | 0 | 0
F5_Commercial_Miscellaneous_Existing_Miscellaneous_Natural Gas_Pool Heater_E10 | F5 | Commercial | Miscellaneous | Existing | Miscellaneous | Natural Gas | Pool Heater | E10 | RIM BC Ratio | 0 | 0 | 0 | 0 | 0 | 0 | 0 | 0 | 0 | 0 | 0 | 0 | 0 | 0 | 0 | 0 | 0 | 0 | 0 | 0 | 0 | 0 | 0 | 0 | 0 | 0 | 0 | 0 | 0 | 0 | 0 | 0 | 0
F0_Commercial_Miscellaneous_Existing_Miscellaneous_Natural Gas_Miscellaneous_E0 | F0 | Commercial | Miscellaneous | Existing | Miscellaneous | Natural Gas | Miscellaneous | E0 | Economic Unit | Miscellaneous | Miscellaneous | Miscellaneous | Miscellaneous | Miscellaneous | Miscellaneous | Miscellaneous | Miscellaneous | Miscellaneous | Miscellaneous | Miscellaneous | Miscellaneous | Miscellaneous | Miscellaneous | Miscellaneous | Miscellaneous | Miscellaneous | Miscellaneous | Miscellaneous | Miscellaneous | Miscellaneous | Miscellaneous | Miscellaneous | Miscellaneous | Miscellaneous | Miscellaneous | Miscellaneous | Miscellaneous | Miscellaneous | Miscellaneous | Miscellaneous | Miscellaneous | Miscellaneous
F1_Commercial_Miscellaneous_Existing_Miscellaneous_Natural Gas_Miscellaneous_E1 | F1 | Commercial | Miscellaneous | Existing | Miscellaneous | Natural Gas | Miscellaneous | E1 | CCE | 0 | 0 | 0 | 0 | 0 | 0 | 0 | 0 | 0 | 0 | 0 | 0 | 0 | 0 | 0 | 0 | 0 | 0 | 0 | 0 | 0 | 0 | 0 | 0 | 0 | 0 | 0 | 0 | 0 | 0 | 0 | 0 | 0
F1_Commercial_Miscellaneous_Existing_Miscellaneous_Natural Gas_Miscellaneous_E2 | F1 | Commercial | Miscellaneous | Existing | Miscellaneous | Natural Gas | Miscellaneous | E2 | CCE | 0 | 0 | 0 | 0 | 0 | 0 | 0 | 0 | 0 | 0 | 0 | 0 | 0 | 0 | 0 | 0 | 0 | 0 | 0 | 0 | 0 | 0 | 0 | 0 | 0 | 0 | 0 | 0 | 0 | 0 | 0 | 0 | 0
F1_Commercial_Miscellaneous_Existing_Miscellaneous_Natural Gas_Miscellaneous_E3 | F1 | Commercial | Miscellaneous | Existing | Miscellaneous | Natural Gas | Miscellaneous | E3 | CCE | 0 | 0 | 0 | 0 | 0 | 0 | 0 | 0 | 0 | 0 | 0 | 0 | 0 | 0 | 0 | 0 | 0 | 0 | 0 | 0 | 0 | 0 | 0 | 0 | 0 | 0 | 0 | 0 | 0 | 0 | 0 | 0 | 0
F1_Commercial_Miscellaneous_Existing_Miscellaneous_Natural Gas_Miscellaneous_E4 | F1 | Commercial | Miscellaneous | Existing | Miscellaneous | Natural Gas | Miscellaneous | E4 | CCE | 0 | 0 | 0 | 0 | 0 | 0 | 0 | 0 | 0 | 0 | 0 | 0 | 0 | 0 | 0 | 0 | 0 | 0 | 0 | 0 | 0 | 0 | 0 | 0 | 0 | 0 | 0 | 0 | 0 | 0 | 0 | 0 | 0
F1_Commercial_Miscellaneous_Existing_Miscellaneous_Natural Gas_Miscellaneous_E5 | F1 | Commercial | Miscellaneous | Existing | Miscellaneous | Natural Gas | Miscellaneous | E5 | CCE | 0 | 0 | 0 | 0 | 0 | 0 | 0 | 0 | 0 | 0 | 0 | 0 | 0 | 0 | 0 | 0 | 0 | 0 | 0 | 0 | 0 | 0 | 0 | 0 | 0 | 0 | 0 | 0 | 0 | 0 | 0 | 0 | 0
F1_Commercial_Miscellaneous_Existing_Miscellaneous_Natural Gas_Miscellaneous_E6 | F1 | Commercial | Miscellaneous | Existing | Miscellaneous | Natural Gas | Miscellaneous | E6 | CCE | 0 | 0 | 0 | 0 | 0 | 0 | 0 | 0 | 0 | 0 | 0 | 0 | 0 | 0 | 0 | 0 | 0 | 0 | 0 | 0 | 0 | 0 | 0 | 0 | 0 | 0 | 0 | 0 | 0 | 0 | 0 | 0 | 0
F1_Commercial_Miscellaneous_Existing_Miscellaneous_Natural Gas_Miscellaneous_E7 | F1 | Commercial | Miscellaneous | Existing | Miscellaneous | Natural Gas | Miscellaneous | E7 | CCE | 0 | 0 | 0 | 0 | 0 | 0 | 0 | 0 | 0 | 0 | 0 | 0 | 0 | 0 | 0 | 0 | 0 | 0 | 0 | 0 | 0 | 0 | 0 | 0 | 0 | 0 | 0 | 0 | 0 | 0 | 0 | 0 | 0
F1_Commercial_Miscellaneous_Existing_Miscellaneous_Natural Gas_Miscellaneous_E8 | F1 | Commercial | Miscellaneous | Existing | Miscellaneous | Natural Gas | Miscellaneous | E8 | CCE | 0 | 0 | 0 | 0 | 0 | 0 | 0 | 0 | 0 | 0 | 0 | 0 | 0 | 0 | 0 | 0 | 0 | 0 | 0 | 0 | 0 | 0 | 0 | 0 | 0 | 0 | 0 | 0 | 0 | 0 | 0 | 0 | 0
F1_Commercial_Miscellaneous_Existing_Miscellaneous_Natural Gas_Miscellaneous_E9 | F1 | Commercial | Miscellaneous | Existing | Miscellaneous | Natural Gas | Miscellaneous | E9 | CCE | 0 | 0 | 0 | 0 | 0 | 0 | 0 | 0 | 0 | 0 | 0 | 0 | 0 | 0 | 0 | 0 | 0 | 0 | 0 | 0 | 0 | 0 | 0 | 0 | 0 | 0 | 0 | 0 | 0 | 0 | 0 | 0 | 0
F1_Commercial_Miscellaneous_Existing_Miscellaneous_Natural Gas_Miscellaneous_E10 | F1 | Commercial | Miscellaneous | Existing | Miscellaneous | Natural Gas | Miscellaneous | E10 | CCE | 0 | 0 | 0 | 0 | 0 | 0 | 0 | 0 | 0 | 0 | 0 | 0 | 0 | 0 | 0 | 0 | 0 | 0 | 0 | 0 | 0 | 0 | 0 | 0 | 0 | 0 | 0 | 0 | 0 | 0 | 0 | 0 | 0
F2_Commercial_Miscellaneous_Existing_Miscellaneous_Natural Gas_Miscellaneous_E1 | F2 | Commercial | Miscellaneous | Existing | Miscellaneous | Natural Gas | Miscellaneous | E1 | TRC BC Ratio | bar: 2019 to 2051
F2_Commercial_Miscellaneous_Existing_Miscellaneous_Natural Gas_Miscellaneous_E2 | F2 | Commercial | Miscellaneous | Existing | Miscellaneous | Natural Gas | Miscellaneous | E2 | TRC BC Ratio | 0 | 0 | 0 | 0 | 0 | 0 | 0 | 0 | 0 | 0 | 0 | 0 | 0 | 0 | 0 | 0 | 0 | 0 | 0 | 0 | 0 | 0 | 0 | 0 | 0 | 0 | 0 | 0 | 0 | 0 | 0 | 0 | 0
F2_Commercial_Miscellaneous_Existing_Miscellaneous_Natural Gas_Miscellaneous_E3 | F2 | Commercial | Miscellaneous | Existing | Miscellaneous | Natural Gas | Miscellaneous | E3 | TRC BC Ratio | 0 | 0 | 0 | 0 | 0 | 0 | 0 | 0 | 0 | 0 | 0 | 0 | 0 | 0 | 0 | 0 | 0 | 0 | 0 | 0 | 0 | 0 | 0 | 0 | 0 | 0 | 0 | 0 | 0 | 0 | 0 | 0 | 0
F2_Commercial_Miscellaneous_Existing_Miscellaneous_Natural Gas_Miscellaneous_E4 | F2 | Commercial | Miscellaneous | Existing | Miscellaneous | Natural Gas | Miscellaneous | E4 | TRC BC Ratio | 0 | 0 | 0 | 0 | 0 | 0 | 0 | 0 | 0 | 0 | 0 | 0 | 0 | 0 | 0 | 0 | 0 | 0 | 0 | 0 | 0 | 0 | 0 | 0 | 0 | 0 | 0 | 0 | 0 | 0 | 0 | 0 | 0
F2_Commercial_Miscellaneous_Existing_Miscellaneous_Natural Gas_Miscellaneous_E5 | F2 | Commercial | Miscellaneous | Existing | Miscellaneous | Natural Gas | Miscellaneous | E5 | TRC BC Ratio | 0 | 0 | 0 | 0 | 0 | 0 | 0 | 0 | 0 | 0 | 0 | 0 | 0 | 0 | 0 | 0 | 0 | 0 | 0 | 0 | 0 | 0 | 0 | 0 | 0 | 0 | 0 | 0 | 0 | 0 | 0 | 0 | 0
F2_Commercial_Miscellaneous_Existing_Miscellaneous_Natural Gas_Miscellaneous_E6 | F2 | Commercial | Miscellaneous | Existing | Miscellaneous | Natural Gas | Miscellaneous | E6 | TRC BC Ratio | 0 | 0 | 0 | 0 | 0 | 0 | 0 | 0 | 0 | 0 | 0 | 0 | 0 | 0 | 0 | 0 | 0 | 0 | 0 | 0 | 0 | 0 | 0 | 0 | 0 | 0 | 0 | 0 | 0 | 0 | 0 | 0 | 0
F2_Commercial_Miscellaneous_Existing_Miscellaneous_Natural Gas_Miscellaneous_E7 | F2 | Commercial | Miscellaneous | Existing | Miscellaneous | Natural Gas | Miscellaneous | E7 | TRC BC Ratio | 0 | 0 | 0 | 0 | 0 | 0 | 0 | 0 | 0 | 0 | 0 | 0 | 0 | 0 | 0 | 0 | 0 | 0 | 0 | 0 | 0 | 0 | 0 | 0 | 0 | 0 | 0 | 0 | 0 | 0 | 0 | 0 | 0
F2_Commercial_Miscellaneous_Existing_Miscellaneous_Natural Gas_Miscellaneous_E8 | F2 | Commercial | Miscellaneous | Existing | Miscellaneous | Natural Gas | Miscellaneous | E8 | TRC BC Ratio | 0 | 0 | 0 | 0 | 0 | 0 | 0 | 0 | 0 | 0 | 0 | 0 | 0 | 0 | 0 | 0 | 0 | 0 | 0 | 0 | 0 | 0 | 0 | 0 | 0 | 0 | 0 | 0 | 0 | 0 | 0 | 0 | 0
F2_Commercial_Miscellaneous_Existing_Miscellaneous_Natural Gas_Miscellaneous_E9 | F2 | Commercial | Miscellaneous | Existing | Miscellaneous | Natural Gas | Miscellaneous | E9 | TRC BC Ratio | 0 | 0 | 0 | 0 | 0 | 0 | 0 | 0 | 0 | 0 | 0 | 0 | 0 | 0 | 0 | 0 | 0 | 0 | 0 | 0 | 0 | 0 | 0 | 0 | 0 | 0 | 0 | 0 | 0 | 0 | 0 | 0 | 0
F2_Commercial_Miscellaneous_Existing_Miscellaneous_Natural Gas_Miscellaneous_E10 | F2 | Commercial | Miscellaneous | Existing | Miscellaneous | Natural Gas | Miscellaneous | E10 | TRC BC Ratio | 0 | 0 | 0 | 0 | 0 | 0 | 0 | 0 | 0 | 0 | 0 | 0 | 0 | 0 | 0 | 0 | 0 | 0 | 0 | 0 | 0 | 0 | 0 | 0 | 0 | 0 | 0 | 0 | 0 | 0 | 0 | 0 | 0
F3_Commercial_Miscellaneous_Existing_Miscellaneous_Natural Gas_Miscellaneous_E1 | F3 | Commercial | Miscellaneous | Existing | Miscellaneous | Natural Gas | Miscellaneous | E1 | PACT BC Ratio | bar: 2019 to 2051
F3_Commercial_Miscellaneous_Existing_Miscellaneous_Natural Gas_Miscellaneous_E2 | F3 | Commercial | Miscellaneous | Existing | Miscellaneous | Natural Gas | Miscellaneous | E2 | PACT BC Ratio | 0 | 0 | 0 | 0 | 0 | 0 | 0 | 0 | 0 | 0 | 0 | 0 | 0 | 0 | 0 | 0 | 0 | 0 | 0 | 0 | 0 | 0 | 0 | 0 | 0 | 0 | 0 | 0 | 0 | 0 | 0 | 0 | 0
F3_Commercial_Miscellaneous_Existing_Miscellaneous_Natural Gas_Miscellaneous_E3 | F3 | Commercial | Miscellaneous | Existing | Miscellaneous | Natural Gas | Miscellaneous | E3 | PACT BC Ratio | 0 | 0 | 0 | 0 | 0 | 0 | 0 | 0 | 0 | 0 | 0 | 0 | 0 | 0 | 0 | 0 | 0 | 0 | 0 | 0 | 0 | 0 | 0 | 0 | 0 | 0 | 0 | 0 | 0 | 0 | 0 | 0 | 0
F3_Commercial_Miscellaneous_Existing_Miscellaneous_Natural Gas_Miscellaneous_E4 | F3 | Commercial | Miscellaneous | Existing | Miscellaneous | Natural Gas | Miscellaneous | E4 | PACT BC Ratio | 0 | 0 | 0 | 0 | 0 | 0 | 0 | 0 | 0 | 0 | 0 | 0 | 0 | 0 | 0 | 0 | 0 | 0 | 0 | 0 | 0 | 0 | 0 | 0 | 0 | 0 | 0 | 0 | 0 | 0 | 0 | 0 | 0
F3_Commercial_Miscellaneous_Existing_Miscellaneous_Natural Gas_Miscellaneous_E5 | F3 | Commercial | Miscellaneous | Existing | Miscellaneous | Natural Gas | Miscellaneous | E5 | PACT BC Ratio | 0 | 0 | 0 | 0 | 0 | 0 | 0 | 0 | 0 | 0 | 0 | 0 | 0 | 0 | 0 | 0 | 0 | 0 | 0 | 0 | 0 | 0 | 0 | 0 | 0 | 0 | 0 | 0 | 0 | 0 | 0 | 0 | 0
F3_Commercial_Miscellaneous_Existing_Miscellaneous_Natural Gas_Miscellaneous_E6 | F3 | Commercial | Miscellaneous | Existing | Miscellaneous | Natural Gas | Miscellaneous | E6 | PACT BC Ratio | 0 | 0 | 0 | 0 | 0 | 0 | 0 | 0 | 0 | 0 | 0 | 0 | 0 | 0 | 0 | 0 | 0 | 0 | 0 | 0 | 0 | 0 | 0 | 0 | 0 | 0 | 0 | 0 | 0 | 0 | 0 | 0 | 0
F3_Commercial_Miscellaneous_Existing_Miscellaneous_Natural Gas_Miscellaneous_E7 | F3 | Commercial | Miscellaneous | Existing | Miscellaneous | Natural Gas | Miscellaneous | E7 | PACT BC Ratio | 0 | 0 | 0 | 0 | 0 | 0 | 0 | 0 | 0 | 0 | 0 | 0 | 0 | 0 | 0 | 0 | 0 | 0 | 0 | 0 | 0 | 0 | 0 | 0 | 0 | 0 | 0 | 0 | 0 | 0 | 0 | 0 | 0
F3_Commercial_Miscellaneous_Existing_Miscellaneous_Natural Gas_Miscellaneous_E8 | F3 | Commercial | Miscellaneous | Existing | Miscellaneous | Natural Gas | Miscellaneous | E8 | PACT BC Ratio | 0 | 0 | 0 | 0 | 0 | 0 | 0 | 0 | 0 | 0 | 0 | 0 | 0 | 0 | 0 | 0 | 0 | 0 | 0 | 0 | 0 | 0 | 0 | 0 | 0 | 0 | 0 | 0 | 0 | 0 | 0 | 0 | 0
F3_Commercial_Miscellaneous_Existing_Miscellaneous_Natural Gas_Miscellaneous_E9 | F3 | Commercial | Miscellaneous | Existing | Miscellaneous | Natural Gas | Miscellaneous | E9 | PACT BC Ratio | 0 | 0 | 0 | 0 | 0 | 0 | 0 | 0 | 0 | 0 | 0 | 0 | 0 | 0 | 0 | 0 | 0 | 0 | 0 | 0 | 0 | 0 | 0 | 0 | 0 | 0 | 0 | 0 | 0 | 0 | 0 | 0 | 0
F3_Commercial_Miscellaneous_Existing_Miscellaneous_Natural Gas_Miscellaneous_E10 | F3 | Commercial | Miscellaneous | Existing | Miscellaneous | Natural Gas | Miscellaneous | E10 | PACT BC Ratio | 0 | 0 | 0 | 0 | 0 | 0 | 0 | 0 | 0 | 0 | 0 | 0 | 0 | 0 | 0 | 0 | 0 | 0 | 0 | 0 | 0 | 0 | 0 | 0 | 0 | 0 | 0 | 0 | 0 | 0 | 0 | 0 | 0
F4_Commercial_Miscellaneous_Existing_Miscellaneous_Natural Gas_Miscellaneous_E1 | F4 | Commercial | Miscellaneous | Existing | Miscellaneous | Natural Gas | Miscellaneous | E1 | RVT BC Ratio | bar: 2019 to 2051
F4_Commercial_Miscellaneous_Existing_Miscellaneous_Natural Gas_Miscellaneous_E2 | F4 | Commercial | Miscellaneous | Existing | Miscellaneous | Natural Gas | Miscellaneous | E2 | RVT BC Ratio | 0 | 0 | 0 | 0 | 0 | 0 | 0 | 0 | 0 | 0 | 0 | 0 | 0 | 0 | 0 | 0 | 0 | 0 | 0 | 0 | 0 | 0 | 0 | 0 | 0 | 0 | 0 | 0 | 0 | 0 | 0 | 0 | 0
F4_Commercial_Miscellaneous_Existing_Miscellaneous_Natural Gas_Miscellaneous_E3 | F4 | Commercial | Miscellaneous | Existing | Miscellaneous | Natural Gas | Miscellaneous | E3 | RVT BC Ratio | 0 | 0 | 0 | 0 | 0 | 0 | 0 | 0 | 0 | 0 | 0 | 0 | 0 | 0 | 0 | 0 | 0 | 0 | 0 | 0 | 0 | 0 | 0 | 0 | 0 | 0 | 0 | 0 | 0 | 0 | 0 | 0 | 0
F4_Commercial_Miscellaneous_Existing_Miscellaneous_Natural Gas_Miscellaneous_E4 | F4 | Commercial | Miscellaneous | Existing | Miscellaneous | Natural Gas | Miscellaneous | E4 | RVT BC Ratio | 0 | 0 | 0 | 0 | 0 | 0 | 0 | 0 | 0 | 0 | 0 | 0 | 0 | 0 | 0 | 0 | 0 | 0 | 0 | 0 | 0 | 0 | 0 | 0 | 0 | 0 | 0 | 0 | 0 | 0 | 0 | 0 | 0
F4_Commercial_Miscellaneous_Existing_Miscellaneous_Natural Gas_Miscellaneous_E5 | F4 | Commercial | Miscellaneous | Existing | Miscellaneous | Natural Gas | Miscellaneous | E5 | RVT BC Ratio | 0 | 0 | 0 | 0 | 0 | 0 | 0 | 0 | 0 | 0 | 0 | 0 | 0 | 0 | 0 | 0 | 0 | 0 | 0 | 0 | 0 | 0 | 0 | 0 | 0 | 0 | 0 | 0 | 0 | 0 | 0 | 0 | 0
F4_Commercial_Miscellaneous_Existing_Miscellaneous_Natural Gas_Miscellaneous_E6 | F4 | Commercial | Miscellaneous | Existing | Miscellaneous | Natural Gas | Miscellaneous | E6 | RVT BC Ratio | 0 | 0 | 0 | 0 | 0 | 0 | 0 | 0 | 0 | 0 | 0 | 0 | 0 | 0 | 0 | 0 | 0 | 0 | 0 | 0 | 0 | 0 | 0 | 0 | 0 | 0 | 0 | 0 | 0 | 0 | 0 | 0 | 0
F4_Commercial_Miscellaneous_Existing_Miscellaneous_Natural Gas_Miscellaneous_E7 | F4 | Commercial | Miscellaneous | Existing | Miscellaneous | Natural Gas | Miscellaneous | E7 | RVT BC Ratio | 0 | 0 | 0 | 0 | 0 | 0 | 0 | 0 | 0 | 0 | 0 | 0 | 0 | 0 | 0 | 0 | 0 | 0 | 0 | 0 | 0 | 0 | 0 | 0 | 0 | 0 | 0 | 0 | 0 | 0 | 0 | 0 | 0
F4_Commercial_Miscellaneous_Existing_Miscellaneous_Natural Gas_Miscellaneous_E8 | F4 | Commercial | Miscellaneous | Existing | Miscellaneous | Natural Gas | Miscellaneous | E8 | RVT BC Ratio | 0 | 0 | 0 | 0 | 0 | 0 | 0 | 0 | 0 | 0 | 0 | 0 | 0 | 0 | 0 | 0 | 0 | 0 | 0 | 0 | 0 | 0 | 0 | 0 | 0 | 0 | 0 | 0 | 0 | 0 | 0 | 0 | 0
F4_Commercial_Miscellaneous_Existing_Miscellaneous_Natural Gas_Miscellaneous_E9 | F4 | Commercial | Miscellaneous | Existing | Miscellaneous | Natural Gas | Miscellaneous | E9 | RVT BC Ratio | 0 | 0 | 0 | 0 | 0 | 0 | 0 | 0 | 0 | 0 | 0 | 0 | 0 | 0 | 0 | 0 | 0 | 0 | 0 | 0 | 0 | 0 | 0 | 0 | 0 | 0 | 0 | 0 | 0 | 0 | 0 | 0 | 0
F4_Commercial_Miscellaneous_Existing_Miscellaneous_Natural Gas_Miscellaneous_E10 | F4 | Commercial | Miscellaneous | Existing | Miscellaneous | Natural Gas | Miscellaneous | E10 | RVT BC Ratio | 0 | 0 | 0 | 0 | 0 | 0 | 0 | 0 | 0 | 0 | 0 | 0 | 0 | 0 | 0 | 0 | 0 | 0 | 0 | 0 | 0 | 0 | 0 | 0 | 0 | 0 | 0 | 0 | 0 | 0 | 0 | 0 | 0
F5_Commercial_Miscellaneous_Existing_Miscellaneous_Natural Gas_Miscellaneous_E1 | F5 | Commercial | Miscellaneous | Existing | Miscellaneous | Natural Gas | Miscellaneous | E1 | RIM BC Ratio | bar: 2019 to 2051
F5_Commercial_Miscellaneous_Existing_Miscellaneous_Natural Gas_Miscellaneous_E2 | F5 | Commercial | Miscellaneous | Existing | Miscellaneous | Natural Gas | Miscellaneous | E2 | RIM BC Ratio | 0 | 0 | 0 | 0 | 0 | 0 | 0 | 0 | 0 | 0 | 0 | 0 | 0 | 0 | 0 | 0 | 0 | 0 | 0 | 0 | 0 | 0 | 0 | 0 | 0 | 0 | 0 | 0 | 0 | 0 | 0 | 0 | 0
F5_Commercial_Miscellaneous_Existing_Miscellaneous_Natural Gas_Miscellaneous_E3 | F5 | Commercial | Miscellaneous | Existing | Miscellaneous | Natural Gas | Miscellaneous | E3 | RIM BC Ratio | 0 | 0 | 0 | 0 | 0 | 0 | 0 | 0 | 0 | 0 | 0 | 0 | 0 | 0 | 0 | 0 | 0 | 0 | 0 | 0 | 0 | 0 | 0 | 0 | 0 | 0 | 0 | 0 | 0 | 0 | 0 | 0 | 0
F5_Commercial_Miscellaneous_Existing_Miscellaneous_Natural Gas_Miscellaneous_E4 | F5 | Commercial | Miscellaneous | Existing | Miscellaneous | Natural Gas | Miscellaneous | E4 | RIM BC Ratio | 0 | 0 | 0 | 0 | 0 | 0 | 0 | 0 | 0 | 0 | 0 | 0 | 0 | 0 | 0 | 0 | 0 | 0 | 0 | 0 | 0 | 0 | 0 | 0 | 0 | 0 | 0 | 0 | 0 | 0 | 0 | 0 | 0
F5_Commercial_Miscellaneous_Existing_Miscellaneous_Natural Gas_Miscellaneous_E5 | F5 | Commercial | Miscellaneous | Existing | Miscellaneous | Natural Gas | Miscellaneous | E5 | RIM BC Ratio | 0 | 0 | 0 | 0 | 0 | 0 | 0 | 0 | 0 | 0 | 0 | 0 | 0 | 0 | 0 | 0 | 0 | 0 | 0 | 0 | 0 | 0 | 0 | 0 | 0 | 0 | 0 | 0 | 0 | 0 | 0 | 0 | 0
F5_Commercial_Miscellaneous_Existing_Miscellaneous_Natural Gas_Miscellaneous_E6 | F5 | Commercial | Miscellaneous | Existing | Miscellaneous | Natural Gas | Miscellaneous | E6 | RIM BC Ratio | 0 | 0 | 0 | 0 | 0 | 0 | 0 | 0 | 0 | 0 | 0 | 0 | 0 | 0 | 0 | 0 | 0 | 0 | 0 | 0 | 0 | 0 | 0 | 0 | 0 | 0 | 0 | 0 | 0 | 0 | 0 | 0 | 0
F5_Commercial_Miscellaneous_Existing_Miscellaneous_Natural Gas_Miscellaneous_E7 | F5 | Commercial | Miscellaneous | Existing | Miscellaneous | Natural Gas | Miscellaneous | E7 | RIM BC Ratio | 0 | 0 | 0 | 0 | 0 | 0 | 0 | 0 | 0 | 0 | 0 | 0 | 0 | 0 | 0 | 0 | 0 | 0 | 0 | 0 | 0 | 0 | 0 | 0 | 0 | 0 | 0 | 0 | 0 | 0 | 0 | 0 | 0
F5_Commercial_Miscellaneous_Existing_Miscellaneous_Natural Gas_Miscellaneous_E8 | F5 | Commercial | Miscellaneous | Existing | Miscellaneous | Natural Gas | Miscellaneous | E8 | RIM BC Ratio | 0 | 0 | 0 | 0 | 0 | 0 | 0 | 0 | 0 | 0 | 0 | 0 | 0 | 0 | 0 | 0 | 0 | 0 | 0 | 0 | 0 | 0 | 0 | 0 | 0 | 0 | 0 | 0 | 0 | 0 | 0 | 0 | 0
F5_Commercial_Miscellaneous_Existing_Miscellaneous_Natural Gas_Miscellaneous_E9 | F5 | Commercial | Miscellaneous | Existing | Miscellaneous | Natural Gas | Miscellaneous | E9 | RIM BC Ratio | 0 | 0 | 0 | 0 | 0 | 0 | 0 | 0 | 0 | 0 | 0 | 0 | 0 | 0 | 0 | 0 | 0 | 0 | 0 | 0 | 0 | 0 | 0 | 0 | 0 | 0 | 0 | 0 | 0 | 0 | 0 | 0 | 0
F5_Commercial_Miscellaneous_Existing_Miscellaneous_Natural Gas_Miscellaneous_E10 | F5 | Commercial | Miscellaneous | Existing | Miscellaneous | Natural Gas | Miscellaneous | E10 | RIM BC Ratio | 0 | 0 | 0 | 0 | 0 | 0 | 0 | 0 | 0 | 0 | 0 | 0 | 0 | 0 | 0 | 0 | 0 | 0 | 0 | 0 | 0 | 0 | 0 | 0 | 0 | 0 | 0 | 0 | 0 | 0 | 0 | 0 | 0
F0_Commercial_Miscellaneous_New_Space Heating_Natural Gas_Furnace_E0 | F0 | Commercial | Miscellaneous | New | Space Heating | Natural Gas | Furnace | E0 | Economic Unit | AFUE 81% (2023 Fed Standard) | AFUE 81% (2023 Fed Standard) | AFUE 81% (2023 Fed Standard) | AFUE 81% (2023 Fed Standard) | AFUE 81% (2023 Fed Standard) | AFUE 91% (WA State Min 2023) | AFUE 91% (WA State Min 2023) | AFUE 91% (WA State Min 2023) | AFUE 91% (WA State Min 2023) | AFUE 91% (WA State Min 2023) | AFUE 91% (WA State Min 2023) | AFUE 91% (WA State Min 2023) | AFUE 91% (WA State Min 2023) | AFUE 91% (WA State Min 2023) | AFUE 91% (WA State Min 2023) | AFUE 91% (WA State Min 2023) | AFUE 91% (WA State Min 2023) | AFUE 91% (WA State Min 2023) | AFUE 91% (WA State Min 2023) | AFUE 91% (WA State Min 2023) | AFUE 91% (WA State Min 2023) | AFUE 91% (WA State Min 2023) | AFUE 91% (WA State Min 2023) | AFUE 91% (WA State Min 2023) | AFUE 91% (WA State Min 2023) | AFUE 91% (WA State Min 2023) | AFUE 91% (WA State Min 2023) | AFUE 91% (WA State Min 2023) | AFUE 91% (WA State Min 2023) | AFUE 91% (WA State Min 2023) | AFUE 91% (WA State Min 2023) | AFUE 91% (WA State Min 2023) | AFUE 91% (WA State Min 2023)
F1_Commercial_Miscellaneous_New_Space Heating_Natural Gas_Furnace_E1 | F1 | Commercial | Miscellaneous | New | Space Heating | Natural Gas | Furnace | E1 | CCE | 0 | 0 | 0 | 0 | 0 | 0 | 0 | 0 | 0 | 0 | 0 | 0 | 0 | 0 | 0 | 0 | 0 | 0 | 0 | 0 | 0 | 0 | 0 | 0 | 0 | 0 | 0 | 0 | 0 | 0 | 0 | 0 | 0
F1_Commercial_Miscellaneous_New_Space Heating_Natural Gas_Furnace_E2 | F1 | Commercial | Miscellaneous | New | Space Heating | Natural Gas | Furnace | E2 | CCE | 1.1783 | 1.2199 | 1.1009 | 1.1276 | 1.1336 | 0 | 0 | 0 | 0 | 0 | 0 | 0 | 0 | 0 | 0 | 0 | 0 | 0 | 0 | 0 | 0 | 0 | 0 | 0 | 0 | 0 | 0 | 0 | 0 | 0 | 0 | 0 | 0
F1_Commercial_Miscellaneous_New_Space Heating_Natural Gas_Furnace_E3 | F1 | Commercial | Miscellaneous | New | Space Heating | Natural Gas | Furnace | E3 | CCE | 2.7951 | 2.8939 | 2.6116 | 2.6748 | 2.6892 | 0 | 0 | 0 | 0 | 0 | 0 | 0 | 0 | 0 | 0 | 0 | 0 | 0 | 0 | 0 | 0 | 0 | 0 | 0 | 0 | 0 | 0 | 0 | 0 | 0 | 0 | 0 | 0
F1_Commercial_Miscellaneous_New_Space Heating_Natural Gas_Furnace_E4 | F1 | Commercial | Miscellaneous | New | Space Heating | Natural Gas | Furnace | E4 | CCE | 4.4066 | 4.5624 | 4.1174 | 4.217 | 4.2397 | 6.6676 | 6.7039 | 6.7405 | 6.7776 | 6.815 | 6.8529 | 6.8912 | 6.9299 | 6.9691 | 7.0087 | 7.0488 | 7.0893 | 7.1302 | 7.1717 | 7.2137 | 7.2561 | 7.2989 | 7.3424 | 7.3864 | 7.4309 | 7.4758 | 7.5214 | 7.5675 | 7.6142 | 7.6614 | 7.7094 | 7.7578 | 7.7578
F1_Commercial_Miscellaneous_New_Space Heating_Natural Gas_Furnace_E5 | F1 | Commercial | Miscellaneous | New | Space Heating | Natural Gas | Furnace | E5 | CCE | 0 | 0 | 0 | 0 | 0 | 0 | 0 | 59.899 | 60.2283 | 60.5608 | 60.8977 | 61.2381 | 61.5821 | 61.9298 | 62.2821 | 62.638 | 62.9981 | 63.3618 | 63.7307 | 64.1034 | 64.4806 | 64.8611 | 65.2477 | 65.6382 | 66.0336 | 66.4326 | 66.8383 | 67.248 | 67.6629 | 68.0825 | 68.5084 | 68.9392 | 68.9392
F1_Commercial_Miscellaneous_New_Space Heating_Natural Gas_Furnace_E6 | F1 | Commercial | Miscellaneous | New | Space Heating | Natural Gas | Furnace | E6 | CCE | 0 | 0 | 0 | 0 | 0 | 0 | 0 | 0 | 0 | 0 | 0 | 0 | 0 | 0 | 0 | 0 | 0 | 0 | 0 | 0 | 0 | 0 | 0 | 0 | 0 | 0 | 0 | 0 | 0 | 0 | 0 | 0 | 0
F1_Commercial_Miscellaneous_New_Space Heating_Natural Gas_Furnace_E7 | F1 | Commercial | Miscellaneous | New | Space Heating | Natural Gas | Furnace | E7 | CCE | 0 | 0 | 0 | 0 | 0 | 0 | 0 | 0 | 0 | 0 | 0 | 0 | 0 | 0 | 0 | 0 | 0 | 0 | 0 | 0 | 0 | 0 | 0 | 0 | 0 | 0 | 0 | 0 | 0 | 0 | 0 | 0 | 0
F1_Commercial_Miscellaneous_New_Space Heating_Natural Gas_Furnace_E8 | F1 | Commercial | Miscellaneous | New | Space Heating | Natural Gas | Furnace | E8 | CCE | 0 | 0 | 0 | 0 | 0 | 0 | 0 | 0 | 0 | 0 | 0 | 0 | 0 | 0 | 0 | 0 | 0 | 0 | 0 | 0 | 0 | 0 | 0 | 0 | 0 | 0 | 0 | 0 | 0 | 0 | 0 | 0 | 0
F1_Commercial_Miscellaneous_New_Space Heating_Natural Gas_Furnace_E9 | F1 | Commercial | Miscellaneous | New | Space Heating | Natural Gas | Furnace | E9 | CCE | 0 | 0 | 0 | 0 | 0 | 0 | 0 | 0 | 0 | 0 | 0 | 0 | 0 | 0 | 0 | 0 | 0 | 0 | 0 | 0 | 0 | 0 | 0 | 0 | 0 | 0 | 0 | 0 | 0 | 0 | 0 | 0 | 0
F1_Commercial_Miscellaneous_New_Space Heating_Natural Gas_Furnace_E10 | F1 | Commercial | Miscellaneous | New | Space Heating | Natural Gas | Furnace | E10 | CCE | 0 | 0 | 0 | 0 | 0 | 0 | 0 | 0 | 0 | 0 | 0 | 0 | 0 | 0 | 0 | 0 | 0 | 0 | 0 | 0 | 0 | 0 | 0 | 0 | 0 | 0 | 0 | 0 | 0 | 0 | 0 | 0 | 0
F2_Commercial_Miscellaneous_New_Space Heating_Natural Gas_Furnace_E1 | F2 | Commercial | Miscellaneous | New | Space Heating | Natural Gas | Furnace | E1 | TRC BC Ratio | 1 | 1 | 1 | 1 | 1 | 0 | 0 | 0 | 0 | 0 | 0 | 0 | 0 | 0 | 0 | 0 | 0 | 0 | 0 | 0 | 0 | 0 | 0 | 0 | 0 | 0 | 0 | 0 | 0 | 0 | 0 | 0 | 0
F2_Commercial_Miscellaneous_New_Space Heating_Natural Gas_Furnace_E2 | F2 | Commercial | Miscellaneous | New | Space Heating | Natural Gas | Furnace | E2 | TRC BC Ratio | 1.8445 | 1.8438 | 1.8471 | 1.8383 | 1.8323 | 0 | 0 | 0 | 0 | 0 | 0 | 0 | 0 | 0 | 0 | 0 | 0 | 0 | 0 | 0 | 0 | 0 | 0 | 0 | 0 | 0 | 0 | 0 | 0 | 0 | 0 | 0 | 0
F2_Commercial_Miscellaneous_New_Space Heating_Natural Gas_Furnace_E3 | F2 | Commercial | Miscellaneous | New | Space Heating | Natural Gas | Furnace | E3 | TRC BC Ratio | 0.77754 | 0.77724 | 0.77865 | 0.77495 | 0.77242 | 1 | 1 | 1 | 1 | 1 | 1 | 1 | 1 | 1 | 1 | 1 | 1 | 1 | 1 | 1 | 1 | 1 | 1 | 1 | 1 | 1 | 1 | 1 | 1 | 1 | 1 | 1 | 1
F2_Commercial_Miscellaneous_New_Space Heating_Natural Gas_Furnace_E4 | F2 | Commercial | Miscellaneous | New | Space Heating | Natural Gas | Furnace | E4 | TRC BC Ratio | 0.49319 | 0.493 | 0.4939 | 0.49155 | 0.48995 | 0.31289 | 0.31321 | 0.31337 | 0.31374 | 0.31404 | 0.3143 | 0.31449 | 0.31474 | 0.31503 | 0.31524 | 0.31547 | 0.3157 | 0.31599 | 0.31626 | 0.31662 | 0.31692 | 0.31725 | 0.31752 | 0.31784 | 0.31809 | 0.31831 | 0.31853 | 0.31876 | 0.31892 | 0.31908 | 0.31918 | 0.31931 | 0.31931
F2_Commercial_Miscellaneous_New_Space Heating_Natural Gas_Furnace_E5 | F2 | Commercial | Miscellaneous | New | Space Heating | Natural Gas | Furnace | E5 | TRC BC Ratio | 0 | 0 | 0 | 0 | 0 | 0 | 0 | 0.035264 | 0.035305 | 0.035339 | 0.035368 | 0.03539 | 0.035419 | 0.03545 | 0.035475 | 0.035501 | 0.035526 | 0.035559 | 0.03559 | 0.035629 | 0.035664 | 0.0357 | 0.035731 | 0.035767 | 0.035795 | 0.03582 | 0.035845 | 0.035871 | 0.035888 | 0.035907 | 0.035918 | 0.035932 | 0.035932
F2_Commercial_Miscellaneous_New_Space Heating_Natural Gas_Furnace_E6 | F2 | Commercial | Miscellaneous | New | Space Heating | Natural Gas | Furnace | E6 | TRC BC Ratio | 0 | 0 | 0 | 0 | 0 | 0 | 0 | 0 | 0 | 0 | 0 | 0 | 0 | 0 | 0 | 0 | 0 | 0 | 0 | 0 | 0 | 0 | 0 | 0 | 0 | 0 | 0 | 0 | 0 | 0 | 0 | 0 | 0
F2_Commercial_Miscellaneous_New_Space Heating_Natural Gas_Furnace_E7 | F2 | Commercial | Miscellaneous | New | Space Heating | Natural Gas | Furnace | E7 | TRC BC Ratio | 0 | 0 | 0 | 0 | 0 | 0 | 0 | 0 | 0 | 0 | 0 | 0 | 0 | 0 | 0 | 0 | 0 | 0 | 0 | 0 | 0 | 0 | 0 | 0 | 0 | 0 | 0 | 0 | 0 | 0 | 0 | 0 | 0
F2_Commercial_Miscellaneous_New_Space Heating_Natural Gas_Furnace_E8 | F2 | Commercial | Miscellaneous | New | Space Heating | Natural Gas | Furnace | E8 | TRC BC Ratio | 0 | 0 | 0 | 0 | 0 | 0 | 0 | 0 | 0 | 0 | 0 | 0 | 0 | 0 | 0 | 0 | 0 | 0 | 0 | 0 | 0 | 0 | 0 | 0 | 0 | 0 | 0 | 0 | 0 | 0 | 0 | 0 | 0
F2_Commercial_Miscellaneous_New_Space Heating_Natural Gas_Furnace_E9 | F2 | Commercial | Miscellaneous | New | Space Heating | Natural Gas | Furnace | E9 | TRC BC Ratio | 0 | 0 | 0 | 0 | 0 | 0 | 0 | 0 | 0 | 0 | 0 | 0 | 0 | 0 | 0 | 0 | 0 | 0 | 0 | 0 | 0 | 0 | 0 | 0 | 0 | 0 | 0 | 0 | 0 | 0 | 0 | 0 | 0
F2_Commercial_Miscellaneous_New_Space Heating_Natural Gas_Furnace_E10 | F2 | Commercial | Miscellaneous | New | Space Heating | Natural Gas | Furnace | E10 | TRC BC Ratio | 0 | 0 | 0 | 0 | 0 | 0 | 0 | 0 | 0 | 0 | 0 | 0 | 0 | 0 | 0 | 0 | 0 | 0 | 0 | 0 | 0 | 0 | 0 | 0 | 0 | 0 | 0 | 0 | 0 | 0 | 0 | 0 | 0
F3_Commercial_Miscellaneous_New_Space Heating_Natural Gas_Furnace_E1 | F3 | Commercial | Miscellaneous | New | Space Heating | Natural Gas | Furnace | E1 | PACT BC Ratio | 1 | 1 | 1 | 1 | 1 | 0 | 0 | 0 | 0 | 0 | 0 | 0 | 0 | 0 | 0 | 0 | 0 | 0 | 0 | 0 | 0 | 0 | 0 | 0 | 0 | 0 | 0 | 0 | 0 | 0 | 0 | 0 | 0
F3_Commercial_Miscellaneous_New_Space Heating_Natural Gas_Furnace_E2 | F3 | Commercial | Miscellaneous | New | Space Heating | Natural Gas | Furnace | E2 | PACT BC Ratio | 2.4593 | 2.4583 | 2.4628 | 2.4511 | 2.4431 | 0 | 0 | 0 | 0 | 0 | 0 | 0 | 0 | 0 | 0 | 0 | 0 | 0 | 0 | 0 | 0 | 0 | 0 | 0 | 0 | 0 | 0 | 0 | 0 | 0 | 0 | 0 | 0
F3_Commercial_Miscellaneous_New_Space Heating_Natural Gas_Furnace_E3 | F3 | Commercial | Miscellaneous | New | Space Heating | Natural Gas | Furnace | E3 | PACT BC Ratio | 1.0367 | 1.0363 | 1.0382 | 1.0333 | 1.0299 | 1 | 1 | 1 | 1 | 1 | 1 | 1 | 1 | 1 | 1 | 1 | 1 | 1 | 1 | 1 | 1 | 1 | 1 | 1 | 1 | 1 | 1 | 1 | 1 | 1 | 1 | 1 | 1
F3_Commercial_Miscellaneous_New_Space Heating_Natural Gas_Furnace_E4 | F3 | Commercial | Miscellaneous | New | Space Heating | Natural Gas | Furnace | E4 | PACT BC Ratio | 0.65759 | 0.65734 | 0.65853 | 0.6554 | 0.65326 | 0.41719 | 0.41761 | 0.41783 | 0.41832 | 0.41872 | 0.41906 | 0.41932 | 0.41966 | 0.42003 | 0.42032 | 0.42063 | 0.42093 | 0.42132 | 0.42169 | 0.42215 | 0.42256 | 0.423 | 0.42336 | 0.42379 | 0.42412 | 0.42442 | 0.4247 | 0.42502 | 0.42522 | 0.42544 | 0.42557 | 0.42574 | 0.42574
F3_Commercial_Miscellaneous_New_Space Heating_Natural Gas_Furnace_E5 | F3 | Commercial | Miscellaneous | New | Space Heating | Natural Gas | Furnace | E5 | PACT BC Ratio | 0 | 0 | 0 | 0 | 0 | 0 | 0 | 0.047019 | 0.047074 | 0.047119 | 0.047158 | 0.047187 | 0.047225 | 0.047267 | 0.0473 | 0.047334 | 0.047368 | 0.047412 | 0.047453 | 0.047506 | 0.047551 | 0.047601 | 0.047641 | 0.047689 | 0.047726 | 0.047761 | 0.047793 | 0.047828 | 0.047851 | 0.047876 | 0.047891 | 0.04791 | 0.04791
F3_Commercial_Miscellaneous_New_Space Heating_Natural Gas_Furnace_E6 | F3 | Commercial | Miscellaneous | New | Space Heating | Natural Gas | Furnace | E6 | PACT BC Ratio | 0 | 0 | 0 | 0 | 0 | 0 | 0 | 0 | 0 | 0 | 0 | 0 | 0 | 0 | 0 | 0 | 0 | 0 | 0 | 0 | 0 | 0 | 0 | 0 | 0 | 0 | 0 | 0 | 0 | 0 | 0 | 0 | 0
F3_Commercial_Miscellaneous_New_Space Heating_Natural Gas_Furnace_E7 | F3 | Commercial | Miscellaneous | New | Space Heating | Natural Gas | Furnace | E7 | PACT BC Ratio | 0 | 0 | 0 | 0 | 0 | 0 | 0 | 0 | 0 | 0 | 0 | 0 | 0 | 0 | 0 | 0 | 0 | 0 | 0 | 0 | 0 | 0 | 0 | 0 | 0 | 0 | 0 | 0 | 0 | 0 | 0 | 0 | 0
F3_Commercial_Miscellaneous_New_Space Heating_Natural Gas_Furnace_E8 | F3 | Commercial | Miscellaneous | New | Space Heating | Natural Gas | Furnace | E8 | PACT BC Ratio | 0 | 0 | 0 | 0 | 0 | 0 | 0 | 0 | 0 | 0 | 0 | 0 | 0 | 0 | 0 | 0 | 0 | 0 | 0 | 0 | 0 | 0 | 0 | 0 | 0 | 0 | 0 | 0 | 0 | 0 | 0 | 0 | 0
F3_Commercial_Miscellaneous_New_Space Heating_Natural Gas_Furnace_E9 | F3 | Commercial | Miscellaneous | New | Space Heating | Natural Gas | Furnace | E9 | PACT BC Ratio | 0 | 0 | 0 | 0 | 0 | 0 | 0 | 0 | 0 | 0 | 0 | 0 | 0 | 0 | 0 | 0 | 0 | 0 | 0 | 0 | 0 | 0 | 0 | 0 | 0 | 0 | 0 | 0 | 0 | 0 | 0 | 0 | 0
F3_Commercial_Miscellaneous_New_Space Heating_Natural Gas_Furnace_E10 | F3 | Commercial | Miscellaneous | New | Space Heating | Natural Gas | Furnace | E10 | PACT BC Ratio | 0 | 0 | 0 | 0 | 0 | 0 | 0 | 0 | 0 | 0 | 0 | 0 | 0 | 0 | 0 | 0 | 0 | 0 | 0 | 0 | 0 | 0 | 0 | 0 | 0 | 0 | 0 | 0 | 0 | 0 | 0 | 0 | 0
F4_Commercial_Miscellaneous_New_Space Heating_Natural Gas_Furnace_E1 | F4 | Commercial | Miscellaneous | New | Space Heating | Natural Gas | Furnace | E1 | RVT BC Ratio | 1 | 1 | 1 | 1 | 1 | 0 | 0 | 0 | 0 | 0 | 0 | 0 | 0 | 0 | 0 | 0 | 0 | 0 | 0 | 0 | 0 | 0 | 0 | 0 | 0 | 0 | 0 | 0 | 0 | 0 | 0 | 0 | 0
F4_Commercial_Miscellaneous_New_Space Heating_Natural Gas_Furnace_E2 | F4 | Commercial | Miscellaneous | New | Space Heating | Natural Gas | Furnace | E2 | RVT BC Ratio | 3.3518 | 3.3507 | 3.3555 | 3.3429 | 3.3343 | 0 | 0 | 0 | 0 | 0 | 0 | 0 | 0 | 0 | 0 | 0 | 0 | 0 | 0 | 0 | 0 | 0 | 0 | 0 | 0 | 0 | 0 | 0 | 0 | 0 | 0 | 0 | 0
F4_Commercial_Miscellaneous_New_Space Heating_Natural Gas_Furnace_E3 | F4 | Commercial | Miscellaneous | New | Space Heating | Natural Gas | Furnace | E3 | RVT BC Ratio | 1.8179 | 1.8174 | 1.8194 | 1.8141 | 1.8105 | 1 | 1 | 1 | 1 | 1 | 1 | 1 | 1 | 1 | 1 | 1 | 1 | 1 | 1 | 1 | 1 | 1 | 1 | 1 | 1 | 1 | 1 | 1 | 1 | 1 | 1 | 1 | 1
F4_Commercial_Miscellaneous_New_Space Heating_Natural Gas_Furnace_E4 | F4 | Commercial | Miscellaneous | New | Space Heating | Natural Gas | Furnace | E4 | RVT BC Ratio | 1.4091 | 1.4088 | 1.4101 | 1.4067 | 1.4044 | 1.1498 | 1.1503 | 1.1505 | 1.1511 | 1.1515 | 1.1519 | 1.1521 | 1.1525 | 1.1529 | 1.1532 | 1.1535 | 1.1539 | 1.1543 | 1.1547 | 1.1552 | 1.1556 | 1.1561 | 1.1565 | 1.157 | 1.1573 | 1.1576 | 1.1579 | 1.1583 | 1.1585 | 1.1587 | 1.1589 | 1.1591 | 1.1591
F4_Commercial_Miscellaneous_New_Space Heating_Natural Gas_Furnace_E5 | F4 | Commercial | Miscellaneous | New | Space Heating | Natural Gas | Furnace | E5 | RVT BC Ratio | 0 | 0 | 0 | 0 | 0 | 0 | 0 | 0.7507 | 0.75076 | 0.75081 | 0.75085 | 0.75088 | 0.75092 | 0.75097 | 0.751 | 0.75104 | 0.75107 | 0.75112 | 0.75117 | 0.75122 | 0.75127 | 0.75133 | 0.75137 | 0.75142 | 0.75146 | 0.7515 | 0.75153 | 0.75157 | 0.7516 | 0.75162 | 0.75164 | 0.75166 | 0.75166
F4_Commercial_Miscellaneous_New_Space Heating_Natural Gas_Furnace_E6 | F4 | Commercial | Miscellaneous | New | Space Heating | Natural Gas | Furnace | E6 | RVT BC Ratio | 0 | 0 | 0 | 0 | 0 | 0 | 0 | 0 | 0 | 0 | 0 | 0 | 0 | 0 | 0 | 0 | 0 | 0 | 0 | 0 | 0 | 0 | 0 | 0 | 0 | 0 | 0 | 0 | 0 | 0 | 0 | 0 | 0
F4_Commercial_Miscellaneous_New_Space Heating_Natural Gas_Furnace_E7 | F4 | Commercial | Miscellaneous | New | Space Heating | Natural Gas | Furnace | E7 | RVT BC Ratio | 0 | 0 | 0 | 0 | 0 | 0 | 0 | 0 | 0 | 0 | 0 | 0 | 0 | 0 | 0 | 0 | 0 | 0 | 0 | 0 | 0 | 0 | 0 | 0 | 0 | 0 | 0 | 0 | 0 | 0 | 0 | 0 | 0
F4_Commercial_Miscellaneous_New_Space Heating_Natural Gas_Furnace_E8 | F4 | Commercial | Miscellaneous | New | Space Heating | Natural Gas | Furnace | E8 | RVT BC Ratio | 0 | 0 | 0 | 0 | 0 | 0 | 0 | 0 | 0 | 0 | 0 | 0 | 0 | 0 | 0 | 0 | 0 | 0 | 0 | 0 | 0 | 0 | 0 | 0 | 0 | 0 | 0 | 0 | 0 | 0 | 0 | 0 | 0
F4_Commercial_Miscellaneous_New_Space Heating_Natural Gas_Furnace_E9 | F4 | Commercial | Miscellaneous | New | Space Heating | Natural Gas | Furnace | E9 | RVT BC Ratio | 0 | 0 | 0 | 0 | 0 | 0 | 0 | 0 | 0 | 0 | 0 | 0 | 0 | 0 | 0 | 0 | 0 | 0 | 0 | 0 | 0 | 0 | 0 | 0 | 0 | 0 | 0 | 0 | 0 | 0 | 0 | 0 | 0
F4_Commercial_Miscellaneous_New_Space Heating_Natural Gas_Furnace_E10 | F4 | Commercial | Miscellaneous | New | Space Heating | Natural Gas | Furnace | E10 | RVT BC Ratio | 0 | 0 | 0 | 0 | 0 | 0 | 0 | 0 | 0 | 0 | 0 | 0 | 0 | 0 | 0 | 0 | 0 | 0 | 0 | 0 | 0 | 0 | 0 | 0 | 0 | 0 | 0 | 0 | 0 | 0 | 0 | 0 | 0
F5_Commercial_Miscellaneous_New_Space Heating_Natural Gas_Furnace_E1 | F5 | Commercial | Miscellaneous | New | Space Heating | Natural Gas | Furnace | E1 | RIM BC Ratio | 1 | 1 | 1 | 1 | 1 | 0 | 0 | 0 | 0 | 0 | 0 | 0 | 0 | 0 | 0 | 0 | 0 | 0 | 0 | 0 | 0 | 0 | 0 | 0 | 0 | 0 | 0 | 0 | 0 | 0 | 0 | 0 | 0
F5_Commercial_Miscellaneous_New_Space Heating_Natural Gas_Furnace_E2 | F5 | Commercial | Miscellaneous | New | Space Heating | Natural Gas | Furnace | E2 | RIM BC Ratio | 0.62317 | 0.62311 | 0.6234 | 0.62265 | 0.62213 | 0 | 0 | 0 | 0 | 0 | 0 | 0 | 0 | 0 | 0 | 0 | 0 | 0 | 0 | 0 | 0 | 0 | 0 | 0 | 0 | 0 | 0 | 0 | 0 | 0 | 0 | 0 | 0
F5_Commercial_Miscellaneous_New_Space Heating_Natural Gas_Furnace_E3 | F5 | Commercial | Miscellaneous | New | Space Heating | Natural Gas | Furnace | E3 | RIM BC Ratio | 0.4624 | 0.46232 | 0.46269 | 0.46171 | 0.46103 | 1 | 1 | 1 | 1 | 1 | 1 | 1 | 1 | 1 | 1 | 1 | 1 | 1 | 1 | 1 | 1 | 1 | 1 | 1 | 1 | 1 | 1 | 1 | 1 | 1 | 1 | 1 | 1
F5_Commercial_Miscellaneous_New_Space Heating_Natural Gas_Furnace_E4 | F5 | Commercial | Miscellaneous | New | Space Heating | Natural Gas | Furnace | E4 | RIM BC Ratio | 0.36781 | 0.36773 | 0.36811 | 0.36713 | 0.36646 | 0.27816 | 0.27835 | 0.27844 | 0.27866 | 0.27884 | 0.27899 | 0.27911 | 0.27926 | 0.27942 | 0.27955 | 0.27968 | 0.27982 | 0.27999 | 0.28015 | 0.28036 | 0.28054 | 0.28073 | 0.28089 | 0.28108 | 0.28122 | 0.28136 | 0.28148 | 0.28162 | 0.28171 | 0.28181 | 0.28186 | 0.28194 | 0.28194
F5_Commercial_Miscellaneous_New_Space Heating_Natural Gas_Furnace_E5 | F5 | Commercial | Miscellaneous | New | Space Heating | Natural Gas | Furnace | E5 | RIM BC Ratio | 0 | 0 | 0 | 0 | 0 | 0 | 0 | 0.044511 | 0.044561 | 0.044601 | 0.044636 | 0.044662 | 0.044696 | 0.044734 | 0.044763 | 0.044794 | 0.044824 | 0.044863 | 0.0449 | 0.044948 | 0.044988 | 0.045032 | 0.045069 | 0.045112 | 0.045145 | 0.045176 | 0.045204 | 0.045236 | 0.045256 | 0.045279 | 0.045292 | 0.045309 | 0.045309
F5_Commercial_Miscellaneous_New_Space Heating_Natural Gas_Furnace_E6 | F5 | Commercial | Miscellaneous | New | Space Heating | Natural Gas | Furnace | E6 | RIM BC Ratio | 0 | 0 | 0 | 0 | 0 | 0 | 0 | 0 | 0 | 0 | 0 | 0 | 0 | 0 | 0 | 0 | 0 | 0 | 0 | 0 | 0 | 0 | 0 | 0 | 0 | 0 | 0 | 0 | 0 | 0 | 0 | 0 | 0
F5_Commercial_Miscellaneous_New_Space Heating_Natural Gas_Furnace_E7 | F5 | Commercial | Miscellaneous | New | Space Heating | Natural Gas | Furnace | E7 | RIM BC Ratio | 0 | 0 | 0 | 0 | 0 | 0 | 0 | 0 | 0 | 0 | 0 | 0 | 0 | 0 | 0 | 0 | 0 | 0 | 0 | 0 | 0 | 0 | 0 | 0 | 0 | 0 | 0 | 0 | 0 | 0 | 0 | 0 | 0
F5_Commercial_Miscellaneous_New_Space Heating_Natural Gas_Furnace_E8 | F5 | Commercial | Miscellaneous | New | Space Heating | Natural Gas | Furnace | E8 | RIM BC Ratio | 0 | 0 | 0 | 0 | 0 | 0 | 0 | 0 | 0 | 0 | 0 | 0 | 0 | 0 | 0 | 0 | 0 | 0 | 0 | 0 | 0 | 0 | 0 | 0 | 0 | 0 | 0 | 0 | 0 | 0 | 0 | 0 | 0
F5_Commercial_Miscellaneous_New_Space Heating_Natural Gas_Furnace_E9 | F5 | Commercial | Miscellaneous | New | Space Heating | Natural Gas | Furnace | E9 | RIM BC Ratio | 0 | 0 | 0 | 0 | 0 | 0 | 0 | 0 | 0 | 0 | 0 | 0 | 0 | 0 | 0 | 0 | 0 | 0 | 0 | 0 | 0 | 0 | 0 | 0 | 0 | 0 | 0 | 0 | 0 | 0 | 0 | 0 | 0
F5_Commercial_Miscellaneous_New_Space Heating_Natural Gas_Furnace_E10 | F5 | Commercial | Miscellaneous | New | Space Heating | Natural Gas | Furnace | E10 | RIM BC Ratio | 0 | 0 | 0 | 0 | 0 | 0 | 0 | 0 | 0 | 0 | 0 | 0 | 0 | 0 | 0 | 0 | 0 | 0 | 0 | 0 | 0 | 0 | 0 | 0 | 0 | 0 | 0 | 0 | 0 | 0 | 0 | 0 | 0
F0_Commercial_Miscellaneous_New_Space Heating_Natural Gas_Boiler_E0 | F0 | Commercial | Miscellaneous | New | Space Heating | Natural Gas | Boiler | E0 | Economic Unit | TE 84% (2023 Standard) | TE 84% (2023 Standard) | TE 84% (2023 Standard) | TE 84% (2023 Standard) | TE 84% (2023 Standard) | TE 94% (ENERGY STAR 1.0) | TE 94% (ENERGY STAR 1.0) | TE 94% (ENERGY STAR 1.0) | TE 94% (ENERGY STAR 1.0) | TE 94% (ENERGY STAR 1.0) | TE 94% (ENERGY STAR 1.0) | TE 94% (ENERGY STAR 1.0) | TE 94% (ENERGY STAR 1.0) | TE 94% (ENERGY STAR 1.0) | TE 94% (ENERGY STAR 1.0) | TE 94% (ENERGY STAR 1.0) | TE 94% (ENERGY STAR 1.0) | TE 94% (ENERGY STAR 1.0) | TE 94% (ENERGY STAR 1.0) | TE 94% (ENERGY STAR 1.0) | TE 94% (ENERGY STAR 1.0) | TE 94% (ENERGY STAR 1.0) | TE 94% (ENERGY STAR 1.0) | TE 94% (ENERGY STAR 1.0) | TE 94% (ENERGY STAR 1.0) | TE 94% (ENERGY STAR 1.0) | TE 94% (ENERGY STAR 1.0) | TE 94% (ENERGY STAR 1.0) | TE 94% (ENERGY STAR 1.0) | TE 94% (ENERGY STAR 1.0) | TE 94% (ENERGY STAR 1.0) | TE 94% (ENERGY STAR 1.0) | TE 94% (ENERGY STAR 1.0)
F1_Commercial_Miscellaneous_New_Space Heating_Natural Gas_Boiler_E1 | F1 | Commercial | Miscellaneous | New | Space Heating | Natural Gas | Boiler | E1 | CCE | 0 | 0 | 0 | 0 | 0 | 0 | 0 | 0 | 0 | 0 | 0 | 0 | 0 | 0 | 0 | 0 | 0 | 0 | 0 | 0 | 0 | 0 | 0 | 0 | 0 | 0 | 0 | 0 | 0 | 0 | 0 | 0 | 0
F1_Commercial_Miscellaneous_New_Space Heating_Natural Gas_Boiler_E2 | F1 | Commercial | Miscellaneous | New | Space Heating | Natural Gas | Boiler | E2 | CCE | 0.5279 | 0.54656 | 0.49325 | 0.50518 | 0.5079 | 0 | 0 | 0 | 0 | 0 | 0 | 0 | 0 | 0 | 0 | 0 | 0 | 0 | 0 | 0 | 0 | 0 | 0 | 0 | 0 | 0 | 0 | 0 | 0 | 0 | 0 | 0 | 0
F1_Commercial_Miscellaneous_New_Space Heating_Natural Gas_Boiler_E3 | F1 | Commercial | Miscellaneous | New | Space Heating | Natural Gas | Boiler | E3 | CCE | 3.1275 | 3.238 | 2.9222 | 2.9929 | 3.009 | 0 | 0 | 0 | 0 | 0 | 0 | 0 | 0 | 0 | 0 | 0 | 0 | 0 | 0 | 0 | 0 | 0 | 0 | 0 | 0 | 0 | 0 | 0 | 0 | 0 | 0 | 0 | 0
F1_Commercial_Miscellaneous_New_Space Heating_Natural Gas_Boiler_E4 | F1 | Commercial | Miscellaneous | New | Space Heating | Natural Gas | Boiler | E4 | CCE | 3.1536 | 3.265 | 2.9466 | 3.0179 | 3.0341 | 3.1586 | 3.1758 | 3.1932 | 3.2107 | 3.2285 | 3.2464 | 3.2646 | 3.2829 | 3.3014 | 3.3202 | 3.3392 | 3.3584 | 3.3778 | 3.3974 | 3.4173 | 3.4374 | 3.4577 | 3.4783 | 3.4991 | 3.5202 | 3.5415 | 3.5631 | 3.5849 | 3.6071 | 3.6294 | 3.6521 | 3.6751 | 3.6751
F1_Commercial_Miscellaneous_New_Space Heating_Natural Gas_Boiler_E5 | F1 | Commercial | Miscellaneous | New | Space Heating | Natural Gas | Boiler | E5 | CCE | 9.7138 | 10.0571 | 9.0761 | 9.2957 | 9.3457 | 13.4223 | 13.4953 | 13.5691 | 13.6437 | 13.719 | 13.7953 | 13.8724 | 13.9504 | 14.0291 | 14.1089 | 14.1896 | 14.2711 | 14.3535 | 14.4371 | 14.5215 | 14.607 | 14.6932 | 14.7807 | 14.8692 | 14.9588 | 15.0492 | 15.1411 | 15.2339 | 15.3279 | 15.4229 | 15.5194 | 15.617 | 15.617
F1_Commercial_Miscellaneous_New_Space Heating_Natural Gas_Boiler_E6 | F1 | Commercial | Miscellaneous | New | Space Heating | Natural Gas | Boiler | E6 | CCE | 0 | 0 | 0 | 0 | 0 | 0 | 0 | 0 | 0 | 0 | 0 | 0 | 0 | 0 | 0 | 0 | 0 | 0 | 0 | 0 | 0 | 0 | 0 | 0 | 0 | 0 | 0 | 0 | 0 | 0 | 0 | 0 | 0
F1_Commercial_Miscellaneous_New_Space Heating_Natural Gas_Boiler_E7 | F1 | Commercial | Miscellaneous | New | Space Heating | Natural Gas | Boiler | E7 | CCE | 0 | 0 | 0 | 0 | 0 | 0 | 0 | 0 | 0 | 0 | 0 | 0 | 0 | 0 | 0 | 0 | 0 | 0 | 0 | 0 | 0 | 0 | 0 | 0 | 0 | 0 | 0 | 0 | 0 | 0 | 0 | 0 | 0
F1_Commercial_Miscellaneous_New_Space Heating_Natural Gas_Boiler_E8 | F1 | Commercial | Miscellaneous | New | Space Heating | Natural Gas | Boiler | E8 | CCE | 0 | 0 | 0 | 0 | 0 | 0 | 0 | 0 | 0 | 0 | 0 | 0 | 0 | 0 | 0 | 0 | 0 | 0 | 0 | 0 | 0 | 0 | 0 | 0 | 0 | 0 | 0 | 0 | 0 | 0 | 0 | 0 | 0
F1_Commercial_Miscellaneous_New_Space Heating_Natural Gas_Boiler_E9 | F1 | Commercial | Miscellaneous | New | Space Heating | Natural Gas | Boiler | E9 | CCE | 0 | 0 | 0 | 0 | 0 | 0 | 0 | 0 | 0 | 0 | 0 | 0 | 0 | 0 | 0 | 0 | 0 | 0 | 0 | 0 | 0 | 0 | 0 | 0 | 0 | 0 | 0 | 0 | 0 | 0 | 0 | 0 | 0
F1_Commercial_Miscellaneous_New_Space Heating_Natural Gas_Boiler_E10 | F1 | Commercial | Miscellaneous | New | Space Heating | Natural Gas | Boiler | E10 | CCE | 0 | 0 | 0 | 0 | 0 | 0 | 0 | 0 | 0 | 0 | 0 | 0 | 0 | 0 | 0 | 0 | 0 | 0 | 0 | 0 | 0 | 0 | 0 | 0 | 0 | 0 | 0 | 0 | 0 | 0 | 0 | 0 | 0
F2_Commercial_Miscellaneous_New_Space Heating_Natural Gas_Boiler_E1 | F2 | Commercial | Miscellaneous | New | Space Heating | Natural Gas | Boiler | E1 | TRC BC Ratio | 1 | 1 | 1 | 1 | 1 | 0 | 0 | 0 | 0 | 0 | 0 | 0 | 0 | 0 | 0 | 0 | 0 | 0 | 0 | 0 | 0 | 0 | 0 | 0 | 0 | 0 | 0 | 0 | 0 | 0 | 0 | 0 | 0
F2_Commercial_Miscellaneous_New_Space Heating_Natural Gas_Boiler_E2 | F2 | Commercial | Miscellaneous | New | Space Heating | Natural Gas | Boiler | E2 | TRC BC Ratio | 4.1196 | 4.1184 | 4.1258 | 4.1076 | 4.0952 | 0 | 0 | 0 | 0 | 0 | 0 | 0 | 0 | 0 | 0 | 0 | 0 | 0 | 0 | 0 | 0 | 0 | 0 | 0 | 0 | 0 | 0 | 0 | 0 | 0 | 0 | 0 | 0
F2_Commercial_Miscellaneous_New_Space Heating_Natural Gas_Boiler_E3 | F2 | Commercial | Miscellaneous | New | Space Heating | Natural Gas | Boiler | E3 | TRC BC Ratio | 0.69536 | 0.69516 | 0.69641 | 0.69333 | 0.69125 | 1 | 1 | 1 | 1 | 1 | 1 | 1 | 1 | 1 | 1 | 1 | 1 | 1 | 1 | 1 | 1 | 1 | 1 | 1 | 1 | 1 | 1 | 1 | 1 | 1 | 1 | 1 | 1
F2_Commercial_Miscellaneous_New_Space Heating_Natural Gas_Boiler_E4 | F2 | Commercial | Miscellaneous | New | Space Heating | Natural Gas | Boiler | E4 | TRC BC Ratio | 0.68961 | 0.68941 | 0.69065 | 0.6876 | 0.68553 | 0.66146 | 0.66213 | 0.6625 | 0.66327 | 0.66391 | 0.66446 | 0.66487 | 0.6654 | 0.66599 | 0.66643 | 0.66689 | 0.66734 | 0.66792 | 0.66847 | 0.66918 | 0.66978 | 0.67044 | 0.67098 | 0.67162 | 0.67212 | 0.67257 | 0.673 | 0.67347 | 0.67377 | 0.67411 | 0.6743 | 0.67455 | 0.67455
F2_Commercial_Miscellaneous_New_Space Heating_Natural Gas_Boiler_E5 | F2 | Commercial | Miscellaneous | New | Space Heating | Natural Gas | Boiler | E5 | TRC BC Ratio | 0.22388 | 0.22382 | 0.22422 | 0.22323 | 0.22256 | 0.15566 | 0.15582 | 0.1559 | 0.15608 | 0.15624 | 0.15636 | 0.15646 | 0.15659 | 0.15672 | 0.15683 | 0.15694 | 0.15704 | 0.15718 | 0.15731 | 0.15748 | 0.15762 | 0.15777 | 0.1579 | 0.15805 | 0.15817 | 0.15827 | 0.15837 | 0.15848 | 0.15856 | 0.15864 | 0.15868 | 0.15874 | 0.15874
F2_Commercial_Miscellaneous_New_Space Heating_Natural Gas_Boiler_E6 | F2 | Commercial | Miscellaneous | New | Space Heating | Natural Gas | Boiler | E6 | TRC BC Ratio | 0 | 0 | 0 | 0 | 0 | 0 | 0 | 0 | 0 | 0 | 0 | 0 | 0 | 0 | 0 | 0 | 0 | 0 | 0 | 0 | 0 | 0 | 0 | 0 | 0 | 0 | 0 | 0 | 0 | 0 | 0 | 0 | 0
F2_Commercial_Miscellaneous_New_Space Heating_Natural Gas_Boiler_E7 | F2 | Commercial | Miscellaneous | New | Space Heating | Natural Gas | Boiler | E7 | TRC BC Ratio | 0 | 0 | 0 | 0 | 0 | 0 | 0 | 0 | 0 | 0 | 0 | 0 | 0 | 0 | 0 | 0 | 0 | 0 | 0 | 0 | 0 | 0 | 0 | 0 | 0 | 0 | 0 | 0 | 0 | 0 | 0 | 0 | 0
F2_Commercial_Miscellaneous_New_Space Heating_Natural Gas_Boiler_E8 | F2 | Commercial | Miscellaneous | New | Space Heating | Natural Gas | Boiler | E8 | TRC BC Ratio | 0 | 0 | 0 | 0 | 0 | 0 | 0 | 0 | 0 | 0 | 0 | 0 | 0 | 0 | 0 | 0 | 0 | 0 | 0 | 0 | 0 | 0 | 0 | 0 | 0 | 0 | 0 | 0 | 0 | 0 | 0 | 0 | 0
F2_Commercial_Miscellaneous_New_Space Heating_Natural Gas_Boiler_E9 | F2 | Commercial | Miscellaneous | New | Space Heating | Natural Gas | Boiler | E9 | TRC BC Ratio | 0 | 0 | 0 | 0 | 0 | 0 | 0 | 0 | 0 | 0 | 0 | 0 | 0 | 0 | 0 | 0 | 0 | 0 | 0 | 0 | 0 | 0 | 0 | 0 | 0 | 0 | 0 | 0 | 0 | 0 | 0 | 0 | 0
F2_Commercial_Miscellaneous_New_Space Heating_Natural Gas_Boiler_E10 | F2 | Commercial | Miscellaneous | New | Space Heating | Natural Gas | Boiler | E10 | TRC BC Ratio | 0 | 0 | 0 | 0 | 0 | 0 | 0 | 0 | 0 | 0 | 0 | 0 | 0 | 0 | 0 | 0 | 0 | 0 | 0 | 0 | 0 | 0 | 0 | 0 | 0 | 0 | 0 | 0 | 0 | 0 | 0 | 0 | 0
F3_Commercial_Miscellaneous_New_Space Heating_Natural Gas_Boiler_E1 | F3 | Commercial | Miscellaneous | New | Space Heating | Natural Gas | Boiler | E1 | PACT BC Ratio | 1 | 1 | 1 | 1 | 1 | 0 | 0 | 0 | 0 | 0 | 0 | 0 | 0 | 0 | 0 | 0 | 0 | 0 | 0 | 0 | 0 | 0 | 0 | 0 | 0 | 0 | 0 | 0 | 0 | 0 | 0 | 0 | 0
F3_Commercial_Miscellaneous_New_Space Heating_Natural Gas_Boiler_E2 | F3 | Commercial | Miscellaneous | New | Space Heating | Natural Gas | Boiler | E2 | PACT BC Ratio | 5.4928 | 5.4912 | 5.5011 | 5.4768 | 5.4603 | 0 | 0 | 0 | 0 | 0 | 0 | 0 | 0 | 0 | 0 | 0 | 0 | 0 | 0 | 0 | 0 | 0 | 0 | 0 | 0 | 0 | 0 | 0 | 0 | 0 | 0 | 0 | 0
F3_Commercial_Miscellaneous_New_Space Heating_Natural Gas_Boiler_E3 | F3 | Commercial | Miscellaneous | New | Space Heating | Natural Gas | Boiler | E3 | PACT BC Ratio | 0.92715 | 0.92687 | 0.92855 | 0.92445 | 0.92166 | 1 | 1 | 1 | 1 | 1 | 1 | 1 | 1 | 1 | 1 | 1 | 1 | 1 | 1 | 1 | 1 | 1 | 1 | 1 | 1 | 1 | 1 | 1 | 1 | 1 | 1 | 1 | 1
F3_Commercial_Miscellaneous_New_Space Heating_Natural Gas_Boiler_E4 | F3 | Commercial | Miscellaneous | New | Space Heating | Natural Gas | Boiler | E4 | PACT BC Ratio | 0.91948 | 0.91921 | 0.92087 | 0.9168 | 0.91404 | 0.88194 | 0.88284 | 0.88333 | 0.88436 | 0.88521 | 0.88594 | 0.8865 | 0.8872 | 0.88798 | 0.88857 | 0.88918 | 0.88978 | 0.89056 | 0.8913 | 0.89223 | 0.89304 | 0.89392 | 0.89464 | 0.8955 | 0.89615 | 0.89676 | 0.89733 | 0.89796 | 0.89836 | 0.89881 | 0.89907 | 0.89941 | 0.89941
F3_Commercial_Miscellaneous_New_Space Heating_Natural Gas_Boiler_E5 | F3 | Commercial | Miscellaneous | New | Space Heating | Natural Gas | Boiler | E5 | PACT BC Ratio | 0.29851 | 0.29842 | 0.29896 | 0.29764 | 0.29674 | 0.20754 | 0.20776 | 0.20787 | 0.20811 | 0.20831 | 0.20849 | 0.20862 | 0.20878 | 0.20897 | 0.20911 | 0.20925 | 0.20939 | 0.20957 | 0.20975 | 0.20997 | 0.21016 | 0.21036 | 0.21053 | 0.21073 | 0.21089 | 0.21103 | 0.21117 | 0.21131 | 0.21141 | 0.21151 | 0.21158 | 0.21165 | 0.21165
F3_Commercial_Miscellaneous_New_Space Heating_Natural Gas_Boiler_E6 | F3 | Commercial | Miscellaneous | New | Space Heating | Natural Gas | Boiler | E6 | PACT BC Ratio | 0 | 0 | 0 | 0 | 0 | 0 | 0 | 0 | 0 | 0 | 0 | 0 | 0 | 0 | 0 | 0 | 0 | 0 | 0 | 0 | 0 | 0 | 0 | 0 | 0 | 0 | 0 | 0 | 0 | 0 | 0 | 0 | 0
F3_Commercial_Miscellaneous_New_Space Heating_Natural Gas_Boiler_E7 | F3 | Commercial | Miscellaneous | New | Space Heating | Natural Gas | Boiler | E7 | PACT BC Ratio | 0 | 0 | 0 | 0 | 0 | 0 | 0 | 0 | 0 | 0 | 0 | 0 | 0 | 0 | 0 | 0 | 0 | 0 | 0 | 0 | 0 | 0 | 0 | 0 | 0 | 0 | 0 | 0 | 0 | 0 | 0 | 0 | 0
F3_Commercial_Miscellaneous_New_Space Heating_Natural Gas_Boiler_E8 | F3 | Commercial | Miscellaneous | New | Space Heating | Natural Gas | Boiler | E8 | PACT BC Ratio | 0 | 0 | 0 | 0 | 0 | 0 | 0 | 0 | 0 | 0 | 0 | 0 | 0 | 0 | 0 | 0 | 0 | 0 | 0 | 0 | 0 | 0 | 0 | 0 | 0 | 0 | 0 | 0 | 0 | 0 | 0 | 0 | 0
F3_Commercial_Miscellaneous_New_Space Heating_Natural Gas_Boiler_E9 | F3 | Commercial | Miscellaneous | New | Space Heating | Natural Gas | Boiler | E9 | PACT BC Ratio | 0 | 0 | 0 | 0 | 0 | 0 | 0 | 0 | 0 | 0 | 0 | 0 | 0 | 0 | 0 | 0 | 0 | 0 | 0 | 0 | 0 | 0 | 0 | 0 | 0 | 0 | 0 | 0 | 0 | 0 | 0 | 0 | 0
F3_Commercial_Miscellaneous_New_Space Heating_Natural Gas_Boiler_E10 | F3 | Commercial | Miscellaneous | New | Space Heating | Natural Gas | Boiler | E10 | PACT BC Ratio | 0 | 0 | 0 | 0 | 0 | 0 | 0 | 0 | 0 | 0 | 0 | 0 | 0 | 0 | 0 | 0 | 0 | 0 | 0 | 0 | 0 | 0 | 0 | 0 | 0 | 0 | 0 | 0 | 0 | 0 | 0 | 0 | 0
F4_Commercial_Miscellaneous_New_Space Heating_Natural Gas_Boiler_E1 | F4 | Commercial | Miscellaneous | New | Space Heating | Natural Gas | Boiler | E1 | RVT BC Ratio | 1 | 1 | 1 | 1 | 1 | 0 | 0 | 0 | 0 | 0 | 0 | 0 | 0 | 0 | 0 | 0 | 0 | 0 | 0 | 0 | 0 | 0 | 0 | 0 | 0 | 0 | 0 | 0 | 0 | 0 | 0 | 0 | 0
F4_Commercial_Miscellaneous_New_Space Heating_Natural Gas_Boiler_E2 | F4 | Commercial | Miscellaneous | New | Space Heating | Natural Gas | Boiler | E2 | RVT BC Ratio | 6.6226 | 6.6209 | 6.6316 | 6.6054 | 6.5876 | 0 | 0 | 0 | 0 | 0 | 0 | 0 | 0 | 0 | 0 | 0 | 0 | 0 | 0 | 0 | 0 | 0 | 0 | 0 | 0 | 0 | 0 | 0 | 0 | 0 | 0 | 0 | 0
F4_Commercial_Miscellaneous_New_Space Heating_Natural Gas_Boiler_E3 | F4 | Commercial | Miscellaneous | New | Space Heating | Natural Gas | Boiler | E3 | RVT BC Ratio | 1.6997 | 1.6994 | 1.7012 | 1.6968 | 1.6938 | 1 | 1 | 1 | 1 | 1 | 1 | 1 | 1 | 1 | 1 | 1 | 1 | 1 | 1 | 1 | 1 | 1 | 1 | 1 | 1 | 1 | 1 | 1 | 1 | 1 | 1 | 1 | 1
F4_Commercial_Miscellaneous_New_Space Heating_Natural Gas_Boiler_E4 | F4 | Commercial | Miscellaneous | New | Space Heating | Natural Gas | Boiler | E4 | RVT BC Ratio | 1.6914 | 1.6911 | 1.6929 | 1.6885 | 1.6856 | 1.651 | 1.6519 | 1.6525 | 1.6536 | 1.6545 | 1.6553 | 1.6559 | 1.6566 | 1.6575 | 1.6581 | 1.6588 | 1.6594 | 1.6603 | 1.661 | 1.6621 | 1.6629 | 1.6639 | 1.6647 | 1.6656 | 1.6663 | 1.6669 | 1.6676 | 1.6682 | 1.6687 | 1.6692 | 1.6694 | 1.6698 | 1.6698
F4_Commercial_Miscellaneous_New_Space Heating_Natural Gas_Boiler_E5 | F4 | Commercial | Miscellaneous | New | Space Heating | Natural Gas | Boiler | E5 | RVT BC Ratio | 1.0219 | 1.0218 | 1.0224 | 1.0209 | 1.02 | 0.92379 | 0.92401 | 0.92414 | 0.9244 | 0.92462 | 0.9248 | 0.92494 | 0.92512 | 0.92532 | 0.92547 | 0.92562 | 0.92578 | 0.92597 | 0.92616 | 0.9264 | 0.9266 | 0.92683 | 0.92701 | 0.92723 | 0.92739 | 0.92755 | 0.92769 | 0.92785 | 0.92795 | 0.92807 | 0.92813 | 0.92822 | 0.92822
F4_Commercial_Miscellaneous_New_Space Heating_Natural Gas_Boiler_E6 | F4 | Commercial | Miscellaneous | New | Space Heating | Natural Gas | Boiler | E6 | RVT BC Ratio | 0 | 0 | 0 | 0 | 0 | 0 | 0 | 0 | 0 | 0 | 0 | 0 | 0 | 0 | 0 | 0 | 0 | 0 | 0 | 0 | 0 | 0 | 0 | 0 | 0 | 0 | 0 | 0 | 0 | 0 | 0 | 0 | 0
F4_Commercial_Miscellaneous_New_Space Heating_Natural Gas_Boiler_E7 | F4 | Commercial | Miscellaneous | New | Space Heating | Natural Gas | Boiler | E7 | RVT BC Ratio | 0 | 0 | 0 | 0 | 0 | 0 | 0 | 0 | 0 | 0 | 0 | 0 | 0 | 0 | 0 | 0 | 0 | 0 | 0 | 0 | 0 | 0 | 0 | 0 | 0 | 0 | 0 | 0 | 0 | 0 | 0 | 0 | 0
F4_Commercial_Miscellaneous_New_Space Heating_Natural Gas_Boiler_E8 | F4 | Commercial | Miscellaneous | New | Space Heating | Natural Gas | Boiler | E8 | RVT BC Ratio | 0 | 0 | 0 | 0 | 0 | 0 | 0 | 0 | 0 | 0 | 0 | 0 | 0 | 0 | 0 | 0 | 0 | 0 | 0 | 0 | 0 | 0 | 0 | 0 | 0 | 0 | 0 | 0 | 0 | 0 | 0 | 0 | 0
F4_Commercial_Miscellaneous_New_Space Heating_Natural Gas_Boiler_E9 | F4 | Commercial | Miscellaneous | New | Space Heating | Natural Gas | Boiler | E9 | RVT BC Ratio | 0 | 0 | 0 | 0 | 0 | 0 | 0 | 0 | 0 | 0 | 0 | 0 | 0 | 0 | 0 | 0 | 0 | 0 | 0 | 0 | 0 | 0 | 0 | 0 | 0 | 0 | 0 | 0 | 0 | 0 | 0 | 0 | 0
F4_Commercial_Miscellaneous_New_Space Heating_Natural Gas_Boiler_E10 | F4 | Commercial | Miscellaneous | New | Space Heating | Natural Gas | Boiler | E10 | RVT BC Ratio | 0 | 0 | 0 | 0 | 0 | 0 | 0 | 0 | 0 | 0 | 0 | 0 | 0 | 0 | 0 | 0 | 0 | 0 | 0 | 0 | 0 | 0 | 0 | 0 | 0 | 0 | 0 | 0 | 0 | 0 | 0 | 0 | 0
F5_Commercial_Miscellaneous_New_Space Heating_Natural Gas_Boiler_E1 | F5 | Commercial | Miscellaneous | New | Space Heating | Natural Gas | Boiler | E1 | RIM BC Ratio | 1 | 1 | 1 | 1 | 1 | 0 | 0 | 0 | 0 | 0 | 0 | 0 | 0 | 0 | 0 | 0 | 0 | 0 | 0 | 0 | 0 | 0 | 0 | 0 | 0 | 0 | 0 | 0 | 0 | 0 | 0 | 0 | 0
F5_Commercial_Miscellaneous_New_Space Heating_Natural Gas_Boiler_E2 | F5 | Commercial | Miscellaneous | New | Space Heating | Natural Gas | Boiler | E2 | RIM BC Ratio | 0.72457 | 0.72455 | 0.72472 | 0.72429 | 0.72401 | 0 | 0 | 0 | 0 | 0 | 0 | 0 | 0 | 0 | 0 | 0 | 0 | 0 | 0 | 0 | 0 | 0 | 0 | 0 | 0 | 0 | 0 | 0 | 0 | 0 | 0 | 0 | 0
F5_Commercial_Miscellaneous_New_Space Heating_Natural Gas_Boiler_E3 | F5 | Commercial | Miscellaneous | New | Space Heating | Natural Gas | Boiler | E3 | RIM BC Ratio | 0.43924 | 0.43918 | 0.43956 | 0.43864 | 0.43801 | 1 | 1 | 1 | 1 | 1 | 1 | 1 | 1 | 1 | 1 | 1 | 1 | 1 | 1 | 1 | 1 | 1 | 1 | 1 | 1 | 1 | 1 | 1 | 1 | 1 | 1 | 1 | 1
F5_Commercial_Miscellaneous_New_Space Heating_Natural Gas_Boiler_E4 | F5 | Commercial | Miscellaneous | New | Space Heating | Natural Gas | Boiler | E4 | RIM BC Ratio | 0.43751 | 0.43745 | 0.43783 | 0.43691 | 0.43628 | 0.42883 | 0.42904 | 0.42916 | 0.4294 | 0.4296 | 0.42977 | 0.4299 | 0.43007 | 0.43025 | 0.43039 | 0.43053 | 0.43068 | 0.43086 | 0.43103 | 0.43125 | 0.43144 | 0.43164 | 0.43181 | 0.43201 | 0.43216 | 0.4323 | 0.43244 | 0.43258 | 0.43268 | 0.43278 | 0.43284 | 0.43292 | 0.43292
F5_Commercial_Miscellaneous_New_Space Heating_Natural Gas_Boiler_E5 | F5 | Commercial | Miscellaneous | New | Space Heating | Natural Gas | Boiler | E5 | RIM BC Ratio | 0.21987 | 0.21983 | 0.22012 | 0.2194 | 0.21891 | 0.16621 | 0.16635 | 0.16642 | 0.16658 | 0.16671 | 0.16682 | 0.1669 | 0.16701 | 0.16713 | 0.16721 | 0.16731 | 0.1674 | 0.16751 | 0.16762 | 0.16776 | 0.16789 | 0.16802 | 0.16813 | 0.16825 | 0.16835 | 0.16844 | 0.16853 | 0.16862 | 0.16868 | 0.16875 | 0.16879 | 0.16884 | 0.16884
F5_Commercial_Miscellaneous_New_Space Heating_Natural Gas_Boiler_E6 | F5 | Commercial | Miscellaneous | New | Space Heating | Natural Gas | Boiler | E6 | RIM BC Ratio | 0 | 0 | 0 | 0 | 0 | 0 | 0 | 0 | 0 | 0 | 0 | 0 | 0 | 0 | 0 | 0 | 0 | 0 | 0 | 0 | 0 | 0 | 0 | 0 | 0 | 0 | 0 | 0 | 0 | 0 | 0 | 0 | 0
F5_Commercial_Miscellaneous_New_Space Heating_Natural Gas_Boiler_E7 | F5 | Commercial | Miscellaneous | New | Space Heating | Natural Gas | Boiler | E7 | RIM BC Ratio | 0 | 0 | 0 | 0 | 0 | 0 | 0 | 0 | 0 | 0 | 0 | 0 | 0 | 0 | 0 | 0 | 0 | 0 | 0 | 0 | 0 | 0 | 0 | 0 | 0 | 0 | 0 | 0 | 0 | 0 | 0 | 0 | 0
F5_Commercial_Miscellaneous_New_Space Heating_Natural Gas_Boiler_E8 | F5 | Commercial | Miscellaneous | New | Space Heating | Natural Gas | Boiler | E8 | RIM BC Ratio | 0 | 0 | 0 | 0 | 0 | 0 | 0 | 0 | 0 | 0 | 0 | 0 | 0 | 0 | 0 | 0 | 0 | 0 | 0 | 0 | 0 | 0 | 0 | 0 | 0 | 0 | 0 | 0 | 0 | 0 | 0 | 0 | 0
F5_Commercial_Miscellaneous_New_Space Heating_Natural Gas_Boiler_E9 | F5 | Commercial | Miscellaneous | New | Space Heating | Natural Gas | Boiler | E9 | RIM BC Ratio | 0 | 0 | 0 | 0 | 0 | 0 | 0 | 0 | 0 | 0 | 0 | 0 | 0 | 0 | 0 | 0 | 0 | 0 | 0 | 0 | 0 | 0 | 0 | 0 | 0 | 0 | 0 | 0 | 0 | 0 | 0 | 0 | 0
F5_Commercial_Miscellaneous_New_Space Heating_Natural Gas_Boiler_E10 | F5 | Commercial | Miscellaneous | New | Space Heating | Natural Gas | Boiler | E10 | RIM BC Ratio | 0 | 0 | 0 | 0 | 0 | 0 | 0 | 0 | 0 | 0 | 0 | 0 | 0 | 0 | 0 | 0 | 0 | 0 | 0 | 0 | 0 | 0 | 0 | 0 | 0 | 0 | 0 | 0 | 0 | 0 | 0 | 0 | 0
F0_Commercial_Miscellaneous_New_Space Heating_Natural Gas_Unit Heater_E0 | F0 | Commercial | Miscellaneous | New | Space Heating | Natural Gas | Unit Heater | E0 | Economic Unit | Infrared Radiant | Infrared Radiant | Infrared Radiant | Infrared Radiant | Infrared Radiant | Infrared Radiant | Infrared Radiant | Infrared Radiant | Infrared Radiant | Infrared Radiant | Infrared Radiant | Infrared Radiant | Infrared Radiant | Infrared Radiant | Infrared Radiant | Infrared Radiant | Infrared Radiant | Infrared Radiant | Infrared Radiant | Infrared Radiant | Infrared Radiant | Infrared Radiant | Infrared Radiant | Infrared Radiant | Infrared Radiant | Infrared Radiant | Infrared Radiant | Infrared Radiant | Infrared Radiant | Infrared Radiant | Infrared Radiant | Infrared Radiant | Infrared Radiant
F1_Commercial_Miscellaneous_New_Space Heating_Natural Gas_Unit Heater_E1 | F1 | Commercial | Miscellaneous | New | Space Heating | Natural Gas | Unit Heater | E1 | CCE | 0 | 0 | 0 | 0 | 0 | 0 | 0 | 0 | 0 | 0 | 0 | 0 | 0 | 0 | 0 | 0 | 0 | 0 | 0 | 0 | 0 | 0 | 0 | 0 | 0 | 0 | 0 | 0 | 0 | 0 | 0 | 0 | 0
F1_Commercial_Miscellaneous_New_Space Heating_Natural Gas_Unit Heater_E2 | F1 | Commercial | Miscellaneous | New | Space Heating | Natural Gas | Unit Heater | E2 | CCE | 2.2519 | 2.3315 | 2.1041 | 2.155 | 2.1666 | 0 | 0 | 0 | 0 | 0 | 0 | 0 | 0 | 0 | 0 | 0 | 0 | 0 | 0 | 0 | 0 | 0 | 0 | 0 | 0 | 0 | 0 | 0 | 0 | 0 | 0 | 0 | 0
F1_Commercial_Miscellaneous_New_Space Heating_Natural Gas_Unit Heater_E3 | F1 | Commercial | Miscellaneous | New | Space Heating | Natural Gas | Unit Heater | E3 | CCE | 0.17557 | 0.18177 | 0.16404 | 0.16801 | 0.16892 | -1.4689 | -1.4769 | -1.4849 | -1.4931 | -1.5013 | -1.5097 | -1.5181 | -1.5267 | -1.5353 | -1.544 | -1.5528 | -1.5618 | -1.5708 | -1.5799 | -1.5892 | -1.5985 | -1.6079 | -1.6175 | -1.6272 | -1.637 | -1.6469 | -1.657 | -1.6671 | -1.6774 | -1.6878 | -1.6984 | -1.709 | -1.709
F1_Commercial_Miscellaneous_New_Space Heating_Natural Gas_Unit Heater_E4 | F1 | Commercial | Miscellaneous | New | Space Heating | Natural Gas | Unit Heater | E4 | CCE | 0 | 0 | 0 | 0 | 0 | 0 | 0 | 0 | 0 | 0 | 0 | 0 | 0 | 0 | 0 | 0 | 0 | 0 | 0 | 0 | 0 | 0 | 0 | 0 | 0 | 0 | 0 | 0 | 0 | 0 | 0 | 0 | 0
F1_Commercial_Miscellaneous_New_Space Heating_Natural Gas_Unit Heater_E5 | F1 | Commercial | Miscellaneous | New | Space Heating | Natural Gas | Unit Heater | E5 | CCE | 0 | 0 | 0 | 0 | 0 | 0 | 0 | 0 | 0 | 0 | 0 | 0 | 0 | 0 | 0 | 0 | 0 | 0 | 0 | 0 | 0 | 0 | 0 | 0 | 0 | 0 | 0 | 0 | 0 | 0 | 0 | 0 | 0
F1_Commercial_Miscellaneous_New_Space Heating_Natural Gas_Unit Heater_E6 | F1 | Commercial | Miscellaneous | New | Space Heating | Natural Gas | Unit Heater | E6 | CCE | 0 | 0 | 0 | 0 | 0 | 0 | 0 | 0 | 0 | 0 | 0 | 0 | 0 | 0 | 0 | 0 | 0 | 0 | 0 | 0 | 0 | 0 | 0 | 0 | 0 | 0 | 0 | 0 | 0 | 0 | 0 | 0 | 0
F1_Commercial_Miscellaneous_New_Space Heating_Natural Gas_Unit Heater_E7 | F1 | Commercial | Miscellaneous | New | Space Heating | Natural Gas | Unit Heater | E7 | CCE | 0 | 0 | 0 | 0 | 0 | 0 | 0 | 0 | 0 | 0 | 0 | 0 | 0 | 0 | 0 | 0 | 0 | 0 | 0 | 0 | 0 | 0 | 0 | 0 | 0 | 0 | 0 | 0 | 0 | 0 | 0 | 0 | 0
F1_Commercial_Miscellaneous_New_Space Heating_Natural Gas_Unit Heater_E8 | F1 | Commercial | Miscellaneous | New | Space Heating | Natural Gas | Unit Heater | E8 | CCE | 0 | 0 | 0 | 0 | 0 | 0 | 0 | 0 | 0 | 0 | 0 | 0 | 0 | 0 | 0 | 0 | 0 | 0 | 0 | 0 | 0 | 0 | 0 | 0 | 0 | 0 | 0 | 0 | 0 | 0 | 0 | 0 | 0
F1_Commercial_Miscellaneous_New_Space Heating_Natural Gas_Unit Heater_E9 | F1 | Commercial | Miscellaneous | New | Space Heating | Natural Gas | Unit Heater | E9 | CCE | 0 | 0 | 0 | 0 | 0 | 0 | 0 | 0 | 0 | 0 | 0 | 0 | 0 | 0 | 0 | 0 | 0 | 0 | 0 | 0 | 0 | 0 | 0 | 0 | 0 | 0 | 0 | 0 | 0 | 0 | 0 | 0 | 0
F1_Commercial_Miscellaneous_New_Space Heating_Natural Gas_Unit Heater_E10 | F1 | Commercial | Miscellaneous | New | Space Heating | Natural Gas | Unit Heater | E10 | CCE | 0 | 0 | 0 | 0 | 0 | 0 | 0 | 0 | 0 | 0 | 0 | 0 | 0 | 0 | 0 | 0 | 0 | 0 | 0 | 0 | 0 | 0 | 0 | 0 | 0 | 0 | 0 | 0 | 0 | 0 | 0 | 0 | 0
F2_Commercial_Miscellaneous_New_Space Heating_Natural Gas_Unit Heater_E1 | F2 | Commercial | Miscellaneous | New | Space Heating | Natural Gas | Unit Heater | E1 | TRC BC Ratio | 1 | 1 | 1 | 1 | 1 | 0 | 0 | 0 | 0 | 0 | 0 | 0 | 0 | 0 | 0 | 0 | 0 | 0 | 0 | 0 | 0 | 0 | 0 | 0 | 0 | 0 | 0 | 0 | 0 | 0 | 0 | 0 | 0
F2_Commercial_Miscellaneous_New_Space Heating_Natural Gas_Unit Heater_E2 | F2 | Commercial | Miscellaneous | New | Space Heating | Natural Gas | Unit Heater | E2 | TRC BC Ratio | 0.97102 | 0.97017 | 0.97275 | 0.96494 | 0.9594 | 1 | 1 | 1 | 1 | 1 | 1 | 1 | 1 | 1 | 1 | 1 | 1 | 1 | 1 | 1 | 1 | 1 | 1 | 1 | 1 | 1 | 1 | 1 | 1 | 1 | 1 | 1 | 1
F2_Commercial_Miscellaneous_New_Space Heating_Natural Gas_Unit Heater_E3 | F2 | Commercial | Miscellaneous | New | Space Heating | Natural Gas | Unit Heater | E3 | TRC BC Ratio | 12.4546 | 12.4437 | 12.4768 | 12.3766 | 12.3055 | 1 | 1 | 1 | 1 | 1 | 1 | 1 | 1 | 1 | 1 | 1 | 1 | 1 | 1 | 1 | 1 | 1 | 1 | 1 | 1 | 1 | 1 | 1 | 1 | 1 | 1 | 1 | 1
F2_Commercial_Miscellaneous_New_Space Heating_Natural Gas_Unit Heater_E4 | F2 | Commercial | Miscellaneous | New | Space Heating | Natural Gas | Unit Heater | E4 | TRC BC Ratio | 0 | 0 | 0 | 0 | 0 | 0 | 0 | 0 | 0 | 0 | 0 | 0 | 0 | 0 | 0 | 0 | 0 | 0 | 0 | 0 | 0 | 0 | 0 | 0 | 0 | 0 | 0 | 0 | 0 | 0 | 0 | 0 | 0
F2_Commercial_Miscellaneous_New_Space Heating_Natural Gas_Unit Heater_E5 | F2 | Commercial | Miscellaneous | New | Space Heating | Natural Gas | Unit Heater | E5 | TRC BC Ratio | 0 | 0 | 0 | 0 | 0 | 0 | 0 | 0 | 0 | 0 | 0 | 0 | 0 | 0 | 0 | 0 | 0 | 0 | 0 | 0 | 0 | 0 | 0 | 0 | 0 | 0 | 0 | 0 | 0 | 0 | 0 | 0 | 0
F2_Commercial_Miscellaneous_New_Space Heating_Natural Gas_Unit Heater_E6 | F2 | Commercial | Miscellaneous | New | Space Heating | Natural Gas | Unit Heater | E6 | TRC BC Ratio | 0 | 0 | 0 | 0 | 0 | 0 | 0 | 0 | 0 | 0 | 0 | 0 | 0 | 0 | 0 | 0 | 0 | 0 | 0 | 0 | 0 | 0 | 0 | 0 | 0 | 0 | 0 | 0 | 0 | 0 | 0 | 0 | 0
F2_Commercial_Miscellaneous_New_Space Heating_Natural Gas_Unit Heater_E7 | F2 | Commercial | Miscellaneous | New | Space Heating | Natural Gas | Unit Heater | E7 | TRC BC Ratio | 0 | 0 | 0 | 0 | 0 | 0 | 0 | 0 | 0 | 0 | 0 | 0 | 0 | 0 | 0 | 0 | 0 | 0 | 0 | 0 | 0 | 0 | 0 | 0 | 0 | 0 | 0 | 0 | 0 | 0 | 0 | 0 | 0
F2_Commercial_Miscellaneous_New_Space Heating_Natural Gas_Unit Heater_E8 | F2 | Commercial | Miscellaneous | New | Space Heating | Natural Gas | Unit Heater | E8 | TRC BC Ratio | 0 | 0 | 0 | 0 | 0 | 0 | 0 | 0 | 0 | 0 | 0 | 0 | 0 | 0 | 0 | 0 | 0 | 0 | 0 | 0 | 0 | 0 | 0 | 0 | 0 | 0 | 0 | 0 | 0 | 0 | 0 | 0 | 0
F2_Commercial_Miscellaneous_New_Space Heating_Natural Gas_Unit Heater_E9 | F2 | Commercial | Miscellaneous | New | Space Heating | Natural Gas | Unit Heater | E9 | TRC BC Ratio | 0 | 0 | 0 | 0 | 0 | 0 | 0 | 0 | 0 | 0 | 0 | 0 | 0 | 0 | 0 | 0 | 0 | 0 | 0 | 0 | 0 | 0 | 0 | 0 | 0 | 0 | 0 | 0 | 0 | 0 | 0 | 0 | 0
F2_Commercial_Miscellaneous_New_Space Heating_Natural Gas_Unit Heater_E10 | F2 | Commercial | Miscellaneous | New | Space Heating | Natural Gas | Unit Heater | E10 | TRC BC Ratio | 0 | 0 | 0 | 0 | 0 | 0 | 0 | 0 | 0 | 0 | 0 | 0 | 0 | 0 | 0 | 0 | 0 | 0 | 0 | 0 | 0 | 0 | 0 | 0 | 0 | 0 | 0 | 0 | 0 | 0 | 0 | 0 | 0
F3_Commercial_Miscellaneous_New_Space Heating_Natural Gas_Unit Heater_E1 | F3 | Commercial | Miscellaneous | New | Space Heating | Natural Gas | Unit Heater | E1 | PACT BC Ratio | 1 | 1 | 1 | 1 | 1 | 0 | 0 | 0 | 0 | 0 | 0 | 0 | 0 | 0 | 0 | 0 | 0 | 0 | 0 | 0 | 0 | 0 | 0 | 0 | 0 | 0 | 0 | 0 | 0 | 0 | 0 | 0 | 0
F3_Commercial_Miscellaneous_New_Space Heating_Natural Gas_Unit Heater_E2 | F3 | Commercial | Miscellaneous | New | Space Heating | Natural Gas | Unit Heater | E2 | PACT BC Ratio | 1.2947 | 1.2936 | 1.297 | 1.2866 | 1.2792 | 1 | 1 | 1 | 1 | 1 | 1 | 1 | 1 | 1 | 1 | 1 | 1 | 1 | 1 | 1 | 1 | 1 | 1 | 1 | 1 | 1 | 1 | 1 | 1 | 1 | 1 | 1 | 1
F3_Commercial_Miscellaneous_New_Space Heating_Natural Gas_Unit Heater_E3 | F3 | Commercial | Miscellaneous | New | Space Heating | Natural Gas | Unit Heater | E3 | PACT BC Ratio | 16.6062 | 16.5916 | 16.6357 | 16.5021 | 16.4073 | 1 | 1 | 1 | 1 | 1 | 1 | 1 | 1 | 1 | 1 | 1 | 1 | 1 | 1 | 1 | 1 | 1 | 1 | 1 | 1 | 1 | 1 | 1 | 1 | 1 | 1 | 1 | 1
F3_Commercial_Miscellaneous_New_Space Heating_Natural Gas_Unit Heater_E4 | F3 | Commercial | Miscellaneous | New | Space Heating | Natural Gas | Unit Heater | E4 | PACT BC Ratio | 0 | 0 | 0 | 0 | 0 | 0 | 0 | 0 | 0 | 0 | 0 | 0 | 0 | 0 | 0 | 0 | 0 | 0 | 0 | 0 | 0 | 0 | 0 | 0 | 0 | 0 | 0 | 0 | 0 | 0 | 0 | 0 | 0
F3_Commercial_Miscellaneous_New_Space Heating_Natural Gas_Unit Heater_E5 | F3 | Commercial | Miscellaneous | New | Space Heating | Natural Gas | Unit Heater | E5 | PACT BC Ratio | 0 | 0 | 0 | 0 | 0 | 0 | 0 | 0 | 0 | 0 | 0 | 0 | 0 | 0 | 0 | 0 | 0 | 0 | 0 | 0 | 0 | 0 | 0 | 0 | 0 | 0 | 0 | 0 | 0 | 0 | 0 | 0 | 0
F3_Commercial_Miscellaneous_New_Space Heating_Natural Gas_Unit Heater_E6 | F3 | Commercial | Miscellaneous | New | Space Heating | Natural Gas | Unit Heater | E6 | PACT BC Ratio | 0 | 0 | 0 | 0 | 0 | 0 | 0 | 0 | 0 | 0 | 0 | 0 | 0 | 0 | 0 | 0 | 0 | 0 | 0 | 0 | 0 | 0 | 0 | 0 | 0 | 0 | 0 | 0 | 0 | 0 | 0 | 0 | 0
F3_Commercial_Miscellaneous_New_Space Heating_Natural Gas_Unit Heater_E7 | F3 | Commercial | Miscellaneous | New | Space Heating | Natural Gas | Unit Heater | E7 | PACT BC Ratio | 0 | 0 | 0 | 0 | 0 | 0 | 0 | 0 | 0 | 0 | 0 | 0 | 0 | 0 | 0 | 0 | 0 | 0 | 0 | 0 | 0 | 0 | 0 | 0 | 0 | 0 | 0 | 0 | 0 | 0 | 0 | 0 | 0
F3_Commercial_Miscellaneous_New_Space Heating_Natural Gas_Unit Heater_E8 | F3 | Commercial | Miscellaneous | New | Space Heating | Natural Gas | Unit Heater | E8 | PACT BC Ratio | 0 | 0 | 0 | 0 | 0 | 0 | 0 | 0 | 0 | 0 | 0 | 0 | 0 | 0 | 0 | 0 | 0 | 0 | 0 | 0 | 0 | 0 | 0 | 0 | 0 | 0 | 0 | 0 | 0 | 0 | 0 | 0 | 0
F3_Commercial_Miscellaneous_New_Space Heating_Natural Gas_Unit Heater_E9 | F3 | Commercial | Miscellaneous | New | Space Heating | Natural Gas | Unit Heater | E9 | PACT BC Ratio | 0 | 0 | 0 | 0 | 0 | 0 | 0 | 0 | 0 | 0 | 0 | 0 | 0 | 0 | 0 | 0 | 0 | 0 | 0 | 0 | 0 | 0 | 0 | 0 | 0 | 0 | 0 | 0 | 0 | 0 | 0 | 0 | 0
F3_Commercial_Miscellaneous_New_Space Heating_Natural Gas_Unit Heater_E10 | F3 | Commercial | Miscellaneous | New | Space Heating | Natural Gas | Unit Heater | E10 | PACT BC Ratio | 0 | 0 | 0 | 0 | 0 | 0 | 0 | 0 | 0 | 0 | 0 | 0 | 0 | 0 | 0 | 0 | 0 | 0 | 0 | 0 | 0 | 0 | 0 | 0 | 0 | 0 | 0 | 0 | 0 | 0 | 0 | 0 | 0
F4_Commercial_Miscellaneous_New_Space Heating_Natural Gas_Unit Heater_E1 | F4 | Commercial | Miscellaneous | New | Space Heating | Natural Gas | Unit Heater | E1 | RVT BC Ratio | 1 | 1 | 1 | 1 | 1 | 0 | 0 | 0 | 0 | 0 | 0 | 0 | 0 | 0 | 0 | 0 | 0 | 0 | 0 | 0 | 0 | 0 | 0 | 0 | 0 | 0 | 0 | 0 | 0 | 0 | 0 | 0 | 0
F4_Commercial_Miscellaneous_New_Space Heating_Natural Gas_Unit Heater_E2 | F4 | Commercial | Miscellaneous | New | Space Heating | Natural Gas | Unit Heater | E2 | RVT BC Ratio | 2.096 | 2.0948 | 2.0985 | 2.0873 | 2.0793 | 1 | 1 | 1 | 1 | 1 | 1 | 1 | 1 | 1 | 1 | 1 | 1 | 1 | 1 | 1 | 1 | 1 | 1 | 1 | 1 | 1 | 1 | 1 | 1 | 1 | 1 | 1 | 1
F4_Commercial_Miscellaneous_New_Space Heating_Natural Gas_Unit Heater_E3 | F4 | Commercial | Miscellaneous | New | Space Heating | Natural Gas | Unit Heater | E3 | RVT BC Ratio | 18.6057 | 18.59 | 18.6376 | 18.4936 | 18.3913 | 1 | 1 | 1 | 1 | 1 | 1 | 1 | 1 | 1 | 1 | 1 | 1 | 1 | 1 | 1 | 1 | 1 | 1 | 1 | 1 | 1 | 1 | 1 | 1 | 1 | 1 | 1 | 1
F4_Commercial_Miscellaneous_New_Space Heating_Natural Gas_Unit Heater_E4 | F4 | Commercial | Miscellaneous | New | Space Heating | Natural Gas | Unit Heater | E4 | RVT BC Ratio | 0 | 0 | 0 | 0 | 0 | 0 | 0 | 0 | 0 | 0 | 0 | 0 | 0 | 0 | 0 | 0 | 0 | 0 | 0 | 0 | 0 | 0 | 0 | 0 | 0 | 0 | 0 | 0 | 0 | 0 | 0 | 0 | 0
F4_Commercial_Miscellaneous_New_Space Heating_Natural Gas_Unit Heater_E5 | F4 | Commercial | Miscellaneous | New | Space Heating | Natural Gas | Unit Heater | E5 | RVT BC Ratio | 0 | 0 | 0 | 0 | 0 | 0 | 0 | 0 | 0 | 0 | 0 | 0 | 0 | 0 | 0 | 0 | 0 | 0 | 0 | 0 | 0 | 0 | 0 | 0 | 0 | 0 | 0 | 0 | 0 | 0 | 0 | 0 | 0
F4_Commercial_Miscellaneous_New_Space Heating_Natural Gas_Unit Heater_E6 | F4 | Commercial | Miscellaneous | New | Space Heating | Natural Gas | Unit Heater | E6 | RVT BC Ratio | 0 | 0 | 0 | 0 | 0 | 0 | 0 | 0 | 0 | 0 | 0 | 0 | 0 | 0 | 0 | 0 | 0 | 0 | 0 | 0 | 0 | 0 | 0 | 0 | 0 | 0 | 0 | 0 | 0 | 0 | 0 | 0 | 0
F4_Commercial_Miscellaneous_New_Space Heating_Natural Gas_Unit Heater_E7 | F4 | Commercial | Miscellaneous | New | Space Heating | Natural Gas | Unit Heater | E7 | RVT BC Ratio | 0 | 0 | 0 | 0 | 0 | 0 | 0 | 0 | 0 | 0 | 0 | 0 | 0 | 0 | 0 | 0 | 0 | 0 | 0 | 0 | 0 | 0 | 0 | 0 | 0 | 0 | 0 | 0 | 0 | 0 | 0 | 0 | 0
F4_Commercial_Miscellaneous_New_Space Heating_Natural Gas_Unit Heater_E8 | F4 | Commercial | Miscellaneous | New | Space Heating | Natural Gas | Unit Heater | E8 | RVT BC Ratio | 0 | 0 | 0 | 0 | 0 | 0 | 0 | 0 | 0 | 0 | 0 | 0 | 0 | 0 | 0 | 0 | 0 | 0 | 0 | 0 | 0 | 0 | 0 | 0 | 0 | 0 | 0 | 0 | 0 | 0 | 0 | 0 | 0
F4_Commercial_Miscellaneous_New_Space Heating_Natural Gas_Unit Heater_E9 | F4 | Commercial | Miscellaneous | New | Space Heating | Natural Gas | Unit Heater | E9 | RVT BC Ratio | 0 | 0 | 0 | 0 | 0 | 0 | 0 | 0 | 0 | 0 | 0 | 0 | 0 | 0 | 0 | 0 | 0 | 0 | 0 | 0 | 0 | 0 | 0 | 0 | 0 | 0 | 0 | 0 | 0 | 0 | 0 | 0 | 0
F4_Commercial_Miscellaneous_New_Space Heating_Natural Gas_Unit Heater_E10 | F4 | Commercial | Miscellaneous | New | Space Heating | Natural Gas | Unit Heater | E10 | RVT BC Ratio | 0 | 0 | 0 | 0 | 0 | 0 | 0 | 0 | 0 | 0 | 0 | 0 | 0 | 0 | 0 | 0 | 0 | 0 | 0 | 0 | 0 | 0 | 0 | 0 | 0 | 0 | 0 | 0 | 0 | 0 | 0 | 0 | 0
F5_Commercial_Miscellaneous_New_Space Heating_Natural Gas_Unit Heater_E1 | F5 | Commercial | Miscellaneous | New | Space Heating | Natural Gas | Unit Heater | E1 | RIM BC Ratio | 1 | 1 | 1 | 1 | 1 | 0 | 0 | 0 | 0 | 0 | 0 | 0 | 0 | 0 | 0 | 0 | 0 | 0 | 0 | 0 | 0 | 0 | 0 | 0 | 0 | 0 | 0 | 0 | 0 | 0 | 0 | 0 | 0
F5_Commercial_Miscellaneous_New_Space Heating_Natural Gas_Unit Heater_E2 | F5 | Commercial | Miscellaneous | New | Space Heating | Natural Gas | Unit Heater | E2 | RIM BC Ratio | 0.5075 | 0.50732 | 0.50785 | 0.50625 | 0.5051 | 1 | 1 | 1 | 1 | 1 | 1 | 1 | 1 | 1 | 1 | 1 | 1 | 1 | 1 | 1 | 1 | 1 | 1 | 1 | 1 | 1 | 1 | 1 | 1 | 1 | 1 | 1 | 1
F5_Commercial_Miscellaneous_New_Space Heating_Natural Gas_Unit Heater_E3 | F5 | Commercial | Miscellaneous | New | Space Heating | Natural Gas | Unit Heater | E3 | RIM BC Ratio | 0.79473 | 0.7947 | 0.7948 | 0.79449 | 0.79427 | 1 | 1 | 1 | 1 | 1 | 1 | 1 | 1 | 1 | 1 | 1 | 1 | 1 | 1 | 1 | 1 | 1 | 1 | 1 | 1 | 1 | 1 | 1 | 1 | 1 | 1 | 1 | 1
F5_Commercial_Miscellaneous_New_Space Heating_Natural Gas_Unit Heater_E4 | F5 | Commercial | Miscellaneous | New | Space Heating | Natural Gas | Unit Heater | E4 | RIM BC Ratio | 0 | 0 | 0 | 0 | 0 | 0 | 0 | 0 | 0 | 0 | 0 | 0 | 0 | 0 | 0 | 0 | 0 | 0 | 0 | 0 | 0 | 0 | 0 | 0 | 0 | 0 | 0 | 0 | 0 | 0 | 0 | 0 | 0
F5_Commercial_Miscellaneous_New_Space Heating_Natural Gas_Unit Heater_E5 | F5 | Commercial | Miscellaneous | New | Space Heating | Natural Gas | Unit Heater | E5 | RIM BC Ratio | 0 | 0 | 0 | 0 | 0 | 0 | 0 | 0 | 0 | 0 | 0 | 0 | 0 | 0 | 0 | 0 | 0 | 0 | 0 | 0 | 0 | 0 | 0 | 0 | 0 | 0 | 0 | 0 | 0 | 0 | 0 | 0 | 0
F5_Commercial_Miscellaneous_New_Space Heating_Natural Gas_Unit Heater_E6 | F5 | Commercial | Miscellaneous | New | Space Heating | Natural Gas | Unit Heater | E6 | RIM BC Ratio | 0 | 0 | 0 | 0 | 0 | 0 | 0 | 0 | 0 | 0 | 0 | 0 | 0 | 0 | 0 | 0 | 0 | 0 | 0 | 0 | 0 | 0 | 0 | 0 | 0 | 0 | 0 | 0 | 0 | 0 | 0 | 0 | 0
F5_Commercial_Miscellaneous_New_Space Heating_Natural Gas_Unit Heater_E7 | F5 | Commercial | Miscellaneous | New | Space Heating | Natural Gas | Unit Heater | E7 | RIM BC Ratio | 0 | 0 | 0 | 0 | 0 | 0 | 0 | 0 | 0 | 0 | 0 | 0 | 0 | 0 | 0 | 0 | 0 | 0 | 0 | 0 | 0 | 0 | 0 | 0 | 0 | 0 | 0 | 0 | 0 | 0 | 0 | 0 | 0
F5_Commercial_Miscellaneous_New_Space Heating_Natural Gas_Unit Heater_E8 | F5 | Commercial | Miscellaneous | New | Space Heating | Natural Gas | Unit Heater | E8 | RIM BC Ratio | 0 | 0 | 0 | 0 | 0 | 0 | 0 | 0 | 0 | 0 | 0 | 0 | 0 | 0 | 0 | 0 | 0 | 0 | 0 | 0 | 0 | 0 | 0 | 0 | 0 | 0 | 0 | 0 | 0 | 0 | 0 | 0 | 0
F5_Commercial_Miscellaneous_New_Space Heating_Natural Gas_Unit Heater_E9 | F5 | Commercial | Miscellaneous | New | Space Heating | Natural Gas | Unit Heater | E9 | RIM BC Ratio | 0 | 0 | 0 | 0 | 0 | 0 | 0 | 0 | 0 | 0 | 0 | 0 | 0 | 0 | 0 | 0 | 0 | 0 | 0 | 0 | 0 | 0 | 0 | 0 | 0 | 0 | 0 | 0 | 0 | 0 | 0 | 0 | 0
F5_Commercial_Miscellaneous_New_Space Heating_Natural Gas_Unit Heater_E10 | F5 | Commercial | Miscellaneous | New | Space Heating | Natural Gas | Unit Heater | E10 | RIM BC Ratio | 0 | 0 | 0 | 0 | 0 | 0 | 0 | 0 | 0 | 0 | 0 | 0 | 0 | 0 | 0 | 0 | 0 | 0 | 0 | 0 | 0 | 0 | 0 | 0 | 0 | 0 | 0 | 0 | 0 | 0 | 0 | 0 | 0
F0_Commercial_Miscellaneous_New_Water Heating_Natural Gas_Water Heater_E0 | F0 | Commercial | Miscellaneous | New | Water Heating | Natural Gas | Water Heater | E0 | Economic Unit | Gas-Fired Absorption HPWH | Gas-Fired Absorption HPWH | Gas-Fired Absorption HPWH | Gas-Fired Absorption HPWH | Gas-Fired Absorption HPWH | Gas-Fired Absorption HPWH | Gas-Fired Absorption HPWH | Gas-Fired Absorption HPWH | Gas-Fired Absorption HPWH | Gas-Fired Absorption HPWH | Gas-Fired Absorption HPWH | Gas-Fired Absorption HPWH | Gas-Fired Absorption HPWH | Gas-Fired Absorption HPWH | Gas-Fired Absorption HPWH | Gas-Fired Absorption HPWH | Gas-Fired Absorption HPWH | Gas-Fired Absorption HPWH | Gas-Fired Absorption HPWH | Gas-Fired Absorption HPWH | Gas-Fired Absorption HPWH | Gas-Fired Absorption HPWH | Gas-Fired Absorption HPWH | Gas-Fired Absorption HPWH | Gas-Fired Absorption HPWH | Gas-Fired Absorption HPWH | Gas-Fired Absorption HPWH | Gas-Fired Absorption HPWH | Gas-Fired Absorption HPWH | Gas-Fired Absorption HPWH | Gas-Fired Absorption HPWH | Gas-Fired Absorption HPWH | Gas-Fired Absorption HPWH
F1_Commercial_Miscellaneous_New_Water Heating_Natural Gas_Water Heater_E1 | F1 | Commercial | Miscellaneous | New | Water Heating | Natural Gas | Water Heater | E1 | CCE | 0 | 0 | 0 | 0 | 0 | 0 | 0 | 0 | 0 | 0 | 0 | 0 | 0 | 0 | 0 | 0 | 0 | 0 | 0 | 0 | 0 | 0 | 0 | 0 | 0 | 0 | 0 | 0 | 0 | 0 | 0 | 0 | 0
F1_Commercial_Miscellaneous_New_Water Heating_Natural Gas_Water Heater_E2 | F1 | Commercial | Miscellaneous | New | Water Heating | Natural Gas | Water Heater | E2 | CCE | -0.0029948 | -0.0031006 | -0.0027834 | -0.0028356 | -0.0028356 | -0.0028356 | -0.0028356 | -0.0028356 | -0.0028356 | -0.0028356 | -0.0028356 | -0.0028356 | -0.0028356 | -0.0028356 | -0.0028356 | -0.0028356 | -0.0028356 | -0.0028356 | -0.0028356 | -0.0028356 | -0.0028356 | -0.0028356 | -0.0028356 | -0.0028356 | -0.0028356 | -0.0028356 | -0.0028356 | -0.0028356 | -0.0028356 | -0.0028356 | -0.0028356 | -0.0028356 | -0.0028356
F1_Commercial_Miscellaneous_New_Water Heating_Natural Gas_Water Heater_E3 | F1 | Commercial | Miscellaneous | New | Water Heating | Natural Gas | Water Heater | E3 | CCE | 0.023422 | 0.02425 | 0.021769 | 0.022177 | 0.022177 | 0.022177 | 0.022177 | 0.022177 | 0.022177 | 0.022177 | 0.022177 | 0.022177 | 0.022177 | 0.022177 | 0.022177 | 0.022177 | 0.022177 | 0.022177 | 0.022177 | 0.022177 | 0.022177 | 0.022177 | 0.022177 | 0.022177 | 0.022177 | 0.022177 | 0.022177 | 0.022177 | 0.022177 | 0.022177 | 0.022177 | 0.022177 | 0.022177
F1_Commercial_Miscellaneous_New_Water Heating_Natural Gas_Water Heater_E4 | F1 | Commercial | Miscellaneous | New | Water Heating | Natural Gas | Water Heater | E4 | CCE | 0.028842 | 0.029861 | 0.026805 | 0.027308 | 0.027308 | 0.027308 | 0.027308 | 0.027308 | 0.027308 | 0.027308 | 0.027308 | 0.027308 | 0.027308 | 0.027308 | 0.027308 | 0.027308 | 0.027308 | 0.027308 | 0.027308 | 0.027308 | 0.027308 | 0.027308 | 0.027308 | 0.027308 | 0.027308 | 0.027308 | 0.027308 | 0.027308 | 0.027308 | 0.027308 | 0.027308 | 0.027308 | 0.027308
F1_Commercial_Miscellaneous_New_Water Heating_Natural Gas_Water Heater_E5 | F1 | Commercial | Miscellaneous | New | Water Heating | Natural Gas | Water Heater | E5 | CCE | 0.04531 | 0.046912 | 0.042112 | 0.042901 | 0.042901 | 0.042901 | 0.042901 | 0.042901 | 0.042901 | 0.042901 | 0.042901 | 0.042901 | 0.042901 | 0.042901 | 0.042901 | 0.042901 | 0.042901 | 0.042901 | 0.042901 | 0.042901 | 0.042901 | 0.042901 | 0.042901 | 0.042901 | 0.042901 | 0.042901 | 0.042901 | 0.042901 | 0.042901 | 0.042901 | 0.042901 | 0.042901 | 0.042901
F1_Commercial_Miscellaneous_New_Water Heating_Natural Gas_Water Heater_E6 | F1 | Commercial | Miscellaneous | New | Water Heating | Natural Gas | Water Heater | E6 | CCE | -0.10147 | -0.10505 | -0.094305 | -0.096073 | -0.096073 | -0.096073 | -0.096073 | -0.096073 | -0.096073 | -0.096073 | -0.096073 | -0.096073 | -0.096073 | -0.096073 | -0.096073 | -0.096073 | -0.096073 | -0.096073 | -0.096073 | -0.096073 | -0.096073 | -0.096073 | -0.096073 | -0.096073 | -0.096073 | -0.096073 | -0.096073 | -0.096073 | -0.096073 | -0.096073 | -0.096073 | -0.096073 | -0.096073
F1_Commercial_Miscellaneous_New_Water Heating_Natural Gas_Water Heater_E7 | F1 | Commercial | Miscellaneous | New | Water Heating | Natural Gas | Water Heater | E7 | CCE | -0.075884 | -0.078566 | -0.070527 | -0.071849 | -0.071849 | -0.071849 | -0.071849 | -0.071849 | -0.071849 | -0.071849 | -0.071849 | -0.071849 | -0.071849 | -0.071849 | -0.071849 | -0.071849 | -0.071849 | -0.071849 | -0.071849 | -0.071849 | -0.071849 | -0.071849 | -0.071849 | -0.071849 | -0.071849 | -0.071849 | -0.071849 | -0.071849 | -0.071849 | -0.071849 | -0.071849 | -0.071849 | -0.071849
F1_Commercial_Miscellaneous_New_Water Heating_Natural Gas_Water Heater_E8 | F1 | Commercial | Miscellaneous | New | Water Heating | Natural Gas | Water Heater | E8 | CCE | 0 | 0 | 0 | 0 | 0 | 0 | 0 | 0 | 0 | 0 | 0 | 0 | 0 | 0 | 0 | 0 | 0 | 0 | 0 | 0 | 0 | 0 | 0 | 0 | 0 | 0 | 0 | 0 | 0 | 0 | 0 | 0 | 0
F1_Commercial_Miscellaneous_New_Water Heating_Natural Gas_Water Heater_E9 | F1 | Commercial | Miscellaneous | New | Water Heating | Natural Gas | Water Heater | E9 | CCE | 0 | 0 | 0 | 0 | 0 | 0 | 0 | 0 | 0 | 0 | 0 | 0 | 0 | 0 | 0 | 0 | 0 | 0 | 0 | 0 | 0 | 0 | 0 | 0 | 0 | 0 | 0 | 0 | 0 | 0 | 0 | 0 | 0
F1_Commercial_Miscellaneous_New_Water Heating_Natural Gas_Water Heater_E10 | F1 | Commercial | Miscellaneous | New | Water Heating | Natural Gas | Water Heater | E10 | CCE | 0 | 0 | 0 | 0 | 0 | 0 | 0 | 0 | 0 | 0 | 0 | 0 | 0 | 0 | 0 | 0 | 0 | 0 | 0 | 0 | 0 | 0 | 0 | 0 | 0 | 0 | 0 | 0 | 0 | 0 | 0 | 0 | 0
F2_Commercial_Miscellaneous_New_Water Heating_Natural Gas_Water Heater_E1 | F2 | Commercial | Miscellaneous | New | Water Heating | Natural Gas | Water Heater | E1 | TRC BC Ratio | bar: 2019 to 2051
F2_Commercial_Miscellaneous_New_Water Heating_Natural Gas_Water Heater_E2 | F2 | Commercial | Miscellaneous | New | Water Heating | Natural Gas | Water Heater | E2 | TRC BC Ratio | bar: 2019 to 2051
F2_Commercial_Miscellaneous_New_Water Heating_Natural Gas_Water Heater_E3 | F2 | Commercial | Miscellaneous | New | Water Heating | Natural Gas | Water Heater | E3 | TRC BC Ratio | 55.2081 | 55.1253 | 55.3295 | 54.8633 | 54.5675 | 54.7949 | 55.4827 | 56.0269 | 56.702 | 57.3395 | 57.9775 | 58.5631 | 59.1929 | 59.8501 | 60.4792 | 61.12 | 61.7705 | 62.48 | 63.217 | 63.9959 | 64.7642 | 65.5649 | 66.3084 | 67.0758 | 67.7556 | 68.3465 | 68.8824 | 69.3473 | 69.7101 | 70.0095 | 70.1765 | 70.2883 | 70.2883
F2_Commercial_Miscellaneous_New_Water Heating_Natural Gas_Water Heater_E4 | F2 | Commercial | Miscellaneous | New | Water Heating | Natural Gas | Water Heater | E4 | TRC BC Ratio | 44.8344 | 44.7672 | 44.933 | 44.5544 | 44.3141 | 44.4988 | 45.0574 | 45.4993 | 46.0476 | 46.5653 | 47.0834 | 47.559 | 48.0705 | 48.6042 | 49.1151 | 49.6354 | 50.1638 | 50.7399 | 51.3384 | 51.9709 | 52.5949 | 53.2451 | 53.8489 | 54.4722 | 55.0242 | 55.5041 | 55.9393 | 56.3168 | 56.6115 | 56.8546 | 56.9902 | 57.081 | 57.081
F2_Commercial_Miscellaneous_New_Water Heating_Natural Gas_Water Heater_E5 | F2 | Commercial | Miscellaneous | New | Water Heating | Natural Gas | Water Heater | E5 | TRC BC Ratio | 28.5385 | 28.4957 | 28.6013 | 28.3603 | 28.2074 | 28.3249 | 28.6805 | 28.9618 | 29.3107 | 29.6403 | 29.9701 | 30.2728 | 30.5984 | 30.9381 | 31.2633 | 31.5945 | 31.9308 | 32.2975 | 32.6785 | 33.0811 | 33.4783 | 33.8922 | 34.2765 | 34.6733 | 35.0247 | 35.3301 | 35.6071 | 35.8474 | 36.035 | 36.1897 | 36.2761 | 36.3339 | 36.3339
F2_Commercial_Miscellaneous_New_Water Heating_Natural Gas_Water Heater_E6 | F2 | Commercial | Miscellaneous | New | Water Heating | Natural Gas | Water Heater | E6 | TRC BC Ratio | bar: 2019 to 2051
F2_Commercial_Miscellaneous_New_Water Heating_Natural Gas_Water Heater_E7 | F2 | Commercial | Miscellaneous | New | Water Heating | Natural Gas | Water Heater | E7 | TRC BC Ratio | bar: 2019 to 2051
F2_Commercial_Miscellaneous_New_Water Heating_Natural Gas_Water Heater_E8 | F2 | Commercial | Miscellaneous | New | Water Heating | Natural Gas | Water Heater | E8 | TRC BC Ratio | 0 | 0 | 0 | 0 | 0 | 0 | 0 | 0 | 0 | 0 | 0 | 0 | 0 | 0 | 0 | 0 | 0 | 0 | 0 | 0 | 0 | 0 | 0 | 0 | 0 | 0 | 0 | 0 | 0 | 0 | 0 | 0 | 0
F2_Commercial_Miscellaneous_New_Water Heating_Natural Gas_Water Heater_E9 | F2 | Commercial | Miscellaneous | New | Water Heating | Natural Gas | Water Heater | E9 | TRC BC Ratio | 0 | 0 | 0 | 0 | 0 | 0 | 0 | 0 | 0 | 0 | 0 | 0 | 0 | 0 | 0 | 0 | 0 | 0 | 0 | 0 | 0 | 0 | 0 | 0 | 0 | 0 | 0 | 0 | 0 | 0 | 0 | 0 | 0
F2_Commercial_Miscellaneous_New_Water Heating_Natural Gas_Water Heater_E10 | F2 | Commercial | Miscellaneous | New | Water Heating | Natural Gas | Water Heater | E10 | TRC BC Ratio | 0 | 0 | 0 | 0 | 0 | 0 | 0 | 0 | 0 | 0 | 0 | 0 | 0 | 0 | 0 | 0 | 0 | 0 | 0 | 0 | 0 | 0 | 0 | 0 | 0 | 0 | 0 | 0 | 0 | 0 | 0 | 0 | 0
F3_Commercial_Miscellaneous_New_Water Heating_Natural Gas_Water Heater_E1 | F3 | Commercial | Miscellaneous | New | Water Heating | Natural Gas | Water Heater | E1 | PACT BC Ratio | bar: 2019 to 2051
F3_Commercial_Miscellaneous_New_Water Heating_Natural Gas_Water Heater_E2 | F3 | Commercial | Miscellaneous | New | Water Heating | Natural Gas | Water Heater | E2 | PACT BC Ratio | bar: 2019 to 2051
F3_Commercial_Miscellaneous_New_Water Heating_Natural Gas_Water Heater_E3 | F3 | Commercial | Miscellaneous | New | Water Heating | Natural Gas | Water Heater | E3 | PACT BC Ratio | 73.6107 | 73.5004 | 73.7727 | 73.151 | 72.7566 | 73.0598 | 73.977 | 74.7025 | 75.6026 | 76.4527 | 77.3033 | 78.0841 | 78.9239 | 79.8001 | 80.6389 | 81.4933 | 82.3607 | 83.3066 | 84.2893 | 85.3278 | 86.3522 | 87.4198 | 88.4112 | 89.4345 | 90.3408 | 91.1286 | 91.8432 | 92.4631 | 92.9468 | 93.3459 | 93.5686 | 93.7178 | 93.7178
F3_Commercial_Miscellaneous_New_Water Heating_Natural Gas_Water Heater_E4 | F3 | Commercial | Miscellaneous | New | Water Heating | Natural Gas | Water Heater | E4 | PACT BC Ratio | 59.7792 | 59.6896 | 59.9107 | 59.4058 | 59.0855 | 59.3318 | 60.0766 | 60.6658 | 61.3968 | 62.0871 | 62.7779 | 63.4119 | 64.094 | 64.8055 | 65.4867 | 66.1806 | 66.885 | 67.6532 | 68.4512 | 69.2946 | 70.1265 | 70.9935 | 71.7986 | 72.6296 | 73.3656 | 74.0054 | 74.5857 | 75.0891 | 75.482 | 75.8061 | 75.9869 | 76.108 | 76.108
F3_Commercial_Miscellaneous_New_Water Heating_Natural Gas_Water Heater_E5 | F3 | Commercial | Miscellaneous | New | Water Heating | Natural Gas | Water Heater | E5 | PACT BC Ratio | 38.0513 | 37.9943 | 38.135 | 37.8137 | 37.6098 | 37.7666 | 38.2407 | 38.6157 | 39.081 | 39.5204 | 39.9601 | 40.3637 | 40.7979 | 41.2508 | 41.6844 | 42.126 | 42.5744 | 43.0634 | 43.5714 | 44.1082 | 44.6377 | 45.1896 | 45.7021 | 46.231 | 46.6996 | 47.1068 | 47.4762 | 47.7966 | 48.0467 | 48.253 | 48.3681 | 48.4452 | 48.4452
F3_Commercial_Miscellaneous_New_Water Heating_Natural Gas_Water Heater_E6 | F3 | Commercial | Miscellaneous | New | Water Heating | Natural Gas | Water Heater | E6 | PACT BC Ratio | bar: 2019 to 2051
F3_Commercial_Miscellaneous_New_Water Heating_Natural Gas_Water Heater_E7 | F3 | Commercial | Miscellaneous | New | Water Heating | Natural Gas | Water Heater | E7 | PACT BC Ratio | bar: 2019 to 2051
F3_Commercial_Miscellaneous_New_Water Heating_Natural Gas_Water Heater_E8 | F3 | Commercial | Miscellaneous | New | Water Heating | Natural Gas | Water Heater | E8 | PACT BC Ratio | 0 | 0 | 0 | 0 | 0 | 0 | 0 | 0 | 0 | 0 | 0 | 0 | 0 | 0 | 0 | 0 | 0 | 0 | 0 | 0 | 0 | 0 | 0 | 0 | 0 | 0 | 0 | 0 | 0 | 0 | 0 | 0 | 0
F3_Commercial_Miscellaneous_New_Water Heating_Natural Gas_Water Heater_E9 | F3 | Commercial | Miscellaneous | New | Water Heating | Natural Gas | Water Heater | E9 | PACT BC Ratio | 0 | 0 | 0 | 0 | 0 | 0 | 0 | 0 | 0 | 0 | 0 | 0 | 0 | 0 | 0 | 0 | 0 | 0 | 0 | 0 | 0 | 0 | 0 | 0 | 0 | 0 | 0 | 0 | 0 | 0 | 0 | 0 | 0
F3_Commercial_Miscellaneous_New_Water Heating_Natural Gas_Water Heater_E10 | F3 | Commercial | Miscellaneous | New | Water Heating | Natural Gas | Water Heater | E10 | PACT BC Ratio | 0 | 0 | 0 | 0 | 0 | 0 | 0 | 0 | 0 | 0 | 0 | 0 | 0 | 0 | 0 | 0 | 0 | 0 | 0 | 0 | 0 | 0 | 0 | 0 | 0 | 0 | 0 | 0 | 0 | 0 | 0 | 0 | 0
F4_Commercial_Miscellaneous_New_Water Heating_Natural Gas_Water Heater_E1 | F4 | Commercial | Miscellaneous | New | Water Heating | Natural Gas | Water Heater | E1 | RVT BC Ratio | bar: 2019 to 2051
F4_Commercial_Miscellaneous_New_Water Heating_Natural Gas_Water Heater_E2 | F4 | Commercial | Miscellaneous | New | Water Heating | Natural Gas | Water Heater | E2 | RVT BC Ratio | bar: 2019 to 2051
F4_Commercial_Miscellaneous_New_Water Heating_Natural Gas_Water Heater_E3 | F4 | Commercial | Miscellaneous | New | Water Heating | Natural Gas | Water Heater | E3 | RVT BC Ratio | 80.0714 | 79.9525 | 80.246 | 79.5757 | 79.1504 | 79.4774 | 80.4663 | 81.2486 | 82.2192 | 83.1358 | 84.0529 | 84.8948 | 85.8004 | 86.7452 | 87.6496 | 88.5709 | 89.5062 | 90.5261 | 91.5857 | 92.7054 | 93.81 | 94.9612 | 96.0301 | 97.1335 | 98.1108 | 98.9602 | 99.7308 | 100.3991 | 100.9207 | 101.3511 | 101.5912 | 101.752 | 101.752
F4_Commercial_Miscellaneous_New_Water Heating_Natural Gas_Water Heater_E4 | F4 | Commercial | Miscellaneous | New | Water Heating | Natural Gas | Water Heater | E4 | RVT BC Ratio | 65.1574 | 65.0608 | 65.2992 | 64.7548 | 64.4095 | 64.675 | 65.4781 | 66.1134 | 66.9016 | 67.646 | 68.3908 | 69.0745 | 69.8099 | 70.5771 | 71.3116 | 72.0598 | 72.8193 | 73.6476 | 74.5081 | 75.4175 | 76.3145 | 77.2493 | 78.1174 | 79.0135 | 79.8071 | 80.497 | 81.1227 | 81.6655 | 82.0891 | 82.4386 | 82.6336 | 82.7641 | 82.7641
F4_Commercial_Miscellaneous_New_Water Heating_Natural Gas_Water Heater_E5 | F4 | Commercial | Miscellaneous | New | Water Heating | Natural Gas | Water Heater | E5 | RVT BC Ratio | 41.7292 | 41.6677 | 41.8194 | 41.4729 | 41.2531 | 41.4221 | 41.9333 | 42.3377 | 42.8394 | 43.3132 | 43.7873 | 44.2225 | 44.6906 | 45.179 | 45.6465 | 46.1228 | 46.6062 | 47.1335 | 47.6812 | 48.26 | 48.831 | 49.4261 | 49.9786 | 50.549 | 51.0542 | 51.4933 | 51.8916 | 52.2371 | 52.5067 | 52.7292 | 52.8533 | 52.9364 | 52.9364
F4_Commercial_Miscellaneous_New_Water Heating_Natural Gas_Water Heater_E6 | F4 | Commercial | Miscellaneous | New | Water Heating | Natural Gas | Water Heater | E6 | RVT BC Ratio | bar: 2019 to 2051
F4_Commercial_Miscellaneous_New_Water Heating_Natural Gas_Water Heater_E7 | F4 | Commercial | Miscellaneous | New | Water Heating | Natural Gas | Water Heater | E7 | RVT BC Ratio | bar: 2019 to 2051
F4_Commercial_Miscellaneous_New_Water Heating_Natural Gas_Water Heater_E8 | F4 | Commercial | Miscellaneous | New | Water Heating | Natural Gas | Water Heater | E8 | RVT BC Ratio | 0 | 0 | 0 | 0 | 0 | 0 | 0 | 0 | 0 | 0 | 0 | 0 | 0 | 0 | 0 | 0 | 0 | 0 | 0 | 0 | 0 | 0 | 0 | 0 | 0 | 0 | 0 | 0 | 0 | 0 | 0 | 0 | 0
F4_Commercial_Miscellaneous_New_Water Heating_Natural Gas_Water Heater_E9 | F4 | Commercial | Miscellaneous | New | Water Heating | Natural Gas | Water Heater | E9 | RVT BC Ratio | 0 | 0 | 0 | 0 | 0 | 0 | 0 | 0 | 0 | 0 | 0 | 0 | 0 | 0 | 0 | 0 | 0 | 0 | 0 | 0 | 0 | 0 | 0 | 0 | 0 | 0 | 0 | 0 | 0 | 0 | 0 | 0 | 0
F4_Commercial_Miscellaneous_New_Water Heating_Natural Gas_Water Heater_E10 | F4 | Commercial | Miscellaneous | New | Water Heating | Natural Gas | Water Heater | E10 | RVT BC Ratio | 0 | 0 | 0 | 0 | 0 | 0 | 0 | 0 | 0 | 0 | 0 | 0 | 0 | 0 | 0 | 0 | 0 | 0 | 0 | 0 | 0 | 0 | 0 | 0 | 0 | 0 | 0 | 0 | 0 | 0 | 0 | 0 | 0
F5_Commercial_Miscellaneous_New_Water Heating_Natural Gas_Water Heater_E1 | F5 | Commercial | Miscellaneous | New | Water Heating | Natural Gas | Water Heater | E1 | RIM BC Ratio | bar: 2019 to 2051
F5_Commercial_Miscellaneous_New_Water Heating_Natural Gas_Water Heater_E2 | F5 | Commercial | Miscellaneous | New | Water Heating | Natural Gas | Water Heater | E2 | RIM BC Ratio | bar: 2019 to 2051
F5_Commercial_Miscellaneous_New_Water Heating_Natural Gas_Water Heater_E3 | F5 | Commercial | Miscellaneous | New | Water Heating | Natural Gas | Water Heater | E3 | RIM BC Ratio | 0.82532 | 0.82531 | 0.82534 | 0.82526 | 0.82521 | 0.82525 | 0.82537 | 0.82546 | 0.82556 | 0.82566 | 0.82576 | 0.82585 | 0.82594 | 0.82604 | 0.82613 | 0.82622 | 0.82631 | 0.8264 | 0.82649 | 0.82659 | 0.82669 | 0.82679 | 0.82687 | 0.82696 | 0.82704 | 0.8271 | 0.82716 | 0.82721 | 0.82725 | 0.82728 | 0.8273 | 0.82731 | 0.82731
F5_Commercial_Miscellaneous_New_Water Heating_Natural Gas_Water Heater_E4 | F5 | Commercial | Miscellaneous | New | Water Heating | Natural Gas | Water Heater | E4 | RIM BC Ratio | 0.82319 | 0.82317 | 0.82321 | 0.82311 | 0.82305 | 0.8231 | 0.82324 | 0.82335 | 0.82348 | 0.82361 | 0.82373 | 0.82384 | 0.82395 | 0.82407 | 0.82417 | 0.82428 | 0.82439 | 0.82451 | 0.82462 | 0.82474 | 0.82486 | 0.82498 | 0.82509 | 0.8252 | 0.82529 | 0.82537 | 0.82544 | 0.8255 | 0.82555 | 0.82559 | 0.82561 | 0.82562 | 0.82562
F5_Commercial_Miscellaneous_New_Water Heating_Natural Gas_Water Heater_E5 | F5 | Commercial | Miscellaneous | New | Water Heating | Natural Gas | Water Heater | E5 | RIM BC Ratio | 0.81676 | 0.81674 | 0.8168 | 0.81665 | 0.81656 | 0.81663 | 0.81685 | 0.81702 | 0.81723 | 0.81742 | 0.8176 | 0.81777 | 0.81794 | 0.81813 | 0.81829 | 0.81846 | 0.81863 | 0.81881 | 0.81899 | 0.81918 | 0.81936 | 0.81954 | 0.81971 | 0.81988 | 0.82002 | 0.82015 | 0.82026 | 0.82035 | 0.82043 | 0.82049 | 0.82052 | 0.82054 | 0.82054
F5_Commercial_Miscellaneous_New_Water Heating_Natural Gas_Water Heater_E6 | F5 | Commercial | Miscellaneous | New | Water Heating | Natural Gas | Water Heater | E6 | RIM BC Ratio | bar: 2019 to 2051
F5_Commercial_Miscellaneous_New_Water Heating_Natural Gas_Water Heater_E7 | F5 | Commercial | Miscellaneous | New | Water Heating | Natural Gas | Water Heater | E7 | RIM BC Ratio | bar: 2019 to 2051
F5_Commercial_Miscellaneous_New_Water Heating_Natural Gas_Water Heater_E8 | F5 | Commercial | Miscellaneous | New | Water Heating | Natural Gas | Water Heater | E8 | RIM BC Ratio | 0 | 0 | 0 | 0 | 0 | 0 | 0 | 0 | 0 | 0 | 0 | 0 | 0 | 0 | 0 | 0 | 0 | 0 | 0 | 0 | 0 | 0 | 0 | 0 | 0 | 0 | 0 | 0 | 0 | 0 | 0 | 0 | 0
F5_Commercial_Miscellaneous_New_Water Heating_Natural Gas_Water Heater_E9 | F5 | Commercial | Miscellaneous | New | Water Heating | Natural Gas | Water Heater | E9 | RIM BC Ratio | 0 | 0 | 0 | 0 | 0 | 0 | 0 | 0 | 0 | 0 | 0 | 0 | 0 | 0 | 0 | 0 | 0 | 0 | 0 | 0 | 0 | 0 | 0 | 0 | 0 | 0 | 0 | 0 | 0 | 0 | 0 | 0 | 0
F5_Commercial_Miscellaneous_New_Water Heating_Natural Gas_Water Heater_E10 | F5 | Commercial | Miscellaneous | New | Water Heating | Natural Gas | Water Heater | E10 | RIM BC Ratio | 0 | 0 | 0 | 0 | 0 | 0 | 0 | 0 | 0 | 0 | 0 | 0 | 0 | 0 | 0 | 0 | 0 | 0 | 0 | 0 | 0 | 0 | 0 | 0 | 0 | 0 | 0 | 0 | 0 | 0 | 0 | 0 | 0
F0_Commercial_Miscellaneous_New_Food Preparation_Natural Gas_Oven_E0 | F0 | Commercial | Miscellaneous | New | Food Preparation | Natural Gas | Oven | E0 | Economic Unit | ENERGY STAR (3.0) | ENERGY STAR (3.0) | ENERGY STAR (3.0) | ENERGY STAR (3.0) | ENERGY STAR (3.0) | ENERGY STAR (3.0) | ENERGY STAR (3.0) | ENERGY STAR (3.0) | ENERGY STAR (3.0) | ENERGY STAR (3.0) | ENERGY STAR (3.0) | ENERGY STAR (3.0) | ENERGY STAR (3.0) | ENERGY STAR (3.0) | ENERGY STAR (3.0) | ENERGY STAR (3.0) | ENERGY STAR (3.0) | ENERGY STAR (3.0) | ENERGY STAR (3.0) | ENERGY STAR (3.0) | ENERGY STAR (3.0) | ENERGY STAR (3.0) | ENERGY STAR (3.0) | ENERGY STAR (3.0) | ENERGY STAR (3.0) | ENERGY STAR (3.0) | ENERGY STAR (3.0) | ENERGY STAR (3.0) | ENERGY STAR (3.0) | ENERGY STAR (3.0) | ENERGY STAR (3.0) | ENERGY STAR (3.0) | ENERGY STAR (3.0)
F1_Commercial_Miscellaneous_New_Food Preparation_Natural Gas_Oven_E1 | F1 | Commercial | Miscellaneous | New | Food Preparation | Natural Gas | Oven | E1 | CCE | 0 | 0 | 0 | 0 | 0 | 0 | 0 | 0 | 0 | 0 | 0 | 0 | 0 | 0 | 0 | 0 | 0 | 0 | 0 | 0 | 0 | 0 | 0 | 0 | 0 | 0 | 0 | 0 | 0 | 0 | 0 | 0 | 0
F1_Commercial_Miscellaneous_New_Food Preparation_Natural Gas_Oven_E2 | F1 | Commercial | Miscellaneous | New | Food Preparation | Natural Gas | Oven | E2 | CCE | 0.32507 | 0.33656 | 0.30212 | 0.30779 | 0.30779 | 0.30779 | 0.30779 | 0.30779 | 0.30779 | 0.30779 | 0.30779 | 0.30779 | 0.30779 | 0.30779 | 0.30779 | 0.30779 | 0.30779 | 0.30779 | 0.30779 | 0.30779 | 0.30779 | 0.30779 | 0.30779 | 0.30779 | 0.30779 | 0.30779 | 0.30779 | 0.30779 | 0.30779 | 0.30779 | 0.30779 | 0.30779 | 0.30779
F1_Commercial_Miscellaneous_New_Food Preparation_Natural Gas_Oven_E3 | F1 | Commercial | Miscellaneous | New | Food Preparation | Natural Gas | Oven | E3 | CCE | 0 | 0 | 0 | 0 | 0 | 0 | 0 | 0 | 0 | 0 | 0 | 0 | 0 | 0 | 0 | 0 | 0 | 0 | 0 | 0 | 0 | 0 | 0 | 0 | 0 | 0 | 0 | 0 | 0 | 0 | 0 | 0 | 0
F1_Commercial_Miscellaneous_New_Food Preparation_Natural Gas_Oven_E4 | F1 | Commercial | Miscellaneous | New | Food Preparation | Natural Gas | Oven | E4 | CCE | 0 | 0 | 0 | 0 | 0 | 0 | 0 | 0 | 0 | 0 | 0 | 0 | 0 | 0 | 0 | 0 | 0 | 0 | 0 | 0 | 0 | 0 | 0 | 0 | 0 | 0 | 0 | 0 | 0 | 0 | 0 | 0 | 0
F1_Commercial_Miscellaneous_New_Food Preparation_Natural Gas_Oven_E5 | F1 | Commercial | Miscellaneous | New | Food Preparation | Natural Gas | Oven | E5 | CCE | 0 | 0 | 0 | 0 | 0 | 0 | 0 | 0 | 0 | 0 | 0 | 0 | 0 | 0 | 0 | 0 | 0 | 0 | 0 | 0 | 0 | 0 | 0 | 0 | 0 | 0 | 0 | 0 | 0 | 0 | 0 | 0 | 0
F1_Commercial_Miscellaneous_New_Food Preparation_Natural Gas_Oven_E6 | F1 | Commercial | Miscellaneous | New | Food Preparation | Natural Gas | Oven | E6 | CCE | 0 | 0 | 0 | 0 | 0 | 0 | 0 | 0 | 0 | 0 | 0 | 0 | 0 | 0 | 0 | 0 | 0 | 0 | 0 | 0 | 0 | 0 | 0 | 0 | 0 | 0 | 0 | 0 | 0 | 0 | 0 | 0 | 0
F1_Commercial_Miscellaneous_New_Food Preparation_Natural Gas_Oven_E7 | F1 | Commercial | Miscellaneous | New | Food Preparation | Natural Gas | Oven | E7 | CCE | 0 | 0 | 0 | 0 | 0 | 0 | 0 | 0 | 0 | 0 | 0 | 0 | 0 | 0 | 0 | 0 | 0 | 0 | 0 | 0 | 0 | 0 | 0 | 0 | 0 | 0 | 0 | 0 | 0 | 0 | 0 | 0 | 0
F1_Commercial_Miscellaneous_New_Food Preparation_Natural Gas_Oven_E8 | F1 | Commercial | Miscellaneous | New | Food Preparation | Natural Gas | Oven | E8 | CCE | 0 | 0 | 0 | 0 | 0 | 0 | 0 | 0 | 0 | 0 | 0 | 0 | 0 | 0 | 0 | 0 | 0 | 0 | 0 | 0 | 0 | 0 | 0 | 0 | 0 | 0 | 0 | 0 | 0 | 0 | 0 | 0 | 0
F1_Commercial_Miscellaneous_New_Food Preparation_Natural Gas_Oven_E9 | F1 | Commercial | Miscellaneous | New | Food Preparation | Natural Gas | Oven | E9 | CCE | 0 | 0 | 0 | 0 | 0 | 0 | 0 | 0 | 0 | 0 | 0 | 0 | 0 | 0 | 0 | 0 | 0 | 0 | 0 | 0 | 0 | 0 | 0 | 0 | 0 | 0 | 0 | 0 | 0 | 0 | 0 | 0 | 0
F1_Commercial_Miscellaneous_New_Food Preparation_Natural Gas_Oven_E10 | F1 | Commercial | Miscellaneous | New | Food Preparation | Natural Gas | Oven | E10 | CCE | 0 | 0 | 0 | 0 | 0 | 0 | 0 | 0 | 0 | 0 | 0 | 0 | 0 | 0 | 0 | 0 | 0 | 0 | 0 | 0 | 0 | 0 | 0 | 0 | 0 | 0 | 0 | 0 | 0 | 0 | 0 | 0 | 0
F2_Commercial_Miscellaneous_New_Food Preparation_Natural Gas_Oven_E1 | F2 | Commercial | Miscellaneous | New | Food Preparation | Natural Gas | Oven | E1 | TRC BC Ratio | bar: 2019 to 2051
F2_Commercial_Miscellaneous_New_Food Preparation_Natural Gas_Oven_E2 | F2 | Commercial | Miscellaneous | New | Food Preparation | Natural Gas | Oven | E2 | TRC BC Ratio | 5.0529 | 5.0541 | 5.0794 | 5.0454 | 5.0252 | 5.0427 | 5.0918 | 5.1313 | 5.1797 | 5.226 | 5.2722 | 5.3151 | 5.3612 | 5.4091 | 5.4549 | 5.5017 | 5.5491 | 5.6007 | 5.6542 | 5.7105 | 5.7652 | 5.8217 | 5.8734 | 5.9266 | 5.9735 | 6.014 | 6.0509 | 6.0828 | 6.1077 | 6.1281 | 6.1393 | 6.1467 | 6.1467
F2_Commercial_Miscellaneous_New_Food Preparation_Natural Gas_Oven_E3 | F2 | Commercial | Miscellaneous | New | Food Preparation | Natural Gas | Oven | E3 | TRC BC Ratio | 0 | 0 | 0 | 0 | 0 | 0 | 0 | 0 | 0 | 0 | 0 | 0 | 0 | 0 | 0 | 0 | 0 | 0 | 0 | 0 | 0 | 0 | 0 | 0 | 0 | 0 | 0 | 0 | 0 | 0 | 0 | 0 | 0
F2_Commercial_Miscellaneous_New_Food Preparation_Natural Gas_Oven_E4 | F2 | Commercial | Miscellaneous | New | Food Preparation | Natural Gas | Oven | E4 | TRC BC Ratio | 0 | 0 | 0 | 0 | 0 | 0 | 0 | 0 | 0 | 0 | 0 | 0 | 0 | 0 | 0 | 0 | 0 | 0 | 0 | 0 | 0 | 0 | 0 | 0 | 0 | 0 | 0 | 0 | 0 | 0 | 0 | 0 | 0
F2_Commercial_Miscellaneous_New_Food Preparation_Natural Gas_Oven_E5 | F2 | Commercial | Miscellaneous | New | Food Preparation | Natural Gas | Oven | E5 | TRC BC Ratio | 0 | 0 | 0 | 0 | 0 | 0 | 0 | 0 | 0 | 0 | 0 | 0 | 0 | 0 | 0 | 0 | 0 | 0 | 0 | 0 | 0 | 0 | 0 | 0 | 0 | 0 | 0 | 0 | 0 | 0 | 0 | 0 | 0
F2_Commercial_Miscellaneous_New_Food Preparation_Natural Gas_Oven_E6 | F2 | Commercial | Miscellaneous | New | Food Preparation | Natural Gas | Oven | E6 | TRC BC Ratio | 0 | 0 | 0 | 0 | 0 | 0 | 0 | 0 | 0 | 0 | 0 | 0 | 0 | 0 | 0 | 0 | 0 | 0 | 0 | 0 | 0 | 0 | 0 | 0 | 0 | 0 | 0 | 0 | 0 | 0 | 0 | 0 | 0
F2_Commercial_Miscellaneous_New_Food Preparation_Natural Gas_Oven_E7 | F2 | Commercial | Miscellaneous | New | Food Preparation | Natural Gas | Oven | E7 | TRC BC Ratio | 0 | 0 | 0 | 0 | 0 | 0 | 0 | 0 | 0 | 0 | 0 | 0 | 0 | 0 | 0 | 0 | 0 | 0 | 0 | 0 | 0 | 0 | 0 | 0 | 0 | 0 | 0 | 0 | 0 | 0 | 0 | 0 | 0
F2_Commercial_Miscellaneous_New_Food Preparation_Natural Gas_Oven_E8 | F2 | Commercial | Miscellaneous | New | Food Preparation | Natural Gas | Oven | E8 | TRC BC Ratio | 0 | 0 | 0 | 0 | 0 | 0 | 0 | 0 | 0 | 0 | 0 | 0 | 0 | 0 | 0 | 0 | 0 | 0 | 0 | 0 | 0 | 0 | 0 | 0 | 0 | 0 | 0 | 0 | 0 | 0 | 0 | 0 | 0
F2_Commercial_Miscellaneous_New_Food Preparation_Natural Gas_Oven_E9 | F2 | Commercial | Miscellaneous | New | Food Preparation | Natural Gas | Oven | E9 | TRC BC Ratio | 0 | 0 | 0 | 0 | 0 | 0 | 0 | 0 | 0 | 0 | 0 | 0 | 0 | 0 | 0 | 0 | 0 | 0 | 0 | 0 | 0 | 0 | 0 | 0 | 0 | 0 | 0 | 0 | 0 | 0 | 0 | 0 | 0
F2_Commercial_Miscellaneous_New_Food Preparation_Natural Gas_Oven_E10 | F2 | Commercial | Miscellaneous | New | Food Preparation | Natural Gas | Oven | E10 | TRC BC Ratio | 0 | 0 | 0 | 0 | 0 | 0 | 0 | 0 | 0 | 0 | 0 | 0 | 0 | 0 | 0 | 0 | 0 | 0 | 0 | 0 | 0 | 0 | 0 | 0 | 0 | 0 | 0 | 0 | 0 | 0 | 0 | 0 | 0
F3_Commercial_Miscellaneous_New_Food Preparation_Natural Gas_Oven_E1 | F3 | Commercial | Miscellaneous | New | Food Preparation | Natural Gas | Oven | E1 | PACT BC Ratio | bar: 2019 to 2051
F3_Commercial_Miscellaneous_New_Food Preparation_Natural Gas_Oven_E2 | F3 | Commercial | Miscellaneous | New | Food Preparation | Natural Gas | Oven | E2 | PACT BC Ratio | 6.7372 | 6.7388 | 6.7725 | 6.7272 | 6.7003 | 6.7236 | 6.7891 | 6.8417 | 6.9062 | 6.968 | 7.0296 | 7.0868 | 7.1482 | 7.2121 | 7.2732 | 7.3356 | 7.3988 | 7.4676 | 7.5389 | 7.614 | 7.6869 | 7.7623 | 7.8312 | 7.9021 | 7.9647 | 8.0187 | 8.0679 | 8.1103 | 8.1436 | 8.1708 | 8.1857 | 8.1956 | 8.1956
F3_Commercial_Miscellaneous_New_Food Preparation_Natural Gas_Oven_E3 | F3 | Commercial | Miscellaneous | New | Food Preparation | Natural Gas | Oven | E3 | PACT BC Ratio | 0 | 0 | 0 | 0 | 0 | 0 | 0 | 0 | 0 | 0 | 0 | 0 | 0 | 0 | 0 | 0 | 0 | 0 | 0 | 0 | 0 | 0 | 0 | 0 | 0 | 0 | 0 | 0 | 0 | 0 | 0 | 0 | 0
F3_Commercial_Miscellaneous_New_Food Preparation_Natural Gas_Oven_E4 | F3 | Commercial | Miscellaneous | New | Food Preparation | Natural Gas | Oven | E4 | PACT BC Ratio | 0 | 0 | 0 | 0 | 0 | 0 | 0 | 0 | 0 | 0 | 0 | 0 | 0 | 0 | 0 | 0 | 0 | 0 | 0 | 0 | 0 | 0 | 0 | 0 | 0 | 0 | 0 | 0 | 0 | 0 | 0 | 0 | 0
F3_Commercial_Miscellaneous_New_Food Preparation_Natural Gas_Oven_E5 | F3 | Commercial | Miscellaneous | New | Food Preparation | Natural Gas | Oven | E5 | PACT BC Ratio | 0 | 0 | 0 | 0 | 0 | 0 | 0 | 0 | 0 | 0 | 0 | 0 | 0 | 0 | 0 | 0 | 0 | 0 | 0 | 0 | 0 | 0 | 0 | 0 | 0 | 0 | 0 | 0 | 0 | 0 | 0 | 0 | 0
F3_Commercial_Miscellaneous_New_Food Preparation_Natural Gas_Oven_E6 | F3 | Commercial | Miscellaneous | New | Food Preparation | Natural Gas | Oven | E6 | PACT BC Ratio | 0 | 0 | 0 | 0 | 0 | 0 | 0 | 0 | 0 | 0 | 0 | 0 | 0 | 0 | 0 | 0 | 0 | 0 | 0 | 0 | 0 | 0 | 0 | 0 | 0 | 0 | 0 | 0 | 0 | 0 | 0 | 0 | 0
F3_Commercial_Miscellaneous_New_Food Preparation_Natural Gas_Oven_E7 | F3 | Commercial | Miscellaneous | New | Food Preparation | Natural Gas | Oven | E7 | PACT BC Ratio | 0 | 0 | 0 | 0 | 0 | 0 | 0 | 0 | 0 | 0 | 0 | 0 | 0 | 0 | 0 | 0 | 0 | 0 | 0 | 0 | 0 | 0 | 0 | 0 | 0 | 0 | 0 | 0 | 0 | 0 | 0 | 0 | 0
F3_Commercial_Miscellaneous_New_Food Preparation_Natural Gas_Oven_E8 | F3 | Commercial | Miscellaneous | New | Food Preparation | Natural Gas | Oven | E8 | PACT BC Ratio | 0 | 0 | 0 | 0 | 0 | 0 | 0 | 0 | 0 | 0 | 0 | 0 | 0 | 0 | 0 | 0 | 0 | 0 | 0 | 0 | 0 | 0 | 0 | 0 | 0 | 0 | 0 | 0 | 0 | 0 | 0 | 0 | 0
F3_Commercial_Miscellaneous_New_Food Preparation_Natural Gas_Oven_E9 | F3 | Commercial | Miscellaneous | New | Food Preparation | Natural Gas | Oven | E9 | PACT BC Ratio | 0 | 0 | 0 | 0 | 0 | 0 | 0 | 0 | 0 | 0 | 0 | 0 | 0 | 0 | 0 | 0 | 0 | 0 | 0 | 0 | 0 | 0 | 0 | 0 | 0 | 0 | 0 | 0 | 0 | 0 | 0 | 0 | 0
F3_Commercial_Miscellaneous_New_Food Preparation_Natural Gas_Oven_E10 | F3 | Commercial | Miscellaneous | New | Food Preparation | Natural Gas | Oven | E10 | PACT BC Ratio | 0 | 0 | 0 | 0 | 0 | 0 | 0 | 0 | 0 | 0 | 0 | 0 | 0 | 0 | 0 | 0 | 0 | 0 | 0 | 0 | 0 | 0 | 0 | 0 | 0 | 0 | 0 | 0 | 0 | 0 | 0 | 0 | 0
F4_Commercial_Miscellaneous_New_Food Preparation_Natural Gas_Oven_E1 | F4 | Commercial | Miscellaneous | New | Food Preparation | Natural Gas | Oven | E1 | RVT BC Ratio | bar: 2019 to 2051
F4_Commercial_Miscellaneous_New_Food Preparation_Natural Gas_Oven_E2 | F4 | Commercial | Miscellaneous | New | Food Preparation | Natural Gas | Oven | E2 | RVT BC Ratio | 7.9644 | 7.9662 | 8.0025 | 7.9537 | 7.9247 | 7.9497 | 8.0204 | 8.0771 | 8.1467 | 8.2133 | 8.2797 | 8.3414 | 8.4076 | 8.4765 | 8.5424 | 8.6097 | 8.6778 | 8.752 | 8.8289 | 8.9098 | 8.9885 | 9.0697 | 9.144 | 9.2205 | 9.288 | 9.3462 | 9.3993 | 9.445 | 9.4809 | 9.5103 | 9.5263 | 9.537 | 9.537
F4_Commercial_Miscellaneous_New_Food Preparation_Natural Gas_Oven_E3 | F4 | Commercial | Miscellaneous | New | Food Preparation | Natural Gas | Oven | E3 | RVT BC Ratio | 0 | 0 | 0 | 0 | 0 | 0 | 0 | 0 | 0 | 0 | 0 | 0 | 0 | 0 | 0 | 0 | 0 | 0 | 0 | 0 | 0 | 0 | 0 | 0 | 0 | 0 | 0 | 0 | 0 | 0 | 0 | 0 | 0
F4_Commercial_Miscellaneous_New_Food Preparation_Natural Gas_Oven_E4 | F4 | Commercial | Miscellaneous | New | Food Preparation | Natural Gas | Oven | E4 | RVT BC Ratio | 0 | 0 | 0 | 0 | 0 | 0 | 0 | 0 | 0 | 0 | 0 | 0 | 0 | 0 | 0 | 0 | 0 | 0 | 0 | 0 | 0 | 0 | 0 | 0 | 0 | 0 | 0 | 0 | 0 | 0 | 0 | 0 | 0
F4_Commercial_Miscellaneous_New_Food Preparation_Natural Gas_Oven_E5 | F4 | Commercial | Miscellaneous | New | Food Preparation | Natural Gas | Oven | E5 | RVT BC Ratio | 0 | 0 | 0 | 0 | 0 | 0 | 0 | 0 | 0 | 0 | 0 | 0 | 0 | 0 | 0 | 0 | 0 | 0 | 0 | 0 | 0 | 0 | 0 | 0 | 0 | 0 | 0 | 0 | 0 | 0 | 0 | 0 | 0
F4_Commercial_Miscellaneous_New_Food Preparation_Natural Gas_Oven_E6 | F4 | Commercial | Miscellaneous | New | Food Preparation | Natural Gas | Oven | E6 | RVT BC Ratio | 0 | 0 | 0 | 0 | 0 | 0 | 0 | 0 | 0 | 0 | 0 | 0 | 0 | 0 | 0 | 0 | 0 | 0 | 0 | 0 | 0 | 0 | 0 | 0 | 0 | 0 | 0 | 0 | 0 | 0 | 0 | 0 | 0
F4_Commercial_Miscellaneous_New_Food Preparation_Natural Gas_Oven_E7 | F4 | Commercial | Miscellaneous | New | Food Preparation | Natural Gas | Oven | E7 | RVT BC Ratio | 0 | 0 | 0 | 0 | 0 | 0 | 0 | 0 | 0 | 0 | 0 | 0 | 0 | 0 | 0 | 0 | 0 | 0 | 0 | 0 | 0 | 0 | 0 | 0 | 0 | 0 | 0 | 0 | 0 | 0 | 0 | 0 | 0
F4_Commercial_Miscellaneous_New_Food Preparation_Natural Gas_Oven_E8 | F4 | Commercial | Miscellaneous | New | Food Preparation | Natural Gas | Oven | E8 | RVT BC Ratio | 0 | 0 | 0 | 0 | 0 | 0 | 0 | 0 | 0 | 0 | 0 | 0 | 0 | 0 | 0 | 0 | 0 | 0 | 0 | 0 | 0 | 0 | 0 | 0 | 0 | 0 | 0 | 0 | 0 | 0 | 0 | 0 | 0
F4_Commercial_Miscellaneous_New_Food Preparation_Natural Gas_Oven_E9 | F4 | Commercial | Miscellaneous | New | Food Preparation | Natural Gas | Oven | E9 | RVT BC Ratio | 0 | 0 | 0 | 0 | 0 | 0 | 0 | 0 | 0 | 0 | 0 | 0 | 0 | 0 | 0 | 0 | 0 | 0 | 0 | 0 | 0 | 0 | 0 | 0 | 0 | 0 | 0 | 0 | 0 | 0 | 0 | 0 | 0
F4_Commercial_Miscellaneous_New_Food Preparation_Natural Gas_Oven_E10 | F4 | Commercial | Miscellaneous | New | Food Preparation | Natural Gas | Oven | E10 | RVT BC Ratio | 0 | 0 | 0 | 0 | 0 | 0 | 0 | 0 | 0 | 0 | 0 | 0 | 0 | 0 | 0 | 0 | 0 | 0 | 0 | 0 | 0 | 0 | 0 | 0 | 0 | 0 | 0 | 0 | 0 | 0 | 0 | 0 | 0
F5_Commercial_Miscellaneous_New_Food Preparation_Natural Gas_Oven_E1 | F5 | Commercial | Miscellaneous | New | Food Preparation | Natural Gas | Oven | E1 | RIM BC Ratio | bar: 2019 to 2051
F5_Commercial_Miscellaneous_New_Food Preparation_Natural Gas_Oven_E2 | F5 | Commercial | Miscellaneous | New | Food Preparation | Natural Gas | Oven | E2 | RIM BC Ratio | 0.74267 | 0.74269 | 0.7431 | 0.74255 | 0.74222 | 0.7425 | 0.7433 | 0.74392 | 0.74468 | 0.74539 | 0.74609 | 0.74673 | 0.74741 | 0.7481 | 0.74875 | 0.74941 | 0.75006 | 0.75076 | 0.75148 | 0.75222 | 0.75292 | 0.75364 | 0.75428 | 0.75494 | 0.7555 | 0.75599 | 0.75642 | 0.75679 | 0.75708 | 0.75732 | 0.75744 | 0.75753 | 0.75753
F5_Commercial_Miscellaneous_New_Food Preparation_Natural Gas_Oven_E3 | F5 | Commercial | Miscellaneous | New | Food Preparation | Natural Gas | Oven | E3 | RIM BC Ratio | 0 | 0 | 0 | 0 | 0 | 0 | 0 | 0 | 0 | 0 | 0 | 0 | 0 | 0 | 0 | 0 | 0 | 0 | 0 | 0 | 0 | 0 | 0 | 0 | 0 | 0 | 0 | 0 | 0 | 0 | 0 | 0 | 0
F5_Commercial_Miscellaneous_New_Food Preparation_Natural Gas_Oven_E4 | F5 | Commercial | Miscellaneous | New | Food Preparation | Natural Gas | Oven | E4 | RIM BC Ratio | 0 | 0 | 0 | 0 | 0 | 0 | 0 | 0 | 0 | 0 | 0 | 0 | 0 | 0 | 0 | 0 | 0 | 0 | 0 | 0 | 0 | 0 | 0 | 0 | 0 | 0 | 0 | 0 | 0 | 0 | 0 | 0 | 0
F5_Commercial_Miscellaneous_New_Food Preparation_Natural Gas_Oven_E5 | F5 | Commercial | Miscellaneous | New | Food Preparation | Natural Gas | Oven | E5 | RIM BC Ratio | 0 | 0 | 0 | 0 | 0 | 0 | 0 | 0 | 0 | 0 | 0 | 0 | 0 | 0 | 0 | 0 | 0 | 0 | 0 | 0 | 0 | 0 | 0 | 0 | 0 | 0 | 0 | 0 | 0 | 0 | 0 | 0 | 0
F5_Commercial_Miscellaneous_New_Food Preparation_Natural Gas_Oven_E6 | F5 | Commercial | Miscellaneous | New | Food Preparation | Natural Gas | Oven | E6 | RIM BC Ratio | 0 | 0 | 0 | 0 | 0 | 0 | 0 | 0 | 0 | 0 | 0 | 0 | 0 | 0 | 0 | 0 | 0 | 0 | 0 | 0 | 0 | 0 | 0 | 0 | 0 | 0 | 0 | 0 | 0 | 0 | 0 | 0 | 0
F5_Commercial_Miscellaneous_New_Food Preparation_Natural Gas_Oven_E7 | F5 | Commercial | Miscellaneous | New | Food Preparation | Natural Gas | Oven | E7 | RIM BC Ratio | 0 | 0 | 0 | 0 | 0 | 0 | 0 | 0 | 0 | 0 | 0 | 0 | 0 | 0 | 0 | 0 | 0 | 0 | 0 | 0 | 0 | 0 | 0 | 0 | 0 | 0 | 0 | 0 | 0 | 0 | 0 | 0 | 0
F5_Commercial_Miscellaneous_New_Food Preparation_Natural Gas_Oven_E8 | F5 | Commercial | Miscellaneous | New | Food Preparation | Natural Gas | Oven | E8 | RIM BC Ratio | 0 | 0 | 0 | 0 | 0 | 0 | 0 | 0 | 0 | 0 | 0 | 0 | 0 | 0 | 0 | 0 | 0 | 0 | 0 | 0 | 0 | 0 | 0 | 0 | 0 | 0 | 0 | 0 | 0 | 0 | 0 | 0 | 0
F5_Commercial_Miscellaneous_New_Food Preparation_Natural Gas_Oven_E9 | F5 | Commercial | Miscellaneous | New | Food Preparation | Natural Gas | Oven | E9 | RIM BC Ratio | 0 | 0 | 0 | 0 | 0 | 0 | 0 | 0 | 0 | 0 | 0 | 0 | 0 | 0 | 0 | 0 | 0 | 0 | 0 | 0 | 0 | 0 | 0 | 0 | 0 | 0 | 0 | 0 | 0 | 0 | 0 | 0 | 0
F5_Commercial_Miscellaneous_New_Food Preparation_Natural Gas_Oven_E10 | F5 | Commercial | Miscellaneous | New | Food Preparation | Natural Gas | Oven | E10 | RIM BC Ratio | 0 | 0 | 0 | 0 | 0 | 0 | 0 | 0 | 0 | 0 | 0 | 0 | 0 | 0 | 0 | 0 | 0 | 0 | 0 | 0 | 0 | 0 | 0 | 0 | 0 | 0 | 0 | 0 | 0 | 0 | 0 | 0 | 0
F0_Commercial_Miscellaneous_New_Food Preparation_Natural Gas_Conveyor Oven_E0 | F0 | Commercial | Miscellaneous | New | Food Preparation | Natural Gas | Conveyor Oven | E0 | Economic Unit | Efficient (>44% Baking Efficiency) | Efficient (>44% Baking Efficiency) | Efficient (>44% Baking Efficiency) | Efficient (>44% Baking Efficiency) | Efficient (>44% Baking Efficiency) | Efficient (>44% Baking Efficiency) | Efficient (>44% Baking Efficiency) | Efficient (>44% Baking Efficiency) | Efficient (>44% Baking Efficiency) | Efficient (>44% Baking Efficiency) | Efficient (>44% Baking Efficiency) | Efficient (>44% Baking Efficiency) | Efficient (>44% Baking Efficiency) | Efficient (>44% Baking Efficiency) | Efficient (>44% Baking Efficiency) | Efficient (>44% Baking Efficiency) | Efficient (>44% Baking Efficiency) | Efficient (>44% Baking Efficiency) | Efficient (>44% Baking Efficiency) | Efficient (>44% Baking Efficiency) | Efficient (>44% Baking Efficiency) | Efficient (>44% Baking Efficiency) | Efficient (>44% Baking Efficiency) | Efficient (>44% Baking Efficiency) | Efficient (>44% Baking Efficiency) | Efficient (>44% Baking Efficiency) | Efficient (>44% Baking Efficiency) | Efficient (>44% Baking Efficiency) | Efficient (>44% Baking Efficiency) | Efficient (>44% Baking Efficiency) | Efficient (>44% Baking Efficiency) | Efficient (>44% Baking Efficiency) | Efficient (>44% Baking Efficiency)
F1_Commercial_Miscellaneous_New_Food Preparation_Natural Gas_Conveyor Oven_E1 | F1 | Commercial | Miscellaneous | New | Food Preparation | Natural Gas | Conveyor Oven | E1 | CCE | 0 | 0 | 0 | 0 | 0 | 0 | 0 | 0 | 0 | 0 | 0 | 0 | 0 | 0 | 0 | 0 | 0 | 0 | 0 | 0 | 0 | 0 | 0 | 0 | 0 | 0 | 0 | 0 | 0 | 0 | 0 | 0 | 0
F1_Commercial_Miscellaneous_New_Food Preparation_Natural Gas_Conveyor Oven_E2 | F1 | Commercial | Miscellaneous | New | Food Preparation | Natural Gas | Conveyor Oven | E2 | CCE | 0.32888 | 0.3405 | 0.30566 | 0.31139 | 0.31139 | 0.31139 | 0.31139 | 0.31139 | 0.31139 | 0.31139 | 0.31139 | 0.31139 | 0.31139 | 0.31139 | 0.31139 | 0.31139 | 0.31139 | 0.31139 | 0.31139 | 0.31139 | 0.31139 | 0.31139 | 0.31139 | 0.31139 | 0.31139 | 0.31139 | 0.31139 | 0.31139 | 0.31139 | 0.31139 | 0.31139 | 0.31139 | 0.31139
F1_Commercial_Miscellaneous_New_Food Preparation_Natural Gas_Conveyor Oven_E3 | F1 | Commercial | Miscellaneous | New | Food Preparation | Natural Gas | Conveyor Oven | E3 | CCE | 0 | 0 | 0 | 0 | 0 | 0 | 0 | 0 | 0 | 0 | 0 | 0 | 0 | 0 | 0 | 0 | 0 | 0 | 0 | 0 | 0 | 0 | 0 | 0 | 0 | 0 | 0 | 0 | 0 | 0 | 0 | 0 | 0
F1_Commercial_Miscellaneous_New_Food Preparation_Natural Gas_Conveyor Oven_E4 | F1 | Commercial | Miscellaneous | New | Food Preparation | Natural Gas | Conveyor Oven | E4 | CCE | 0 | 0 | 0 | 0 | 0 | 0 | 0 | 0 | 0 | 0 | 0 | 0 | 0 | 0 | 0 | 0 | 0 | 0 | 0 | 0 | 0 | 0 | 0 | 0 | 0 | 0 | 0 | 0 | 0 | 0 | 0 | 0 | 0
F1_Commercial_Miscellaneous_New_Food Preparation_Natural Gas_Conveyor Oven_E5 | F1 | Commercial | Miscellaneous | New | Food Preparation | Natural Gas | Conveyor Oven | E5 | CCE | 0 | 0 | 0 | 0 | 0 | 0 | 0 | 0 | 0 | 0 | 0 | 0 | 0 | 0 | 0 | 0 | 0 | 0 | 0 | 0 | 0 | 0 | 0 | 0 | 0 | 0 | 0 | 0 | 0 | 0 | 0 | 0 | 0
F1_Commercial_Miscellaneous_New_Food Preparation_Natural Gas_Conveyor Oven_E6 | F1 | Commercial | Miscellaneous | New | Food Preparation | Natural Gas | Conveyor Oven | E6 | CCE | 0 | 0 | 0 | 0 | 0 | 0 | 0 | 0 | 0 | 0 | 0 | 0 | 0 | 0 | 0 | 0 | 0 | 0 | 0 | 0 | 0 | 0 | 0 | 0 | 0 | 0 | 0 | 0 | 0 | 0 | 0 | 0 | 0
F1_Commercial_Miscellaneous_New_Food Preparation_Natural Gas_Conveyor Oven_E7 | F1 | Commercial | Miscellaneous | New | Food Preparation | Natural Gas | Conveyor Oven | E7 | CCE | 0 | 0 | 0 | 0 | 0 | 0 | 0 | 0 | 0 | 0 | 0 | 0 | 0 | 0 | 0 | 0 | 0 | 0 | 0 | 0 | 0 | 0 | 0 | 0 | 0 | 0 | 0 | 0 | 0 | 0 | 0 | 0 | 0
F1_Commercial_Miscellaneous_New_Food Preparation_Natural Gas_Conveyor Oven_E8 | F1 | Commercial | Miscellaneous | New | Food Preparation | Natural Gas | Conveyor Oven | E8 | CCE | 0 | 0 | 0 | 0 | 0 | 0 | 0 | 0 | 0 | 0 | 0 | 0 | 0 | 0 | 0 | 0 | 0 | 0 | 0 | 0 | 0 | 0 | 0 | 0 | 0 | 0 | 0 | 0 | 0 | 0 | 0 | 0 | 0
F1_Commercial_Miscellaneous_New_Food Preparation_Natural Gas_Conveyor Oven_E9 | F1 | Commercial | Miscellaneous | New | Food Preparation | Natural Gas | Conveyor Oven | E9 | CCE | 0 | 0 | 0 | 0 | 0 | 0 | 0 | 0 | 0 | 0 | 0 | 0 | 0 | 0 | 0 | 0 | 0 | 0 | 0 | 0 | 0 | 0 | 0 | 0 | 0 | 0 | 0 | 0 | 0 | 0 | 0 | 0 | 0
F1_Commercial_Miscellaneous_New_Food Preparation_Natural Gas_Conveyor Oven_E10 | F1 | Commercial | Miscellaneous | New | Food Preparation | Natural Gas | Conveyor Oven | E10 | CCE | 0 | 0 | 0 | 0 | 0 | 0 | 0 | 0 | 0 | 0 | 0 | 0 | 0 | 0 | 0 | 0 | 0 | 0 | 0 | 0 | 0 | 0 | 0 | 0 | 0 | 0 | 0 | 0 | 0 | 0 | 0 | 0 | 0
F2_Commercial_Miscellaneous_New_Food Preparation_Natural Gas_Conveyor Oven_E1 | F2 | Commercial | Miscellaneous | New | Food Preparation | Natural Gas | Conveyor Oven | E1 | TRC BC Ratio | bar: 2019 to 2051
F2_Commercial_Miscellaneous_New_Food Preparation_Natural Gas_Conveyor Oven_E2 | F2 | Commercial | Miscellaneous | New | Food Preparation | Natural Gas | Conveyor Oven | E2 | TRC BC Ratio | 5.054 | 5.0691 | 5.0998 | 5.0904 | 5.0904 | 5.1163 | 5.1641 | 5.206 | 5.2546 | 5.3028 | 5.3514 | 5.3984 | 5.4475 | 5.4983 | 5.5473 | 5.5964 | 5.6439 | 5.6922 | 5.7391 | 5.785 | 5.8272 | 5.8686 | 5.9051 | 5.9416 | 5.9733 | 6.0006 | 6.0255 | 6.047 | 6.0638 | 6.0776 | 6.0851 | 6.0902 | 6.0902
F2_Commercial_Miscellaneous_New_Food Preparation_Natural Gas_Conveyor Oven_E3 | F2 | Commercial | Miscellaneous | New | Food Preparation | Natural Gas | Conveyor Oven | E3 | TRC BC Ratio | 0 | 0 | 0 | 0 | 0 | 0 | 0 | 0 | 0 | 0 | 0 | 0 | 0 | 0 | 0 | 0 | 0 | 0 | 0 | 0 | 0 | 0 | 0 | 0 | 0 | 0 | 0 | 0 | 0 | 0 | 0 | 0 | 0
F2_Commercial_Miscellaneous_New_Food Preparation_Natural Gas_Conveyor Oven_E4 | F2 | Commercial | Miscellaneous | New | Food Preparation | Natural Gas | Conveyor Oven | E4 | TRC BC Ratio | 0 | 0 | 0 | 0 | 0 | 0 | 0 | 0 | 0 | 0 | 0 | 0 | 0 | 0 | 0 | 0 | 0 | 0 | 0 | 0 | 0 | 0 | 0 | 0 | 0 | 0 | 0 | 0 | 0 | 0 | 0 | 0 | 0
F2_Commercial_Miscellaneous_New_Food Preparation_Natural Gas_Conveyor Oven_E5 | F2 | Commercial | Miscellaneous | New | Food Preparation | Natural Gas | Conveyor Oven | E5 | TRC BC Ratio | 0 | 0 | 0 | 0 | 0 | 0 | 0 | 0 | 0 | 0 | 0 | 0 | 0 | 0 | 0 | 0 | 0 | 0 | 0 | 0 | 0 | 0 | 0 | 0 | 0 | 0 | 0 | 0 | 0 | 0 | 0 | 0 | 0
F2_Commercial_Miscellaneous_New_Food Preparation_Natural Gas_Conveyor Oven_E6 | F2 | Commercial | Miscellaneous | New | Food Preparation | Natural Gas | Conveyor Oven | E6 | TRC BC Ratio | 0 | 0 | 0 | 0 | 0 | 0 | 0 | 0 | 0 | 0 | 0 | 0 | 0 | 0 | 0 | 0 | 0 | 0 | 0 | 0 | 0 | 0 | 0 | 0 | 0 | 0 | 0 | 0 | 0 | 0 | 0 | 0 | 0
F2_Commercial_Miscellaneous_New_Food Preparation_Natural Gas_Conveyor Oven_E7 | F2 | Commercial | Miscellaneous | New | Food Preparation | Natural Gas | Conveyor Oven | E7 | TRC BC Ratio | 0 | 0 | 0 | 0 | 0 | 0 | 0 | 0 | 0 | 0 | 0 | 0 | 0 | 0 | 0 | 0 | 0 | 0 | 0 | 0 | 0 | 0 | 0 | 0 | 0 | 0 | 0 | 0 | 0 | 0 | 0 | 0 | 0
F2_Commercial_Miscellaneous_New_Food Preparation_Natural Gas_Conveyor Oven_E8 | F2 | Commercial | Miscellaneous | New | Food Preparation | Natural Gas | Conveyor Oven | E8 | TRC BC Ratio | 0 | 0 | 0 | 0 | 0 | 0 | 0 | 0 | 0 | 0 | 0 | 0 | 0 | 0 | 0 | 0 | 0 | 0 | 0 | 0 | 0 | 0 | 0 | 0 | 0 | 0 | 0 | 0 | 0 | 0 | 0 | 0 | 0
F2_Commercial_Miscellaneous_New_Food Preparation_Natural Gas_Conveyor Oven_E9 | F2 | Commercial | Miscellaneous | New | Food Preparation | Natural Gas | Conveyor Oven | E9 | TRC BC Ratio | 0 | 0 | 0 | 0 | 0 | 0 | 0 | 0 | 0 | 0 | 0 | 0 | 0 | 0 | 0 | 0 | 0 | 0 | 0 | 0 | 0 | 0 | 0 | 0 | 0 | 0 | 0 | 0 | 0 | 0 | 0 | 0 | 0
F2_Commercial_Miscellaneous_New_Food Preparation_Natural Gas_Conveyor Oven_E10 | F2 | Commercial | Miscellaneous | New | Food Preparation | Natural Gas | Conveyor Oven | E10 | TRC BC Ratio | 0 | 0 | 0 | 0 | 0 | 0 | 0 | 0 | 0 | 0 | 0 | 0 | 0 | 0 | 0 | 0 | 0 | 0 | 0 | 0 | 0 | 0 | 0 | 0 | 0 | 0 | 0 | 0 | 0 | 0 | 0 | 0 | 0
F3_Commercial_Miscellaneous_New_Food Preparation_Natural Gas_Conveyor Oven_E1 | F3 | Commercial | Miscellaneous | New | Food Preparation | Natural Gas | Conveyor Oven | E1 | PACT BC Ratio | bar: 2019 to 2051
F3_Commercial_Miscellaneous_New_Food Preparation_Natural Gas_Conveyor Oven_E2 | F3 | Commercial | Miscellaneous | New | Food Preparation | Natural Gas | Conveyor Oven | E2 | PACT BC Ratio | 6.7386 | 6.7588 | 6.7997 | 6.7872 | 6.7872 | 6.8218 | 6.8855 | 6.9414 | 7.0062 | 7.0703 | 7.1352 | 7.1978 | 7.2633 | 7.3311 | 7.3964 | 7.4618 | 7.5252 | 7.5896 | 7.6521 | 7.7133 | 7.7696 | 7.8249 | 7.8735 | 7.9222 | 7.9644 | 8.0009 | 8.0341 | 8.0627 | 8.0851 | 8.1035 | 8.1135 | 8.1202 | 8.1202
F3_Commercial_Miscellaneous_New_Food Preparation_Natural Gas_Conveyor Oven_E3 | F3 | Commercial | Miscellaneous | New | Food Preparation | Natural Gas | Conveyor Oven | E3 | PACT BC Ratio | 0 | 0 | 0 | 0 | 0 | 0 | 0 | 0 | 0 | 0 | 0 | 0 | 0 | 0 | 0 | 0 | 0 | 0 | 0 | 0 | 0 | 0 | 0 | 0 | 0 | 0 | 0 | 0 | 0 | 0 | 0 | 0 | 0
F3_Commercial_Miscellaneous_New_Food Preparation_Natural Gas_Conveyor Oven_E4 | F3 | Commercial | Miscellaneous | New | Food Preparation | Natural Gas | Conveyor Oven | E4 | PACT BC Ratio | 0 | 0 | 0 | 0 | 0 | 0 | 0 | 0 | 0 | 0 | 0 | 0 | 0 | 0 | 0 | 0 | 0 | 0 | 0 | 0 | 0 | 0 | 0 | 0 | 0 | 0 | 0 | 0 | 0 | 0 | 0 | 0 | 0
F3_Commercial_Miscellaneous_New_Food Preparation_Natural Gas_Conveyor Oven_E5 | F3 | Commercial | Miscellaneous | New | Food Preparation | Natural Gas | Conveyor Oven | E5 | PACT BC Ratio | 0 | 0 | 0 | 0 | 0 | 0 | 0 | 0 | 0 | 0 | 0 | 0 | 0 | 0 | 0 | 0 | 0 | 0 | 0 | 0 | 0 | 0 | 0 | 0 | 0 | 0 | 0 | 0 | 0 | 0 | 0 | 0 | 0
F3_Commercial_Miscellaneous_New_Food Preparation_Natural Gas_Conveyor Oven_E6 | F3 | Commercial | Miscellaneous | New | Food Preparation | Natural Gas | Conveyor Oven | E6 | PACT BC Ratio | 0 | 0 | 0 | 0 | 0 | 0 | 0 | 0 | 0 | 0 | 0 | 0 | 0 | 0 | 0 | 0 | 0 | 0 | 0 | 0 | 0 | 0 | 0 | 0 | 0 | 0 | 0 | 0 | 0 | 0 | 0 | 0 | 0
F3_Commercial_Miscellaneous_New_Food Preparation_Natural Gas_Conveyor Oven_E7 | F3 | Commercial | Miscellaneous | New | Food Preparation | Natural Gas | Conveyor Oven | E7 | PACT BC Ratio | 0 | 0 | 0 | 0 | 0 | 0 | 0 | 0 | 0 | 0 | 0 | 0 | 0 | 0 | 0 | 0 | 0 | 0 | 0 | 0 | 0 | 0 | 0 | 0 | 0 | 0 | 0 | 0 | 0 | 0 | 0 | 0 | 0
F3_Commercial_Miscellaneous_New_Food Preparation_Natural Gas_Conveyor Oven_E8 | F3 | Commercial | Miscellaneous | New | Food Preparation | Natural Gas | Conveyor Oven | E8 | PACT BC Ratio | 0 | 0 | 0 | 0 | 0 | 0 | 0 | 0 | 0 | 0 | 0 | 0 | 0 | 0 | 0 | 0 | 0 | 0 | 0 | 0 | 0 | 0 | 0 | 0 | 0 | 0 | 0 | 0 | 0 | 0 | 0 | 0 | 0
F3_Commercial_Miscellaneous_New_Food Preparation_Natural Gas_Conveyor Oven_E9 | F3 | Commercial | Miscellaneous | New | Food Preparation | Natural Gas | Conveyor Oven | E9 | PACT BC Ratio | 0 | 0 | 0 | 0 | 0 | 0 | 0 | 0 | 0 | 0 | 0 | 0 | 0 | 0 | 0 | 0 | 0 | 0 | 0 | 0 | 0 | 0 | 0 | 0 | 0 | 0 | 0 | 0 | 0 | 0 | 0 | 0 | 0
F3_Commercial_Miscellaneous_New_Food Preparation_Natural Gas_Conveyor Oven_E10 | F3 | Commercial | Miscellaneous | New | Food Preparation | Natural Gas | Conveyor Oven | E10 | PACT BC Ratio | 0 | 0 | 0 | 0 | 0 | 0 | 0 | 0 | 0 | 0 | 0 | 0 | 0 | 0 | 0 | 0 | 0 | 0 | 0 | 0 | 0 | 0 | 0 | 0 | 0 | 0 | 0 | 0 | 0 | 0 | 0 | 0 | 0
F4_Commercial_Miscellaneous_New_Food Preparation_Natural Gas_Conveyor Oven_E1 | F4 | Commercial | Miscellaneous | New | Food Preparation | Natural Gas | Conveyor Oven | E1 | RVT BC Ratio | bar: 2019 to 2051
F4_Commercial_Miscellaneous_New_Food Preparation_Natural Gas_Conveyor Oven_E2 | F4 | Commercial | Miscellaneous | New | Food Preparation | Natural Gas | Conveyor Oven | E2 | RVT BC Ratio | 7.966 | 7.9877 | 8.0318 | 8.0183 | 8.0184 | 8.0556 | 8.1243 | 8.1846 | 8.2545 | 8.3237 | 8.3936 | 8.4611 | 8.5318 | 8.6048 | 8.6753 | 8.7458 | 8.8142 | 8.8835 | 8.951 | 9.0169 | 9.0777 | 9.1372 | 9.1896 | 9.2422 | 9.2877 | 9.327 | 9.3628 | 9.3937 | 9.4179 | 9.4377 | 9.4485 | 9.4557 | 9.4557
F4_Commercial_Miscellaneous_New_Food Preparation_Natural Gas_Conveyor Oven_E3 | F4 | Commercial | Miscellaneous | New | Food Preparation | Natural Gas | Conveyor Oven | E3 | RVT BC Ratio | 0 | 0 | 0 | 0 | 0 | 0 | 0 | 0 | 0 | 0 | 0 | 0 | 0 | 0 | 0 | 0 | 0 | 0 | 0 | 0 | 0 | 0 | 0 | 0 | 0 | 0 | 0 | 0 | 0 | 0 | 0 | 0 | 0
F4_Commercial_Miscellaneous_New_Food Preparation_Natural Gas_Conveyor Oven_E4 | F4 | Commercial | Miscellaneous | New | Food Preparation | Natural Gas | Conveyor Oven | E4 | RVT BC Ratio | 0 | 0 | 0 | 0 | 0 | 0 | 0 | 0 | 0 | 0 | 0 | 0 | 0 | 0 | 0 | 0 | 0 | 0 | 0 | 0 | 0 | 0 | 0 | 0 | 0 | 0 | 0 | 0 | 0 | 0 | 0 | 0 | 0
F4_Commercial_Miscellaneous_New_Food Preparation_Natural Gas_Conveyor Oven_E5 | F4 | Commercial | Miscellaneous | New | Food Preparation | Natural Gas | Conveyor Oven | E5 | RVT BC Ratio | 0 | 0 | 0 | 0 | 0 | 0 | 0 | 0 | 0 | 0 | 0 | 0 | 0 | 0 | 0 | 0 | 0 | 0 | 0 | 0 | 0 | 0 | 0 | 0 | 0 | 0 | 0 | 0 | 0 | 0 | 0 | 0 | 0
F4_Commercial_Miscellaneous_New_Food Preparation_Natural Gas_Conveyor Oven_E6 | F4 | Commercial | Miscellaneous | New | Food Preparation | Natural Gas | Conveyor Oven | E6 | RVT BC Ratio | 0 | 0 | 0 | 0 | 0 | 0 | 0 | 0 | 0 | 0 | 0 | 0 | 0 | 0 | 0 | 0 | 0 | 0 | 0 | 0 | 0 | 0 | 0 | 0 | 0 | 0 | 0 | 0 | 0 | 0 | 0 | 0 | 0
F4_Commercial_Miscellaneous_New_Food Preparation_Natural Gas_Conveyor Oven_E7 | F4 | Commercial | Miscellaneous | New | Food Preparation | Natural Gas | Conveyor Oven | E7 | RVT BC Ratio | 0 | 0 | 0 | 0 | 0 | 0 | 0 | 0 | 0 | 0 | 0 | 0 | 0 | 0 | 0 | 0 | 0 | 0 | 0 | 0 | 0 | 0 | 0 | 0 | 0 | 0 | 0 | 0 | 0 | 0 | 0 | 0 | 0
F4_Commercial_Miscellaneous_New_Food Preparation_Natural Gas_Conveyor Oven_E8 | F4 | Commercial | Miscellaneous | New | Food Preparation | Natural Gas | Conveyor Oven | E8 | RVT BC Ratio | 0 | 0 | 0 | 0 | 0 | 0 | 0 | 0 | 0 | 0 | 0 | 0 | 0 | 0 | 0 | 0 | 0 | 0 | 0 | 0 | 0 | 0 | 0 | 0 | 0 | 0 | 0 | 0 | 0 | 0 | 0 | 0 | 0
F4_Commercial_Miscellaneous_New_Food Preparation_Natural Gas_Conveyor Oven_E9 | F4 | Commercial | Miscellaneous | New | Food Preparation | Natural Gas | Conveyor Oven | E9 | RVT BC Ratio | 0 | 0 | 0 | 0 | 0 | 0 | 0 | 0 | 0 | 0 | 0 | 0 | 0 | 0 | 0 | 0 | 0 | 0 | 0 | 0 | 0 | 0 | 0 | 0 | 0 | 0 | 0 | 0 | 0 | 0 | 0 | 0 | 0
F4_Commercial_Miscellaneous_New_Food Preparation_Natural Gas_Conveyor Oven_E10 | F4 | Commercial | Miscellaneous | New | Food Preparation | Natural Gas | Conveyor Oven | E10 | RVT BC Ratio | 0 | 0 | 0 | 0 | 0 | 0 | 0 | 0 | 0 | 0 | 0 | 0 | 0 | 0 | 0 | 0 | 0 | 0 | 0 | 0 | 0 | 0 | 0 | 0 | 0 | 0 | 0 | 0 | 0 | 0 | 0 | 0 | 0
F5_Commercial_Miscellaneous_New_Food Preparation_Natural Gas_Conveyor Oven_E1 | F5 | Commercial | Miscellaneous | New | Food Preparation | Natural Gas | Conveyor Oven | E1 | RIM BC Ratio | bar: 2019 to 2051
F5_Commercial_Miscellaneous_New_Food Preparation_Natural Gas_Conveyor Oven_E2 | F5 | Commercial | Miscellaneous | New | Food Preparation | Natural Gas | Conveyor Oven | E2 | RIM BC Ratio | 0.74269 | 0.74293 | 0.74342 | 0.74327 | 0.74327 | 0.74369 | 0.74444 | 0.74509 | 0.74583 | 0.74655 | 0.74726 | 0.74795 | 0.74865 | 0.74936 | 0.75004 | 0.75071 | 0.75134 | 0.75198 | 0.75259 | 0.75318 | 0.75371 | 0.75423 | 0.75467 | 0.75512 | 0.7555 | 0.75583 | 0.75612 | 0.75638 | 0.75657 | 0.75673 | 0.75682 | 0.75688 | 0.75688
F5_Commercial_Miscellaneous_New_Food Preparation_Natural Gas_Conveyor Oven_E3 | F5 | Commercial | Miscellaneous | New | Food Preparation | Natural Gas | Conveyor Oven | E3 | RIM BC Ratio | 0 | 0 | 0 | 0 | 0 | 0 | 0 | 0 | 0 | 0 | 0 | 0 | 0 | 0 | 0 | 0 | 0 | 0 | 0 | 0 | 0 | 0 | 0 | 0 | 0 | 0 | 0 | 0 | 0 | 0 | 0 | 0 | 0
F5_Commercial_Miscellaneous_New_Food Preparation_Natural Gas_Conveyor Oven_E4 | F5 | Commercial | Miscellaneous | New | Food Preparation | Natural Gas | Conveyor Oven | E4 | RIM BC Ratio | 0 | 0 | 0 | 0 | 0 | 0 | 0 | 0 | 0 | 0 | 0 | 0 | 0 | 0 | 0 | 0 | 0 | 0 | 0 | 0 | 0 | 0 | 0 | 0 | 0 | 0 | 0 | 0 | 0 | 0 | 0 | 0 | 0
F5_Commercial_Miscellaneous_New_Food Preparation_Natural Gas_Conveyor Oven_E5 | F5 | Commercial | Miscellaneous | New | Food Preparation | Natural Gas | Conveyor Oven | E5 | RIM BC Ratio | 0 | 0 | 0 | 0 | 0 | 0 | 0 | 0 | 0 | 0 | 0 | 0 | 0 | 0 | 0 | 0 | 0 | 0 | 0 | 0 | 0 | 0 | 0 | 0 | 0 | 0 | 0 | 0 | 0 | 0 | 0 | 0 | 0
F5_Commercial_Miscellaneous_New_Food Preparation_Natural Gas_Conveyor Oven_E6 | F5 | Commercial | Miscellaneous | New | Food Preparation | Natural Gas | Conveyor Oven | E6 | RIM BC Ratio | 0 | 0 | 0 | 0 | 0 | 0 | 0 | 0 | 0 | 0 | 0 | 0 | 0 | 0 | 0 | 0 | 0 | 0 | 0 | 0 | 0 | 0 | 0 | 0 | 0 | 0 | 0 | 0 | 0 | 0 | 0 | 0 | 0
F5_Commercial_Miscellaneous_New_Food Preparation_Natural Gas_Conveyor Oven_E7 | F5 | Commercial | Miscellaneous | New | Food Preparation | Natural Gas | Conveyor Oven | E7 | RIM BC Ratio | 0 | 0 | 0 | 0 | 0 | 0 | 0 | 0 | 0 | 0 | 0 | 0 | 0 | 0 | 0 | 0 | 0 | 0 | 0 | 0 | 0 | 0 | 0 | 0 | 0 | 0 | 0 | 0 | 0 | 0 | 0 | 0 | 0
F5_Commercial_Miscellaneous_New_Food Preparation_Natural Gas_Conveyor Oven_E8 | F5 | Commercial | Miscellaneous | New | Food Preparation | Natural Gas | Conveyor Oven | E8 | RIM BC Ratio | 0 | 0 | 0 | 0 | 0 | 0 | 0 | 0 | 0 | 0 | 0 | 0 | 0 | 0 | 0 | 0 | 0 | 0 | 0 | 0 | 0 | 0 | 0 | 0 | 0 | 0 | 0 | 0 | 0 | 0 | 0 | 0 | 0
F5_Commercial_Miscellaneous_New_Food Preparation_Natural Gas_Conveyor Oven_E9 | F5 | Commercial | Miscellaneous | New | Food Preparation | Natural Gas | Conveyor Oven | E9 | RIM BC Ratio | 0 | 0 | 0 | 0 | 0 | 0 | 0 | 0 | 0 | 0 | 0 | 0 | 0 | 0 | 0 | 0 | 0 | 0 | 0 | 0 | 0 | 0 | 0 | 0 | 0 | 0 | 0 | 0 | 0 | 0 | 0 | 0 | 0
F5_Commercial_Miscellaneous_New_Food Preparation_Natural Gas_Conveyor Oven_E10 | F5 | Commercial | Miscellaneous | New | Food Preparation | Natural Gas | Conveyor Oven | E10 | RIM BC Ratio | 0 | 0 | 0 | 0 | 0 | 0 | 0 | 0 | 0 | 0 | 0 | 0 | 0 | 0 | 0 | 0 | 0 | 0 | 0 | 0 | 0 | 0 | 0 | 0 | 0 | 0 | 0 | 0 | 0 | 0 | 0 | 0 | 0
F0_Commercial_Miscellaneous_New_Food Preparation_Natural Gas_Double Rack Oven_E0 | F0 | Commercial | Miscellaneous | New | Food Preparation | Natural Gas | Double Rack Oven | E0 | Economic Unit | FTSC Qualified (>50% Cooking Efficiency) | FTSC Qualified (>50% Cooking Efficiency) | FTSC Qualified (>50% Cooking Efficiency) | FTSC Qualified (>50% Cooking Efficiency) | FTSC Qualified (>50% Cooking Efficiency) | FTSC Qualified (>50% Cooking Efficiency) | FTSC Qualified (>50% Cooking Efficiency) | FTSC Qualified (>50% Cooking Efficiency) | FTSC Qualified (>50% Cooking Efficiency) | FTSC Qualified (>50% Cooking Efficiency) | FTSC Qualified (>50% Cooking Efficiency) | FTSC Qualified (>50% Cooking Efficiency) | FTSC Qualified (>50% Cooking Efficiency) | FTSC Qualified (>50% Cooking Efficiency) | FTSC Qualified (>50% Cooking Efficiency) | FTSC Qualified (>50% Cooking Efficiency) | FTSC Qualified (>50% Cooking Efficiency) | FTSC Qualified (>50% Cooking Efficiency) | FTSC Qualified (>50% Cooking Efficiency) | FTSC Qualified (>50% Cooking Efficiency) | FTSC Qualified (>50% Cooking Efficiency) | FTSC Qualified (>50% Cooking Efficiency) | FTSC Qualified (>50% Cooking Efficiency) | FTSC Qualified (>50% Cooking Efficiency) | FTSC Qualified (>50% Cooking Efficiency) | FTSC Qualified (>50% Cooking Efficiency) | FTSC Qualified (>50% Cooking Efficiency) | FTSC Qualified (>50% Cooking Efficiency) | FTSC Qualified (>50% Cooking Efficiency) | FTSC Qualified (>50% Cooking Efficiency) | FTSC Qualified (>50% Cooking Efficiency) | FTSC Qualified (>50% Cooking Efficiency) | FTSC Qualified (>50% Cooking Efficiency)
F1_Commercial_Miscellaneous_New_Food Preparation_Natural Gas_Double Rack Oven_E1 | F1 | Commercial | Miscellaneous | New | Food Preparation | Natural Gas | Double Rack Oven | E1 | CCE | 0 | 0 | 0 | 0 | 0 | 0 | 0 | 0 | 0 | 0 | 0 | 0 | 0 | 0 | 0 | 0 | 0 | 0 | 0 | 0 | 0 | 0 | 0 | 0 | 0 | 0 | 0 | 0 | 0 | 0 | 0 | 0 | 0
F1_Commercial_Miscellaneous_New_Food Preparation_Natural Gas_Double Rack Oven_E2 | F1 | Commercial | Miscellaneous | New | Food Preparation | Natural Gas | Double Rack Oven | E2 | CCE | 0.28294 | 0.29294 | 0.26296 | 0.26789 | 0.26789 | 0.26789 | 0.26789 | 0.26789 | 0.26789 | 0.26789 | 0.26789 | 0.26789 | 0.26789 | 0.26789 | 0.26789 | 0.26789 | 0.26789 | 0.26789 | 0.26789 | 0.26789 | 0.26789 | 0.26789 | 0.26789 | 0.26789 | 0.26789 | 0.26789 | 0.26789 | 0.26789 | 0.26789 | 0.26789 | 0.26789 | 0.26789 | 0.26789
F1_Commercial_Miscellaneous_New_Food Preparation_Natural Gas_Double Rack Oven_E3 | F1 | Commercial | Miscellaneous | New | Food Preparation | Natural Gas | Double Rack Oven | E3 | CCE | 0 | 0 | 0 | 0 | 0 | 0 | 0 | 0 | 0 | 0 | 0 | 0 | 0 | 0 | 0 | 0 | 0 | 0 | 0 | 0 | 0 | 0 | 0 | 0 | 0 | 0 | 0 | 0 | 0 | 0 | 0 | 0 | 0
F1_Commercial_Miscellaneous_New_Food Preparation_Natural Gas_Double Rack Oven_E4 | F1 | Commercial | Miscellaneous | New | Food Preparation | Natural Gas | Double Rack Oven | E4 | CCE | 0 | 0 | 0 | 0 | 0 | 0 | 0 | 0 | 0 | 0 | 0 | 0 | 0 | 0 | 0 | 0 | 0 | 0 | 0 | 0 | 0 | 0 | 0 | 0 | 0 | 0 | 0 | 0 | 0 | 0 | 0 | 0 | 0
F1_Commercial_Miscellaneous_New_Food Preparation_Natural Gas_Double Rack Oven_E5 | F1 | Commercial | Miscellaneous | New | Food Preparation | Natural Gas | Double Rack Oven | E5 | CCE | 0 | 0 | 0 | 0 | 0 | 0 | 0 | 0 | 0 | 0 | 0 | 0 | 0 | 0 | 0 | 0 | 0 | 0 | 0 | 0 | 0 | 0 | 0 | 0 | 0 | 0 | 0 | 0 | 0 | 0 | 0 | 0 | 0
F1_Commercial_Miscellaneous_New_Food Preparation_Natural Gas_Double Rack Oven_E6 | F1 | Commercial | Miscellaneous | New | Food Preparation | Natural Gas | Double Rack Oven | E6 | CCE | 0 | 0 | 0 | 0 | 0 | 0 | 0 | 0 | 0 | 0 | 0 | 0 | 0 | 0 | 0 | 0 | 0 | 0 | 0 | 0 | 0 | 0 | 0 | 0 | 0 | 0 | 0 | 0 | 0 | 0 | 0 | 0 | 0
F1_Commercial_Miscellaneous_New_Food Preparation_Natural Gas_Double Rack Oven_E7 | F1 | Commercial | Miscellaneous | New | Food Preparation | Natural Gas | Double Rack Oven | E7 | CCE | 0 | 0 | 0 | 0 | 0 | 0 | 0 | 0 | 0 | 0 | 0 | 0 | 0 | 0 | 0 | 0 | 0 | 0 | 0 | 0 | 0 | 0 | 0 | 0 | 0 | 0 | 0 | 0 | 0 | 0 | 0 | 0 | 0
F1_Commercial_Miscellaneous_New_Food Preparation_Natural Gas_Double Rack Oven_E8 | F1 | Commercial | Miscellaneous | New | Food Preparation | Natural Gas | Double Rack Oven | E8 | CCE | 0 | 0 | 0 | 0 | 0 | 0 | 0 | 0 | 0 | 0 | 0 | 0 | 0 | 0 | 0 | 0 | 0 | 0 | 0 | 0 | 0 | 0 | 0 | 0 | 0 | 0 | 0 | 0 | 0 | 0 | 0 | 0 | 0
F1_Commercial_Miscellaneous_New_Food Preparation_Natural Gas_Double Rack Oven_E9 | F1 | Commercial | Miscellaneous | New | Food Preparation | Natural Gas | Double Rack Oven | E9 | CCE | 0 | 0 | 0 | 0 | 0 | 0 | 0 | 0 | 0 | 0 | 0 | 0 | 0 | 0 | 0 | 0 | 0 | 0 | 0 | 0 | 0 | 0 | 0 | 0 | 0 | 0 | 0 | 0 | 0 | 0 | 0 | 0 | 0
F1_Commercial_Miscellaneous_New_Food Preparation_Natural Gas_Double Rack Oven_E10 | F1 | Commercial | Miscellaneous | New | Food Preparation | Natural Gas | Double Rack Oven | E10 | CCE | 0 | 0 | 0 | 0 | 0 | 0 | 0 | 0 | 0 | 0 | 0 | 0 | 0 | 0 | 0 | 0 | 0 | 0 | 0 | 0 | 0 | 0 | 0 | 0 | 0 | 0 | 0 | 0 | 0 | 0 | 0 | 0 | 0
F2_Commercial_Miscellaneous_New_Food Preparation_Natural Gas_Double Rack Oven_E1 | F2 | Commercial | Miscellaneous | New | Food Preparation | Natural Gas | Double Rack Oven | E1 | TRC BC Ratio | bar: 2019 to 2051
F2_Commercial_Miscellaneous_New_Food Preparation_Natural Gas_Double Rack Oven_E2 | F2 | Commercial | Miscellaneous | New | Food Preparation | Natural Gas | Double Rack Oven | E2 | TRC BC Ratio | 5.8179 | 5.8254 | 5.8572 | 5.8275 | 5.8124 | 5.8356 | 5.8912 | 5.9364 | 5.9916 | 6.0447 | 6.0985 | 6.1492 | 6.2033 | 6.2592 | 6.3135 | 6.369 | 6.4249 | 6.485 | 6.5474 | 6.6117 | 6.6735 | 6.7355 | 6.7911 | 6.8468 | 6.8951 | 6.9368 | 6.9748 | 7.0076 | 7.0332 | 7.0543 | 7.0657 | 7.0734 | 7.0734
F2_Commercial_Miscellaneous_New_Food Preparation_Natural Gas_Double Rack Oven_E3 | F2 | Commercial | Miscellaneous | New | Food Preparation | Natural Gas | Double Rack Oven | E3 | TRC BC Ratio | 0 | 0 | 0 | 0 | 0 | 0 | 0 | 0 | 0 | 0 | 0 | 0 | 0 | 0 | 0 | 0 | 0 | 0 | 0 | 0 | 0 | 0 | 0 | 0 | 0 | 0 | 0 | 0 | 0 | 0 | 0 | 0 | 0
F2_Commercial_Miscellaneous_New_Food Preparation_Natural Gas_Double Rack Oven_E4 | F2 | Commercial | Miscellaneous | New | Food Preparation | Natural Gas | Double Rack Oven | E4 | TRC BC Ratio | 0 | 0 | 0 | 0 | 0 | 0 | 0 | 0 | 0 | 0 | 0 | 0 | 0 | 0 | 0 | 0 | 0 | 0 | 0 | 0 | 0 | 0 | 0 | 0 | 0 | 0 | 0 | 0 | 0 | 0 | 0 | 0 | 0
F2_Commercial_Miscellaneous_New_Food Preparation_Natural Gas_Double Rack Oven_E5 | F2 | Commercial | Miscellaneous | New | Food Preparation | Natural Gas | Double Rack Oven | E5 | TRC BC Ratio | 0 | 0 | 0 | 0 | 0 | 0 | 0 | 0 | 0 | 0 | 0 | 0 | 0 | 0 | 0 | 0 | 0 | 0 | 0 | 0 | 0 | 0 | 0 | 0 | 0 | 0 | 0 | 0 | 0 | 0 | 0 | 0 | 0
F2_Commercial_Miscellaneous_New_Food Preparation_Natural Gas_Double Rack Oven_E6 | F2 | Commercial | Miscellaneous | New | Food Preparation | Natural Gas | Double Rack Oven | E6 | TRC BC Ratio | 0 | 0 | 0 | 0 | 0 | 0 | 0 | 0 | 0 | 0 | 0 | 0 | 0 | 0 | 0 | 0 | 0 | 0 | 0 | 0 | 0 | 0 | 0 | 0 | 0 | 0 | 0 | 0 | 0 | 0 | 0 | 0 | 0
F2_Commercial_Miscellaneous_New_Food Preparation_Natural Gas_Double Rack Oven_E7 | F2 | Commercial | Miscellaneous | New | Food Preparation | Natural Gas | Double Rack Oven | E7 | TRC BC Ratio | 0 | 0 | 0 | 0 | 0 | 0 | 0 | 0 | 0 | 0 | 0 | 0 | 0 | 0 | 0 | 0 | 0 | 0 | 0 | 0 | 0 | 0 | 0 | 0 | 0 | 0 | 0 | 0 | 0 | 0 | 0 | 0 | 0
F2_Commercial_Miscellaneous_New_Food Preparation_Natural Gas_Double Rack Oven_E8 | F2 | Commercial | Miscellaneous | New | Food Preparation | Natural Gas | Double Rack Oven | E8 | TRC BC Ratio | 0 | 0 | 0 | 0 | 0 | 0 | 0 | 0 | 0 | 0 | 0 | 0 | 0 | 0 | 0 | 0 | 0 | 0 | 0 | 0 | 0 | 0 | 0 | 0 | 0 | 0 | 0 | 0 | 0 | 0 | 0 | 0 | 0
F2_Commercial_Miscellaneous_New_Food Preparation_Natural Gas_Double Rack Oven_E9 | F2 | Commercial | Miscellaneous | New | Food Preparation | Natural Gas | Double Rack Oven | E9 | TRC BC Ratio | 0 | 0 | 0 | 0 | 0 | 0 | 0 | 0 | 0 | 0 | 0 | 0 | 0 | 0 | 0 | 0 | 0 | 0 | 0 | 0 | 0 | 0 | 0 | 0 | 0 | 0 | 0 | 0 | 0 | 0 | 0 | 0 | 0
F2_Commercial_Miscellaneous_New_Food Preparation_Natural Gas_Double Rack Oven_E10 | F2 | Commercial | Miscellaneous | New | Food Preparation | Natural Gas | Double Rack Oven | E10 | TRC BC Ratio | 0 | 0 | 0 | 0 | 0 | 0 | 0 | 0 | 0 | 0 | 0 | 0 | 0 | 0 | 0 | 0 | 0 | 0 | 0 | 0 | 0 | 0 | 0 | 0 | 0 | 0 | 0 | 0 | 0 | 0 | 0 | 0 | 0
F3_Commercial_Miscellaneous_New_Food Preparation_Natural Gas_Double Rack Oven_E1 | F3 | Commercial | Miscellaneous | New | Food Preparation | Natural Gas | Double Rack Oven | E1 | PACT BC Ratio | bar: 2019 to 2051
F3_Commercial_Miscellaneous_New_Food Preparation_Natural Gas_Double Rack Oven_E2 | F3 | Commercial | Miscellaneous | New | Food Preparation | Natural Gas | Double Rack Oven | E2 | PACT BC Ratio | 7.7572 | 7.7672 | 7.8096 | 7.77 | 7.7499 | 7.7807 | 7.8549 | 7.9152 | 7.9888 | 8.0596 | 8.1313 | 8.199 | 8.2711 | 8.3456 | 8.418 | 8.4919 | 8.5665 | 8.6466 | 8.7298 | 8.8156 | 8.8979 | 8.9807 | 9.0548 | 9.1291 | 9.1935 | 9.2491 | 9.2998 | 9.3434 | 9.3776 | 9.4057 | 9.421 | 9.4312 | 9.4312
F3_Commercial_Miscellaneous_New_Food Preparation_Natural Gas_Double Rack Oven_E3 | F3 | Commercial | Miscellaneous | New | Food Preparation | Natural Gas | Double Rack Oven | E3 | PACT BC Ratio | 0 | 0 | 0 | 0 | 0 | 0 | 0 | 0 | 0 | 0 | 0 | 0 | 0 | 0 | 0 | 0 | 0 | 0 | 0 | 0 | 0 | 0 | 0 | 0 | 0 | 0 | 0 | 0 | 0 | 0 | 0 | 0 | 0
F3_Commercial_Miscellaneous_New_Food Preparation_Natural Gas_Double Rack Oven_E4 | F3 | Commercial | Miscellaneous | New | Food Preparation | Natural Gas | Double Rack Oven | E4 | PACT BC Ratio | 0 | 0 | 0 | 0 | 0 | 0 | 0 | 0 | 0 | 0 | 0 | 0 | 0 | 0 | 0 | 0 | 0 | 0 | 0 | 0 | 0 | 0 | 0 | 0 | 0 | 0 | 0 | 0 | 0 | 0 | 0 | 0 | 0
F3_Commercial_Miscellaneous_New_Food Preparation_Natural Gas_Double Rack Oven_E5 | F3 | Commercial | Miscellaneous | New | Food Preparation | Natural Gas | Double Rack Oven | E5 | PACT BC Ratio | 0 | 0 | 0 | 0 | 0 | 0 | 0 | 0 | 0 | 0 | 0 | 0 | 0 | 0 | 0 | 0 | 0 | 0 | 0 | 0 | 0 | 0 | 0 | 0 | 0 | 0 | 0 | 0 | 0 | 0 | 0 | 0 | 0
F3_Commercial_Miscellaneous_New_Food Preparation_Natural Gas_Double Rack Oven_E6 | F3 | Commercial | Miscellaneous | New | Food Preparation | Natural Gas | Double Rack Oven | E6 | PACT BC Ratio | 0 | 0 | 0 | 0 | 0 | 0 | 0 | 0 | 0 | 0 | 0 | 0 | 0 | 0 | 0 | 0 | 0 | 0 | 0 | 0 | 0 | 0 | 0 | 0 | 0 | 0 | 0 | 0 | 0 | 0 | 0 | 0 | 0
F3_Commercial_Miscellaneous_New_Food Preparation_Natural Gas_Double Rack Oven_E7 | F3 | Commercial | Miscellaneous | New | Food Preparation | Natural Gas | Double Rack Oven | E7 | PACT BC Ratio | 0 | 0 | 0 | 0 | 0 | 0 | 0 | 0 | 0 | 0 | 0 | 0 | 0 | 0 | 0 | 0 | 0 | 0 | 0 | 0 | 0 | 0 | 0 | 0 | 0 | 0 | 0 | 0 | 0 | 0 | 0 | 0 | 0
F3_Commercial_Miscellaneous_New_Food Preparation_Natural Gas_Double Rack Oven_E8 | F3 | Commercial | Miscellaneous | New | Food Preparation | Natural Gas | Double Rack Oven | E8 | PACT BC Ratio | 0 | 0 | 0 | 0 | 0 | 0 | 0 | 0 | 0 | 0 | 0 | 0 | 0 | 0 | 0 | 0 | 0 | 0 | 0 | 0 | 0 | 0 | 0 | 0 | 0 | 0 | 0 | 0 | 0 | 0 | 0 | 0 | 0
F3_Commercial_Miscellaneous_New_Food Preparation_Natural Gas_Double Rack Oven_E9 | F3 | Commercial | Miscellaneous | New | Food Preparation | Natural Gas | Double Rack Oven | E9 | PACT BC Ratio | 0 | 0 | 0 | 0 | 0 | 0 | 0 | 0 | 0 | 0 | 0 | 0 | 0 | 0 | 0 | 0 | 0 | 0 | 0 | 0 | 0 | 0 | 0 | 0 | 0 | 0 | 0 | 0 | 0 | 0 | 0 | 0 | 0
F3_Commercial_Miscellaneous_New_Food Preparation_Natural Gas_Double Rack Oven_E10 | F3 | Commercial | Miscellaneous | New | Food Preparation | Natural Gas | Double Rack Oven | E10 | PACT BC Ratio | 0 | 0 | 0 | 0 | 0 | 0 | 0 | 0 | 0 | 0 | 0 | 0 | 0 | 0 | 0 | 0 | 0 | 0 | 0 | 0 | 0 | 0 | 0 | 0 | 0 | 0 | 0 | 0 | 0 | 0 | 0 | 0 | 0
F4_Commercial_Miscellaneous_New_Food Preparation_Natural Gas_Double Rack Oven_E1 | F4 | Commercial | Miscellaneous | New | Food Preparation | Natural Gas | Double Rack Oven | E1 | RVT BC Ratio | bar: 2019 to 2051
F4_Commercial_Miscellaneous_New_Food Preparation_Natural Gas_Double Rack Oven_E2 | F4 | Commercial | Miscellaneous | New | Food Preparation | Natural Gas | Double Rack Oven | E2 | RVT BC Ratio | 9.0643 | 9.075 | 9.1207 | 9.0781 | 9.0564 | 9.0896 | 9.1696 | 9.2346 | 9.3139 | 9.3903 | 9.4676 | 9.5406 | 9.6184 | 9.6988 | 9.7768 | 9.8565 | 9.9369 | 10.0233 | 10.113 | 10.2055 | 10.2943 | 10.3835 | 10.4634 | 10.5436 | 10.613 | 10.6729 | 10.7275 | 10.7746 | 10.8115 | 10.8418 | 10.8582 | 10.8693 | 10.8693
F4_Commercial_Miscellaneous_New_Food Preparation_Natural Gas_Double Rack Oven_E3 | F4 | Commercial | Miscellaneous | New | Food Preparation | Natural Gas | Double Rack Oven | E3 | RVT BC Ratio | 0 | 0 | 0 | 0 | 0 | 0 | 0 | 0 | 0 | 0 | 0 | 0 | 0 | 0 | 0 | 0 | 0 | 0 | 0 | 0 | 0 | 0 | 0 | 0 | 0 | 0 | 0 | 0 | 0 | 0 | 0 | 0 | 0
F4_Commercial_Miscellaneous_New_Food Preparation_Natural Gas_Double Rack Oven_E4 | F4 | Commercial | Miscellaneous | New | Food Preparation | Natural Gas | Double Rack Oven | E4 | RVT BC Ratio | 0 | 0 | 0 | 0 | 0 | 0 | 0 | 0 | 0 | 0 | 0 | 0 | 0 | 0 | 0 | 0 | 0 | 0 | 0 | 0 | 0 | 0 | 0 | 0 | 0 | 0 | 0 | 0 | 0 | 0 | 0 | 0 | 0
F4_Commercial_Miscellaneous_New_Food Preparation_Natural Gas_Double Rack Oven_E5 | F4 | Commercial | Miscellaneous | New | Food Preparation | Natural Gas | Double Rack Oven | E5 | RVT BC Ratio | 0 | 0 | 0 | 0 | 0 | 0 | 0 | 0 | 0 | 0 | 0 | 0 | 0 | 0 | 0 | 0 | 0 | 0 | 0 | 0 | 0 | 0 | 0 | 0 | 0 | 0 | 0 | 0 | 0 | 0 | 0 | 0 | 0
F4_Commercial_Miscellaneous_New_Food Preparation_Natural Gas_Double Rack Oven_E6 | F4 | Commercial | Miscellaneous | New | Food Preparation | Natural Gas | Double Rack Oven | E6 | RVT BC Ratio | 0 | 0 | 0 | 0 | 0 | 0 | 0 | 0 | 0 | 0 | 0 | 0 | 0 | 0 | 0 | 0 | 0 | 0 | 0 | 0 | 0 | 0 | 0 | 0 | 0 | 0 | 0 | 0 | 0 | 0 | 0 | 0 | 0
F4_Commercial_Miscellaneous_New_Food Preparation_Natural Gas_Double Rack Oven_E7 | F4 | Commercial | Miscellaneous | New | Food Preparation | Natural Gas | Double Rack Oven | E7 | RVT BC Ratio | 0 | 0 | 0 | 0 | 0 | 0 | 0 | 0 | 0 | 0 | 0 | 0 | 0 | 0 | 0 | 0 | 0 | 0 | 0 | 0 | 0 | 0 | 0 | 0 | 0 | 0 | 0 | 0 | 0 | 0 | 0 | 0 | 0
F4_Commercial_Miscellaneous_New_Food Preparation_Natural Gas_Double Rack Oven_E8 | F4 | Commercial | Miscellaneous | New | Food Preparation | Natural Gas | Double Rack Oven | E8 | RVT BC Ratio | 0 | 0 | 0 | 0 | 0 | 0 | 0 | 0 | 0 | 0 | 0 | 0 | 0 | 0 | 0 | 0 | 0 | 0 | 0 | 0 | 0 | 0 | 0 | 0 | 0 | 0 | 0 | 0 | 0 | 0 | 0 | 0 | 0
F4_Commercial_Miscellaneous_New_Food Preparation_Natural Gas_Double Rack Oven_E9 | F4 | Commercial | Miscellaneous | New | Food Preparation | Natural Gas | Double Rack Oven | E9 | RVT BC Ratio | 0 | 0 | 0 | 0 | 0 | 0 | 0 | 0 | 0 | 0 | 0 | 0 | 0 | 0 | 0 | 0 | 0 | 0 | 0 | 0 | 0 | 0 | 0 | 0 | 0 | 0 | 0 | 0 | 0 | 0 | 0 | 0 | 0
F4_Commercial_Miscellaneous_New_Food Preparation_Natural Gas_Double Rack Oven_E10 | F4 | Commercial | Miscellaneous | New | Food Preparation | Natural Gas | Double Rack Oven | E10 | RVT BC Ratio | 0 | 0 | 0 | 0 | 0 | 0 | 0 | 0 | 0 | 0 | 0 | 0 | 0 | 0 | 0 | 0 | 0 | 0 | 0 | 0 | 0 | 0 | 0 | 0 | 0 | 0 | 0 | 0 | 0 | 0 | 0 | 0 | 0
F5_Commercial_Miscellaneous_New_Food Preparation_Natural Gas_Double Rack Oven_E1 | F5 | Commercial | Miscellaneous | New | Food Preparation | Natural Gas | Double Rack Oven | E1 | RIM BC Ratio | bar: 2019 to 2051
F5_Commercial_Miscellaneous_New_Food Preparation_Natural Gas_Double Rack Oven_E2 | F5 | Commercial | Miscellaneous | New | Food Preparation | Natural Gas | Double Rack Oven | E2 | RIM BC Ratio | 0.75359 | 0.75369 | 0.75408 | 0.75371 | 0.75352 | 0.75381 | 0.7545 | 0.75506 | 0.75572 | 0.75635 | 0.75698 | 0.75756 | 0.75817 | 0.75879 | 0.75938 | 0.75998 | 0.76057 | 0.7612 | 0.76184 | 0.76249 | 0.7631 | 0.7637 | 0.76423 | 0.76476 | 0.76521 | 0.76559 | 0.76593 | 0.76623 | 0.76646 | 0.76665 | 0.76675 | 0.76681 | 0.76681
F5_Commercial_Miscellaneous_New_Food Preparation_Natural Gas_Double Rack Oven_E3 | F5 | Commercial | Miscellaneous | New | Food Preparation | Natural Gas | Double Rack Oven | E3 | RIM BC Ratio | 0 | 0 | 0 | 0 | 0 | 0 | 0 | 0 | 0 | 0 | 0 | 0 | 0 | 0 | 0 | 0 | 0 | 0 | 0 | 0 | 0 | 0 | 0 | 0 | 0 | 0 | 0 | 0 | 0 | 0 | 0 | 0 | 0
F5_Commercial_Miscellaneous_New_Food Preparation_Natural Gas_Double Rack Oven_E4 | F5 | Commercial | Miscellaneous | New | Food Preparation | Natural Gas | Double Rack Oven | E4 | RIM BC Ratio | 0 | 0 | 0 | 0 | 0 | 0 | 0 | 0 | 0 | 0 | 0 | 0 | 0 | 0 | 0 | 0 | 0 | 0 | 0 | 0 | 0 | 0 | 0 | 0 | 0 | 0 | 0 | 0 | 0 | 0 | 0 | 0 | 0
F5_Commercial_Miscellaneous_New_Food Preparation_Natural Gas_Double Rack Oven_E5 | F5 | Commercial | Miscellaneous | New | Food Preparation | Natural Gas | Double Rack Oven | E5 | RIM BC Ratio | 0 | 0 | 0 | 0 | 0 | 0 | 0 | 0 | 0 | 0 | 0 | 0 | 0 | 0 | 0 | 0 | 0 | 0 | 0 | 0 | 0 | 0 | 0 | 0 | 0 | 0 | 0 | 0 | 0 | 0 | 0 | 0 | 0
F5_Commercial_Miscellaneous_New_Food Preparation_Natural Gas_Double Rack Oven_E6 | F5 | Commercial | Miscellaneous | New | Food Preparation | Natural Gas | Double Rack Oven | E6 | RIM BC Ratio | 0 | 0 | 0 | 0 | 0 | 0 | 0 | 0 | 0 | 0 | 0 | 0 | 0 | 0 | 0 | 0 | 0 | 0 | 0 | 0 | 0 | 0 | 0 | 0 | 0 | 0 | 0 | 0 | 0 | 0 | 0 | 0 | 0
F5_Commercial_Miscellaneous_New_Food Preparation_Natural Gas_Double Rack Oven_E7 | F5 | Commercial | Miscellaneous | New | Food Preparation | Natural Gas | Double Rack Oven | E7 | RIM BC Ratio | 0 | 0 | 0 | 0 | 0 | 0 | 0 | 0 | 0 | 0 | 0 | 0 | 0 | 0 | 0 | 0 | 0 | 0 | 0 | 0 | 0 | 0 | 0 | 0 | 0 | 0 | 0 | 0 | 0 | 0 | 0 | 0 | 0
F5_Commercial_Miscellaneous_New_Food Preparation_Natural Gas_Double Rack Oven_E8 | F5 | Commercial | Miscellaneous | New | Food Preparation | Natural Gas | Double Rack Oven | E8 | RIM BC Ratio | 0 | 0 | 0 | 0 | 0 | 0 | 0 | 0 | 0 | 0 | 0 | 0 | 0 | 0 | 0 | 0 | 0 | 0 | 0 | 0 | 0 | 0 | 0 | 0 | 0 | 0 | 0 | 0 | 0 | 0 | 0 | 0 | 0
F5_Commercial_Miscellaneous_New_Food Preparation_Natural Gas_Double Rack Oven_E9 | F5 | Commercial | Miscellaneous | New | Food Preparation | Natural Gas | Double Rack Oven | E9 | RIM BC Ratio | 0 | 0 | 0 | 0 | 0 | 0 | 0 | 0 | 0 | 0 | 0 | 0 | 0 | 0 | 0 | 0 | 0 | 0 | 0 | 0 | 0 | 0 | 0 | 0 | 0 | 0 | 0 | 0 | 0 | 0 | 0 | 0 | 0
F5_Commercial_Miscellaneous_New_Food Preparation_Natural Gas_Double Rack Oven_E10 | F5 | Commercial | Miscellaneous | New | Food Preparation | Natural Gas | Double Rack Oven | E10 | RIM BC Ratio | 0 | 0 | 0 | 0 | 0 | 0 | 0 | 0 | 0 | 0 | 0 | 0 | 0 | 0 | 0 | 0 | 0 | 0 | 0 | 0 | 0 | 0 | 0 | 0 | 0 | 0 | 0 | 0 | 0 | 0 | 0 | 0 | 0
F0_Commercial_Miscellaneous_New_Food Preparation_Natural Gas_Fryer_E0 | F0 | Commercial | Miscellaneous | New | Food Preparation | Natural Gas | Fryer | E0 | Economic Unit | ENERGY STAR (3.0) | ENERGY STAR (3.0) | ENERGY STAR (3.0) | ENERGY STAR (3.0) | ENERGY STAR (3.0) | ENERGY STAR (3.0) | ENERGY STAR (3.0) | ENERGY STAR (3.0) | ENERGY STAR (3.0) | ENERGY STAR (3.0) | ENERGY STAR (3.0) | ENERGY STAR (3.0) | ENERGY STAR (3.0) | ENERGY STAR (3.0) | ENERGY STAR (3.0) | ENERGY STAR (3.0) | ENERGY STAR (3.0) | ENERGY STAR (3.0) | ENERGY STAR (3.0) | ENERGY STAR (3.0) | ENERGY STAR (3.0) | ENERGY STAR (3.0) | ENERGY STAR (3.0) | ENERGY STAR (3.0) | ENERGY STAR (3.0) | ENERGY STAR (3.0) | ENERGY STAR (3.0) | ENERGY STAR (3.0) | ENERGY STAR (3.0) | ENERGY STAR (3.0) | ENERGY STAR (3.0) | ENERGY STAR (3.0) | ENERGY STAR (3.0)
F1_Commercial_Miscellaneous_New_Food Preparation_Natural Gas_Fryer_E1 | F1 | Commercial | Miscellaneous | New | Food Preparation | Natural Gas | Fryer | E1 | CCE | 0 | 0 | 0 | 0 | 0 | 0 | 0 | 0 | 0 | 0 | 0 | 0 | 0 | 0 | 0 | 0 | 0 | 0 | 0 | 0 | 0 | 0 | 0 | 0 | 0 | 0 | 0 | 0 | 0 | 0 | 0 | 0 | 0
F1_Commercial_Miscellaneous_New_Food Preparation_Natural Gas_Fryer_E2 | F1 | Commercial | Miscellaneous | New | Food Preparation | Natural Gas | Fryer | E2 | CCE | 0.36986 | 0.38294 | 0.34375 | 0 | 0 | 0 | 0 | 0 | 0 | 0 | 0 | 0 | 0 | 0 | 0 | 0 | 0 | 0 | 0 | 0 | 0 | 0 | 0 | 0 | 0 | 0 | 0 | 0 | 0 | 0 | 0 | 0 | 0
F1_Commercial_Miscellaneous_New_Food Preparation_Natural Gas_Fryer_E3 | F1 | Commercial | Miscellaneous | New | Food Preparation | Natural Gas | Fryer | E3 | CCE | 0 | 0 | 0 | 0 | 0 | 0 | 0 | 0 | 0 | 0 | 0 | 0 | 0 | 0 | 0 | 0 | 0 | 0 | 0 | 0 | 0 | 0 | 0 | 0 | 0 | 0 | 0 | 0 | 0 | 0 | 0 | 0 | 0
F1_Commercial_Miscellaneous_New_Food Preparation_Natural Gas_Fryer_E4 | F1 | Commercial | Miscellaneous | New | Food Preparation | Natural Gas | Fryer | E4 | CCE | 0 | 0 | 0 | 0 | 0 | 0 | 0 | 0 | 0 | 0 | 0 | 0 | 0 | 0 | 0 | 0 | 0 | 0 | 0 | 0 | 0 | 0 | 0 | 0 | 0 | 0 | 0 | 0 | 0 | 0 | 0 | 0 | 0
F1_Commercial_Miscellaneous_New_Food Preparation_Natural Gas_Fryer_E5 | F1 | Commercial | Miscellaneous | New | Food Preparation | Natural Gas | Fryer | E5 | CCE | 0 | 0 | 0 | 0 | 0 | 0 | 0 | 0 | 0 | 0 | 0 | 0 | 0 | 0 | 0 | 0 | 0 | 0 | 0 | 0 | 0 | 0 | 0 | 0 | 0 | 0 | 0 | 0 | 0 | 0 | 0 | 0 | 0
F1_Commercial_Miscellaneous_New_Food Preparation_Natural Gas_Fryer_E6 | F1 | Commercial | Miscellaneous | New | Food Preparation | Natural Gas | Fryer | E6 | CCE | 0 | 0 | 0 | 0 | 0 | 0 | 0 | 0 | 0 | 0 | 0 | 0 | 0 | 0 | 0 | 0 | 0 | 0 | 0 | 0 | 0 | 0 | 0 | 0 | 0 | 0 | 0 | 0 | 0 | 0 | 0 | 0 | 0
F1_Commercial_Miscellaneous_New_Food Preparation_Natural Gas_Fryer_E7 | F1 | Commercial | Miscellaneous | New | Food Preparation | Natural Gas | Fryer | E7 | CCE | 0 | 0 | 0 | 0 | 0 | 0 | 0 | 0 | 0 | 0 | 0 | 0 | 0 | 0 | 0 | 0 | 0 | 0 | 0 | 0 | 0 | 0 | 0 | 0 | 0 | 0 | 0 | 0 | 0 | 0 | 0 | 0 | 0
F1_Commercial_Miscellaneous_New_Food Preparation_Natural Gas_Fryer_E8 | F1 | Commercial | Miscellaneous | New | Food Preparation | Natural Gas | Fryer | E8 | CCE | 0 | 0 | 0 | 0 | 0 | 0 | 0 | 0 | 0 | 0 | 0 | 0 | 0 | 0 | 0 | 0 | 0 | 0 | 0 | 0 | 0 | 0 | 0 | 0 | 0 | 0 | 0 | 0 | 0 | 0 | 0 | 0 | 0
F1_Commercial_Miscellaneous_New_Food Preparation_Natural Gas_Fryer_E9 | F1 | Commercial | Miscellaneous | New | Food Preparation | Natural Gas | Fryer | E9 | CCE | 0 | 0 | 0 | 0 | 0 | 0 | 0 | 0 | 0 | 0 | 0 | 0 | 0 | 0 | 0 | 0 | 0 | 0 | 0 | 0 | 0 | 0 | 0 | 0 | 0 | 0 | 0 | 0 | 0 | 0 | 0 | 0 | 0
F1_Commercial_Miscellaneous_New_Food Preparation_Natural Gas_Fryer_E10 | F1 | Commercial | Miscellaneous | New | Food Preparation | Natural Gas | Fryer | E10 | CCE | 0 | 0 | 0 | 0 | 0 | 0 | 0 | 0 | 0 | 0 | 0 | 0 | 0 | 0 | 0 | 0 | 0 | 0 | 0 | 0 | 0 | 0 | 0 | 0 | 0 | 0 | 0 | 0 | 0 | 0 | 0 | 0 | 0
F2_Commercial_Miscellaneous_New_Food Preparation_Natural Gas_Fryer_E1 | F2 | Commercial | Miscellaneous | New | Food Preparation | Natural Gas | Fryer | E1 | TRC BC Ratio | 1 | 1 | 1 | 0 | 0 | 0 | 0 | 0 | 0 | 0 | 0 | 0 | 0 | 0 | 0 | 0 | 0 | 0 | 0 | 0 | 0 | 0 | 0 | 0 | 0 | 0 | 0 | 0 | 0 | 0 | 0 | 0 | 0
F2_Commercial_Miscellaneous_New_Food Preparation_Natural Gas_Fryer_E2 | F2 | Commercial | Miscellaneous | New | Food Preparation | Natural Gas | Fryer | E2 | TRC BC Ratio | 4.4463 | 4.4414 | 4.4606 | 1 | 1 | 1 | 1 | 1 | 1 | 1 | 1 | 1 | 1 | 1 | 1 | 1 | 1 | 1 | 1 | 1 | 1 | 1 | 1 | 1 | 1 | 1 | 1 | 1 | 1 | 1 | 1 | 1 | 1
F2_Commercial_Miscellaneous_New_Food Preparation_Natural Gas_Fryer_E3 | F2 | Commercial | Miscellaneous | New | Food Preparation | Natural Gas | Fryer | E3 | TRC BC Ratio | 0 | 0 | 0 | 0 | 0 | 0 | 0 | 0 | 0 | 0 | 0 | 0 | 0 | 0 | 0 | 0 | 0 | 0 | 0 | 0 | 0 | 0 | 0 | 0 | 0 | 0 | 0 | 0 | 0 | 0 | 0 | 0 | 0
F2_Commercial_Miscellaneous_New_Food Preparation_Natural Gas_Fryer_E4 | F2 | Commercial | Miscellaneous | New | Food Preparation | Natural Gas | Fryer | E4 | TRC BC Ratio | 0 | 0 | 0 | 0 | 0 | 0 | 0 | 0 | 0 | 0 | 0 | 0 | 0 | 0 | 0 | 0 | 0 | 0 | 0 | 0 | 0 | 0 | 0 | 0 | 0 | 0 | 0 | 0 | 0 | 0 | 0 | 0 | 0
F2_Commercial_Miscellaneous_New_Food Preparation_Natural Gas_Fryer_E5 | F2 | Commercial | Miscellaneous | New | Food Preparation | Natural Gas | Fryer | E5 | TRC BC Ratio | 0 | 0 | 0 | 0 | 0 | 0 | 0 | 0 | 0 | 0 | 0 | 0 | 0 | 0 | 0 | 0 | 0 | 0 | 0 | 0 | 0 | 0 | 0 | 0 | 0 | 0 | 0 | 0 | 0 | 0 | 0 | 0 | 0
F2_Commercial_Miscellaneous_New_Food Preparation_Natural Gas_Fryer_E6 | F2 | Commercial | Miscellaneous | New | Food Preparation | Natural Gas | Fryer | E6 | TRC BC Ratio | 0 | 0 | 0 | 0 | 0 | 0 | 0 | 0 | 0 | 0 | 0 | 0 | 0 | 0 | 0 | 0 | 0 | 0 | 0 | 0 | 0 | 0 | 0 | 0 | 0 | 0 | 0 | 0 | 0 | 0 | 0 | 0 | 0
F2_Commercial_Miscellaneous_New_Food Preparation_Natural Gas_Fryer_E7 | F2 | Commercial | Miscellaneous | New | Food Preparation | Natural Gas | Fryer | E7 | TRC BC Ratio | 0 | 0 | 0 | 0 | 0 | 0 | 0 | 0 | 0 | 0 | 0 | 0 | 0 | 0 | 0 | 0 | 0 | 0 | 0 | 0 | 0 | 0 | 0 | 0 | 0 | 0 | 0 | 0 | 0 | 0 | 0 | 0 | 0
F2_Commercial_Miscellaneous_New_Food Preparation_Natural Gas_Fryer_E8 | F2 | Commercial | Miscellaneous | New | Food Preparation | Natural Gas | Fryer | E8 | TRC BC Ratio | 0 | 0 | 0 | 0 | 0 | 0 | 0 | 0 | 0 | 0 | 0 | 0 | 0 | 0 | 0 | 0 | 0 | 0 | 0 | 0 | 0 | 0 | 0 | 0 | 0 | 0 | 0 | 0 | 0 | 0 | 0 | 0 | 0
F2_Commercial_Miscellaneous_New_Food Preparation_Natural Gas_Fryer_E9 | F2 | Commercial | Miscellaneous | New | Food Preparation | Natural Gas | Fryer | E9 | TRC BC Ratio | 0 | 0 | 0 | 0 | 0 | 0 | 0 | 0 | 0 | 0 | 0 | 0 | 0 | 0 | 0 | 0 | 0 | 0 | 0 | 0 | 0 | 0 | 0 | 0 | 0 | 0 | 0 | 0 | 0 | 0 | 0 | 0 | 0
F2_Commercial_Miscellaneous_New_Food Preparation_Natural Gas_Fryer_E10 | F2 | Commercial | Miscellaneous | New | Food Preparation | Natural Gas | Fryer | E10 | TRC BC Ratio | 0 | 0 | 0 | 0 | 0 | 0 | 0 | 0 | 0 | 0 | 0 | 0 | 0 | 0 | 0 | 0 | 0 | 0 | 0 | 0 | 0 | 0 | 0 | 0 | 0 | 0 | 0 | 0 | 0 | 0 | 0 | 0 | 0
F3_Commercial_Miscellaneous_New_Food Preparation_Natural Gas_Fryer_E1 | F3 | Commercial | Miscellaneous | New | Food Preparation | Natural Gas | Fryer | E1 | PACT BC Ratio | 1 | 1 | 1 | 0 | 0 | 0 | 0 | 0 | 0 | 0 | 0 | 0 | 0 | 0 | 0 | 0 | 0 | 0 | 0 | 0 | 0 | 0 | 0 | 0 | 0 | 0 | 0 | 0 | 0 | 0 | 0 | 0 | 0
F3_Commercial_Miscellaneous_New_Food Preparation_Natural Gas_Fryer_E2 | F3 | Commercial | Miscellaneous | New | Food Preparation | Natural Gas | Fryer | E2 | PACT BC Ratio | 5.9285 | 5.9219 | 5.9474 | 1 | 1 | 1 | 1 | 1 | 1 | 1 | 1 | 1 | 1 | 1 | 1 | 1 | 1 | 1 | 1 | 1 | 1 | 1 | 1 | 1 | 1 | 1 | 1 | 1 | 1 | 1 | 1 | 1 | 1
F3_Commercial_Miscellaneous_New_Food Preparation_Natural Gas_Fryer_E3 | F3 | Commercial | Miscellaneous | New | Food Preparation | Natural Gas | Fryer | E3 | PACT BC Ratio | 0 | 0 | 0 | 0 | 0 | 0 | 0 | 0 | 0 | 0 | 0 | 0 | 0 | 0 | 0 | 0 | 0 | 0 | 0 | 0 | 0 | 0 | 0 | 0 | 0 | 0 | 0 | 0 | 0 | 0 | 0 | 0 | 0
F3_Commercial_Miscellaneous_New_Food Preparation_Natural Gas_Fryer_E4 | F3 | Commercial | Miscellaneous | New | Food Preparation | Natural Gas | Fryer | E4 | PACT BC Ratio | 0 | 0 | 0 | 0 | 0 | 0 | 0 | 0 | 0 | 0 | 0 | 0 | 0 | 0 | 0 | 0 | 0 | 0 | 0 | 0 | 0 | 0 | 0 | 0 | 0 | 0 | 0 | 0 | 0 | 0 | 0 | 0 | 0
F3_Commercial_Miscellaneous_New_Food Preparation_Natural Gas_Fryer_E5 | F3 | Commercial | Miscellaneous | New | Food Preparation | Natural Gas | Fryer | E5 | PACT BC Ratio | 0 | 0 | 0 | 0 | 0 | 0 | 0 | 0 | 0 | 0 | 0 | 0 | 0 | 0 | 0 | 0 | 0 | 0 | 0 | 0 | 0 | 0 | 0 | 0 | 0 | 0 | 0 | 0 | 0 | 0 | 0 | 0 | 0
F3_Commercial_Miscellaneous_New_Food Preparation_Natural Gas_Fryer_E6 | F3 | Commercial | Miscellaneous | New | Food Preparation | Natural Gas | Fryer | E6 | PACT BC Ratio | 0 | 0 | 0 | 0 | 0 | 0 | 0 | 0 | 0 | 0 | 0 | 0 | 0 | 0 | 0 | 0 | 0 | 0 | 0 | 0 | 0 | 0 | 0 | 0 | 0 | 0 | 0 | 0 | 0 | 0 | 0 | 0 | 0
F3_Commercial_Miscellaneous_New_Food Preparation_Natural Gas_Fryer_E7 | F3 | Commercial | Miscellaneous | New | Food Preparation | Natural Gas | Fryer | E7 | PACT BC Ratio | 0 | 0 | 0 | 0 | 0 | 0 | 0 | 0 | 0 | 0 | 0 | 0 | 0 | 0 | 0 | 0 | 0 | 0 | 0 | 0 | 0 | 0 | 0 | 0 | 0 | 0 | 0 | 0 | 0 | 0 | 0 | 0 | 0
F3_Commercial_Miscellaneous_New_Food Preparation_Natural Gas_Fryer_E8 | F3 | Commercial | Miscellaneous | New | Food Preparation | Natural Gas | Fryer | E8 | PACT BC Ratio | 0 | 0 | 0 | 0 | 0 | 0 | 0 | 0 | 0 | 0 | 0 | 0 | 0 | 0 | 0 | 0 | 0 | 0 | 0 | 0 | 0 | 0 | 0 | 0 | 0 | 0 | 0 | 0 | 0 | 0 | 0 | 0 | 0
F3_Commercial_Miscellaneous_New_Food Preparation_Natural Gas_Fryer_E9 | F3 | Commercial | Miscellaneous | New | Food Preparation | Natural Gas | Fryer | E9 | PACT BC Ratio | 0 | 0 | 0 | 0 | 0 | 0 | 0 | 0 | 0 | 0 | 0 | 0 | 0 | 0 | 0 | 0 | 0 | 0 | 0 | 0 | 0 | 0 | 0 | 0 | 0 | 0 | 0 | 0 | 0 | 0 | 0 | 0 | 0
F3_Commercial_Miscellaneous_New_Food Preparation_Natural Gas_Fryer_E10 | F3 | Commercial | Miscellaneous | New | Food Preparation | Natural Gas | Fryer | E10 | PACT BC Ratio | 0 | 0 | 0 | 0 | 0 | 0 | 0 | 0 | 0 | 0 | 0 | 0 | 0 | 0 | 0 | 0 | 0 | 0 | 0 | 0 | 0 | 0 | 0 | 0 | 0 | 0 | 0 | 0 | 0 | 0 | 0 | 0 | 0
F4_Commercial_Miscellaneous_New_Food Preparation_Natural Gas_Fryer_E1 | F4 | Commercial | Miscellaneous | New | Food Preparation | Natural Gas | Fryer | E1 | RVT BC Ratio | 1 | 1 | 1 | 0 | 0 | 0 | 0 | 0 | 0 | 0 | 0 | 0 | 0 | 0 | 0 | 0 | 0 | 0 | 0 | 0 | 0 | 0 | 0 | 0 | 0 | 0 | 0 | 0 | 0 | 0 | 0 | 0 | 0
F4_Commercial_Miscellaneous_New_Food Preparation_Natural Gas_Fryer_E2 | F4 | Commercial | Miscellaneous | New | Food Preparation | Natural Gas | Fryer | E2 | RVT BC Ratio | 7.0924 | 7.0854 | 7.1129 | 1 | 1 | 1 | 1 | 1 | 1 | 1 | 1 | 1 | 1 | 1 | 1 | 1 | 1 | 1 | 1 | 1 | 1 | 1 | 1 | 1 | 1 | 1 | 1 | 1 | 1 | 1 | 1 | 1 | 1
F4_Commercial_Miscellaneous_New_Food Preparation_Natural Gas_Fryer_E3 | F4 | Commercial | Miscellaneous | New | Food Preparation | Natural Gas | Fryer | E3 | RVT BC Ratio | 0 | 0 | 0 | 0 | 0 | 0 | 0 | 0 | 0 | 0 | 0 | 0 | 0 | 0 | 0 | 0 | 0 | 0 | 0 | 0 | 0 | 0 | 0 | 0 | 0 | 0 | 0 | 0 | 0 | 0 | 0 | 0 | 0
F4_Commercial_Miscellaneous_New_Food Preparation_Natural Gas_Fryer_E4 | F4 | Commercial | Miscellaneous | New | Food Preparation | Natural Gas | Fryer | E4 | RVT BC Ratio | 0 | 0 | 0 | 0 | 0 | 0 | 0 | 0 | 0 | 0 | 0 | 0 | 0 | 0 | 0 | 0 | 0 | 0 | 0 | 0 | 0 | 0 | 0 | 0 | 0 | 0 | 0 | 0 | 0 | 0 | 0 | 0 | 0
F4_Commercial_Miscellaneous_New_Food Preparation_Natural Gas_Fryer_E5 | F4 | Commercial | Miscellaneous | New | Food Preparation | Natural Gas | Fryer | E5 | RVT BC Ratio | 0 | 0 | 0 | 0 | 0 | 0 | 0 | 0 | 0 | 0 | 0 | 0 | 0 | 0 | 0 | 0 | 0 | 0 | 0 | 0 | 0 | 0 | 0 | 0 | 0 | 0 | 0 | 0 | 0 | 0 | 0 | 0 | 0
F4_Commercial_Miscellaneous_New_Food Preparation_Natural Gas_Fryer_E6 | F4 | Commercial | Miscellaneous | New | Food Preparation | Natural Gas | Fryer | E6 | RVT BC Ratio | 0 | 0 | 0 | 0 | 0 | 0 | 0 | 0 | 0 | 0 | 0 | 0 | 0 | 0 | 0 | 0 | 0 | 0 | 0 | 0 | 0 | 0 | 0 | 0 | 0 | 0 | 0 | 0 | 0 | 0 | 0 | 0 | 0
F4_Commercial_Miscellaneous_New_Food Preparation_Natural Gas_Fryer_E7 | F4 | Commercial | Miscellaneous | New | Food Preparation | Natural Gas | Fryer | E7 | RVT BC Ratio | 0 | 0 | 0 | 0 | 0 | 0 | 0 | 0 | 0 | 0 | 0 | 0 | 0 | 0 | 0 | 0 | 0 | 0 | 0 | 0 | 0 | 0 | 0 | 0 | 0 | 0 | 0 | 0 | 0 | 0 | 0 | 0 | 0
F4_Commercial_Miscellaneous_New_Food Preparation_Natural Gas_Fryer_E8 | F4 | Commercial | Miscellaneous | New | Food Preparation | Natural Gas | Fryer | E8 | RVT BC Ratio | 0 | 0 | 0 | 0 | 0 | 0 | 0 | 0 | 0 | 0 | 0 | 0 | 0 | 0 | 0 | 0 | 0 | 0 | 0 | 0 | 0 | 0 | 0 | 0 | 0 | 0 | 0 | 0 | 0 | 0 | 0 | 0 | 0
F4_Commercial_Miscellaneous_New_Food Preparation_Natural Gas_Fryer_E9 | F4 | Commercial | Miscellaneous | New | Food Preparation | Natural Gas | Fryer | E9 | RVT BC Ratio | 0 | 0 | 0 | 0 | 0 | 0 | 0 | 0 | 0 | 0 | 0 | 0 | 0 | 0 | 0 | 0 | 0 | 0 | 0 | 0 | 0 | 0 | 0 | 0 | 0 | 0 | 0 | 0 | 0 | 0 | 0 | 0 | 0
F4_Commercial_Miscellaneous_New_Food Preparation_Natural Gas_Fryer_E10 | F4 | Commercial | Miscellaneous | New | Food Preparation | Natural Gas | Fryer | E10 | RVT BC Ratio | 0 | 0 | 0 | 0 | 0 | 0 | 0 | 0 | 0 | 0 | 0 | 0 | 0 | 0 | 0 | 0 | 0 | 0 | 0 | 0 | 0 | 0 | 0 | 0 | 0 | 0 | 0 | 0 | 0 | 0 | 0 | 0 | 0
F5_Commercial_Miscellaneous_New_Food Preparation_Natural Gas_Fryer_E1 | F5 | Commercial | Miscellaneous | New | Food Preparation | Natural Gas | Fryer | E1 | RIM BC Ratio | 1 | 1 | 1 | 0 | 0 | 0 | 0 | 0 | 0 | 0 | 0 | 0 | 0 | 0 | 0 | 0 | 0 | 0 | 0 | 0 | 0 | 0 | 0 | 0 | 0 | 0 | 0 | 0 | 0 | 0 | 0 | 0 | 0
F5_Commercial_Miscellaneous_New_Food Preparation_Natural Gas_Fryer_E2 | F5 | Commercial | Miscellaneous | New | Food Preparation | Natural Gas | Fryer | E2 | RIM BC Ratio | 0.73167 | 0.73157 | 0.73195 | 1 | 1 | 1 | 1 | 1 | 1 | 1 | 1 | 1 | 1 | 1 | 1 | 1 | 1 | 1 | 1 | 1 | 1 | 1 | 1 | 1 | 1 | 1 | 1 | 1 | 1 | 1 | 1 | 1 | 1
F5_Commercial_Miscellaneous_New_Food Preparation_Natural Gas_Fryer_E3 | F5 | Commercial | Miscellaneous | New | Food Preparation | Natural Gas | Fryer | E3 | RIM BC Ratio | 0 | 0 | 0 | 0 | 0 | 0 | 0 | 0 | 0 | 0 | 0 | 0 | 0 | 0 | 0 | 0 | 0 | 0 | 0 | 0 | 0 | 0 | 0 | 0 | 0 | 0 | 0 | 0 | 0 | 0 | 0 | 0 | 0
F5_Commercial_Miscellaneous_New_Food Preparation_Natural Gas_Fryer_E4 | F5 | Commercial | Miscellaneous | New | Food Preparation | Natural Gas | Fryer | E4 | RIM BC Ratio | 0 | 0 | 0 | 0 | 0 | 0 | 0 | 0 | 0 | 0 | 0 | 0 | 0 | 0 | 0 | 0 | 0 | 0 | 0 | 0 | 0 | 0 | 0 | 0 | 0 | 0 | 0 | 0 | 0 | 0 | 0 | 0 | 0
F5_Commercial_Miscellaneous_New_Food Preparation_Natural Gas_Fryer_E5 | F5 | Commercial | Miscellaneous | New | Food Preparation | Natural Gas | Fryer | E5 | RIM BC Ratio | 0 | 0 | 0 | 0 | 0 | 0 | 0 | 0 | 0 | 0 | 0 | 0 | 0 | 0 | 0 | 0 | 0 | 0 | 0 | 0 | 0 | 0 | 0 | 0 | 0 | 0 | 0 | 0 | 0 | 0 | 0 | 0 | 0
F5_Commercial_Miscellaneous_New_Food Preparation_Natural Gas_Fryer_E6 | F5 | Commercial | Miscellaneous | New | Food Preparation | Natural Gas | Fryer | E6 | RIM BC Ratio | 0 | 0 | 0 | 0 | 0 | 0 | 0 | 0 | 0 | 0 | 0 | 0 | 0 | 0 | 0 | 0 | 0 | 0 | 0 | 0 | 0 | 0 | 0 | 0 | 0 | 0 | 0 | 0 | 0 | 0 | 0 | 0 | 0
F5_Commercial_Miscellaneous_New_Food Preparation_Natural Gas_Fryer_E7 | F5 | Commercial | Miscellaneous | New | Food Preparation | Natural Gas | Fryer | E7 | RIM BC Ratio | 0 | 0 | 0 | 0 | 0 | 0 | 0 | 0 | 0 | 0 | 0 | 0 | 0 | 0 | 0 | 0 | 0 | 0 | 0 | 0 | 0 | 0 | 0 | 0 | 0 | 0 | 0 | 0 | 0 | 0 | 0 | 0 | 0
F5_Commercial_Miscellaneous_New_Food Preparation_Natural Gas_Fryer_E8 | F5 | Commercial | Miscellaneous | New | Food Preparation | Natural Gas | Fryer | E8 | RIM BC Ratio | 0 | 0 | 0 | 0 | 0 | 0 | 0 | 0 | 0 | 0 | 0 | 0 | 0 | 0 | 0 | 0 | 0 | 0 | 0 | 0 | 0 | 0 | 0 | 0 | 0 | 0 | 0 | 0 | 0 | 0 | 0 | 0 | 0
F5_Commercial_Miscellaneous_New_Food Preparation_Natural Gas_Fryer_E9 | F5 | Commercial | Miscellaneous | New | Food Preparation | Natural Gas | Fryer | E9 | RIM BC Ratio | 0 | 0 | 0 | 0 | 0 | 0 | 0 | 0 | 0 | 0 | 0 | 0 | 0 | 0 | 0 | 0 | 0 | 0 | 0 | 0 | 0 | 0 | 0 | 0 | 0 | 0 | 0 | 0 | 0 | 0 | 0 | 0 | 0
F5_Commercial_Miscellaneous_New_Food Preparation_Natural Gas_Fryer_E10 | F5 | Commercial | Miscellaneous | New | Food Preparation | Natural Gas | Fryer | E10 | RIM BC Ratio | 0 | 0 | 0 | 0 | 0 | 0 | 0 | 0 | 0 | 0 | 0 | 0 | 0 | 0 | 0 | 0 | 0 | 0 | 0 | 0 | 0 | 0 | 0 | 0 | 0 | 0 | 0 | 0 | 0 | 0 | 0 | 0 | 0
F0_Commercial_Miscellaneous_New_Food Preparation_Natural Gas_Broiler_E0 | F0 | Commercial | Miscellaneous | New | Food Preparation | Natural Gas | Broiler | E0 | Economic Unit | Infrared Burners | Infrared Burners | Infrared Burners | Infrared Burners | Infrared Burners | Infrared Burners | Infrared Burners | Infrared Burners | Infrared Burners | Infrared Burners | Infrared Burners | Infrared Burners | Infrared Burners | Infrared Burners | Infrared Burners | Infrared Burners | Infrared Burners | Infrared Burners | Infrared Burners | Infrared Burners | Infrared Burners | Infrared Burners | Infrared Burners | Infrared Burners | Infrared Burners | Infrared Burners | Infrared Burners | Infrared Burners | Infrared Burners | Infrared Burners | Infrared Burners | Infrared Burners | Infrared Burners
F1_Commercial_Miscellaneous_New_Food Preparation_Natural Gas_Broiler_E1 | F1 | Commercial | Miscellaneous | New | Food Preparation | Natural Gas | Broiler | E1 | CCE | 0 | 0 | 0 | 0 | 0 | 0 | 0 | 0 | 0 | 0 | 0 | 0 | 0 | 0 | 0 | 0 | 0 | 0 | 0 | 0 | 0 | 0 | 0 | 0 | 0 | 0 | 0 | 0 | 0 | 0 | 0 | 0 | 0
F1_Commercial_Miscellaneous_New_Food Preparation_Natural Gas_Broiler_E2 | F1 | Commercial | Miscellaneous | New | Food Preparation | Natural Gas | Broiler | E2 | CCE | 0.59817 | 0.61931 | 0.55594 | 0.56637 | 0.56637 | 0.56637 | 0.56637 | 0.56637 | 0.56637 | 0.56637 | 0.56637 | 0.56637 | 0.56637 | 0.56637 | 0.56637 | 0.56637 | 0.56637 | 0.56637 | 0.56637 | 0.56637 | 0.56637 | 0.56637 | 0.56637 | 0.56637 | 0.56637 | 0.56637 | 0.56637 | 0.56637 | 0.56637 | 0.56637 | 0.56637 | 0.56637 | 0.56637
F1_Commercial_Miscellaneous_New_Food Preparation_Natural Gas_Broiler_E3 | F1 | Commercial | Miscellaneous | New | Food Preparation | Natural Gas | Broiler | E3 | CCE | 0 | 0 | 0 | 0 | 0 | 0 | 0 | 0 | 0 | 0 | 0 | 0 | 0 | 0 | 0 | 0 | 0 | 0 | 0 | 0 | 0 | 0 | 0 | 0 | 0 | 0 | 0 | 0 | 0 | 0 | 0 | 0 | 0
F1_Commercial_Miscellaneous_New_Food Preparation_Natural Gas_Broiler_E4 | F1 | Commercial | Miscellaneous | New | Food Preparation | Natural Gas | Broiler | E4 | CCE | 0 | 0 | 0 | 0 | 0 | 0 | 0 | 0 | 0 | 0 | 0 | 0 | 0 | 0 | 0 | 0 | 0 | 0 | 0 | 0 | 0 | 0 | 0 | 0 | 0 | 0 | 0 | 0 | 0 | 0 | 0 | 0 | 0
F1_Commercial_Miscellaneous_New_Food Preparation_Natural Gas_Broiler_E5 | F1 | Commercial | Miscellaneous | New | Food Preparation | Natural Gas | Broiler | E5 | CCE | 0 | 0 | 0 | 0 | 0 | 0 | 0 | 0 | 0 | 0 | 0 | 0 | 0 | 0 | 0 | 0 | 0 | 0 | 0 | 0 | 0 | 0 | 0 | 0 | 0 | 0 | 0 | 0 | 0 | 0 | 0 | 0 | 0
F1_Commercial_Miscellaneous_New_Food Preparation_Natural Gas_Broiler_E6 | F1 | Commercial | Miscellaneous | New | Food Preparation | Natural Gas | Broiler | E6 | CCE | 0 | 0 | 0 | 0 | 0 | 0 | 0 | 0 | 0 | 0 | 0 | 0 | 0 | 0 | 0 | 0 | 0 | 0 | 0 | 0 | 0 | 0 | 0 | 0 | 0 | 0 | 0 | 0 | 0 | 0 | 0 | 0 | 0
F1_Commercial_Miscellaneous_New_Food Preparation_Natural Gas_Broiler_E7 | F1 | Commercial | Miscellaneous | New | Food Preparation | Natural Gas | Broiler | E7 | CCE | 0 | 0 | 0 | 0 | 0 | 0 | 0 | 0 | 0 | 0 | 0 | 0 | 0 | 0 | 0 | 0 | 0 | 0 | 0 | 0 | 0 | 0 | 0 | 0 | 0 | 0 | 0 | 0 | 0 | 0 | 0 | 0 | 0
F1_Commercial_Miscellaneous_New_Food Preparation_Natural Gas_Broiler_E8 | F1 | Commercial | Miscellaneous | New | Food Preparation | Natural Gas | Broiler | E8 | CCE | 0 | 0 | 0 | 0 | 0 | 0 | 0 | 0 | 0 | 0 | 0 | 0 | 0 | 0 | 0 | 0 | 0 | 0 | 0 | 0 | 0 | 0 | 0 | 0 | 0 | 0 | 0 | 0 | 0 | 0 | 0 | 0 | 0
F1_Commercial_Miscellaneous_New_Food Preparation_Natural Gas_Broiler_E9 | F1 | Commercial | Miscellaneous | New | Food Preparation | Natural Gas | Broiler | E9 | CCE | 0 | 0 | 0 | 0 | 0 | 0 | 0 | 0 | 0 | 0 | 0 | 0 | 0 | 0 | 0 | 0 | 0 | 0 | 0 | 0 | 0 | 0 | 0 | 0 | 0 | 0 | 0 | 0 | 0 | 0 | 0 | 0 | 0
F1_Commercial_Miscellaneous_New_Food Preparation_Natural Gas_Broiler_E10 | F1 | Commercial | Miscellaneous | New | Food Preparation | Natural Gas | Broiler | E10 | CCE | 0 | 0 | 0 | 0 | 0 | 0 | 0 | 0 | 0 | 0 | 0 | 0 | 0 | 0 | 0 | 0 | 0 | 0 | 0 | 0 | 0 | 0 | 0 | 0 | 0 | 0 | 0 | 0 | 0 | 0 | 0 | 0 | 0
F2_Commercial_Miscellaneous_New_Food Preparation_Natural Gas_Broiler_E1 | F2 | Commercial | Miscellaneous | New | Food Preparation | Natural Gas | Broiler | E1 | TRC BC Ratio | bar: 2019 to 2051
F2_Commercial_Miscellaneous_New_Food Preparation_Natural Gas_Broiler_E2 | F2 | Commercial | Miscellaneous | New | Food Preparation | Natural Gas | Broiler | E2 | TRC BC Ratio | 2.7519 | 2.7554 | 2.7705 | 2.7565 | 2.7493 | 2.7603 | 2.7866 | 2.8079 | 2.834 | 2.8592 | 2.8846 | 2.9086 | 2.9342 | 2.9607 | 2.9863 | 3.0126 | 3.039 | 3.0674 | 3.0969 | 3.1274 | 3.1566 | 3.1859 | 3.2122 | 3.2386 | 3.2614 | 3.2812 | 3.2991 | 3.3146 | 3.3268 | 3.3367 | 3.3421 | 3.3458 | 3.3458
F2_Commercial_Miscellaneous_New_Food Preparation_Natural Gas_Broiler_E3 | F2 | Commercial | Miscellaneous | New | Food Preparation | Natural Gas | Broiler | E3 | TRC BC Ratio | 0 | 0 | 0 | 0 | 0 | 0 | 0 | 0 | 0 | 0 | 0 | 0 | 0 | 0 | 0 | 0 | 0 | 0 | 0 | 0 | 0 | 0 | 0 | 0 | 0 | 0 | 0 | 0 | 0 | 0 | 0 | 0 | 0
F2_Commercial_Miscellaneous_New_Food Preparation_Natural Gas_Broiler_E4 | F2 | Commercial | Miscellaneous | New | Food Preparation | Natural Gas | Broiler | E4 | TRC BC Ratio | 0 | 0 | 0 | 0 | 0 | 0 | 0 | 0 | 0 | 0 | 0 | 0 | 0 | 0 | 0 | 0 | 0 | 0 | 0 | 0 | 0 | 0 | 0 | 0 | 0 | 0 | 0 | 0 | 0 | 0 | 0 | 0 | 0
F2_Commercial_Miscellaneous_New_Food Preparation_Natural Gas_Broiler_E5 | F2 | Commercial | Miscellaneous | New | Food Preparation | Natural Gas | Broiler | E5 | TRC BC Ratio | 0 | 0 | 0 | 0 | 0 | 0 | 0 | 0 | 0 | 0 | 0 | 0 | 0 | 0 | 0 | 0 | 0 | 0 | 0 | 0 | 0 | 0 | 0 | 0 | 0 | 0 | 0 | 0 | 0 | 0 | 0 | 0 | 0
F2_Commercial_Miscellaneous_New_Food Preparation_Natural Gas_Broiler_E6 | F2 | Commercial | Miscellaneous | New | Food Preparation | Natural Gas | Broiler | E6 | TRC BC Ratio | 0 | 0 | 0 | 0 | 0 | 0 | 0 | 0 | 0 | 0 | 0 | 0 | 0 | 0 | 0 | 0 | 0 | 0 | 0 | 0 | 0 | 0 | 0 | 0 | 0 | 0 | 0 | 0 | 0 | 0 | 0 | 0 | 0
F2_Commercial_Miscellaneous_New_Food Preparation_Natural Gas_Broiler_E7 | F2 | Commercial | Miscellaneous | New | Food Preparation | Natural Gas | Broiler | E7 | TRC BC Ratio | 0 | 0 | 0 | 0 | 0 | 0 | 0 | 0 | 0 | 0 | 0 | 0 | 0 | 0 | 0 | 0 | 0 | 0 | 0 | 0 | 0 | 0 | 0 | 0 | 0 | 0 | 0 | 0 | 0 | 0 | 0 | 0 | 0
F2_Commercial_Miscellaneous_New_Food Preparation_Natural Gas_Broiler_E8 | F2 | Commercial | Miscellaneous | New | Food Preparation | Natural Gas | Broiler | E8 | TRC BC Ratio | 0 | 0 | 0 | 0 | 0 | 0 | 0 | 0 | 0 | 0 | 0 | 0 | 0 | 0 | 0 | 0 | 0 | 0 | 0 | 0 | 0 | 0 | 0 | 0 | 0 | 0 | 0 | 0 | 0 | 0 | 0 | 0 | 0
F2_Commercial_Miscellaneous_New_Food Preparation_Natural Gas_Broiler_E9 | F2 | Commercial | Miscellaneous | New | Food Preparation | Natural Gas | Broiler | E9 | TRC BC Ratio | 0 | 0 | 0 | 0 | 0 | 0 | 0 | 0 | 0 | 0 | 0 | 0 | 0 | 0 | 0 | 0 | 0 | 0 | 0 | 0 | 0 | 0 | 0 | 0 | 0 | 0 | 0 | 0 | 0 | 0 | 0 | 0 | 0
F2_Commercial_Miscellaneous_New_Food Preparation_Natural Gas_Broiler_E10 | F2 | Commercial | Miscellaneous | New | Food Preparation | Natural Gas | Broiler | E10 | TRC BC Ratio | 0 | 0 | 0 | 0 | 0 | 0 | 0 | 0 | 0 | 0 | 0 | 0 | 0 | 0 | 0 | 0 | 0 | 0 | 0 | 0 | 0 | 0 | 0 | 0 | 0 | 0 | 0 | 0 | 0 | 0 | 0 | 0 | 0
F3_Commercial_Miscellaneous_New_Food Preparation_Natural Gas_Broiler_E1 | F3 | Commercial | Miscellaneous | New | Food Preparation | Natural Gas | Broiler | E1 | PACT BC Ratio | bar: 2019 to 2051
F3_Commercial_Miscellaneous_New_Food Preparation_Natural Gas_Broiler_E2 | F3 | Commercial | Miscellaneous | New | Food Preparation | Natural Gas | Broiler | E2 | PACT BC Ratio | 3.6692 | 3.6739 | 3.694 | 3.6753 | 3.6658 | 3.6803 | 3.7154 | 3.7439 | 3.7787 | 3.8122 | 3.8462 | 3.8782 | 3.9123 | 3.9475 | 3.9818 | 4.0167 | 4.052 | 4.0899 | 4.1293 | 4.1698 | 4.2088 | 4.2479 | 4.283 | 4.3181 | 4.3486 | 4.3749 | 4.3988 | 4.4195 | 4.4357 | 4.4489 | 4.4562 | 4.461 | 4.461
F3_Commercial_Miscellaneous_New_Food Preparation_Natural Gas_Broiler_E3 | F3 | Commercial | Miscellaneous | New | Food Preparation | Natural Gas | Broiler | E3 | PACT BC Ratio | 0 | 0 | 0 | 0 | 0 | 0 | 0 | 0 | 0 | 0 | 0 | 0 | 0 | 0 | 0 | 0 | 0 | 0 | 0 | 0 | 0 | 0 | 0 | 0 | 0 | 0 | 0 | 0 | 0 | 0 | 0 | 0 | 0
F3_Commercial_Miscellaneous_New_Food Preparation_Natural Gas_Broiler_E4 | F3 | Commercial | Miscellaneous | New | Food Preparation | Natural Gas | Broiler | E4 | PACT BC Ratio | 0 | 0 | 0 | 0 | 0 | 0 | 0 | 0 | 0 | 0 | 0 | 0 | 0 | 0 | 0 | 0 | 0 | 0 | 0 | 0 | 0 | 0 | 0 | 0 | 0 | 0 | 0 | 0 | 0 | 0 | 0 | 0 | 0
F3_Commercial_Miscellaneous_New_Food Preparation_Natural Gas_Broiler_E5 | F3 | Commercial | Miscellaneous | New | Food Preparation | Natural Gas | Broiler | E5 | PACT BC Ratio | 0 | 0 | 0 | 0 | 0 | 0 | 0 | 0 | 0 | 0 | 0 | 0 | 0 | 0 | 0 | 0 | 0 | 0 | 0 | 0 | 0 | 0 | 0 | 0 | 0 | 0 | 0 | 0 | 0 | 0 | 0 | 0 | 0
F3_Commercial_Miscellaneous_New_Food Preparation_Natural Gas_Broiler_E6 | F3 | Commercial | Miscellaneous | New | Food Preparation | Natural Gas | Broiler | E6 | PACT BC Ratio | 0 | 0 | 0 | 0 | 0 | 0 | 0 | 0 | 0 | 0 | 0 | 0 | 0 | 0 | 0 | 0 | 0 | 0 | 0 | 0 | 0 | 0 | 0 | 0 | 0 | 0 | 0 | 0 | 0 | 0 | 0 | 0 | 0
F3_Commercial_Miscellaneous_New_Food Preparation_Natural Gas_Broiler_E7 | F3 | Commercial | Miscellaneous | New | Food Preparation | Natural Gas | Broiler | E7 | PACT BC Ratio | 0 | 0 | 0 | 0 | 0 | 0 | 0 | 0 | 0 | 0 | 0 | 0 | 0 | 0 | 0 | 0 | 0 | 0 | 0 | 0 | 0 | 0 | 0 | 0 | 0 | 0 | 0 | 0 | 0 | 0 | 0 | 0 | 0
F3_Commercial_Miscellaneous_New_Food Preparation_Natural Gas_Broiler_E8 | F3 | Commercial | Miscellaneous | New | Food Preparation | Natural Gas | Broiler | E8 | PACT BC Ratio | 0 | 0 | 0 | 0 | 0 | 0 | 0 | 0 | 0 | 0 | 0 | 0 | 0 | 0 | 0 | 0 | 0 | 0 | 0 | 0 | 0 | 0 | 0 | 0 | 0 | 0 | 0 | 0 | 0 | 0 | 0 | 0 | 0
F3_Commercial_Miscellaneous_New_Food Preparation_Natural Gas_Broiler_E9 | F3 | Commercial | Miscellaneous | New | Food Preparation | Natural Gas | Broiler | E9 | PACT BC Ratio | 0 | 0 | 0 | 0 | 0 | 0 | 0 | 0 | 0 | 0 | 0 | 0 | 0 | 0 | 0 | 0 | 0 | 0 | 0 | 0 | 0 | 0 | 0 | 0 | 0 | 0 | 0 | 0 | 0 | 0 | 0 | 0 | 0
F3_Commercial_Miscellaneous_New_Food Preparation_Natural Gas_Broiler_E10 | F3 | Commercial | Miscellaneous | New | Food Preparation | Natural Gas | Broiler | E10 | PACT BC Ratio | 0 | 0 | 0 | 0 | 0 | 0 | 0 | 0 | 0 | 0 | 0 | 0 | 0 | 0 | 0 | 0 | 0 | 0 | 0 | 0 | 0 | 0 | 0 | 0 | 0 | 0 | 0 | 0 | 0 | 0 | 0 | 0 | 0
F4_Commercial_Miscellaneous_New_Food Preparation_Natural Gas_Broiler_E1 | F4 | Commercial | Miscellaneous | New | Food Preparation | Natural Gas | Broiler | E1 | RVT BC Ratio | bar: 2019 to 2051
F4_Commercial_Miscellaneous_New_Food Preparation_Natural Gas_Broiler_E2 | F4 | Commercial | Miscellaneous | New | Food Preparation | Natural Gas | Broiler | E2 | RVT BC Ratio | 4.6564 | 4.6614 | 4.6831 | 4.6629 | 4.6526 | 4.6684 | 4.7062 | 4.7369 | 4.7744 | 4.8106 | 4.8472 | 4.8817 | 4.9184 | 4.9565 | 4.9934 | 5.0311 | 5.0691 | 5.11 | 5.1524 | 5.1962 | 5.2382 | 5.2804 | 5.3182 | 5.3561 | 5.3889 | 5.4173 | 5.4431 | 5.4654 | 5.4828 | 5.4971 | 5.5049 | 5.5101 | 5.5101
F4_Commercial_Miscellaneous_New_Food Preparation_Natural Gas_Broiler_E3 | F4 | Commercial | Miscellaneous | New | Food Preparation | Natural Gas | Broiler | E3 | RVT BC Ratio | 0 | 0 | 0 | 0 | 0 | 0 | 0 | 0 | 0 | 0 | 0 | 0 | 0 | 0 | 0 | 0 | 0 | 0 | 0 | 0 | 0 | 0 | 0 | 0 | 0 | 0 | 0 | 0 | 0 | 0 | 0 | 0 | 0
F4_Commercial_Miscellaneous_New_Food Preparation_Natural Gas_Broiler_E4 | F4 | Commercial | Miscellaneous | New | Food Preparation | Natural Gas | Broiler | E4 | RVT BC Ratio | 0 | 0 | 0 | 0 | 0 | 0 | 0 | 0 | 0 | 0 | 0 | 0 | 0 | 0 | 0 | 0 | 0 | 0 | 0 | 0 | 0 | 0 | 0 | 0 | 0 | 0 | 0 | 0 | 0 | 0 | 0 | 0 | 0
F4_Commercial_Miscellaneous_New_Food Preparation_Natural Gas_Broiler_E5 | F4 | Commercial | Miscellaneous | New | Food Preparation | Natural Gas | Broiler | E5 | RVT BC Ratio | 0 | 0 | 0 | 0 | 0 | 0 | 0 | 0 | 0 | 0 | 0 | 0 | 0 | 0 | 0 | 0 | 0 | 0 | 0 | 0 | 0 | 0 | 0 | 0 | 0 | 0 | 0 | 0 | 0 | 0 | 0 | 0 | 0
F4_Commercial_Miscellaneous_New_Food Preparation_Natural Gas_Broiler_E6 | F4 | Commercial | Miscellaneous | New | Food Preparation | Natural Gas | Broiler | E6 | RVT BC Ratio | 0 | 0 | 0 | 0 | 0 | 0 | 0 | 0 | 0 | 0 | 0 | 0 | 0 | 0 | 0 | 0 | 0 | 0 | 0 | 0 | 0 | 0 | 0 | 0 | 0 | 0 | 0 | 0 | 0 | 0 | 0 | 0 | 0
F4_Commercial_Miscellaneous_New_Food Preparation_Natural Gas_Broiler_E7 | F4 | Commercial | Miscellaneous | New | Food Preparation | Natural Gas | Broiler | E7 | RVT BC Ratio | 0 | 0 | 0 | 0 | 0 | 0 | 0 | 0 | 0 | 0 | 0 | 0 | 0 | 0 | 0 | 0 | 0 | 0 | 0 | 0 | 0 | 0 | 0 | 0 | 0 | 0 | 0 | 0 | 0 | 0 | 0 | 0 | 0
F4_Commercial_Miscellaneous_New_Food Preparation_Natural Gas_Broiler_E8 | F4 | Commercial | Miscellaneous | New | Food Preparation | Natural Gas | Broiler | E8 | RVT BC Ratio | 0 | 0 | 0 | 0 | 0 | 0 | 0 | 0 | 0 | 0 | 0 | 0 | 0 | 0 | 0 | 0 | 0 | 0 | 0 | 0 | 0 | 0 | 0 | 0 | 0 | 0 | 0 | 0 | 0 | 0 | 0 | 0 | 0
F4_Commercial_Miscellaneous_New_Food Preparation_Natural Gas_Broiler_E9 | F4 | Commercial | Miscellaneous | New | Food Preparation | Natural Gas | Broiler | E9 | RVT BC Ratio | 0 | 0 | 0 | 0 | 0 | 0 | 0 | 0 | 0 | 0 | 0 | 0 | 0 | 0 | 0 | 0 | 0 | 0 | 0 | 0 | 0 | 0 | 0 | 0 | 0 | 0 | 0 | 0 | 0 | 0 | 0 | 0 | 0
F4_Commercial_Miscellaneous_New_Food Preparation_Natural Gas_Broiler_E10 | F4 | Commercial | Miscellaneous | New | Food Preparation | Natural Gas | Broiler | E10 | RVT BC Ratio | 0 | 0 | 0 | 0 | 0 | 0 | 0 | 0 | 0 | 0 | 0 | 0 | 0 | 0 | 0 | 0 | 0 | 0 | 0 | 0 | 0 | 0 | 0 | 0 | 0 | 0 | 0 | 0 | 0 | 0 | 0 | 0 | 0
F5_Commercial_Miscellaneous_New_Food Preparation_Natural Gas_Broiler_E1 | F5 | Commercial | Miscellaneous | New | Food Preparation | Natural Gas | Broiler | E1 | RIM BC Ratio | bar: 2019 to 2051
F5_Commercial_Miscellaneous_New_Food Preparation_Natural Gas_Broiler_E2 | F5 | Commercial | Miscellaneous | New | Food Preparation | Natural Gas | Broiler | E2 | RIM BC Ratio | 0.67999 | 0.68015 | 0.68084 | 0.6802 | 0.67987 | 0.68037 | 0.68156 | 0.68252 | 0.68367 | 0.68475 | 0.68584 | 0.68685 | 0.68791 | 0.689 | 0.69003 | 0.69107 | 0.69211 | 0.69321 | 0.69433 | 0.69547 | 0.69654 | 0.69761 | 0.69854 | 0.69947 | 0.70027 | 0.70095 | 0.70156 | 0.70208 | 0.70249 | 0.70282 | 0.703 | 0.70312 | 0.70312
F5_Commercial_Miscellaneous_New_Food Preparation_Natural Gas_Broiler_E3 | F5 | Commercial | Miscellaneous | New | Food Preparation | Natural Gas | Broiler | E3 | RIM BC Ratio | 0 | 0 | 0 | 0 | 0 | 0 | 0 | 0 | 0 | 0 | 0 | 0 | 0 | 0 | 0 | 0 | 0 | 0 | 0 | 0 | 0 | 0 | 0 | 0 | 0 | 0 | 0 | 0 | 0 | 0 | 0 | 0 | 0
F5_Commercial_Miscellaneous_New_Food Preparation_Natural Gas_Broiler_E4 | F5 | Commercial | Miscellaneous | New | Food Preparation | Natural Gas | Broiler | E4 | RIM BC Ratio | 0 | 0 | 0 | 0 | 0 | 0 | 0 | 0 | 0 | 0 | 0 | 0 | 0 | 0 | 0 | 0 | 0 | 0 | 0 | 0 | 0 | 0 | 0 | 0 | 0 | 0 | 0 | 0 | 0 | 0 | 0 | 0 | 0
F5_Commercial_Miscellaneous_New_Food Preparation_Natural Gas_Broiler_E5 | F5 | Commercial | Miscellaneous | New | Food Preparation | Natural Gas | Broiler | E5 | RIM BC Ratio | 0 | 0 | 0 | 0 | 0 | 0 | 0 | 0 | 0 | 0 | 0 | 0 | 0 | 0 | 0 | 0 | 0 | 0 | 0 | 0 | 0 | 0 | 0 | 0 | 0 | 0 | 0 | 0 | 0 | 0 | 0 | 0 | 0
F5_Commercial_Miscellaneous_New_Food Preparation_Natural Gas_Broiler_E6 | F5 | Commercial | Miscellaneous | New | Food Preparation | Natural Gas | Broiler | E6 | RIM BC Ratio | 0 | 0 | 0 | 0 | 0 | 0 | 0 | 0 | 0 | 0 | 0 | 0 | 0 | 0 | 0 | 0 | 0 | 0 | 0 | 0 | 0 | 0 | 0 | 0 | 0 | 0 | 0 | 0 | 0 | 0 | 0 | 0 | 0
F5_Commercial_Miscellaneous_New_Food Preparation_Natural Gas_Broiler_E7 | F5 | Commercial | Miscellaneous | New | Food Preparation | Natural Gas | Broiler | E7 | RIM BC Ratio | 0 | 0 | 0 | 0 | 0 | 0 | 0 | 0 | 0 | 0 | 0 | 0 | 0 | 0 | 0 | 0 | 0 | 0 | 0 | 0 | 0 | 0 | 0 | 0 | 0 | 0 | 0 | 0 | 0 | 0 | 0 | 0 | 0
F5_Commercial_Miscellaneous_New_Food Preparation_Natural Gas_Broiler_E8 | F5 | Commercial | Miscellaneous | New | Food Preparation | Natural Gas | Broiler | E8 | RIM BC Ratio | 0 | 0 | 0 | 0 | 0 | 0 | 0 | 0 | 0 | 0 | 0 | 0 | 0 | 0 | 0 | 0 | 0 | 0 | 0 | 0 | 0 | 0 | 0 | 0 | 0 | 0 | 0 | 0 | 0 | 0 | 0 | 0 | 0
F5_Commercial_Miscellaneous_New_Food Preparation_Natural Gas_Broiler_E9 | F5 | Commercial | Miscellaneous | New | Food Preparation | Natural Gas | Broiler | E9 | RIM BC Ratio | 0 | 0 | 0 | 0 | 0 | 0 | 0 | 0 | 0 | 0 | 0 | 0 | 0 | 0 | 0 | 0 | 0 | 0 | 0 | 0 | 0 | 0 | 0 | 0 | 0 | 0 | 0 | 0 | 0 | 0 | 0 | 0 | 0
F5_Commercial_Miscellaneous_New_Food Preparation_Natural Gas_Broiler_E10 | F5 | Commercial | Miscellaneous | New | Food Preparation | Natural Gas | Broiler | E10 | RIM BC Ratio | 0 | 0 | 0 | 0 | 0 | 0 | 0 | 0 | 0 | 0 | 0 | 0 | 0 | 0 | 0 | 0 | 0 | 0 | 0 | 0 | 0 | 0 | 0 | 0 | 0 | 0 | 0 | 0 | 0 | 0 | 0 | 0 | 0
F0_Commercial_Miscellaneous_New_Food Preparation_Natural Gas_Griddle_E0 | F0 | Commercial | Miscellaneous | New | Food Preparation | Natural Gas | Griddle | E0 | Economic Unit | ENERGY STAR | ENERGY STAR | ENERGY STAR | ENERGY STAR | ENERGY STAR | ENERGY STAR | ENERGY STAR | ENERGY STAR | ENERGY STAR | ENERGY STAR | ENERGY STAR | ENERGY STAR | ENERGY STAR | ENERGY STAR | ENERGY STAR | ENERGY STAR | ENERGY STAR | ENERGY STAR | ENERGY STAR | ENERGY STAR | ENERGY STAR | ENERGY STAR | ENERGY STAR | ENERGY STAR | ENERGY STAR | ENERGY STAR | ENERGY STAR | ENERGY STAR | ENERGY STAR | ENERGY STAR | ENERGY STAR | ENERGY STAR | ENERGY STAR
F1_Commercial_Miscellaneous_New_Food Preparation_Natural Gas_Griddle_E1 | F1 | Commercial | Miscellaneous | New | Food Preparation | Natural Gas | Griddle | E1 | CCE | 0 | 0 | 0 | 0 | 0 | 0 | 0 | 0 | 0 | 0 | 0 | 0 | 0 | 0 | 0 | 0 | 0 | 0 | 0 | 0 | 0 | 0 | 0 | 0 | 0 | 0 | 0 | 0 | 0 | 0 | 0 | 0 | 0
F1_Commercial_Miscellaneous_New_Food Preparation_Natural Gas_Griddle_E2 | F1 | Commercial | Miscellaneous | New | Food Preparation | Natural Gas | Griddle | E2 | CCE | 0.29693 | 0.30743 | 0.27597 | 0 | 0 | 0 | 0 | 0 | 0 | 0 | 0 | 0 | 0 | 0 | 0 | 0 | 0 | 0 | 0 | 0 | 0 | 0 | 0 | 0 | 0 | 0 | 0 | 0 | 0 | 0 | 0 | 0 | 0
F1_Commercial_Miscellaneous_New_Food Preparation_Natural Gas_Griddle_E3 | F1 | Commercial | Miscellaneous | New | Food Preparation | Natural Gas | Griddle | E3 | CCE | 0 | 0 | 0 | 0 | 0 | 0 | 0 | 0 | 0 | 0 | 0 | 0 | 0 | 0 | 0 | 0 | 0 | 0 | 0 | 0 | 0 | 0 | 0 | 0 | 0 | 0 | 0 | 0 | 0 | 0 | 0 | 0 | 0
F1_Commercial_Miscellaneous_New_Food Preparation_Natural Gas_Griddle_E4 | F1 | Commercial | Miscellaneous | New | Food Preparation | Natural Gas | Griddle | E4 | CCE | 0 | 0 | 0 | 0 | 0 | 0 | 0 | 0 | 0 | 0 | 0 | 0 | 0 | 0 | 0 | 0 | 0 | 0 | 0 | 0 | 0 | 0 | 0 | 0 | 0 | 0 | 0 | 0 | 0 | 0 | 0 | 0 | 0
F1_Commercial_Miscellaneous_New_Food Preparation_Natural Gas_Griddle_E5 | F1 | Commercial | Miscellaneous | New | Food Preparation | Natural Gas | Griddle | E5 | CCE | 0 | 0 | 0 | 0 | 0 | 0 | 0 | 0 | 0 | 0 | 0 | 0 | 0 | 0 | 0 | 0 | 0 | 0 | 0 | 0 | 0 | 0 | 0 | 0 | 0 | 0 | 0 | 0 | 0 | 0 | 0 | 0 | 0
F1_Commercial_Miscellaneous_New_Food Preparation_Natural Gas_Griddle_E6 | F1 | Commercial | Miscellaneous | New | Food Preparation | Natural Gas | Griddle | E6 | CCE | 0 | 0 | 0 | 0 | 0 | 0 | 0 | 0 | 0 | 0 | 0 | 0 | 0 | 0 | 0 | 0 | 0 | 0 | 0 | 0 | 0 | 0 | 0 | 0 | 0 | 0 | 0 | 0 | 0 | 0 | 0 | 0 | 0
F1_Commercial_Miscellaneous_New_Food Preparation_Natural Gas_Griddle_E7 | F1 | Commercial | Miscellaneous | New | Food Preparation | Natural Gas | Griddle | E7 | CCE | 0 | 0 | 0 | 0 | 0 | 0 | 0 | 0 | 0 | 0 | 0 | 0 | 0 | 0 | 0 | 0 | 0 | 0 | 0 | 0 | 0 | 0 | 0 | 0 | 0 | 0 | 0 | 0 | 0 | 0 | 0 | 0 | 0
F1_Commercial_Miscellaneous_New_Food Preparation_Natural Gas_Griddle_E8 | F1 | Commercial | Miscellaneous | New | Food Preparation | Natural Gas | Griddle | E8 | CCE | 0 | 0 | 0 | 0 | 0 | 0 | 0 | 0 | 0 | 0 | 0 | 0 | 0 | 0 | 0 | 0 | 0 | 0 | 0 | 0 | 0 | 0 | 0 | 0 | 0 | 0 | 0 | 0 | 0 | 0 | 0 | 0 | 0
F1_Commercial_Miscellaneous_New_Food Preparation_Natural Gas_Griddle_E9 | F1 | Commercial | Miscellaneous | New | Food Preparation | Natural Gas | Griddle | E9 | CCE | 0 | 0 | 0 | 0 | 0 | 0 | 0 | 0 | 0 | 0 | 0 | 0 | 0 | 0 | 0 | 0 | 0 | 0 | 0 | 0 | 0 | 0 | 0 | 0 | 0 | 0 | 0 | 0 | 0 | 0 | 0 | 0 | 0
F1_Commercial_Miscellaneous_New_Food Preparation_Natural Gas_Griddle_E10 | F1 | Commercial | Miscellaneous | New | Food Preparation | Natural Gas | Griddle | E10 | CCE | 0 | 0 | 0 | 0 | 0 | 0 | 0 | 0 | 0 | 0 | 0 | 0 | 0 | 0 | 0 | 0 | 0 | 0 | 0 | 0 | 0 | 0 | 0 | 0 | 0 | 0 | 0 | 0 | 0 | 0 | 0 | 0 | 0
F2_Commercial_Miscellaneous_New_Food Preparation_Natural Gas_Griddle_E1 | F2 | Commercial | Miscellaneous | New | Food Preparation | Natural Gas | Griddle | E1 | TRC BC Ratio | 1 | 1 | 1 | 0 | 0 | 0 | 0 | 0 | 0 | 0 | 0 | 0 | 0 | 0 | 0 | 0 | 0 | 0 | 0 | 0 | 0 | 0 | 0 | 0 | 0 | 0 | 0 | 0 | 0 | 0 | 0 | 0 | 0
F2_Commercial_Miscellaneous_New_Food Preparation_Natural Gas_Griddle_E2 | F2 | Commercial | Miscellaneous | New | Food Preparation | Natural Gas | Griddle | E2 | TRC BC Ratio | 5.5437 | 5.5508 | 5.5811 | 1 | 1 | 1 | 1 | 1 | 1 | 1 | 1 | 1 | 1 | 1 | 1 | 1 | 1 | 1 | 1 | 1 | 1 | 1 | 1 | 1 | 1 | 1 | 1 | 1 | 1 | 1 | 1 | 1 | 1
F2_Commercial_Miscellaneous_New_Food Preparation_Natural Gas_Griddle_E3 | F2 | Commercial | Miscellaneous | New | Food Preparation | Natural Gas | Griddle | E3 | TRC BC Ratio | 0 | 0 | 0 | 0 | 0 | 0 | 0 | 0 | 0 | 0 | 0 | 0 | 0 | 0 | 0 | 0 | 0 | 0 | 0 | 0 | 0 | 0 | 0 | 0 | 0 | 0 | 0 | 0 | 0 | 0 | 0 | 0 | 0
F2_Commercial_Miscellaneous_New_Food Preparation_Natural Gas_Griddle_E4 | F2 | Commercial | Miscellaneous | New | Food Preparation | Natural Gas | Griddle | E4 | TRC BC Ratio | 0 | 0 | 0 | 0 | 0 | 0 | 0 | 0 | 0 | 0 | 0 | 0 | 0 | 0 | 0 | 0 | 0 | 0 | 0 | 0 | 0 | 0 | 0 | 0 | 0 | 0 | 0 | 0 | 0 | 0 | 0 | 0 | 0
F2_Commercial_Miscellaneous_New_Food Preparation_Natural Gas_Griddle_E5 | F2 | Commercial | Miscellaneous | New | Food Preparation | Natural Gas | Griddle | E5 | TRC BC Ratio | 0 | 0 | 0 | 0 | 0 | 0 | 0 | 0 | 0 | 0 | 0 | 0 | 0 | 0 | 0 | 0 | 0 | 0 | 0 | 0 | 0 | 0 | 0 | 0 | 0 | 0 | 0 | 0 | 0 | 0 | 0 | 0 | 0
F2_Commercial_Miscellaneous_New_Food Preparation_Natural Gas_Griddle_E6 | F2 | Commercial | Miscellaneous | New | Food Preparation | Natural Gas | Griddle | E6 | TRC BC Ratio | 0 | 0 | 0 | 0 | 0 | 0 | 0 | 0 | 0 | 0 | 0 | 0 | 0 | 0 | 0 | 0 | 0 | 0 | 0 | 0 | 0 | 0 | 0 | 0 | 0 | 0 | 0 | 0 | 0 | 0 | 0 | 0 | 0
F2_Commercial_Miscellaneous_New_Food Preparation_Natural Gas_Griddle_E7 | F2 | Commercial | Miscellaneous | New | Food Preparation | Natural Gas | Griddle | E7 | TRC BC Ratio | 0 | 0 | 0 | 0 | 0 | 0 | 0 | 0 | 0 | 0 | 0 | 0 | 0 | 0 | 0 | 0 | 0 | 0 | 0 | 0 | 0 | 0 | 0 | 0 | 0 | 0 | 0 | 0 | 0 | 0 | 0 | 0 | 0
F2_Commercial_Miscellaneous_New_Food Preparation_Natural Gas_Griddle_E8 | F2 | Commercial | Miscellaneous | New | Food Preparation | Natural Gas | Griddle | E8 | TRC BC Ratio | 0 | 0 | 0 | 0 | 0 | 0 | 0 | 0 | 0 | 0 | 0 | 0 | 0 | 0 | 0 | 0 | 0 | 0 | 0 | 0 | 0 | 0 | 0 | 0 | 0 | 0 | 0 | 0 | 0 | 0 | 0 | 0 | 0
F2_Commercial_Miscellaneous_New_Food Preparation_Natural Gas_Griddle_E9 | F2 | Commercial | Miscellaneous | New | Food Preparation | Natural Gas | Griddle | E9 | TRC BC Ratio | 0 | 0 | 0 | 0 | 0 | 0 | 0 | 0 | 0 | 0 | 0 | 0 | 0 | 0 | 0 | 0 | 0 | 0 | 0 | 0 | 0 | 0 | 0 | 0 | 0 | 0 | 0 | 0 | 0 | 0 | 0 | 0 | 0
F2_Commercial_Miscellaneous_New_Food Preparation_Natural Gas_Griddle_E10 | F2 | Commercial | Miscellaneous | New | Food Preparation | Natural Gas | Griddle | E10 | TRC BC Ratio | 0 | 0 | 0 | 0 | 0 | 0 | 0 | 0 | 0 | 0 | 0 | 0 | 0 | 0 | 0 | 0 | 0 | 0 | 0 | 0 | 0 | 0 | 0 | 0 | 0 | 0 | 0 | 0 | 0 | 0 | 0 | 0 | 0
F3_Commercial_Miscellaneous_New_Food Preparation_Natural Gas_Griddle_E1 | F3 | Commercial | Miscellaneous | New | Food Preparation | Natural Gas | Griddle | E1 | PACT BC Ratio | 1 | 1 | 1 | 0 | 0 | 0 | 0 | 0 | 0 | 0 | 0 | 0 | 0 | 0 | 0 | 0 | 0 | 0 | 0 | 0 | 0 | 0 | 0 | 0 | 0 | 0 | 0 | 0 | 0 | 0 | 0 | 0 | 0
F3_Commercial_Miscellaneous_New_Food Preparation_Natural Gas_Griddle_E2 | F3 | Commercial | Miscellaneous | New | Food Preparation | Natural Gas | Griddle | E2 | PACT BC Ratio | 7.3916 | 7.4011 | 7.4415 | 1 | 1 | 1 | 1 | 1 | 1 | 1 | 1 | 1 | 1 | 1 | 1 | 1 | 1 | 1 | 1 | 1 | 1 | 1 | 1 | 1 | 1 | 1 | 1 | 1 | 1 | 1 | 1 | 1 | 1
F3_Commercial_Miscellaneous_New_Food Preparation_Natural Gas_Griddle_E3 | F3 | Commercial | Miscellaneous | New | Food Preparation | Natural Gas | Griddle | E3 | PACT BC Ratio | 0 | 0 | 0 | 0 | 0 | 0 | 0 | 0 | 0 | 0 | 0 | 0 | 0 | 0 | 0 | 0 | 0 | 0 | 0 | 0 | 0 | 0 | 0 | 0 | 0 | 0 | 0 | 0 | 0 | 0 | 0 | 0 | 0
F3_Commercial_Miscellaneous_New_Food Preparation_Natural Gas_Griddle_E4 | F3 | Commercial | Miscellaneous | New | Food Preparation | Natural Gas | Griddle | E4 | PACT BC Ratio | 0 | 0 | 0 | 0 | 0 | 0 | 0 | 0 | 0 | 0 | 0 | 0 | 0 | 0 | 0 | 0 | 0 | 0 | 0 | 0 | 0 | 0 | 0 | 0 | 0 | 0 | 0 | 0 | 0 | 0 | 0 | 0 | 0
F3_Commercial_Miscellaneous_New_Food Preparation_Natural Gas_Griddle_E5 | F3 | Commercial | Miscellaneous | New | Food Preparation | Natural Gas | Griddle | E5 | PACT BC Ratio | 0 | 0 | 0 | 0 | 0 | 0 | 0 | 0 | 0 | 0 | 0 | 0 | 0 | 0 | 0 | 0 | 0 | 0 | 0 | 0 | 0 | 0 | 0 | 0 | 0 | 0 | 0 | 0 | 0 | 0 | 0 | 0 | 0
F3_Commercial_Miscellaneous_New_Food Preparation_Natural Gas_Griddle_E6 | F3 | Commercial | Miscellaneous | New | Food Preparation | Natural Gas | Griddle | E6 | PACT BC Ratio | 0 | 0 | 0 | 0 | 0 | 0 | 0 | 0 | 0 | 0 | 0 | 0 | 0 | 0 | 0 | 0 | 0 | 0 | 0 | 0 | 0 | 0 | 0 | 0 | 0 | 0 | 0 | 0 | 0 | 0 | 0 | 0 | 0
F3_Commercial_Miscellaneous_New_Food Preparation_Natural Gas_Griddle_E7 | F3 | Commercial | Miscellaneous | New | Food Preparation | Natural Gas | Griddle | E7 | PACT BC Ratio | 0 | 0 | 0 | 0 | 0 | 0 | 0 | 0 | 0 | 0 | 0 | 0 | 0 | 0 | 0 | 0 | 0 | 0 | 0 | 0 | 0 | 0 | 0 | 0 | 0 | 0 | 0 | 0 | 0 | 0 | 0 | 0 | 0
F3_Commercial_Miscellaneous_New_Food Preparation_Natural Gas_Griddle_E8 | F3 | Commercial | Miscellaneous | New | Food Preparation | Natural Gas | Griddle | E8 | PACT BC Ratio | 0 | 0 | 0 | 0 | 0 | 0 | 0 | 0 | 0 | 0 | 0 | 0 | 0 | 0 | 0 | 0 | 0 | 0 | 0 | 0 | 0 | 0 | 0 | 0 | 0 | 0 | 0 | 0 | 0 | 0 | 0 | 0 | 0
F3_Commercial_Miscellaneous_New_Food Preparation_Natural Gas_Griddle_E9 | F3 | Commercial | Miscellaneous | New | Food Preparation | Natural Gas | Griddle | E9 | PACT BC Ratio | 0 | 0 | 0 | 0 | 0 | 0 | 0 | 0 | 0 | 0 | 0 | 0 | 0 | 0 | 0 | 0 | 0 | 0 | 0 | 0 | 0 | 0 | 0 | 0 | 0 | 0 | 0 | 0 | 0 | 0 | 0 | 0 | 0
F3_Commercial_Miscellaneous_New_Food Preparation_Natural Gas_Griddle_E10 | F3 | Commercial | Miscellaneous | New | Food Preparation | Natural Gas | Griddle | E10 | PACT BC Ratio | 0 | 0 | 0 | 0 | 0 | 0 | 0 | 0 | 0 | 0 | 0 | 0 | 0 | 0 | 0 | 0 | 0 | 0 | 0 | 0 | 0 | 0 | 0 | 0 | 0 | 0 | 0 | 0 | 0 | 0 | 0 | 0 | 0
F4_Commercial_Miscellaneous_New_Food Preparation_Natural Gas_Griddle_E1 | F4 | Commercial | Miscellaneous | New | Food Preparation | Natural Gas | Griddle | E1 | RVT BC Ratio | 1 | 1 | 1 | 0 | 0 | 0 | 0 | 0 | 0 | 0 | 0 | 0 | 0 | 0 | 0 | 0 | 0 | 0 | 0 | 0 | 0 | 0 | 0 | 0 | 0 | 0 | 0 | 0 | 0 | 0 | 0 | 0 | 0
F4_Commercial_Miscellaneous_New_Food Preparation_Natural Gas_Griddle_E2 | F4 | Commercial | Miscellaneous | New | Food Preparation | Natural Gas | Griddle | E2 | RVT BC Ratio | 8.6701 | 8.6803 | 8.7239 | 1 | 1 | 1 | 1 | 1 | 1 | 1 | 1 | 1 | 1 | 1 | 1 | 1 | 1 | 1 | 1 | 1 | 1 | 1 | 1 | 1 | 1 | 1 | 1 | 1 | 1 | 1 | 1 | 1 | 1
F4_Commercial_Miscellaneous_New_Food Preparation_Natural Gas_Griddle_E3 | F4 | Commercial | Miscellaneous | New | Food Preparation | Natural Gas | Griddle | E3 | RVT BC Ratio | 0 | 0 | 0 | 0 | 0 | 0 | 0 | 0 | 0 | 0 | 0 | 0 | 0 | 0 | 0 | 0 | 0 | 0 | 0 | 0 | 0 | 0 | 0 | 0 | 0 | 0 | 0 | 0 | 0 | 0 | 0 | 0 | 0
F4_Commercial_Miscellaneous_New_Food Preparation_Natural Gas_Griddle_E4 | F4 | Commercial | Miscellaneous | New | Food Preparation | Natural Gas | Griddle | E4 | RVT BC Ratio | 0 | 0 | 0 | 0 | 0 | 0 | 0 | 0 | 0 | 0 | 0 | 0 | 0 | 0 | 0 | 0 | 0 | 0 | 0 | 0 | 0 | 0 | 0 | 0 | 0 | 0 | 0 | 0 | 0 | 0 | 0 | 0 | 0
F4_Commercial_Miscellaneous_New_Food Preparation_Natural Gas_Griddle_E5 | F4 | Commercial | Miscellaneous | New | Food Preparation | Natural Gas | Griddle | E5 | RVT BC Ratio | 0 | 0 | 0 | 0 | 0 | 0 | 0 | 0 | 0 | 0 | 0 | 0 | 0 | 0 | 0 | 0 | 0 | 0 | 0 | 0 | 0 | 0 | 0 | 0 | 0 | 0 | 0 | 0 | 0 | 0 | 0 | 0 | 0
F4_Commercial_Miscellaneous_New_Food Preparation_Natural Gas_Griddle_E6 | F4 | Commercial | Miscellaneous | New | Food Preparation | Natural Gas | Griddle | E6 | RVT BC Ratio | 0 | 0 | 0 | 0 | 0 | 0 | 0 | 0 | 0 | 0 | 0 | 0 | 0 | 0 | 0 | 0 | 0 | 0 | 0 | 0 | 0 | 0 | 0 | 0 | 0 | 0 | 0 | 0 | 0 | 0 | 0 | 0 | 0
F4_Commercial_Miscellaneous_New_Food Preparation_Natural Gas_Griddle_E7 | F4 | Commercial | Miscellaneous | New | Food Preparation | Natural Gas | Griddle | E7 | RVT BC Ratio | 0 | 0 | 0 | 0 | 0 | 0 | 0 | 0 | 0 | 0 | 0 | 0 | 0 | 0 | 0 | 0 | 0 | 0 | 0 | 0 | 0 | 0 | 0 | 0 | 0 | 0 | 0 | 0 | 0 | 0 | 0 | 0 | 0
F4_Commercial_Miscellaneous_New_Food Preparation_Natural Gas_Griddle_E8 | F4 | Commercial | Miscellaneous | New | Food Preparation | Natural Gas | Griddle | E8 | RVT BC Ratio | 0 | 0 | 0 | 0 | 0 | 0 | 0 | 0 | 0 | 0 | 0 | 0 | 0 | 0 | 0 | 0 | 0 | 0 | 0 | 0 | 0 | 0 | 0 | 0 | 0 | 0 | 0 | 0 | 0 | 0 | 0 | 0 | 0
F4_Commercial_Miscellaneous_New_Food Preparation_Natural Gas_Griddle_E9 | F4 | Commercial | Miscellaneous | New | Food Preparation | Natural Gas | Griddle | E9 | RVT BC Ratio | 0 | 0 | 0 | 0 | 0 | 0 | 0 | 0 | 0 | 0 | 0 | 0 | 0 | 0 | 0 | 0 | 0 | 0 | 0 | 0 | 0 | 0 | 0 | 0 | 0 | 0 | 0 | 0 | 0 | 0 | 0 | 0 | 0
F4_Commercial_Miscellaneous_New_Food Preparation_Natural Gas_Griddle_E10 | F4 | Commercial | Miscellaneous | New | Food Preparation | Natural Gas | Griddle | E10 | RVT BC Ratio | 0 | 0 | 0 | 0 | 0 | 0 | 0 | 0 | 0 | 0 | 0 | 0 | 0 | 0 | 0 | 0 | 0 | 0 | 0 | 0 | 0 | 0 | 0 | 0 | 0 | 0 | 0 | 0 | 0 | 0 | 0 | 0 | 0
F5_Commercial_Miscellaneous_New_Food Preparation_Natural Gas_Griddle_E1 | F5 | Commercial | Miscellaneous | New | Food Preparation | Natural Gas | Griddle | E1 | RIM BC Ratio | 1 | 1 | 1 | 0 | 0 | 0 | 0 | 0 | 0 | 0 | 0 | 0 | 0 | 0 | 0 | 0 | 0 | 0 | 0 | 0 | 0 | 0 | 0 | 0 | 0 | 0 | 0 | 0 | 0 | 0 | 0 | 0 | 0
F5_Commercial_Miscellaneous_New_Food Preparation_Natural Gas_Griddle_E2 | F5 | Commercial | Miscellaneous | New | Food Preparation | Natural Gas | Griddle | E2 | RIM BC Ratio | 0.74999 | 0.75009 | 0.7505 | 1 | 1 | 1 | 1 | 1 | 1 | 1 | 1 | 1 | 1 | 1 | 1 | 1 | 1 | 1 | 1 | 1 | 1 | 1 | 1 | 1 | 1 | 1 | 1 | 1 | 1 | 1 | 1 | 1 | 1
F5_Commercial_Miscellaneous_New_Food Preparation_Natural Gas_Griddle_E3 | F5 | Commercial | Miscellaneous | New | Food Preparation | Natural Gas | Griddle | E3 | RIM BC Ratio | 0 | 0 | 0 | 0 | 0 | 0 | 0 | 0 | 0 | 0 | 0 | 0 | 0 | 0 | 0 | 0 | 0 | 0 | 0 | 0 | 0 | 0 | 0 | 0 | 0 | 0 | 0 | 0 | 0 | 0 | 0 | 0 | 0
F5_Commercial_Miscellaneous_New_Food Preparation_Natural Gas_Griddle_E4 | F5 | Commercial | Miscellaneous | New | Food Preparation | Natural Gas | Griddle | E4 | RIM BC Ratio | 0 | 0 | 0 | 0 | 0 | 0 | 0 | 0 | 0 | 0 | 0 | 0 | 0 | 0 | 0 | 0 | 0 | 0 | 0 | 0 | 0 | 0 | 0 | 0 | 0 | 0 | 0 | 0 | 0 | 0 | 0 | 0 | 0
F5_Commercial_Miscellaneous_New_Food Preparation_Natural Gas_Griddle_E5 | F5 | Commercial | Miscellaneous | New | Food Preparation | Natural Gas | Griddle | E5 | RIM BC Ratio | 0 | 0 | 0 | 0 | 0 | 0 | 0 | 0 | 0 | 0 | 0 | 0 | 0 | 0 | 0 | 0 | 0 | 0 | 0 | 0 | 0 | 0 | 0 | 0 | 0 | 0 | 0 | 0 | 0 | 0 | 0 | 0 | 0
F5_Commercial_Miscellaneous_New_Food Preparation_Natural Gas_Griddle_E6 | F5 | Commercial | Miscellaneous | New | Food Preparation | Natural Gas | Griddle | E6 | RIM BC Ratio | 0 | 0 | 0 | 0 | 0 | 0 | 0 | 0 | 0 | 0 | 0 | 0 | 0 | 0 | 0 | 0 | 0 | 0 | 0 | 0 | 0 | 0 | 0 | 0 | 0 | 0 | 0 | 0 | 0 | 0 | 0 | 0 | 0
F5_Commercial_Miscellaneous_New_Food Preparation_Natural Gas_Griddle_E7 | F5 | Commercial | Miscellaneous | New | Food Preparation | Natural Gas | Griddle | E7 | RIM BC Ratio | 0 | 0 | 0 | 0 | 0 | 0 | 0 | 0 | 0 | 0 | 0 | 0 | 0 | 0 | 0 | 0 | 0 | 0 | 0 | 0 | 0 | 0 | 0 | 0 | 0 | 0 | 0 | 0 | 0 | 0 | 0 | 0 | 0
F5_Commercial_Miscellaneous_New_Food Preparation_Natural Gas_Griddle_E8 | F5 | Commercial | Miscellaneous | New | Food Preparation | Natural Gas | Griddle | E8 | RIM BC Ratio | 0 | 0 | 0 | 0 | 0 | 0 | 0 | 0 | 0 | 0 | 0 | 0 | 0 | 0 | 0 | 0 | 0 | 0 | 0 | 0 | 0 | 0 | 0 | 0 | 0 | 0 | 0 | 0 | 0 | 0 | 0 | 0 | 0
F5_Commercial_Miscellaneous_New_Food Preparation_Natural Gas_Griddle_E9 | F5 | Commercial | Miscellaneous | New | Food Preparation | Natural Gas | Griddle | E9 | RIM BC Ratio | 0 | 0 | 0 | 0 | 0 | 0 | 0 | 0 | 0 | 0 | 0 | 0 | 0 | 0 | 0 | 0 | 0 | 0 | 0 | 0 | 0 | 0 | 0 | 0 | 0 | 0 | 0 | 0 | 0 | 0 | 0 | 0 | 0
F5_Commercial_Miscellaneous_New_Food Preparation_Natural Gas_Griddle_E10 | F5 | Commercial | Miscellaneous | New | Food Preparation | Natural Gas | Griddle | E10 | RIM BC Ratio | 0 | 0 | 0 | 0 | 0 | 0 | 0 | 0 | 0 | 0 | 0 | 0 | 0 | 0 | 0 | 0 | 0 | 0 | 0 | 0 | 0 | 0 | 0 | 0 | 0 | 0 | 0 | 0 | 0 | 0 | 0 | 0 | 0
F0_Commercial_Miscellaneous_New_Food Preparation_Natural Gas_Range_E0 | F0 | Commercial | Miscellaneous | New | Food Preparation | Natural Gas | Range | E0 | Economic Unit | High Efficiency | High Efficiency | High Efficiency | High Efficiency | High Efficiency | High Efficiency | High Efficiency | High Efficiency | High Efficiency | High Efficiency | High Efficiency | High Efficiency | High Efficiency | High Efficiency | High Efficiency | High Efficiency | High Efficiency | High Efficiency | High Efficiency | High Efficiency | High Efficiency | High Efficiency | High Efficiency | High Efficiency | High Efficiency | High Efficiency | High Efficiency | High Efficiency | High Efficiency | High Efficiency | High Efficiency | High Efficiency | High Efficiency
F1_Commercial_Miscellaneous_New_Food Preparation_Natural Gas_Range_E1 | F1 | Commercial | Miscellaneous | New | Food Preparation | Natural Gas | Range | E1 | CCE | 0 | 0 | 0 | 0 | 0 | 0 | 0 | 0 | 0 | 0 | 0 | 0 | 0 | 0 | 0 | 0 | 0 | 0 | 0 | 0 | 0 | 0 | 0 | 0 | 0 | 0 | 0 | 0 | 0 | 0 | 0 | 0 | 0
F1_Commercial_Miscellaneous_New_Food Preparation_Natural Gas_Range_E2 | F1 | Commercial | Miscellaneous | New | Food Preparation | Natural Gas | Range | E2 | CCE | 0.00050763 | 0.00052557 | 0.00047179 | 0.00048064 | 0.00048064 | 0.00048064 | 0.00048064 | 0.00048064 | 0.00048064 | 0.00048064 | 0.00048064 | 0.00048064 | 0.00048064 | 0.00048064 | 0.00048064 | 0.00048064 | 0.00048064 | 0.00048064 | 0.00048064 | 0.00048064 | 0.00048064 | 0.00048064 | 0.00048064 | 0.00048064 | 0.00048064 | 0.00048064 | 0.00048064 | 0.00048064 | 0.00048064 | 0.00048064 | 0.00048064 | 0.00048064 | 0.00048064
F1_Commercial_Miscellaneous_New_Food Preparation_Natural Gas_Range_E3 | F1 | Commercial | Miscellaneous | New | Food Preparation | Natural Gas | Range | E3 | CCE | 0 | 0 | 0 | 0 | 0 | 0 | 0 | 0 | 0 | 0 | 0 | 0 | 0 | 0 | 0 | 0 | 0 | 0 | 0 | 0 | 0 | 0 | 0 | 0 | 0 | 0 | 0 | 0 | 0 | 0 | 0 | 0 | 0
F1_Commercial_Miscellaneous_New_Food Preparation_Natural Gas_Range_E4 | F1 | Commercial | Miscellaneous | New | Food Preparation | Natural Gas | Range | E4 | CCE | 0 | 0 | 0 | 0 | 0 | 0 | 0 | 0 | 0 | 0 | 0 | 0 | 0 | 0 | 0 | 0 | 0 | 0 | 0 | 0 | 0 | 0 | 0 | 0 | 0 | 0 | 0 | 0 | 0 | 0 | 0 | 0 | 0
F1_Commercial_Miscellaneous_New_Food Preparation_Natural Gas_Range_E5 | F1 | Commercial | Miscellaneous | New | Food Preparation | Natural Gas | Range | E5 | CCE | 0 | 0 | 0 | 0 | 0 | 0 | 0 | 0 | 0 | 0 | 0 | 0 | 0 | 0 | 0 | 0 | 0 | 0 | 0 | 0 | 0 | 0 | 0 | 0 | 0 | 0 | 0 | 0 | 0 | 0 | 0 | 0 | 0
F1_Commercial_Miscellaneous_New_Food Preparation_Natural Gas_Range_E6 | F1 | Commercial | Miscellaneous | New | Food Preparation | Natural Gas | Range | E6 | CCE | 0 | 0 | 0 | 0 | 0 | 0 | 0 | 0 | 0 | 0 | 0 | 0 | 0 | 0 | 0 | 0 | 0 | 0 | 0 | 0 | 0 | 0 | 0 | 0 | 0 | 0 | 0 | 0 | 0 | 0 | 0 | 0 | 0
F1_Commercial_Miscellaneous_New_Food Preparation_Natural Gas_Range_E7 | F1 | Commercial | Miscellaneous | New | Food Preparation | Natural Gas | Range | E7 | CCE | 0 | 0 | 0 | 0 | 0 | 0 | 0 | 0 | 0 | 0 | 0 | 0 | 0 | 0 | 0 | 0 | 0 | 0 | 0 | 0 | 0 | 0 | 0 | 0 | 0 | 0 | 0 | 0 | 0 | 0 | 0 | 0 | 0
F1_Commercial_Miscellaneous_New_Food Preparation_Natural Gas_Range_E8 | F1 | Commercial | Miscellaneous | New | Food Preparation | Natural Gas | Range | E8 | CCE | 0 | 0 | 0 | 0 | 0 | 0 | 0 | 0 | 0 | 0 | 0 | 0 | 0 | 0 | 0 | 0 | 0 | 0 | 0 | 0 | 0 | 0 | 0 | 0 | 0 | 0 | 0 | 0 | 0 | 0 | 0 | 0 | 0
F1_Commercial_Miscellaneous_New_Food Preparation_Natural Gas_Range_E9 | F1 | Commercial | Miscellaneous | New | Food Preparation | Natural Gas | Range | E9 | CCE | 0 | 0 | 0 | 0 | 0 | 0 | 0 | 0 | 0 | 0 | 0 | 0 | 0 | 0 | 0 | 0 | 0 | 0 | 0 | 0 | 0 | 0 | 0 | 0 | 0 | 0 | 0 | 0 | 0 | 0 | 0 | 0 | 0
F1_Commercial_Miscellaneous_New_Food Preparation_Natural Gas_Range_E10 | F1 | Commercial | Miscellaneous | New | Food Preparation | Natural Gas | Range | E10 | CCE | 0 | 0 | 0 | 0 | 0 | 0 | 0 | 0 | 0 | 0 | 0 | 0 | 0 | 0 | 0 | 0 | 0 | 0 | 0 | 0 | 0 | 0 | 0 | 0 | 0 | 0 | 0 | 0 | 0 | 0 | 0 | 0 | 0
F2_Commercial_Miscellaneous_New_Food Preparation_Natural Gas_Range_E1 | F2 | Commercial | Miscellaneous | New | Food Preparation | Natural Gas | Range | E1 | TRC BC Ratio | bar: 2019 to 2051
F2_Commercial_Miscellaneous_New_Food Preparation_Natural Gas_Range_E2 | F2 | Commercial | Miscellaneous | New | Food Preparation | Natural Gas | Range | E2 | TRC BC Ratio | 3238.1763 | 3237.6638 | 3253.2359 | 3229.2965 | 3214.742 | 3225.333 | 3257.2017 | 3282.3529 | 3313.5879 | 3343.0653 | 3372.7037 | 3399.9187 | 3429.0969 | 3459.5906 | 3488.7267 | 3518.3834 | 3548.5216 | 3581.2716 | 3615.4555 | 3651.453 | 3686.9037 | 3723.9437 | 3758.1113 | 3793.4744 | 3824.7719 | 3851.8132 | 3876.4326 | 3897.6637 | 3914.2981 | 3927.934 | 3935.3605 | 3940.3394 | 3940.3394
F2_Commercial_Miscellaneous_New_Food Preparation_Natural Gas_Range_E3 | F2 | Commercial | Miscellaneous | New | Food Preparation | Natural Gas | Range | E3 | TRC BC Ratio | 0 | 0 | 0 | 0 | 0 | 0 | 0 | 0 | 0 | 0 | 0 | 0 | 0 | 0 | 0 | 0 | 0 | 0 | 0 | 0 | 0 | 0 | 0 | 0 | 0 | 0 | 0 | 0 | 0 | 0 | 0 | 0 | 0
F2_Commercial_Miscellaneous_New_Food Preparation_Natural Gas_Range_E4 | F2 | Commercial | Miscellaneous | New | Food Preparation | Natural Gas | Range | E4 | TRC BC Ratio | 0 | 0 | 0 | 0 | 0 | 0 | 0 | 0 | 0 | 0 | 0 | 0 | 0 | 0 | 0 | 0 | 0 | 0 | 0 | 0 | 0 | 0 | 0 | 0 | 0 | 0 | 0 | 0 | 0 | 0 | 0 | 0 | 0
F2_Commercial_Miscellaneous_New_Food Preparation_Natural Gas_Range_E5 | F2 | Commercial | Miscellaneous | New | Food Preparation | Natural Gas | Range | E5 | TRC BC Ratio | 0 | 0 | 0 | 0 | 0 | 0 | 0 | 0 | 0 | 0 | 0 | 0 | 0 | 0 | 0 | 0 | 0 | 0 | 0 | 0 | 0 | 0 | 0 | 0 | 0 | 0 | 0 | 0 | 0 | 0 | 0 | 0 | 0
F2_Commercial_Miscellaneous_New_Food Preparation_Natural Gas_Range_E6 | F2 | Commercial | Miscellaneous | New | Food Preparation | Natural Gas | Range | E6 | TRC BC Ratio | 0 | 0 | 0 | 0 | 0 | 0 | 0 | 0 | 0 | 0 | 0 | 0 | 0 | 0 | 0 | 0 | 0 | 0 | 0 | 0 | 0 | 0 | 0 | 0 | 0 | 0 | 0 | 0 | 0 | 0 | 0 | 0 | 0
F2_Commercial_Miscellaneous_New_Food Preparation_Natural Gas_Range_E7 | F2 | Commercial | Miscellaneous | New | Food Preparation | Natural Gas | Range | E7 | TRC BC Ratio | 0 | 0 | 0 | 0 | 0 | 0 | 0 | 0 | 0 | 0 | 0 | 0 | 0 | 0 | 0 | 0 | 0 | 0 | 0 | 0 | 0 | 0 | 0 | 0 | 0 | 0 | 0 | 0 | 0 | 0 | 0 | 0 | 0
F2_Commercial_Miscellaneous_New_Food Preparation_Natural Gas_Range_E8 | F2 | Commercial | Miscellaneous | New | Food Preparation | Natural Gas | Range | E8 | TRC BC Ratio | 0 | 0 | 0 | 0 | 0 | 0 | 0 | 0 | 0 | 0 | 0 | 0 | 0 | 0 | 0 | 0 | 0 | 0 | 0 | 0 | 0 | 0 | 0 | 0 | 0 | 0 | 0 | 0 | 0 | 0 | 0 | 0 | 0
F2_Commercial_Miscellaneous_New_Food Preparation_Natural Gas_Range_E9 | F2 | Commercial | Miscellaneous | New | Food Preparation | Natural Gas | Range | E9 | TRC BC Ratio | 0 | 0 | 0 | 0 | 0 | 0 | 0 | 0 | 0 | 0 | 0 | 0 | 0 | 0 | 0 | 0 | 0 | 0 | 0 | 0 | 0 | 0 | 0 | 0 | 0 | 0 | 0 | 0 | 0 | 0 | 0 | 0 | 0
F2_Commercial_Miscellaneous_New_Food Preparation_Natural Gas_Range_E10 | F2 | Commercial | Miscellaneous | New | Food Preparation | Natural Gas | Range | E10 | TRC BC Ratio | 0 | 0 | 0 | 0 | 0 | 0 | 0 | 0 | 0 | 0 | 0 | 0 | 0 | 0 | 0 | 0 | 0 | 0 | 0 | 0 | 0 | 0 | 0 | 0 | 0 | 0 | 0 | 0 | 0 | 0 | 0 | 0 | 0
F3_Commercial_Miscellaneous_New_Food Preparation_Natural Gas_Range_E1 | F3 | Commercial | Miscellaneous | New | Food Preparation | Natural Gas | Range | E1 | PACT BC Ratio | bar: 2019 to 2051
F3_Commercial_Miscellaneous_New_Food Preparation_Natural Gas_Range_E2 | F3 | Commercial | Miscellaneous | New | Food Preparation | Natural Gas | Range | E2 | PACT BC Ratio | 4317.5684 | 4316.8851 | 4337.6479 | 4305.7287 | 4286.3226 | 4300.444 | 4342.9357 | 4376.4705 | 4418.1173 | 4457.4204 | 4496.9383 | 4533.2249 | 4572.1292 | 4612.7875 | 4651.6356 | 4691.1778 | 4731.3622 | 4775.0288 | 4820.6073 | 4868.604 | 4915.8716 | 4965.2582 | 5010.815 | 5057.9659 | 5099.6959 | 5135.7509 | 5168.5769 | 5196.8849 | 5219.0641 | 5237.2453 | 5247.1473 | 5253.7859 | 5253.7859
F3_Commercial_Miscellaneous_New_Food Preparation_Natural Gas_Range_E3 | F3 | Commercial | Miscellaneous | New | Food Preparation | Natural Gas | Range | E3 | PACT BC Ratio | 0 | 0 | 0 | 0 | 0 | 0 | 0 | 0 | 0 | 0 | 0 | 0 | 0 | 0 | 0 | 0 | 0 | 0 | 0 | 0 | 0 | 0 | 0 | 0 | 0 | 0 | 0 | 0 | 0 | 0 | 0 | 0 | 0
F3_Commercial_Miscellaneous_New_Food Preparation_Natural Gas_Range_E4 | F3 | Commercial | Miscellaneous | New | Food Preparation | Natural Gas | Range | E4 | PACT BC Ratio | 0 | 0 | 0 | 0 | 0 | 0 | 0 | 0 | 0 | 0 | 0 | 0 | 0 | 0 | 0 | 0 | 0 | 0 | 0 | 0 | 0 | 0 | 0 | 0 | 0 | 0 | 0 | 0 | 0 | 0 | 0 | 0 | 0
F3_Commercial_Miscellaneous_New_Food Preparation_Natural Gas_Range_E5 | F3 | Commercial | Miscellaneous | New | Food Preparation | Natural Gas | Range | E5 | PACT BC Ratio | 0 | 0 | 0 | 0 | 0 | 0 | 0 | 0 | 0 | 0 | 0 | 0 | 0 | 0 | 0 | 0 | 0 | 0 | 0 | 0 | 0 | 0 | 0 | 0 | 0 | 0 | 0 | 0 | 0 | 0 | 0 | 0 | 0
F3_Commercial_Miscellaneous_New_Food Preparation_Natural Gas_Range_E6 | F3 | Commercial | Miscellaneous | New | Food Preparation | Natural Gas | Range | E6 | PACT BC Ratio | 0 | 0 | 0 | 0 | 0 | 0 | 0 | 0 | 0 | 0 | 0 | 0 | 0 | 0 | 0 | 0 | 0 | 0 | 0 | 0 | 0 | 0 | 0 | 0 | 0 | 0 | 0 | 0 | 0 | 0 | 0 | 0 | 0
F3_Commercial_Miscellaneous_New_Food Preparation_Natural Gas_Range_E7 | F3 | Commercial | Miscellaneous | New | Food Preparation | Natural Gas | Range | E7 | PACT BC Ratio | 0 | 0 | 0 | 0 | 0 | 0 | 0 | 0 | 0 | 0 | 0 | 0 | 0 | 0 | 0 | 0 | 0 | 0 | 0 | 0 | 0 | 0 | 0 | 0 | 0 | 0 | 0 | 0 | 0 | 0 | 0 | 0 | 0
F3_Commercial_Miscellaneous_New_Food Preparation_Natural Gas_Range_E8 | F3 | Commercial | Miscellaneous | New | Food Preparation | Natural Gas | Range | E8 | PACT BC Ratio | 0 | 0 | 0 | 0 | 0 | 0 | 0 | 0 | 0 | 0 | 0 | 0 | 0 | 0 | 0 | 0 | 0 | 0 | 0 | 0 | 0 | 0 | 0 | 0 | 0 | 0 | 0 | 0 | 0 | 0 | 0 | 0 | 0
F3_Commercial_Miscellaneous_New_Food Preparation_Natural Gas_Range_E9 | F3 | Commercial | Miscellaneous | New | Food Preparation | Natural Gas | Range | E9 | PACT BC Ratio | 0 | 0 | 0 | 0 | 0 | 0 | 0 | 0 | 0 | 0 | 0 | 0 | 0 | 0 | 0 | 0 | 0 | 0 | 0 | 0 | 0 | 0 | 0 | 0 | 0 | 0 | 0 | 0 | 0 | 0 | 0 | 0 | 0
F3_Commercial_Miscellaneous_New_Food Preparation_Natural Gas_Range_E10 | F3 | Commercial | Miscellaneous | New | Food Preparation | Natural Gas | Range | E10 | PACT BC Ratio | 0 | 0 | 0 | 0 | 0 | 0 | 0 | 0 | 0 | 0 | 0 | 0 | 0 | 0 | 0 | 0 | 0 | 0 | 0 | 0 | 0 | 0 | 0 | 0 | 0 | 0 | 0 | 0 | 0 | 0 | 0 | 0 | 0
F4_Commercial_Miscellaneous_New_Food Preparation_Natural Gas_Range_E1 | F4 | Commercial | Miscellaneous | New | Food Preparation | Natural Gas | Range | E1 | RVT BC Ratio | bar: 2019 to 2051
F4_Commercial_Miscellaneous_New_Food Preparation_Natural Gas_Range_E2 | F4 | Commercial | Miscellaneous | New | Food Preparation | Natural Gas | Range | E2 | RVT BC Ratio | 4656.1553 | 4655.4185 | 4677.8062 | 4643.389 | 4622.4643 | 4637.6907 | 4683.5078 | 4719.667 | 4764.573 | 4806.9519 | 4849.5624 | 4888.6888 | 4930.6377 | 4974.4778 | 5016.3662 | 5059.0029 | 5102.332 | 5149.4159 | 5198.5613 | 5250.3142 | 5301.2809 | 5354.5324 | 5403.6544 | 5454.4953 | 5499.491 | 5538.3676 | 5573.7625 | 5604.2859 | 5628.2008 | 5647.8049 | 5658.4818 | 5665.6399 | 5665.6399
F4_Commercial_Miscellaneous_New_Food Preparation_Natural Gas_Range_E3 | F4 | Commercial | Miscellaneous | New | Food Preparation | Natural Gas | Range | E3 | RVT BC Ratio | 0 | 0 | 0 | 0 | 0 | 0 | 0 | 0 | 0 | 0 | 0 | 0 | 0 | 0 | 0 | 0 | 0 | 0 | 0 | 0 | 0 | 0 | 0 | 0 | 0 | 0 | 0 | 0 | 0 | 0 | 0 | 0 | 0
F4_Commercial_Miscellaneous_New_Food Preparation_Natural Gas_Range_E4 | F4 | Commercial | Miscellaneous | New | Food Preparation | Natural Gas | Range | E4 | RVT BC Ratio | 0 | 0 | 0 | 0 | 0 | 0 | 0 | 0 | 0 | 0 | 0 | 0 | 0 | 0 | 0 | 0 | 0 | 0 | 0 | 0 | 0 | 0 | 0 | 0 | 0 | 0 | 0 | 0 | 0 | 0 | 0 | 0 | 0
F4_Commercial_Miscellaneous_New_Food Preparation_Natural Gas_Range_E5 | F4 | Commercial | Miscellaneous | New | Food Preparation | Natural Gas | Range | E5 | RVT BC Ratio | 0 | 0 | 0 | 0 | 0 | 0 | 0 | 0 | 0 | 0 | 0 | 0 | 0 | 0 | 0 | 0 | 0 | 0 | 0 | 0 | 0 | 0 | 0 | 0 | 0 | 0 | 0 | 0 | 0 | 0 | 0 | 0 | 0
F4_Commercial_Miscellaneous_New_Food Preparation_Natural Gas_Range_E6 | F4 | Commercial | Miscellaneous | New | Food Preparation | Natural Gas | Range | E6 | RVT BC Ratio | 0 | 0 | 0 | 0 | 0 | 0 | 0 | 0 | 0 | 0 | 0 | 0 | 0 | 0 | 0 | 0 | 0 | 0 | 0 | 0 | 0 | 0 | 0 | 0 | 0 | 0 | 0 | 0 | 0 | 0 | 0 | 0 | 0
F4_Commercial_Miscellaneous_New_Food Preparation_Natural Gas_Range_E7 | F4 | Commercial | Miscellaneous | New | Food Preparation | Natural Gas | Range | E7 | RVT BC Ratio | 0 | 0 | 0 | 0 | 0 | 0 | 0 | 0 | 0 | 0 | 0 | 0 | 0 | 0 | 0 | 0 | 0 | 0 | 0 | 0 | 0 | 0 | 0 | 0 | 0 | 0 | 0 | 0 | 0 | 0 | 0 | 0 | 0
F4_Commercial_Miscellaneous_New_Food Preparation_Natural Gas_Range_E8 | F4 | Commercial | Miscellaneous | New | Food Preparation | Natural Gas | Range | E8 | RVT BC Ratio | 0 | 0 | 0 | 0 | 0 | 0 | 0 | 0 | 0 | 0 | 0 | 0 | 0 | 0 | 0 | 0 | 0 | 0 | 0 | 0 | 0 | 0 | 0 | 0 | 0 | 0 | 0 | 0 | 0 | 0 | 0 | 0 | 0
F4_Commercial_Miscellaneous_New_Food Preparation_Natural Gas_Range_E9 | F4 | Commercial | Miscellaneous | New | Food Preparation | Natural Gas | Range | E9 | RVT BC Ratio | 0 | 0 | 0 | 0 | 0 | 0 | 0 | 0 | 0 | 0 | 0 | 0 | 0 | 0 | 0 | 0 | 0 | 0 | 0 | 0 | 0 | 0 | 0 | 0 | 0 | 0 | 0 | 0 | 0 | 0 | 0 | 0 | 0
F4_Commercial_Miscellaneous_New_Food Preparation_Natural Gas_Range_E10 | F4 | Commercial | Miscellaneous | New | Food Preparation | Natural Gas | Range | E10 | RVT BC Ratio | 0 | 0 | 0 | 0 | 0 | 0 | 0 | 0 | 0 | 0 | 0 | 0 | 0 | 0 | 0 | 0 | 0 | 0 | 0 | 0 | 0 | 0 | 0 | 0 | 0 | 0 | 0 | 0 | 0 | 0 | 0 | 0 | 0
F5_Commercial_Miscellaneous_New_Food Preparation_Natural Gas_Range_E1 | F5 | Commercial | Miscellaneous | New | Food Preparation | Natural Gas | Range | E1 | RIM BC Ratio | bar: 2019 to 2051
F5_Commercial_Miscellaneous_New_Food Preparation_Natural Gas_Range_E2 | F5 | Commercial | Miscellaneous | New | Food Preparation | Natural Gas | Range | E2 | RIM BC Ratio | 0.83452 | 0.83452 | 0.83452 | 0.83452 | 0.83452 | 0.83452 | 0.83452 | 0.83452 | 0.83452 | 0.83452 | 0.83452 | 0.83453 | 0.83453 | 0.83453 | 0.83453 | 0.83453 | 0.83453 | 0.83453 | 0.83453 | 0.83454 | 0.83454 | 0.83454 | 0.83454 | 0.83454 | 0.83454 | 0.83454 | 0.83454 | 0.83455 | 0.83455 | 0.83455 | 0.83455 | 0.83455 | 0.83455
F5_Commercial_Miscellaneous_New_Food Preparation_Natural Gas_Range_E3 | F5 | Commercial | Miscellaneous | New | Food Preparation | Natural Gas | Range | E3 | RIM BC Ratio | 0 | 0 | 0 | 0 | 0 | 0 | 0 | 0 | 0 | 0 | 0 | 0 | 0 | 0 | 0 | 0 | 0 | 0 | 0 | 0 | 0 | 0 | 0 | 0 | 0 | 0 | 0 | 0 | 0 | 0 | 0 | 0 | 0
F5_Commercial_Miscellaneous_New_Food Preparation_Natural Gas_Range_E4 | F5 | Commercial | Miscellaneous | New | Food Preparation | Natural Gas | Range | E4 | RIM BC Ratio | 0 | 0 | 0 | 0 | 0 | 0 | 0 | 0 | 0 | 0 | 0 | 0 | 0 | 0 | 0 | 0 | 0 | 0 | 0 | 0 | 0 | 0 | 0 | 0 | 0 | 0 | 0 | 0 | 0 | 0 | 0 | 0 | 0
F5_Commercial_Miscellaneous_New_Food Preparation_Natural Gas_Range_E5 | F5 | Commercial | Miscellaneous | New | Food Preparation | Natural Gas | Range | E5 | RIM BC Ratio | 0 | 0 | 0 | 0 | 0 | 0 | 0 | 0 | 0 | 0 | 0 | 0 | 0 | 0 | 0 | 0 | 0 | 0 | 0 | 0 | 0 | 0 | 0 | 0 | 0 | 0 | 0 | 0 | 0 | 0 | 0 | 0 | 0
F5_Commercial_Miscellaneous_New_Food Preparation_Natural Gas_Range_E6 | F5 | Commercial | Miscellaneous | New | Food Preparation | Natural Gas | Range | E6 | RIM BC Ratio | 0 | 0 | 0 | 0 | 0 | 0 | 0 | 0 | 0 | 0 | 0 | 0 | 0 | 0 | 0 | 0 | 0 | 0 | 0 | 0 | 0 | 0 | 0 | 0 | 0 | 0 | 0 | 0 | 0 | 0 | 0 | 0 | 0
F5_Commercial_Miscellaneous_New_Food Preparation_Natural Gas_Range_E7 | F5 | Commercial | Miscellaneous | New | Food Preparation | Natural Gas | Range | E7 | RIM BC Ratio | 0 | 0 | 0 | 0 | 0 | 0 | 0 | 0 | 0 | 0 | 0 | 0 | 0 | 0 | 0 | 0 | 0 | 0 | 0 | 0 | 0 | 0 | 0 | 0 | 0 | 0 | 0 | 0 | 0 | 0 | 0 | 0 | 0
F5_Commercial_Miscellaneous_New_Food Preparation_Natural Gas_Range_E8 | F5 | Commercial | Miscellaneous | New | Food Preparation | Natural Gas | Range | E8 | RIM BC Ratio | 0 | 0 | 0 | 0 | 0 | 0 | 0 | 0 | 0 | 0 | 0 | 0 | 0 | 0 | 0 | 0 | 0 | 0 | 0 | 0 | 0 | 0 | 0 | 0 | 0 | 0 | 0 | 0 | 0 | 0 | 0 | 0 | 0
F5_Commercial_Miscellaneous_New_Food Preparation_Natural Gas_Range_E9 | F5 | Commercial | Miscellaneous | New | Food Preparation | Natural Gas | Range | E9 | RIM BC Ratio | 0 | 0 | 0 | 0 | 0 | 0 | 0 | 0 | 0 | 0 | 0 | 0 | 0 | 0 | 0 | 0 | 0 | 0 | 0 | 0 | 0 | 0 | 0 | 0 | 0 | 0 | 0 | 0 | 0 | 0 | 0 | 0 | 0
F5_Commercial_Miscellaneous_New_Food Preparation_Natural Gas_Range_E10 | F5 | Commercial | Miscellaneous | New | Food Preparation | Natural Gas | Range | E10 | RIM BC Ratio | 0 | 0 | 0 | 0 | 0 | 0 | 0 | 0 | 0 | 0 | 0 | 0 | 0 | 0 | 0 | 0 | 0 | 0 | 0 | 0 | 0 | 0 | 0 | 0 | 0 | 0 | 0 | 0 | 0 | 0 | 0 | 0 | 0
F0_Commercial_Miscellaneous_New_Food Preparation_Natural Gas_Steamer_E0 | F0 | Commercial | Miscellaneous | New | Food Preparation | Natural Gas | Steamer | E0 | Economic Unit | ENERGY STAR | ENERGY STAR | ENERGY STAR | ENERGY STAR | ENERGY STAR | ENERGY STAR | ENERGY STAR | ENERGY STAR | ENERGY STAR | ENERGY STAR | ENERGY STAR | ENERGY STAR | ENERGY STAR | ENERGY STAR | ENERGY STAR | ENERGY STAR | ENERGY STAR | ENERGY STAR | ENERGY STAR | ENERGY STAR | ENERGY STAR | ENERGY STAR | ENERGY STAR | ENERGY STAR | ENERGY STAR | ENERGY STAR | ENERGY STAR | ENERGY STAR | ENERGY STAR | ENERGY STAR | ENERGY STAR | ENERGY STAR | ENERGY STAR
F1_Commercial_Miscellaneous_New_Food Preparation_Natural Gas_Steamer_E1 | F1 | Commercial | Miscellaneous | New | Food Preparation | Natural Gas | Steamer | E1 | CCE | 0 | 0 | 0 | 0 | 0 | 0 | 0 | 0 | 0 | 0 | 0 | 0 | 0 | 0 | 0 | 0 | 0 | 0 | 0 | 0 | 0 | 0 | 0 | 0 | 0 | 0 | 0 | 0 | 0 | 0 | 0 | 0 | 0
F1_Commercial_Miscellaneous_New_Food Preparation_Natural Gas_Steamer_E2 | F1 | Commercial | Miscellaneous | New | Food Preparation | Natural Gas | Steamer | E2 | CCE | 0.11364 | 0.11765 | 0.10562 | 0 | 0 | 0 | 0 | 0 | 0 | 0 | 0 | 0 | 0 | 0 | 0 | 0 | 0 | 0 | 0 | 0 | 0 | 0 | 0 | 0 | 0 | 0 | 0 | 0 | 0 | 0 | 0 | 0 | 0
F1_Commercial_Miscellaneous_New_Food Preparation_Natural Gas_Steamer_E3 | F1 | Commercial | Miscellaneous | New | Food Preparation | Natural Gas | Steamer | E3 | CCE | 0 | 0 | 0 | 0 | 0 | 0 | 0 | 0 | 0 | 0 | 0 | 0 | 0 | 0 | 0 | 0 | 0 | 0 | 0 | 0 | 0 | 0 | 0 | 0 | 0 | 0 | 0 | 0 | 0 | 0 | 0 | 0 | 0
F1_Commercial_Miscellaneous_New_Food Preparation_Natural Gas_Steamer_E4 | F1 | Commercial | Miscellaneous | New | Food Preparation | Natural Gas | Steamer | E4 | CCE | 0 | 0 | 0 | 0 | 0 | 0 | 0 | 0 | 0 | 0 | 0 | 0 | 0 | 0 | 0 | 0 | 0 | 0 | 0 | 0 | 0 | 0 | 0 | 0 | 0 | 0 | 0 | 0 | 0 | 0 | 0 | 0 | 0
F1_Commercial_Miscellaneous_New_Food Preparation_Natural Gas_Steamer_E5 | F1 | Commercial | Miscellaneous | New | Food Preparation | Natural Gas | Steamer | E5 | CCE | 0 | 0 | 0 | 0 | 0 | 0 | 0 | 0 | 0 | 0 | 0 | 0 | 0 | 0 | 0 | 0 | 0 | 0 | 0 | 0 | 0 | 0 | 0 | 0 | 0 | 0 | 0 | 0 | 0 | 0 | 0 | 0 | 0
F1_Commercial_Miscellaneous_New_Food Preparation_Natural Gas_Steamer_E6 | F1 | Commercial | Miscellaneous | New | Food Preparation | Natural Gas | Steamer | E6 | CCE | 0 | 0 | 0 | 0 | 0 | 0 | 0 | 0 | 0 | 0 | 0 | 0 | 0 | 0 | 0 | 0 | 0 | 0 | 0 | 0 | 0 | 0 | 0 | 0 | 0 | 0 | 0 | 0 | 0 | 0 | 0 | 0 | 0
F1_Commercial_Miscellaneous_New_Food Preparation_Natural Gas_Steamer_E7 | F1 | Commercial | Miscellaneous | New | Food Preparation | Natural Gas | Steamer | E7 | CCE | 0 | 0 | 0 | 0 | 0 | 0 | 0 | 0 | 0 | 0 | 0 | 0 | 0 | 0 | 0 | 0 | 0 | 0 | 0 | 0 | 0 | 0 | 0 | 0 | 0 | 0 | 0 | 0 | 0 | 0 | 0 | 0 | 0
F1_Commercial_Miscellaneous_New_Food Preparation_Natural Gas_Steamer_E8 | F1 | Commercial | Miscellaneous | New | Food Preparation | Natural Gas | Steamer | E8 | CCE | 0 | 0 | 0 | 0 | 0 | 0 | 0 | 0 | 0 | 0 | 0 | 0 | 0 | 0 | 0 | 0 | 0 | 0 | 0 | 0 | 0 | 0 | 0 | 0 | 0 | 0 | 0 | 0 | 0 | 0 | 0 | 0 | 0
F1_Commercial_Miscellaneous_New_Food Preparation_Natural Gas_Steamer_E9 | F1 | Commercial | Miscellaneous | New | Food Preparation | Natural Gas | Steamer | E9 | CCE | 0 | 0 | 0 | 0 | 0 | 0 | 0 | 0 | 0 | 0 | 0 | 0 | 0 | 0 | 0 | 0 | 0 | 0 | 0 | 0 | 0 | 0 | 0 | 0 | 0 | 0 | 0 | 0 | 0 | 0 | 0 | 0 | 0
F1_Commercial_Miscellaneous_New_Food Preparation_Natural Gas_Steamer_E10 | F1 | Commercial | Miscellaneous | New | Food Preparation | Natural Gas | Steamer | E10 | CCE | 0 | 0 | 0 | 0 | 0 | 0 | 0 | 0 | 0 | 0 | 0 | 0 | 0 | 0 | 0 | 0 | 0 | 0 | 0 | 0 | 0 | 0 | 0 | 0 | 0 | 0 | 0 | 0 | 0 | 0 | 0 | 0 | 0
F2_Commercial_Miscellaneous_New_Food Preparation_Natural Gas_Steamer_E1 | F2 | Commercial | Miscellaneous | New | Food Preparation | Natural Gas | Steamer | E1 | TRC BC Ratio | 1 | 1 | 1 | 0 | 0 | 0 | 0 | 0 | 0 | 0 | 0 | 0 | 0 | 0 | 0 | 0 | 0 | 0 | 0 | 0 | 0 | 0 | 0 | 0 | 0 | 0 | 0 | 0 | 0 | 0 | 0 | 0 | 0
F2_Commercial_Miscellaneous_New_Food Preparation_Natural Gas_Steamer_E2 | F2 | Commercial | Miscellaneous | New | Food Preparation | Natural Gas | Steamer | E2 | TRC BC Ratio | 14.4302 | 14.4472 | 14.5249 | 1 | 1 | 1 | 1 | 1 | 1 | 1 | 1 | 1 | 1 | 1 | 1 | 1 | 1 | 1 | 1 | 1 | 1 | 1 | 1 | 1 | 1 | 1 | 1 | 1 | 1 | 1 | 1 | 1 | 1
F2_Commercial_Miscellaneous_New_Food Preparation_Natural Gas_Steamer_E3 | F2 | Commercial | Miscellaneous | New | Food Preparation | Natural Gas | Steamer | E3 | TRC BC Ratio | 0 | 0 | 0 | 0 | 0 | 0 | 0 | 0 | 0 | 0 | 0 | 0 | 0 | 0 | 0 | 0 | 0 | 0 | 0 | 0 | 0 | 0 | 0 | 0 | 0 | 0 | 0 | 0 | 0 | 0 | 0 | 0 | 0
F2_Commercial_Miscellaneous_New_Food Preparation_Natural Gas_Steamer_E4 | F2 | Commercial | Miscellaneous | New | Food Preparation | Natural Gas | Steamer | E4 | TRC BC Ratio | 0 | 0 | 0 | 0 | 0 | 0 | 0 | 0 | 0 | 0 | 0 | 0 | 0 | 0 | 0 | 0 | 0 | 0 | 0 | 0 | 0 | 0 | 0 | 0 | 0 | 0 | 0 | 0 | 0 | 0 | 0 | 0 | 0
F2_Commercial_Miscellaneous_New_Food Preparation_Natural Gas_Steamer_E5 | F2 | Commercial | Miscellaneous | New | Food Preparation | Natural Gas | Steamer | E5 | TRC BC Ratio | 0 | 0 | 0 | 0 | 0 | 0 | 0 | 0 | 0 | 0 | 0 | 0 | 0 | 0 | 0 | 0 | 0 | 0 | 0 | 0 | 0 | 0 | 0 | 0 | 0 | 0 | 0 | 0 | 0 | 0 | 0 | 0 | 0
F2_Commercial_Miscellaneous_New_Food Preparation_Natural Gas_Steamer_E6 | F2 | Commercial | Miscellaneous | New | Food Preparation | Natural Gas | Steamer | E6 | TRC BC Ratio | 0 | 0 | 0 | 0 | 0 | 0 | 0 | 0 | 0 | 0 | 0 | 0 | 0 | 0 | 0 | 0 | 0 | 0 | 0 | 0 | 0 | 0 | 0 | 0 | 0 | 0 | 0 | 0 | 0 | 0 | 0 | 0 | 0
F2_Commercial_Miscellaneous_New_Food Preparation_Natural Gas_Steamer_E7 | F2 | Commercial | Miscellaneous | New | Food Preparation | Natural Gas | Steamer | E7 | TRC BC Ratio | 0 | 0 | 0 | 0 | 0 | 0 | 0 | 0 | 0 | 0 | 0 | 0 | 0 | 0 | 0 | 0 | 0 | 0 | 0 | 0 | 0 | 0 | 0 | 0 | 0 | 0 | 0 | 0 | 0 | 0 | 0 | 0 | 0
F2_Commercial_Miscellaneous_New_Food Preparation_Natural Gas_Steamer_E8 | F2 | Commercial | Miscellaneous | New | Food Preparation | Natural Gas | Steamer | E8 | TRC BC Ratio | 0 | 0 | 0 | 0 | 0 | 0 | 0 | 0 | 0 | 0 | 0 | 0 | 0 | 0 | 0 | 0 | 0 | 0 | 0 | 0 | 0 | 0 | 0 | 0 | 0 | 0 | 0 | 0 | 0 | 0 | 0 | 0 | 0
F2_Commercial_Miscellaneous_New_Food Preparation_Natural Gas_Steamer_E9 | F2 | Commercial | Miscellaneous | New | Food Preparation | Natural Gas | Steamer | E9 | TRC BC Ratio | 0 | 0 | 0 | 0 | 0 | 0 | 0 | 0 | 0 | 0 | 0 | 0 | 0 | 0 | 0 | 0 | 0 | 0 | 0 | 0 | 0 | 0 | 0 | 0 | 0 | 0 | 0 | 0 | 0 | 0 | 0 | 0 | 0
F2_Commercial_Miscellaneous_New_Food Preparation_Natural Gas_Steamer_E10 | F2 | Commercial | Miscellaneous | New | Food Preparation | Natural Gas | Steamer | E10 | TRC BC Ratio | 0 | 0 | 0 | 0 | 0 | 0 | 0 | 0 | 0 | 0 | 0 | 0 | 0 | 0 | 0 | 0 | 0 | 0 | 0 | 0 | 0 | 0 | 0 | 0 | 0 | 0 | 0 | 0 | 0 | 0 | 0 | 0 | 0
F3_Commercial_Miscellaneous_New_Food Preparation_Natural Gas_Steamer_E1 | F3 | Commercial | Miscellaneous | New | Food Preparation | Natural Gas | Steamer | E1 | PACT BC Ratio | 1 | 1 | 1 | 0 | 0 | 0 | 0 | 0 | 0 | 0 | 0 | 0 | 0 | 0 | 0 | 0 | 0 | 0 | 0 | 0 | 0 | 0 | 0 | 0 | 0 | 0 | 0 | 0 | 0 | 0 | 0 | 0 | 0
F3_Commercial_Miscellaneous_New_Food Preparation_Natural Gas_Steamer_E2 | F3 | Commercial | Miscellaneous | New | Food Preparation | Natural Gas | Steamer | E2 | PACT BC Ratio | 19.2403 | 19.2629 | 19.3665 | 1 | 1 | 1 | 1 | 1 | 1 | 1 | 1 | 1 | 1 | 1 | 1 | 1 | 1 | 1 | 1 | 1 | 1 | 1 | 1 | 1 | 1 | 1 | 1 | 1 | 1 | 1 | 1 | 1 | 1
F3_Commercial_Miscellaneous_New_Food Preparation_Natural Gas_Steamer_E3 | F3 | Commercial | Miscellaneous | New | Food Preparation | Natural Gas | Steamer | E3 | PACT BC Ratio | 0 | 0 | 0 | 0 | 0 | 0 | 0 | 0 | 0 | 0 | 0 | 0 | 0 | 0 | 0 | 0 | 0 | 0 | 0 | 0 | 0 | 0 | 0 | 0 | 0 | 0 | 0 | 0 | 0 | 0 | 0 | 0 | 0
F3_Commercial_Miscellaneous_New_Food Preparation_Natural Gas_Steamer_E4 | F3 | Commercial | Miscellaneous | New | Food Preparation | Natural Gas | Steamer | E4 | PACT BC Ratio | 0 | 0 | 0 | 0 | 0 | 0 | 0 | 0 | 0 | 0 | 0 | 0 | 0 | 0 | 0 | 0 | 0 | 0 | 0 | 0 | 0 | 0 | 0 | 0 | 0 | 0 | 0 | 0 | 0 | 0 | 0 | 0 | 0
F3_Commercial_Miscellaneous_New_Food Preparation_Natural Gas_Steamer_E5 | F3 | Commercial | Miscellaneous | New | Food Preparation | Natural Gas | Steamer | E5 | PACT BC Ratio | 0 | 0 | 0 | 0 | 0 | 0 | 0 | 0 | 0 | 0 | 0 | 0 | 0 | 0 | 0 | 0 | 0 | 0 | 0 | 0 | 0 | 0 | 0 | 0 | 0 | 0 | 0 | 0 | 0 | 0 | 0 | 0 | 0
F3_Commercial_Miscellaneous_New_Food Preparation_Natural Gas_Steamer_E6 | F3 | Commercial | Miscellaneous | New | Food Preparation | Natural Gas | Steamer | E6 | PACT BC Ratio | 0 | 0 | 0 | 0 | 0 | 0 | 0 | 0 | 0 | 0 | 0 | 0 | 0 | 0 | 0 | 0 | 0 | 0 | 0 | 0 | 0 | 0 | 0 | 0 | 0 | 0 | 0 | 0 | 0 | 0 | 0 | 0 | 0
F3_Commercial_Miscellaneous_New_Food Preparation_Natural Gas_Steamer_E7 | F3 | Commercial | Miscellaneous | New | Food Preparation | Natural Gas | Steamer | E7 | PACT BC Ratio | 0 | 0 | 0 | 0 | 0 | 0 | 0 | 0 | 0 | 0 | 0 | 0 | 0 | 0 | 0 | 0 | 0 | 0 | 0 | 0 | 0 | 0 | 0 | 0 | 0 | 0 | 0 | 0 | 0 | 0 | 0 | 0 | 0
F3_Commercial_Miscellaneous_New_Food Preparation_Natural Gas_Steamer_E8 | F3 | Commercial | Miscellaneous | New | Food Preparation | Natural Gas | Steamer | E8 | PACT BC Ratio | 0 | 0 | 0 | 0 | 0 | 0 | 0 | 0 | 0 | 0 | 0 | 0 | 0 | 0 | 0 | 0 | 0 | 0 | 0 | 0 | 0 | 0 | 0 | 0 | 0 | 0 | 0 | 0 | 0 | 0 | 0 | 0 | 0
F3_Commercial_Miscellaneous_New_Food Preparation_Natural Gas_Steamer_E9 | F3 | Commercial | Miscellaneous | New | Food Preparation | Natural Gas | Steamer | E9 | PACT BC Ratio | 0 | 0 | 0 | 0 | 0 | 0 | 0 | 0 | 0 | 0 | 0 | 0 | 0 | 0 | 0 | 0 | 0 | 0 | 0 | 0 | 0 | 0 | 0 | 0 | 0 | 0 | 0 | 0 | 0 | 0 | 0 | 0 | 0
F3_Commercial_Miscellaneous_New_Food Preparation_Natural Gas_Steamer_E10 | F3 | Commercial | Miscellaneous | New | Food Preparation | Natural Gas | Steamer | E10 | PACT BC Ratio | 0 | 0 | 0 | 0 | 0 | 0 | 0 | 0 | 0 | 0 | 0 | 0 | 0 | 0 | 0 | 0 | 0 | 0 | 0 | 0 | 0 | 0 | 0 | 0 | 0 | 0 | 0 | 0 | 0 | 0 | 0 | 0 | 0
F4_Commercial_Miscellaneous_New_Food Preparation_Natural Gas_Steamer_E1 | F4 | Commercial | Miscellaneous | New | Food Preparation | Natural Gas | Steamer | E1 | RVT BC Ratio | 1 | 1 | 1 | 0 | 0 | 0 | 0 | 0 | 0 | 0 | 0 | 0 | 0 | 0 | 0 | 0 | 0 | 0 | 0 | 0 | 0 | 0 | 0 | 0 | 0 | 0 | 0 | 0 | 0 | 0 | 0 | 0 | 0
F4_Commercial_Miscellaneous_New_Food Preparation_Natural Gas_Steamer_E2 | F4 | Commercial | Miscellaneous | New | Food Preparation | Natural Gas | Steamer | E2 | RVT BC Ratio | 21.446 | 21.4704 | 21.5821 | 1 | 1 | 1 | 1 | 1 | 1 | 1 | 1 | 1 | 1 | 1 | 1 | 1 | 1 | 1 | 1 | 1 | 1 | 1 | 1 | 1 | 1 | 1 | 1 | 1 | 1 | 1 | 1 | 1 | 1
F4_Commercial_Miscellaneous_New_Food Preparation_Natural Gas_Steamer_E3 | F4 | Commercial | Miscellaneous | New | Food Preparation | Natural Gas | Steamer | E3 | RVT BC Ratio | 0 | 0 | 0 | 0 | 0 | 0 | 0 | 0 | 0 | 0 | 0 | 0 | 0 | 0 | 0 | 0 | 0 | 0 | 0 | 0 | 0 | 0 | 0 | 0 | 0 | 0 | 0 | 0 | 0 | 0 | 0 | 0 | 0
F4_Commercial_Miscellaneous_New_Food Preparation_Natural Gas_Steamer_E4 | F4 | Commercial | Miscellaneous | New | Food Preparation | Natural Gas | Steamer | E4 | RVT BC Ratio | 0 | 0 | 0 | 0 | 0 | 0 | 0 | 0 | 0 | 0 | 0 | 0 | 0 | 0 | 0 | 0 | 0 | 0 | 0 | 0 | 0 | 0 | 0 | 0 | 0 | 0 | 0 | 0 | 0 | 0 | 0 | 0 | 0
F4_Commercial_Miscellaneous_New_Food Preparation_Natural Gas_Steamer_E5 | F4 | Commercial | Miscellaneous | New | Food Preparation | Natural Gas | Steamer | E5 | RVT BC Ratio | 0 | 0 | 0 | 0 | 0 | 0 | 0 | 0 | 0 | 0 | 0 | 0 | 0 | 0 | 0 | 0 | 0 | 0 | 0 | 0 | 0 | 0 | 0 | 0 | 0 | 0 | 0 | 0 | 0 | 0 | 0 | 0 | 0
F4_Commercial_Miscellaneous_New_Food Preparation_Natural Gas_Steamer_E6 | F4 | Commercial | Miscellaneous | New | Food Preparation | Natural Gas | Steamer | E6 | RVT BC Ratio | 0 | 0 | 0 | 0 | 0 | 0 | 0 | 0 | 0 | 0 | 0 | 0 | 0 | 0 | 0 | 0 | 0 | 0 | 0 | 0 | 0 | 0 | 0 | 0 | 0 | 0 | 0 | 0 | 0 | 0 | 0 | 0 | 0
F4_Commercial_Miscellaneous_New_Food Preparation_Natural Gas_Steamer_E7 | F4 | Commercial | Miscellaneous | New | Food Preparation | Natural Gas | Steamer | E7 | RVT BC Ratio | 0 | 0 | 0 | 0 | 0 | 0 | 0 | 0 | 0 | 0 | 0 | 0 | 0 | 0 | 0 | 0 | 0 | 0 | 0 | 0 | 0 | 0 | 0 | 0 | 0 | 0 | 0 | 0 | 0 | 0 | 0 | 0 | 0
F4_Commercial_Miscellaneous_New_Food Preparation_Natural Gas_Steamer_E8 | F4 | Commercial | Miscellaneous | New | Food Preparation | Natural Gas | Steamer | E8 | RVT BC Ratio | 0 | 0 | 0 | 0 | 0 | 0 | 0 | 0 | 0 | 0 | 0 | 0 | 0 | 0 | 0 | 0 | 0 | 0 | 0 | 0 | 0 | 0 | 0 | 0 | 0 | 0 | 0 | 0 | 0 | 0 | 0 | 0 | 0
F4_Commercial_Miscellaneous_New_Food Preparation_Natural Gas_Steamer_E9 | F4 | Commercial | Miscellaneous | New | Food Preparation | Natural Gas | Steamer | E9 | RVT BC Ratio | 0 | 0 | 0 | 0 | 0 | 0 | 0 | 0 | 0 | 0 | 0 | 0 | 0 | 0 | 0 | 0 | 0 | 0 | 0 | 0 | 0 | 0 | 0 | 0 | 0 | 0 | 0 | 0 | 0 | 0 | 0 | 0 | 0
F4_Commercial_Miscellaneous_New_Food Preparation_Natural Gas_Steamer_E10 | F4 | Commercial | Miscellaneous | New | Food Preparation | Natural Gas | Steamer | E10 | RVT BC Ratio | 0 | 0 | 0 | 0 | 0 | 0 | 0 | 0 | 0 | 0 | 0 | 0 | 0 | 0 | 0 | 0 | 0 | 0 | 0 | 0 | 0 | 0 | 0 | 0 | 0 | 0 | 0 | 0 | 0 | 0 | 0 | 0 | 0
F5_Commercial_Miscellaneous_New_Food Preparation_Natural Gas_Steamer_E1 | F5 | Commercial | Miscellaneous | New | Food Preparation | Natural Gas | Steamer | E1 | RIM BC Ratio | 1 | 1 | 1 | 0 | 0 | 0 | 0 | 0 | 0 | 0 | 0 | 0 | 0 | 0 | 0 | 0 | 0 | 0 | 0 | 0 | 0 | 0 | 0 | 0 | 0 | 0 | 0 | 0 | 0 | 0 | 0 | 0 | 0
F5_Commercial_Miscellaneous_New_Food Preparation_Natural Gas_Steamer_E2 | F5 | Commercial | Miscellaneous | New | Food Preparation | Natural Gas | Steamer | E2 | RIM BC Ratio | 0.79997 | 0.80001 | 0.80019 | 1 | 1 | 1 | 1 | 1 | 1 | 1 | 1 | 1 | 1 | 1 | 1 | 1 | 1 | 1 | 1 | 1 | 1 | 1 | 1 | 1 | 1 | 1 | 1 | 1 | 1 | 1 | 1 | 1 | 1
F5_Commercial_Miscellaneous_New_Food Preparation_Natural Gas_Steamer_E3 | F5 | Commercial | Miscellaneous | New | Food Preparation | Natural Gas | Steamer | E3 | RIM BC Ratio | 0 | 0 | 0 | 0 | 0 | 0 | 0 | 0 | 0 | 0 | 0 | 0 | 0 | 0 | 0 | 0 | 0 | 0 | 0 | 0 | 0 | 0 | 0 | 0 | 0 | 0 | 0 | 0 | 0 | 0 | 0 | 0 | 0
F5_Commercial_Miscellaneous_New_Food Preparation_Natural Gas_Steamer_E4 | F5 | Commercial | Miscellaneous | New | Food Preparation | Natural Gas | Steamer | E4 | RIM BC Ratio | 0 | 0 | 0 | 0 | 0 | 0 | 0 | 0 | 0 | 0 | 0 | 0 | 0 | 0 | 0 | 0 | 0 | 0 | 0 | 0 | 0 | 0 | 0 | 0 | 0 | 0 | 0 | 0 | 0 | 0 | 0 | 0 | 0
F5_Commercial_Miscellaneous_New_Food Preparation_Natural Gas_Steamer_E5 | F5 | Commercial | Miscellaneous | New | Food Preparation | Natural Gas | Steamer | E5 | RIM BC Ratio | 0 | 0 | 0 | 0 | 0 | 0 | 0 | 0 | 0 | 0 | 0 | 0 | 0 | 0 | 0 | 0 | 0 | 0 | 0 | 0 | 0 | 0 | 0 | 0 | 0 | 0 | 0 | 0 | 0 | 0 | 0 | 0 | 0
F5_Commercial_Miscellaneous_New_Food Preparation_Natural Gas_Steamer_E6 | F5 | Commercial | Miscellaneous | New | Food Preparation | Natural Gas | Steamer | E6 | RIM BC Ratio | 0 | 0 | 0 | 0 | 0 | 0 | 0 | 0 | 0 | 0 | 0 | 0 | 0 | 0 | 0 | 0 | 0 | 0 | 0 | 0 | 0 | 0 | 0 | 0 | 0 | 0 | 0 | 0 | 0 | 0 | 0 | 0 | 0
F5_Commercial_Miscellaneous_New_Food Preparation_Natural Gas_Steamer_E7 | F5 | Commercial | Miscellaneous | New | Food Preparation | Natural Gas | Steamer | E7 | RIM BC Ratio | 0 | 0 | 0 | 0 | 0 | 0 | 0 | 0 | 0 | 0 | 0 | 0 | 0 | 0 | 0 | 0 | 0 | 0 | 0 | 0 | 0 | 0 | 0 | 0 | 0 | 0 | 0 | 0 | 0 | 0 | 0 | 0 | 0
F5_Commercial_Miscellaneous_New_Food Preparation_Natural Gas_Steamer_E8 | F5 | Commercial | Miscellaneous | New | Food Preparation | Natural Gas | Steamer | E8 | RIM BC Ratio | 0 | 0 | 0 | 0 | 0 | 0 | 0 | 0 | 0 | 0 | 0 | 0 | 0 | 0 | 0 | 0 | 0 | 0 | 0 | 0 | 0 | 0 | 0 | 0 | 0 | 0 | 0 | 0 | 0 | 0 | 0 | 0 | 0
F5_Commercial_Miscellaneous_New_Food Preparation_Natural Gas_Steamer_E9 | F5 | Commercial | Miscellaneous | New | Food Preparation | Natural Gas | Steamer | E9 | RIM BC Ratio | 0 | 0 | 0 | 0 | 0 | 0 | 0 | 0 | 0 | 0 | 0 | 0 | 0 | 0 | 0 | 0 | 0 | 0 | 0 | 0 | 0 | 0 | 0 | 0 | 0 | 0 | 0 | 0 | 0 | 0 | 0 | 0 | 0
F5_Commercial_Miscellaneous_New_Food Preparation_Natural Gas_Steamer_E10 | F5 | Commercial | Miscellaneous | New | Food Preparation | Natural Gas | Steamer | E10 | RIM BC Ratio | 0 | 0 | 0 | 0 | 0 | 0 | 0 | 0 | 0 | 0 | 0 | 0 | 0 | 0 | 0 | 0 | 0 | 0 | 0 | 0 | 0 | 0 | 0 | 0 | 0 | 0 | 0 | 0 | 0 | 0 | 0 | 0 | 0
F0_Commercial_Miscellaneous_New_Food Preparation_Natural Gas_Food Prep Other_E0 | F0 | Commercial | Miscellaneous | New | Food Preparation | Natural Gas | Food Prep Other | E0 | Economic Unit | Standard | Standard | Standard | Standard | Standard | Standard | Standard | Standard | Standard | Standard | Standard | Standard | Standard | Standard | Standard | Standard | Standard | Standard | Standard | Standard | Standard | Standard | Standard | Standard | Standard | Standard | Standard | Standard | Standard | Standard | Standard | Standard | Standard
F1_Commercial_Miscellaneous_New_Food Preparation_Natural Gas_Food Prep Other_E1 | F1 | Commercial | Miscellaneous | New | Food Preparation | Natural Gas | Food Prep Other | E1 | CCE | 0 | 0 | 0 | 0 | 0 | 0 | 0 | 0 | 0 | 0 | 0 | 0 | 0 | 0 | 0 | 0 | 0 | 0 | 0 | 0 | 0 | 0 | 0 | 0 | 0 | 0 | 0 | 0 | 0 | 0 | 0 | 0 | 0
F1_Commercial_Miscellaneous_New_Food Preparation_Natural Gas_Food Prep Other_E2 | F1 | Commercial | Miscellaneous | New | Food Preparation | Natural Gas | Food Prep Other | E2 | CCE | 16.9852 | 17.5855 | 15.7861 | 16.0821 | 16.0821 | 16.0821 | 16.0821 | 16.0821 | 16.0821 | 16.0821 | 16.0821 | 16.0821 | 16.0821 | 16.0821 | 16.0821 | 16.0821 | 16.0821 | 16.0821 | 16.0821 | 16.0821 | 16.0821 | 16.0821 | 16.0821 | 16.0821 | 16.0821 | 16.0821 | 16.0821 | 16.0821 | 16.0821 | 16.0821 | 16.0821 | 16.0821 | 16.0821
F1_Commercial_Miscellaneous_New_Food Preparation_Natural Gas_Food Prep Other_E3 | F1 | Commercial | Miscellaneous | New | Food Preparation | Natural Gas | Food Prep Other | E3 | CCE | 0 | 0 | 0 | 0 | 0 | 0 | 0 | 0 | 0 | 0 | 0 | 0 | 0 | 0 | 0 | 0 | 0 | 0 | 0 | 0 | 0 | 0 | 0 | 0 | 0 | 0 | 0 | 0 | 0 | 0 | 0 | 0 | 0
F1_Commercial_Miscellaneous_New_Food Preparation_Natural Gas_Food Prep Other_E4 | F1 | Commercial | Miscellaneous | New | Food Preparation | Natural Gas | Food Prep Other | E4 | CCE | 0 | 0 | 0 | 0 | 0 | 0 | 0 | 0 | 0 | 0 | 0 | 0 | 0 | 0 | 0 | 0 | 0 | 0 | 0 | 0 | 0 | 0 | 0 | 0 | 0 | 0 | 0 | 0 | 0 | 0 | 0 | 0 | 0
F1_Commercial_Miscellaneous_New_Food Preparation_Natural Gas_Food Prep Other_E5 | F1 | Commercial | Miscellaneous | New | Food Preparation | Natural Gas | Food Prep Other | E5 | CCE | 0 | 0 | 0 | 0 | 0 | 0 | 0 | 0 | 0 | 0 | 0 | 0 | 0 | 0 | 0 | 0 | 0 | 0 | 0 | 0 | 0 | 0 | 0 | 0 | 0 | 0 | 0 | 0 | 0 | 0 | 0 | 0 | 0
F1_Commercial_Miscellaneous_New_Food Preparation_Natural Gas_Food Prep Other_E6 | F1 | Commercial | Miscellaneous | New | Food Preparation | Natural Gas | Food Prep Other | E6 | CCE | 0 | 0 | 0 | 0 | 0 | 0 | 0 | 0 | 0 | 0 | 0 | 0 | 0 | 0 | 0 | 0 | 0 | 0 | 0 | 0 | 0 | 0 | 0 | 0 | 0 | 0 | 0 | 0 | 0 | 0 | 0 | 0 | 0
F1_Commercial_Miscellaneous_New_Food Preparation_Natural Gas_Food Prep Other_E7 | F1 | Commercial | Miscellaneous | New | Food Preparation | Natural Gas | Food Prep Other | E7 | CCE | 0 | 0 | 0 | 0 | 0 | 0 | 0 | 0 | 0 | 0 | 0 | 0 | 0 | 0 | 0 | 0 | 0 | 0 | 0 | 0 | 0 | 0 | 0 | 0 | 0 | 0 | 0 | 0 | 0 | 0 | 0 | 0 | 0
F1_Commercial_Miscellaneous_New_Food Preparation_Natural Gas_Food Prep Other_E8 | F1 | Commercial | Miscellaneous | New | Food Preparation | Natural Gas | Food Prep Other | E8 | CCE | 0 | 0 | 0 | 0 | 0 | 0 | 0 | 0 | 0 | 0 | 0 | 0 | 0 | 0 | 0 | 0 | 0 | 0 | 0 | 0 | 0 | 0 | 0 | 0 | 0 | 0 | 0 | 0 | 0 | 0 | 0 | 0 | 0
F1_Commercial_Miscellaneous_New_Food Preparation_Natural Gas_Food Prep Other_E9 | F1 | Commercial | Miscellaneous | New | Food Preparation | Natural Gas | Food Prep Other | E9 | CCE | 0 | 0 | 0 | 0 | 0 | 0 | 0 | 0 | 0 | 0 | 0 | 0 | 0 | 0 | 0 | 0 | 0 | 0 | 0 | 0 | 0 | 0 | 0 | 0 | 0 | 0 | 0 | 0 | 0 | 0 | 0 | 0 | 0
F1_Commercial_Miscellaneous_New_Food Preparation_Natural Gas_Food Prep Other_E10 | F1 | Commercial | Miscellaneous | New | Food Preparation | Natural Gas | Food Prep Other | E10 | CCE | 0 | 0 | 0 | 0 | 0 | 0 | 0 | 0 | 0 | 0 | 0 | 0 | 0 | 0 | 0 | 0 | 0 | 0 | 0 | 0 | 0 | 0 | 0 | 0 | 0 | 0 | 0 | 0 | 0 | 0 | 0 | 0 | 0
F2_Commercial_Miscellaneous_New_Food Preparation_Natural Gas_Food Prep Other_E1 | F2 | Commercial | Miscellaneous | New | Food Preparation | Natural Gas | Food Prep Other | E1 | TRC BC Ratio | bar: 2019 to 2051
F2_Commercial_Miscellaneous_New_Food Preparation_Natural Gas_Food Prep Other_E2 | F2 | Commercial | Miscellaneous | New | Food Preparation | Natural Gas | Food Prep Other | E2 | TRC BC Ratio | 0.096778 | 0.096763 | 0.097228 | 0.096513 | 0.096078 | 0.096394 | 0.097347 | 0.098099 | 0.099032 | 0.099913 | 0.1008 | 0.10161 | 0.10248 | 0.1034 | 0.10427 | 0.10515 | 0.10605 | 0.10703 | 0.10805 | 0.10913 | 0.11019 | 0.1113 | 0.11232 | 0.11337 | 0.11431 | 0.11512 | 0.11585 | 0.11649 | 0.11699 | 0.11739 | 0.11761 | 0.11776 | 0.11776
F2_Commercial_Miscellaneous_New_Food Preparation_Natural Gas_Food Prep Other_E3 | F2 | Commercial | Miscellaneous | New | Food Preparation | Natural Gas | Food Prep Other | E3 | TRC BC Ratio | 0 | 0 | 0 | 0 | 0 | 0 | 0 | 0 | 0 | 0 | 0 | 0 | 0 | 0 | 0 | 0 | 0 | 0 | 0 | 0 | 0 | 0 | 0 | 0 | 0 | 0 | 0 | 0 | 0 | 0 | 0 | 0 | 0
F2_Commercial_Miscellaneous_New_Food Preparation_Natural Gas_Food Prep Other_E4 | F2 | Commercial | Miscellaneous | New | Food Preparation | Natural Gas | Food Prep Other | E4 | TRC BC Ratio | 0 | 0 | 0 | 0 | 0 | 0 | 0 | 0 | 0 | 0 | 0 | 0 | 0 | 0 | 0 | 0 | 0 | 0 | 0 | 0 | 0 | 0 | 0 | 0 | 0 | 0 | 0 | 0 | 0 | 0 | 0 | 0 | 0
F2_Commercial_Miscellaneous_New_Food Preparation_Natural Gas_Food Prep Other_E5 | F2 | Commercial | Miscellaneous | New | Food Preparation | Natural Gas | Food Prep Other | E5 | TRC BC Ratio | 0 | 0 | 0 | 0 | 0 | 0 | 0 | 0 | 0 | 0 | 0 | 0 | 0 | 0 | 0 | 0 | 0 | 0 | 0 | 0 | 0 | 0 | 0 | 0 | 0 | 0 | 0 | 0 | 0 | 0 | 0 | 0 | 0
F2_Commercial_Miscellaneous_New_Food Preparation_Natural Gas_Food Prep Other_E6 | F2 | Commercial | Miscellaneous | New | Food Preparation | Natural Gas | Food Prep Other | E6 | TRC BC Ratio | 0 | 0 | 0 | 0 | 0 | 0 | 0 | 0 | 0 | 0 | 0 | 0 | 0 | 0 | 0 | 0 | 0 | 0 | 0 | 0 | 0 | 0 | 0 | 0 | 0 | 0 | 0 | 0 | 0 | 0 | 0 | 0 | 0
F2_Commercial_Miscellaneous_New_Food Preparation_Natural Gas_Food Prep Other_E7 | F2 | Commercial | Miscellaneous | New | Food Preparation | Natural Gas | Food Prep Other | E7 | TRC BC Ratio | 0 | 0 | 0 | 0 | 0 | 0 | 0 | 0 | 0 | 0 | 0 | 0 | 0 | 0 | 0 | 0 | 0 | 0 | 0 | 0 | 0 | 0 | 0 | 0 | 0 | 0 | 0 | 0 | 0 | 0 | 0 | 0 | 0
F2_Commercial_Miscellaneous_New_Food Preparation_Natural Gas_Food Prep Other_E8 | F2 | Commercial | Miscellaneous | New | Food Preparation | Natural Gas | Food Prep Other | E8 | TRC BC Ratio | 0 | 0 | 0 | 0 | 0 | 0 | 0 | 0 | 0 | 0 | 0 | 0 | 0 | 0 | 0 | 0 | 0 | 0 | 0 | 0 | 0 | 0 | 0 | 0 | 0 | 0 | 0 | 0 | 0 | 0 | 0 | 0 | 0
F2_Commercial_Miscellaneous_New_Food Preparation_Natural Gas_Food Prep Other_E9 | F2 | Commercial | Miscellaneous | New | Food Preparation | Natural Gas | Food Prep Other | E9 | TRC BC Ratio | 0 | 0 | 0 | 0 | 0 | 0 | 0 | 0 | 0 | 0 | 0 | 0 | 0 | 0 | 0 | 0 | 0 | 0 | 0 | 0 | 0 | 0 | 0 | 0 | 0 | 0 | 0 | 0 | 0 | 0 | 0 | 0 | 0
F2_Commercial_Miscellaneous_New_Food Preparation_Natural Gas_Food Prep Other_E10 | F2 | Commercial | Miscellaneous | New | Food Preparation | Natural Gas | Food Prep Other | E10 | TRC BC Ratio | 0 | 0 | 0 | 0 | 0 | 0 | 0 | 0 | 0 | 0 | 0 | 0 | 0 | 0 | 0 | 0 | 0 | 0 | 0 | 0 | 0 | 0 | 0 | 0 | 0 | 0 | 0 | 0 | 0 | 0 | 0 | 0 | 0
F3_Commercial_Miscellaneous_New_Food Preparation_Natural Gas_Food Prep Other_E1 | F3 | Commercial | Miscellaneous | New | Food Preparation | Natural Gas | Food Prep Other | E1 | PACT BC Ratio | bar: 2019 to 2051
F3_Commercial_Miscellaneous_New_Food Preparation_Natural Gas_Food Prep Other_E2 | F3 | Commercial | Miscellaneous | New | Food Preparation | Natural Gas | Food Prep Other | E2 | PACT BC Ratio | 0.12904 | 0.12902 | 0.12964 | 0.12868 | 0.1281 | 0.12853 | 0.1298 | 0.1308 | 0.13204 | 0.13322 | 0.1344 | 0.13548 | 0.13665 | 0.13786 | 0.13902 | 0.1402 | 0.1414 | 0.14271 | 0.14407 | 0.14551 | 0.14692 | 0.14839 | 0.14976 | 0.15117 | 0.15241 | 0.15349 | 0.15447 | 0.15532 | 0.15598 | 0.15652 | 0.15682 | 0.15702 | 0.15702
F3_Commercial_Miscellaneous_New_Food Preparation_Natural Gas_Food Prep Other_E3 | F3 | Commercial | Miscellaneous | New | Food Preparation | Natural Gas | Food Prep Other | E3 | PACT BC Ratio | 0 | 0 | 0 | 0 | 0 | 0 | 0 | 0 | 0 | 0 | 0 | 0 | 0 | 0 | 0 | 0 | 0 | 0 | 0 | 0 | 0 | 0 | 0 | 0 | 0 | 0 | 0 | 0 | 0 | 0 | 0 | 0 | 0
F3_Commercial_Miscellaneous_New_Food Preparation_Natural Gas_Food Prep Other_E4 | F3 | Commercial | Miscellaneous | New | Food Preparation | Natural Gas | Food Prep Other | E4 | PACT BC Ratio | 0 | 0 | 0 | 0 | 0 | 0 | 0 | 0 | 0 | 0 | 0 | 0 | 0 | 0 | 0 | 0 | 0 | 0 | 0 | 0 | 0 | 0 | 0 | 0 | 0 | 0 | 0 | 0 | 0 | 0 | 0 | 0 | 0
F3_Commercial_Miscellaneous_New_Food Preparation_Natural Gas_Food Prep Other_E5 | F3 | Commercial | Miscellaneous | New | Food Preparation | Natural Gas | Food Prep Other | E5 | PACT BC Ratio | 0 | 0 | 0 | 0 | 0 | 0 | 0 | 0 | 0 | 0 | 0 | 0 | 0 | 0 | 0 | 0 | 0 | 0 | 0 | 0 | 0 | 0 | 0 | 0 | 0 | 0 | 0 | 0 | 0 | 0 | 0 | 0 | 0
F3_Commercial_Miscellaneous_New_Food Preparation_Natural Gas_Food Prep Other_E6 | F3 | Commercial | Miscellaneous | New | Food Preparation | Natural Gas | Food Prep Other | E6 | PACT BC Ratio | 0 | 0 | 0 | 0 | 0 | 0 | 0 | 0 | 0 | 0 | 0 | 0 | 0 | 0 | 0 | 0 | 0 | 0 | 0 | 0 | 0 | 0 | 0 | 0 | 0 | 0 | 0 | 0 | 0 | 0 | 0 | 0 | 0
F3_Commercial_Miscellaneous_New_Food Preparation_Natural Gas_Food Prep Other_E7 | F3 | Commercial | Miscellaneous | New | Food Preparation | Natural Gas | Food Prep Other | E7 | PACT BC Ratio | 0 | 0 | 0 | 0 | 0 | 0 | 0 | 0 | 0 | 0 | 0 | 0 | 0 | 0 | 0 | 0 | 0 | 0 | 0 | 0 | 0 | 0 | 0 | 0 | 0 | 0 | 0 | 0 | 0 | 0 | 0 | 0 | 0
F3_Commercial_Miscellaneous_New_Food Preparation_Natural Gas_Food Prep Other_E8 | F3 | Commercial | Miscellaneous | New | Food Preparation | Natural Gas | Food Prep Other | E8 | PACT BC Ratio | 0 | 0 | 0 | 0 | 0 | 0 | 0 | 0 | 0 | 0 | 0 | 0 | 0 | 0 | 0 | 0 | 0 | 0 | 0 | 0 | 0 | 0 | 0 | 0 | 0 | 0 | 0 | 0 | 0 | 0 | 0 | 0 | 0
F3_Commercial_Miscellaneous_New_Food Preparation_Natural Gas_Food Prep Other_E9 | F3 | Commercial | Miscellaneous | New | Food Preparation | Natural Gas | Food Prep Other | E9 | PACT BC Ratio | 0 | 0 | 0 | 0 | 0 | 0 | 0 | 0 | 0 | 0 | 0 | 0 | 0 | 0 | 0 | 0 | 0 | 0 | 0 | 0 | 0 | 0 | 0 | 0 | 0 | 0 | 0 | 0 | 0 | 0 | 0 | 0 | 0
F3_Commercial_Miscellaneous_New_Food Preparation_Natural Gas_Food Prep Other_E10 | F3 | Commercial | Miscellaneous | New | Food Preparation | Natural Gas | Food Prep Other | E10 | PACT BC Ratio | 0 | 0 | 0 | 0 | 0 | 0 | 0 | 0 | 0 | 0 | 0 | 0 | 0 | 0 | 0 | 0 | 0 | 0 | 0 | 0 | 0 | 0 | 0 | 0 | 0 | 0 | 0 | 0 | 0 | 0 | 0 | 0 | 0
F4_Commercial_Miscellaneous_New_Food Preparation_Natural Gas_Food Prep Other_E1 | F4 | Commercial | Miscellaneous | New | Food Preparation | Natural Gas | Food Prep Other | E1 | RVT BC Ratio | bar: 2019 to 2051
F4_Commercial_Miscellaneous_New_Food Preparation_Natural Gas_Food Prep Other_E2 | F4 | Commercial | Miscellaneous | New | Food Preparation | Natural Gas | Food Prep Other | E2 | RVT BC Ratio | 0.83914 | 0.83911 | 0.83978 | 0.83875 | 0.83813 | 0.83858 | 0.83995 | 0.84103 | 0.84238 | 0.84364 | 0.84492 | 0.84609 | 0.84734 | 0.84865 | 0.8499 | 0.85118 | 0.85247 | 0.85388 | 0.85535 | 0.85689 | 0.85842 | 0.86001 | 0.86148 | 0.863 | 0.86434 | 0.8655 | 0.86656 | 0.86747 | 0.86819 | 0.86877 | 0.86909 | 0.86931 | 0.86931
F4_Commercial_Miscellaneous_New_Food Preparation_Natural Gas_Food Prep Other_E3 | F4 | Commercial | Miscellaneous | New | Food Preparation | Natural Gas | Food Prep Other | E3 | RVT BC Ratio | 0 | 0 | 0 | 0 | 0 | 0 | 0 | 0 | 0 | 0 | 0 | 0 | 0 | 0 | 0 | 0 | 0 | 0 | 0 | 0 | 0 | 0 | 0 | 0 | 0 | 0 | 0 | 0 | 0 | 0 | 0 | 0 | 0
F4_Commercial_Miscellaneous_New_Food Preparation_Natural Gas_Food Prep Other_E4 | F4 | Commercial | Miscellaneous | New | Food Preparation | Natural Gas | Food Prep Other | E4 | RVT BC Ratio | 0 | 0 | 0 | 0 | 0 | 0 | 0 | 0 | 0 | 0 | 0 | 0 | 0 | 0 | 0 | 0 | 0 | 0 | 0 | 0 | 0 | 0 | 0 | 0 | 0 | 0 | 0 | 0 | 0 | 0 | 0 | 0 | 0
F4_Commercial_Miscellaneous_New_Food Preparation_Natural Gas_Food Prep Other_E5 | F4 | Commercial | Miscellaneous | New | Food Preparation | Natural Gas | Food Prep Other | E5 | RVT BC Ratio | 0 | 0 | 0 | 0 | 0 | 0 | 0 | 0 | 0 | 0 | 0 | 0 | 0 | 0 | 0 | 0 | 0 | 0 | 0 | 0 | 0 | 0 | 0 | 0 | 0 | 0 | 0 | 0 | 0 | 0 | 0 | 0 | 0
F4_Commercial_Miscellaneous_New_Food Preparation_Natural Gas_Food Prep Other_E6 | F4 | Commercial | Miscellaneous | New | Food Preparation | Natural Gas | Food Prep Other | E6 | RVT BC Ratio | 0 | 0 | 0 | 0 | 0 | 0 | 0 | 0 | 0 | 0 | 0 | 0 | 0 | 0 | 0 | 0 | 0 | 0 | 0 | 0 | 0 | 0 | 0 | 0 | 0 | 0 | 0 | 0 | 0 | 0 | 0 | 0 | 0
F4_Commercial_Miscellaneous_New_Food Preparation_Natural Gas_Food Prep Other_E7 | F4 | Commercial | Miscellaneous | New | Food Preparation | Natural Gas | Food Prep Other | E7 | RVT BC Ratio | 0 | 0 | 0 | 0 | 0 | 0 | 0 | 0 | 0 | 0 | 0 | 0 | 0 | 0 | 0 | 0 | 0 | 0 | 0 | 0 | 0 | 0 | 0 | 0 | 0 | 0 | 0 | 0 | 0 | 0 | 0 | 0 | 0
F4_Commercial_Miscellaneous_New_Food Preparation_Natural Gas_Food Prep Other_E8 | F4 | Commercial | Miscellaneous | New | Food Preparation | Natural Gas | Food Prep Other | E8 | RVT BC Ratio | 0 | 0 | 0 | 0 | 0 | 0 | 0 | 0 | 0 | 0 | 0 | 0 | 0 | 0 | 0 | 0 | 0 | 0 | 0 | 0 | 0 | 0 | 0 | 0 | 0 | 0 | 0 | 0 | 0 | 0 | 0 | 0 | 0
F4_Commercial_Miscellaneous_New_Food Preparation_Natural Gas_Food Prep Other_E9 | F4 | Commercial | Miscellaneous | New | Food Preparation | Natural Gas | Food Prep Other | E9 | RVT BC Ratio | 0 | 0 | 0 | 0 | 0 | 0 | 0 | 0 | 0 | 0 | 0 | 0 | 0 | 0 | 0 | 0 | 0 | 0 | 0 | 0 | 0 | 0 | 0 | 0 | 0 | 0 | 0 | 0 | 0 | 0 | 0 | 0 | 0
F4_Commercial_Miscellaneous_New_Food Preparation_Natural Gas_Food Prep Other_E10 | F4 | Commercial | Miscellaneous | New | Food Preparation | Natural Gas | Food Prep Other | E10 | RVT BC Ratio | 0 | 0 | 0 | 0 | 0 | 0 | 0 | 0 | 0 | 0 | 0 | 0 | 0 | 0 | 0 | 0 | 0 | 0 | 0 | 0 | 0 | 0 | 0 | 0 | 0 | 0 | 0 | 0 | 0 | 0 | 0 | 0 | 0
F5_Commercial_Miscellaneous_New_Food Preparation_Natural Gas_Food Prep Other_E1 | F5 | Commercial | Miscellaneous | New | Food Preparation | Natural Gas | Food Prep Other | E1 | RIM BC Ratio | bar: 2019 to 2051
F5_Commercial_Miscellaneous_New_Food Preparation_Natural Gas_Food Prep Other_E2 | F5 | Commercial | Miscellaneous | New | Food Preparation | Natural Gas | Food Prep Other | E2 | RIM BC Ratio | 0.11176 | 0.11174 | 0.11221 | 0.11149 | 0.11106 | 0.11138 | 0.11233 | 0.11308 | 0.11401 | 0.11488 | 0.11576 | 0.11656 | 0.11742 | 0.11832 | 0.11917 | 0.12004 | 0.12092 | 0.12187 | 0.12286 | 0.12391 | 0.12493 | 0.12599 | 0.12697 | 0.12799 | 0.12888 | 0.12965 | 0.13035 | 0.13095 | 0.13142 | 0.13181 | 0.13202 | 0.13216 | 0.13216
F5_Commercial_Miscellaneous_New_Food Preparation_Natural Gas_Food Prep Other_E3 | F5 | Commercial | Miscellaneous | New | Food Preparation | Natural Gas | Food Prep Other | E3 | RIM BC Ratio | 0 | 0 | 0 | 0 | 0 | 0 | 0 | 0 | 0 | 0 | 0 | 0 | 0 | 0 | 0 | 0 | 0 | 0 | 0 | 0 | 0 | 0 | 0 | 0 | 0 | 0 | 0 | 0 | 0 | 0 | 0 | 0 | 0
F5_Commercial_Miscellaneous_New_Food Preparation_Natural Gas_Food Prep Other_E4 | F5 | Commercial | Miscellaneous | New | Food Preparation | Natural Gas | Food Prep Other | E4 | RIM BC Ratio | 0 | 0 | 0 | 0 | 0 | 0 | 0 | 0 | 0 | 0 | 0 | 0 | 0 | 0 | 0 | 0 | 0 | 0 | 0 | 0 | 0 | 0 | 0 | 0 | 0 | 0 | 0 | 0 | 0 | 0 | 0 | 0 | 0
F5_Commercial_Miscellaneous_New_Food Preparation_Natural Gas_Food Prep Other_E5 | F5 | Commercial | Miscellaneous | New | Food Preparation | Natural Gas | Food Prep Other | E5 | RIM BC Ratio | 0 | 0 | 0 | 0 | 0 | 0 | 0 | 0 | 0 | 0 | 0 | 0 | 0 | 0 | 0 | 0 | 0 | 0 | 0 | 0 | 0 | 0 | 0 | 0 | 0 | 0 | 0 | 0 | 0 | 0 | 0 | 0 | 0
F5_Commercial_Miscellaneous_New_Food Preparation_Natural Gas_Food Prep Other_E6 | F5 | Commercial | Miscellaneous | New | Food Preparation | Natural Gas | Food Prep Other | E6 | RIM BC Ratio | 0 | 0 | 0 | 0 | 0 | 0 | 0 | 0 | 0 | 0 | 0 | 0 | 0 | 0 | 0 | 0 | 0 | 0 | 0 | 0 | 0 | 0 | 0 | 0 | 0 | 0 | 0 | 0 | 0 | 0 | 0 | 0 | 0
F5_Commercial_Miscellaneous_New_Food Preparation_Natural Gas_Food Prep Other_E7 | F5 | Commercial | Miscellaneous | New | Food Preparation | Natural Gas | Food Prep Other | E7 | RIM BC Ratio | 0 | 0 | 0 | 0 | 0 | 0 | 0 | 0 | 0 | 0 | 0 | 0 | 0 | 0 | 0 | 0 | 0 | 0 | 0 | 0 | 0 | 0 | 0 | 0 | 0 | 0 | 0 | 0 | 0 | 0 | 0 | 0 | 0
F5_Commercial_Miscellaneous_New_Food Preparation_Natural Gas_Food Prep Other_E8 | F5 | Commercial | Miscellaneous | New | Food Preparation | Natural Gas | Food Prep Other | E8 | RIM BC Ratio | 0 | 0 | 0 | 0 | 0 | 0 | 0 | 0 | 0 | 0 | 0 | 0 | 0 | 0 | 0 | 0 | 0 | 0 | 0 | 0 | 0 | 0 | 0 | 0 | 0 | 0 | 0 | 0 | 0 | 0 | 0 | 0 | 0
F5_Commercial_Miscellaneous_New_Food Preparation_Natural Gas_Food Prep Other_E9 | F5 | Commercial | Miscellaneous | New | Food Preparation | Natural Gas | Food Prep Other | E9 | RIM BC Ratio | 0 | 0 | 0 | 0 | 0 | 0 | 0 | 0 | 0 | 0 | 0 | 0 | 0 | 0 | 0 | 0 | 0 | 0 | 0 | 0 | 0 | 0 | 0 | 0 | 0 | 0 | 0 | 0 | 0 | 0 | 0 | 0 | 0
F5_Commercial_Miscellaneous_New_Food Preparation_Natural Gas_Food Prep Other_E10 | F5 | Commercial | Miscellaneous | New | Food Preparation | Natural Gas | Food Prep Other | E10 | RIM BC Ratio | 0 | 0 | 0 | 0 | 0 | 0 | 0 | 0 | 0 | 0 | 0 | 0 | 0 | 0 | 0 | 0 | 0 | 0 | 0 | 0 | 0 | 0 | 0 | 0 | 0 | 0 | 0 | 0 | 0 | 0 | 0 | 0 | 0
F0_Commercial_Miscellaneous_New_Miscellaneous_Natural Gas_Pool Heater_E0 | F0 | Commercial | Miscellaneous | New | Miscellaneous | Natural Gas | Pool Heater | E0 | Economic Unit | Standard (EF .78) | Standard (EF .78) | Standard (EF .78) | Standard (EF .78) | Standard (EF .78) | Standard (EF .78) | Standard (EF .78) | Standard (EF .78) | Standard (EF .78) | Standard (EF .78) | Standard (EF .78) | Standard (EF .78) | Standard (EF .78) | Standard (EF .78) | Standard (EF .78) | Standard (EF .78) | Standard (EF .78) | Standard (EF .78) | Standard (EF .78) | Standard (EF .78) | Standard (EF .78) | Standard (EF .78) | Standard (EF .78) | Standard (EF .78) | Standard (EF .78) | Standard (EF .78) | Standard (EF .78) | Standard (EF .78) | Standard (EF .78) | Standard (EF .78) | Standard (EF .78) | Standard (EF .78) | Standard (EF .78)
F1_Commercial_Miscellaneous_New_Miscellaneous_Natural Gas_Pool Heater_E1 | F1 | Commercial | Miscellaneous | New | Miscellaneous | Natural Gas | Pool Heater | E1 | CCE | 0 | 0 | 0 | 0 | 0 | 0 | 0 | 0 | 0 | 0 | 0 | 0 | 0 | 0 | 0 | 0 | 0 | 0 | 0 | 0 | 0 | 0 | 0 | 0 | 0 | 0 | 0 | 0 | 0 | 0 | 0 | 0 | 0
F1_Commercial_Miscellaneous_New_Miscellaneous_Natural Gas_Pool Heater_E2 | F1 | Commercial | Miscellaneous | New | Miscellaneous | Natural Gas | Pool Heater | E2 | CCE | 1.2677 | 1.3125 | 1.1782 | 1.2003 | 1.2003 | 1.2003 | 1.2003 | 1.2003 | 1.2003 | 1.2003 | 1.2003 | 1.2003 | 1.2003 | 1.2003 | 1.2003 | 1.2003 | 1.2003 | 1.2003 | 1.2003 | 1.2003 | 1.2003 | 1.2003 | 1.2003 | 1.2003 | 1.2003 | 1.2003 | 1.2003 | 1.2003 | 1.2003 | 1.2003 | 1.2003 | 1.2003 | 1.2003
F1_Commercial_Miscellaneous_New_Miscellaneous_Natural Gas_Pool Heater_E3 | F1 | Commercial | Miscellaneous | New | Miscellaneous | Natural Gas | Pool Heater | E3 | CCE | 0 | 0 | 0 | 0 | 0 | 0 | 0 | 0 | 0 | 0 | 0 | 0 | 0 | 0 | 0 | 0 | 0 | 0 | 0 | 0 | 0 | 0 | 0 | 0 | 0 | 0 | 0 | 0 | 0 | 0 | 0 | 0 | 0
F1_Commercial_Miscellaneous_New_Miscellaneous_Natural Gas_Pool Heater_E4 | F1 | Commercial | Miscellaneous | New | Miscellaneous | Natural Gas | Pool Heater | E4 | CCE | 0 | 0 | 0 | 0 | 0 | 0 | 0 | 0 | 0 | 0 | 0 | 0 | 0 | 0 | 0 | 0 | 0 | 0 | 0 | 0 | 0 | 0 | 0 | 0 | 0 | 0 | 0 | 0 | 0 | 0 | 0 | 0 | 0
F1_Commercial_Miscellaneous_New_Miscellaneous_Natural Gas_Pool Heater_E5 | F1 | Commercial | Miscellaneous | New | Miscellaneous | Natural Gas | Pool Heater | E5 | CCE | 0 | 0 | 0 | 0 | 0 | 0 | 0 | 0 | 0 | 0 | 0 | 0 | 0 | 0 | 0 | 0 | 0 | 0 | 0 | 0 | 0 | 0 | 0 | 0 | 0 | 0 | 0 | 0 | 0 | 0 | 0 | 0 | 0
F1_Commercial_Miscellaneous_New_Miscellaneous_Natural Gas_Pool Heater_E6 | F1 | Commercial | Miscellaneous | New | Miscellaneous | Natural Gas | Pool Heater | E6 | CCE | 0 | 0 | 0 | 0 | 0 | 0 | 0 | 0 | 0 | 0 | 0 | 0 | 0 | 0 | 0 | 0 | 0 | 0 | 0 | 0 | 0 | 0 | 0 | 0 | 0 | 0 | 0 | 0 | 0 | 0 | 0 | 0 | 0
F1_Commercial_Miscellaneous_New_Miscellaneous_Natural Gas_Pool Heater_E7 | F1 | Commercial | Miscellaneous | New | Miscellaneous | Natural Gas | Pool Heater | E7 | CCE | 0 | 0 | 0 | 0 | 0 | 0 | 0 | 0 | 0 | 0 | 0 | 0 | 0 | 0 | 0 | 0 | 0 | 0 | 0 | 0 | 0 | 0 | 0 | 0 | 0 | 0 | 0 | 0 | 0 | 0 | 0 | 0 | 0
F1_Commercial_Miscellaneous_New_Miscellaneous_Natural Gas_Pool Heater_E8 | F1 | Commercial | Miscellaneous | New | Miscellaneous | Natural Gas | Pool Heater | E8 | CCE | 0 | 0 | 0 | 0 | 0 | 0 | 0 | 0 | 0 | 0 | 0 | 0 | 0 | 0 | 0 | 0 | 0 | 0 | 0 | 0 | 0 | 0 | 0 | 0 | 0 | 0 | 0 | 0 | 0 | 0 | 0 | 0 | 0
F1_Commercial_Miscellaneous_New_Miscellaneous_Natural Gas_Pool Heater_E9 | F1 | Commercial | Miscellaneous | New | Miscellaneous | Natural Gas | Pool Heater | E9 | CCE | 0 | 0 | 0 | 0 | 0 | 0 | 0 | 0 | 0 | 0 | 0 | 0 | 0 | 0 | 0 | 0 | 0 | 0 | 0 | 0 | 0 | 0 | 0 | 0 | 0 | 0 | 0 | 0 | 0 | 0 | 0 | 0 | 0
F1_Commercial_Miscellaneous_New_Miscellaneous_Natural Gas_Pool Heater_E10 | F1 | Commercial | Miscellaneous | New | Miscellaneous | Natural Gas | Pool Heater | E10 | CCE | 0 | 0 | 0 | 0 | 0 | 0 | 0 | 0 | 0 | 0 | 0 | 0 | 0 | 0 | 0 | 0 | 0 | 0 | 0 | 0 | 0 | 0 | 0 | 0 | 0 | 0 | 0 | 0 | 0 | 0 | 0 | 0 | 0
F2_Commercial_Miscellaneous_New_Miscellaneous_Natural Gas_Pool Heater_E1 | F2 | Commercial | Miscellaneous | New | Miscellaneous | Natural Gas | Pool Heater | E1 | TRC BC Ratio | bar: 2019 to 2051
F2_Commercial_Miscellaneous_New_Miscellaneous_Natural Gas_Pool Heater_E2 | F2 | Commercial | Miscellaneous | New | Miscellaneous | Natural Gas | Pool Heater | E2 | TRC BC Ratio | 0 | 0 | 0 | 0 | 0 | 0 | 0 | 0 | 0 | 0 | 0 | 0 | 0 | 0 | 0 | 0 | 0 | 0 | 0 | 0 | 0 | 0 | 0 | 0 | 0 | 0 | 0 | 0 | 0 | 0 | 0 | 0 | 0
F2_Commercial_Miscellaneous_New_Miscellaneous_Natural Gas_Pool Heater_E3 | F2 | Commercial | Miscellaneous | New | Miscellaneous | Natural Gas | Pool Heater | E3 | TRC BC Ratio | 0 | 0 | 0 | 0 | 0 | 0 | 0 | 0 | 0 | 0 | 0 | 0 | 0 | 0 | 0 | 0 | 0 | 0 | 0 | 0 | 0 | 0 | 0 | 0 | 0 | 0 | 0 | 0 | 0 | 0 | 0 | 0 | 0
F2_Commercial_Miscellaneous_New_Miscellaneous_Natural Gas_Pool Heater_E4 | F2 | Commercial | Miscellaneous | New | Miscellaneous | Natural Gas | Pool Heater | E4 | TRC BC Ratio | 0 | 0 | 0 | 0 | 0 | 0 | 0 | 0 | 0 | 0 | 0 | 0 | 0 | 0 | 0 | 0 | 0 | 0 | 0 | 0 | 0 | 0 | 0 | 0 | 0 | 0 | 0 | 0 | 0 | 0 | 0 | 0 | 0
F2_Commercial_Miscellaneous_New_Miscellaneous_Natural Gas_Pool Heater_E5 | F2 | Commercial | Miscellaneous | New | Miscellaneous | Natural Gas | Pool Heater | E5 | TRC BC Ratio | 0 | 0 | 0 | 0 | 0 | 0 | 0 | 0 | 0 | 0 | 0 | 0 | 0 | 0 | 0 | 0 | 0 | 0 | 0 | 0 | 0 | 0 | 0 | 0 | 0 | 0 | 0 | 0 | 0 | 0 | 0 | 0 | 0
F2_Commercial_Miscellaneous_New_Miscellaneous_Natural Gas_Pool Heater_E6 | F2 | Commercial | Miscellaneous | New | Miscellaneous | Natural Gas | Pool Heater | E6 | TRC BC Ratio | 0 | 0 | 0 | 0 | 0 | 0 | 0 | 0 | 0 | 0 | 0 | 0 | 0 | 0 | 0 | 0 | 0 | 0 | 0 | 0 | 0 | 0 | 0 | 0 | 0 | 0 | 0 | 0 | 0 | 0 | 0 | 0 | 0
F2_Commercial_Miscellaneous_New_Miscellaneous_Natural Gas_Pool Heater_E7 | F2 | Commercial | Miscellaneous | New | Miscellaneous | Natural Gas | Pool Heater | E7 | TRC BC Ratio | 0 | 0 | 0 | 0 | 0 | 0 | 0 | 0 | 0 | 0 | 0 | 0 | 0 | 0 | 0 | 0 | 0 | 0 | 0 | 0 | 0 | 0 | 0 | 0 | 0 | 0 | 0 | 0 | 0 | 0 | 0 | 0 | 0
F2_Commercial_Miscellaneous_New_Miscellaneous_Natural Gas_Pool Heater_E8 | F2 | Commercial | Miscellaneous | New | Miscellaneous | Natural Gas | Pool Heater | E8 | TRC BC Ratio | 0 | 0 | 0 | 0 | 0 | 0 | 0 | 0 | 0 | 0 | 0 | 0 | 0 | 0 | 0 | 0 | 0 | 0 | 0 | 0 | 0 | 0 | 0 | 0 | 0 | 0 | 0 | 0 | 0 | 0 | 0 | 0 | 0
F2_Commercial_Miscellaneous_New_Miscellaneous_Natural Gas_Pool Heater_E9 | F2 | Commercial | Miscellaneous | New | Miscellaneous | Natural Gas | Pool Heater | E9 | TRC BC Ratio | 0 | 0 | 0 | 0 | 0 | 0 | 0 | 0 | 0 | 0 | 0 | 0 | 0 | 0 | 0 | 0 | 0 | 0 | 0 | 0 | 0 | 0 | 0 | 0 | 0 | 0 | 0 | 0 | 0 | 0 | 0 | 0 | 0
F2_Commercial_Miscellaneous_New_Miscellaneous_Natural Gas_Pool Heater_E10 | F2 | Commercial | Miscellaneous | New | Miscellaneous | Natural Gas | Pool Heater | E10 | TRC BC Ratio | 0 | 0 | 0 | 0 | 0 | 0 | 0 | 0 | 0 | 0 | 0 | 0 | 0 | 0 | 0 | 0 | 0 | 0 | 0 | 0 | 0 | 0 | 0 | 0 | 0 | 0 | 0 | 0 | 0 | 0 | 0 | 0 | 0
F3_Commercial_Miscellaneous_New_Miscellaneous_Natural Gas_Pool Heater_E1 | F3 | Commercial | Miscellaneous | New | Miscellaneous | Natural Gas | Pool Heater | E1 | PACT BC Ratio | bar: 2019 to 2051
F3_Commercial_Miscellaneous_New_Miscellaneous_Natural Gas_Pool Heater_E2 | F3 | Commercial | Miscellaneous | New | Miscellaneous | Natural Gas | Pool Heater | E2 | PACT BC Ratio | 0 | 0 | 0 | 0 | 0 | 0 | 0 | 0 | 0 | 0 | 0 | 0 | 0 | 0 | 0 | 0 | 0 | 0 | 0 | 0 | 0 | 0 | 0 | 0 | 0 | 0 | 0 | 0 | 0 | 0 | 0 | 0 | 0
F3_Commercial_Miscellaneous_New_Miscellaneous_Natural Gas_Pool Heater_E3 | F3 | Commercial | Miscellaneous | New | Miscellaneous | Natural Gas | Pool Heater | E3 | PACT BC Ratio | 0 | 0 | 0 | 0 | 0 | 0 | 0 | 0 | 0 | 0 | 0 | 0 | 0 | 0 | 0 | 0 | 0 | 0 | 0 | 0 | 0 | 0 | 0 | 0 | 0 | 0 | 0 | 0 | 0 | 0 | 0 | 0 | 0
F3_Commercial_Miscellaneous_New_Miscellaneous_Natural Gas_Pool Heater_E4 | F3 | Commercial | Miscellaneous | New | Miscellaneous | Natural Gas | Pool Heater | E4 | PACT BC Ratio | 0 | 0 | 0 | 0 | 0 | 0 | 0 | 0 | 0 | 0 | 0 | 0 | 0 | 0 | 0 | 0 | 0 | 0 | 0 | 0 | 0 | 0 | 0 | 0 | 0 | 0 | 0 | 0 | 0 | 0 | 0 | 0 | 0
F3_Commercial_Miscellaneous_New_Miscellaneous_Natural Gas_Pool Heater_E5 | F3 | Commercial | Miscellaneous | New | Miscellaneous | Natural Gas | Pool Heater | E5 | PACT BC Ratio | 0 | 0 | 0 | 0 | 0 | 0 | 0 | 0 | 0 | 0 | 0 | 0 | 0 | 0 | 0 | 0 | 0 | 0 | 0 | 0 | 0 | 0 | 0 | 0 | 0 | 0 | 0 | 0 | 0 | 0 | 0 | 0 | 0
F3_Commercial_Miscellaneous_New_Miscellaneous_Natural Gas_Pool Heater_E6 | F3 | Commercial | Miscellaneous | New | Miscellaneous | Natural Gas | Pool Heater | E6 | PACT BC Ratio | 0 | 0 | 0 | 0 | 0 | 0 | 0 | 0 | 0 | 0 | 0 | 0 | 0 | 0 | 0 | 0 | 0 | 0 | 0 | 0 | 0 | 0 | 0 | 0 | 0 | 0 | 0 | 0 | 0 | 0 | 0 | 0 | 0
F3_Commercial_Miscellaneous_New_Miscellaneous_Natural Gas_Pool Heater_E7 | F3 | Commercial | Miscellaneous | New | Miscellaneous | Natural Gas | Pool Heater | E7 | PACT BC Ratio | 0 | 0 | 0 | 0 | 0 | 0 | 0 | 0 | 0 | 0 | 0 | 0 | 0 | 0 | 0 | 0 | 0 | 0 | 0 | 0 | 0 | 0 | 0 | 0 | 0 | 0 | 0 | 0 | 0 | 0 | 0 | 0 | 0
F3_Commercial_Miscellaneous_New_Miscellaneous_Natural Gas_Pool Heater_E8 | F3 | Commercial | Miscellaneous | New | Miscellaneous | Natural Gas | Pool Heater | E8 | PACT BC Ratio | 0 | 0 | 0 | 0 | 0 | 0 | 0 | 0 | 0 | 0 | 0 | 0 | 0 | 0 | 0 | 0 | 0 | 0 | 0 | 0 | 0 | 0 | 0 | 0 | 0 | 0 | 0 | 0 | 0 | 0 | 0 | 0 | 0
F3_Commercial_Miscellaneous_New_Miscellaneous_Natural Gas_Pool Heater_E9 | F3 | Commercial | Miscellaneous | New | Miscellaneous | Natural Gas | Pool Heater | E9 | PACT BC Ratio | 0 | 0 | 0 | 0 | 0 | 0 | 0 | 0 | 0 | 0 | 0 | 0 | 0 | 0 | 0 | 0 | 0 | 0 | 0 | 0 | 0 | 0 | 0 | 0 | 0 | 0 | 0 | 0 | 0 | 0 | 0 | 0 | 0
F3_Commercial_Miscellaneous_New_Miscellaneous_Natural Gas_Pool Heater_E10 | F3 | Commercial | Miscellaneous | New | Miscellaneous | Natural Gas | Pool Heater | E10 | PACT BC Ratio | 0 | 0 | 0 | 0 | 0 | 0 | 0 | 0 | 0 | 0 | 0 | 0 | 0 | 0 | 0 | 0 | 0 | 0 | 0 | 0 | 0 | 0 | 0 | 0 | 0 | 0 | 0 | 0 | 0 | 0 | 0 | 0 | 0
F4_Commercial_Miscellaneous_New_Miscellaneous_Natural Gas_Pool Heater_E1 | F4 | Commercial | Miscellaneous | New | Miscellaneous | Natural Gas | Pool Heater | E1 | RVT BC Ratio | bar: 2019 to 2051
F4_Commercial_Miscellaneous_New_Miscellaneous_Natural Gas_Pool Heater_E2 | F4 | Commercial | Miscellaneous | New | Miscellaneous | Natural Gas | Pool Heater | E2 | RVT BC Ratio | 0.7 | 0.7 | 0.7 | 0.7 | 0.7 | 0.7 | 0.7 | 0.7 | 0.7 | 0.7 | 0.7 | 0.7 | 0.7 | 0.7 | 0.7 | 0.7 | 0.7 | 0.7 | 0.7 | 0.7 | 0.7 | 0.7 | 0.7 | 0.7 | 0.7 | 0.7 | 0.7 | 0.7 | 0.7 | 0.7 | 0.7 | 0.7 | 0.7
F4_Commercial_Miscellaneous_New_Miscellaneous_Natural Gas_Pool Heater_E3 | F4 | Commercial | Miscellaneous | New | Miscellaneous | Natural Gas | Pool Heater | E3 | RVT BC Ratio | 0 | 0 | 0 | 0 | 0 | 0 | 0 | 0 | 0 | 0 | 0 | 0 | 0 | 0 | 0 | 0 | 0 | 0 | 0 | 0 | 0 | 0 | 0 | 0 | 0 | 0 | 0 | 0 | 0 | 0 | 0 | 0 | 0
F4_Commercial_Miscellaneous_New_Miscellaneous_Natural Gas_Pool Heater_E4 | F4 | Commercial | Miscellaneous | New | Miscellaneous | Natural Gas | Pool Heater | E4 | RVT BC Ratio | 0 | 0 | 0 | 0 | 0 | 0 | 0 | 0 | 0 | 0 | 0 | 0 | 0 | 0 | 0 | 0 | 0 | 0 | 0 | 0 | 0 | 0 | 0 | 0 | 0 | 0 | 0 | 0 | 0 | 0 | 0 | 0 | 0
F4_Commercial_Miscellaneous_New_Miscellaneous_Natural Gas_Pool Heater_E5 | F4 | Commercial | Miscellaneous | New | Miscellaneous | Natural Gas | Pool Heater | E5 | RVT BC Ratio | 0 | 0 | 0 | 0 | 0 | 0 | 0 | 0 | 0 | 0 | 0 | 0 | 0 | 0 | 0 | 0 | 0 | 0 | 0 | 0 | 0 | 0 | 0 | 0 | 0 | 0 | 0 | 0 | 0 | 0 | 0 | 0 | 0
F4_Commercial_Miscellaneous_New_Miscellaneous_Natural Gas_Pool Heater_E6 | F4 | Commercial | Miscellaneous | New | Miscellaneous | Natural Gas | Pool Heater | E6 | RVT BC Ratio | 0 | 0 | 0 | 0 | 0 | 0 | 0 | 0 | 0 | 0 | 0 | 0 | 0 | 0 | 0 | 0 | 0 | 0 | 0 | 0 | 0 | 0 | 0 | 0 | 0 | 0 | 0 | 0 | 0 | 0 | 0 | 0 | 0
F4_Commercial_Miscellaneous_New_Miscellaneous_Natural Gas_Pool Heater_E7 | F4 | Commercial | Miscellaneous | New | Miscellaneous | Natural Gas | Pool Heater | E7 | RVT BC Ratio | 0 | 0 | 0 | 0 | 0 | 0 | 0 | 0 | 0 | 0 | 0 | 0 | 0 | 0 | 0 | 0 | 0 | 0 | 0 | 0 | 0 | 0 | 0 | 0 | 0 | 0 | 0 | 0 | 0 | 0 | 0 | 0 | 0
F4_Commercial_Miscellaneous_New_Miscellaneous_Natural Gas_Pool Heater_E8 | F4 | Commercial | Miscellaneous | New | Miscellaneous | Natural Gas | Pool Heater | E8 | RVT BC Ratio | 0 | 0 | 0 | 0 | 0 | 0 | 0 | 0 | 0 | 0 | 0 | 0 | 0 | 0 | 0 | 0 | 0 | 0 | 0 | 0 | 0 | 0 | 0 | 0 | 0 | 0 | 0 | 0 | 0 | 0 | 0 | 0 | 0
F4_Commercial_Miscellaneous_New_Miscellaneous_Natural Gas_Pool Heater_E9 | F4 | Commercial | Miscellaneous | New | Miscellaneous | Natural Gas | Pool Heater | E9 | RVT BC Ratio | 0 | 0 | 0 | 0 | 0 | 0 | 0 | 0 | 0 | 0 | 0 | 0 | 0 | 0 | 0 | 0 | 0 | 0 | 0 | 0 | 0 | 0 | 0 | 0 | 0 | 0 | 0 | 0 | 0 | 0 | 0 | 0 | 0
F4_Commercial_Miscellaneous_New_Miscellaneous_Natural Gas_Pool Heater_E10 | F4 | Commercial | Miscellaneous | New | Miscellaneous | Natural Gas | Pool Heater | E10 | RVT BC Ratio | 0 | 0 | 0 | 0 | 0 | 0 | 0 | 0 | 0 | 0 | 0 | 0 | 0 | 0 | 0 | 0 | 0 | 0 | 0 | 0 | 0 | 0 | 0 | 0 | 0 | 0 | 0 | 0 | 0 | 0 | 0 | 0 | 0
F5_Commercial_Miscellaneous_New_Miscellaneous_Natural Gas_Pool Heater_E1 | F5 | Commercial | Miscellaneous | New | Miscellaneous | Natural Gas | Pool Heater | E1 | RIM BC Ratio | bar: 2019 to 2051
F5_Commercial_Miscellaneous_New_Miscellaneous_Natural Gas_Pool Heater_E2 | F5 | Commercial | Miscellaneous | New | Miscellaneous | Natural Gas | Pool Heater | E2 | RIM BC Ratio | 0 | 0 | 0 | 0 | 0 | 0 | 0 | 0 | 0 | 0 | 0 | 0 | 0 | 0 | 0 | 0 | 0 | 0 | 0 | 0 | 0 | 0 | 0 | 0 | 0 | 0 | 0 | 0 | 0 | 0 | 0 | 0 | 0
F5_Commercial_Miscellaneous_New_Miscellaneous_Natural Gas_Pool Heater_E3 | F5 | Commercial | Miscellaneous | New | Miscellaneous | Natural Gas | Pool Heater | E3 | RIM BC Ratio | 0 | 0 | 0 | 0 | 0 | 0 | 0 | 0 | 0 | 0 | 0 | 0 | 0 | 0 | 0 | 0 | 0 | 0 | 0 | 0 | 0 | 0 | 0 | 0 | 0 | 0 | 0 | 0 | 0 | 0 | 0 | 0 | 0
F5_Commercial_Miscellaneous_New_Miscellaneous_Natural Gas_Pool Heater_E4 | F5 | Commercial | Miscellaneous | New | Miscellaneous | Natural Gas | Pool Heater | E4 | RIM BC Ratio | 0 | 0 | 0 | 0 | 0 | 0 | 0 | 0 | 0 | 0 | 0 | 0 | 0 | 0 | 0 | 0 | 0 | 0 | 0 | 0 | 0 | 0 | 0 | 0 | 0 | 0 | 0 | 0 | 0 | 0 | 0 | 0 | 0
F5_Commercial_Miscellaneous_New_Miscellaneous_Natural Gas_Pool Heater_E5 | F5 | Commercial | Miscellaneous | New | Miscellaneous | Natural Gas | Pool Heater | E5 | RIM BC Ratio | 0 | 0 | 0 | 0 | 0 | 0 | 0 | 0 | 0 | 0 | 0 | 0 | 0 | 0 | 0 | 0 | 0 | 0 | 0 | 0 | 0 | 0 | 0 | 0 | 0 | 0 | 0 | 0 | 0 | 0 | 0 | 0 | 0
F5_Commercial_Miscellaneous_New_Miscellaneous_Natural Gas_Pool Heater_E6 | F5 | Commercial | Miscellaneous | New | Miscellaneous | Natural Gas | Pool Heater | E6 | RIM BC Ratio | 0 | 0 | 0 | 0 | 0 | 0 | 0 | 0 | 0 | 0 | 0 | 0 | 0 | 0 | 0 | 0 | 0 | 0 | 0 | 0 | 0 | 0 | 0 | 0 | 0 | 0 | 0 | 0 | 0 | 0 | 0 | 0 | 0
F5_Commercial_Miscellaneous_New_Miscellaneous_Natural Gas_Pool Heater_E7 | F5 | Commercial | Miscellaneous | New | Miscellaneous | Natural Gas | Pool Heater | E7 | RIM BC Ratio | 0 | 0 | 0 | 0 | 0 | 0 | 0 | 0 | 0 | 0 | 0 | 0 | 0 | 0 | 0 | 0 | 0 | 0 | 0 | 0 | 0 | 0 | 0 | 0 | 0 | 0 | 0 | 0 | 0 | 0 | 0 | 0 | 0
F5_Commercial_Miscellaneous_New_Miscellaneous_Natural Gas_Pool Heater_E8 | F5 | Commercial | Miscellaneous | New | Miscellaneous | Natural Gas | Pool Heater | E8 | RIM BC Ratio | 0 | 0 | 0 | 0 | 0 | 0 | 0 | 0 | 0 | 0 | 0 | 0 | 0 | 0 | 0 | 0 | 0 | 0 | 0 | 0 | 0 | 0 | 0 | 0 | 0 | 0 | 0 | 0 | 0 | 0 | 0 | 0 | 0
F5_Commercial_Miscellaneous_New_Miscellaneous_Natural Gas_Pool Heater_E9 | F5 | Commercial | Miscellaneous | New | Miscellaneous | Natural Gas | Pool Heater | E9 | RIM BC Ratio | 0 | 0 | 0 | 0 | 0 | 0 | 0 | 0 | 0 | 0 | 0 | 0 | 0 | 0 | 0 | 0 | 0 | 0 | 0 | 0 | 0 | 0 | 0 | 0 | 0 | 0 | 0 | 0 | 0 | 0 | 0 | 0 | 0
F5_Commercial_Miscellaneous_New_Miscellaneous_Natural Gas_Pool Heater_E10 | F5 | Commercial | Miscellaneous | New | Miscellaneous | Natural Gas | Pool Heater | E10 | RIM BC Ratio | 0 | 0 | 0 | 0 | 0 | 0 | 0 | 0 | 0 | 0 | 0 | 0 | 0 | 0 | 0 | 0 | 0 | 0 | 0 | 0 | 0 | 0 | 0 | 0 | 0 | 0 | 0 | 0 | 0 | 0 | 0 | 0 | 0
F0_Commercial_Miscellaneous_New_Miscellaneous_Natural Gas_Miscellaneous_E0 | F0 | Commercial | Miscellaneous | New | Miscellaneous | Natural Gas | Miscellaneous | E0 | Economic Unit | Miscellaneous | Miscellaneous | Miscellaneous | Miscellaneous | Miscellaneous | Miscellaneous | Miscellaneous | Miscellaneous | Miscellaneous | Miscellaneous | Miscellaneous | Miscellaneous | Miscellaneous | Miscellaneous | Miscellaneous | Miscellaneous | Miscellaneous | Miscellaneous | Miscellaneous | Miscellaneous | Miscellaneous | Miscellaneous | Miscellaneous | Miscellaneous | Miscellaneous | Miscellaneous | Miscellaneous | Miscellaneous | Miscellaneous | Miscellaneous | Miscellaneous | Miscellaneous | Miscellaneous
F1_Commercial_Miscellaneous_New_Miscellaneous_Natural Gas_Miscellaneous_E1 | F1 | Commercial | Miscellaneous | New | Miscellaneous | Natural Gas | Miscellaneous | E1 | CCE | 0 | 0 | 0 | 0 | 0 | 0 | 0 | 0 | 0 | 0 | 0 | 0 | 0 | 0 | 0 | 0 | 0 | 0 | 0 | 0 | 0 | 0 | 0 | 0 | 0 | 0 | 0 | 0 | 0 | 0 | 0 | 0 | 0
F1_Commercial_Miscellaneous_New_Miscellaneous_Natural Gas_Miscellaneous_E2 | F1 | Commercial | Miscellaneous | New | Miscellaneous | Natural Gas | Miscellaneous | E2 | CCE | 0 | 0 | 0 | 0 | 0 | 0 | 0 | 0 | 0 | 0 | 0 | 0 | 0 | 0 | 0 | 0 | 0 | 0 | 0 | 0 | 0 | 0 | 0 | 0 | 0 | 0 | 0 | 0 | 0 | 0 | 0 | 0 | 0
F1_Commercial_Miscellaneous_New_Miscellaneous_Natural Gas_Miscellaneous_E3 | F1 | Commercial | Miscellaneous | New | Miscellaneous | Natural Gas | Miscellaneous | E3 | CCE | 0 | 0 | 0 | 0 | 0 | 0 | 0 | 0 | 0 | 0 | 0 | 0 | 0 | 0 | 0 | 0 | 0 | 0 | 0 | 0 | 0 | 0 | 0 | 0 | 0 | 0 | 0 | 0 | 0 | 0 | 0 | 0 | 0
F1_Commercial_Miscellaneous_New_Miscellaneous_Natural Gas_Miscellaneous_E4 | F1 | Commercial | Miscellaneous | New | Miscellaneous | Natural Gas | Miscellaneous | E4 | CCE | 0 | 0 | 0 | 0 | 0 | 0 | 0 | 0 | 0 | 0 | 0 | 0 | 0 | 0 | 0 | 0 | 0 | 0 | 0 | 0 | 0 | 0 | 0 | 0 | 0 | 0 | 0 | 0 | 0 | 0 | 0 | 0 | 0
F1_Commercial_Miscellaneous_New_Miscellaneous_Natural Gas_Miscellaneous_E5 | F1 | Commercial | Miscellaneous | New | Miscellaneous | Natural Gas | Miscellaneous | E5 | CCE | 0 | 0 | 0 | 0 | 0 | 0 | 0 | 0 | 0 | 0 | 0 | 0 | 0 | 0 | 0 | 0 | 0 | 0 | 0 | 0 | 0 | 0 | 0 | 0 | 0 | 0 | 0 | 0 | 0 | 0 | 0 | 0 | 0
F1_Commercial_Miscellaneous_New_Miscellaneous_Natural Gas_Miscellaneous_E6 | F1 | Commercial | Miscellaneous | New | Miscellaneous | Natural Gas | Miscellaneous | E6 | CCE | 0 | 0 | 0 | 0 | 0 | 0 | 0 | 0 | 0 | 0 | 0 | 0 | 0 | 0 | 0 | 0 | 0 | 0 | 0 | 0 | 0 | 0 | 0 | 0 | 0 | 0 | 0 | 0 | 0 | 0 | 0 | 0 | 0
F1_Commercial_Miscellaneous_New_Miscellaneous_Natural Gas_Miscellaneous_E7 | F1 | Commercial | Miscellaneous | New | Miscellaneous | Natural Gas | Miscellaneous | E7 | CCE | 0 | 0 | 0 | 0 | 0 | 0 | 0 | 0 | 0 | 0 | 0 | 0 | 0 | 0 | 0 | 0 | 0 | 0 | 0 | 0 | 0 | 0 | 0 | 0 | 0 | 0 | 0 | 0 | 0 | 0 | 0 | 0 | 0
F1_Commercial_Miscellaneous_New_Miscellaneous_Natural Gas_Miscellaneous_E8 | F1 | Commercial | Miscellaneous | New | Miscellaneous | Natural Gas | Miscellaneous | E8 | CCE | 0 | 0 | 0 | 0 | 0 | 0 | 0 | 0 | 0 | 0 | 0 | 0 | 0 | 0 | 0 | 0 | 0 | 0 | 0 | 0 | 0 | 0 | 0 | 0 | 0 | 0 | 0 | 0 | 0 | 0 | 0 | 0 | 0
F1_Commercial_Miscellaneous_New_Miscellaneous_Natural Gas_Miscellaneous_E9 | F1 | Commercial | Miscellaneous | New | Miscellaneous | Natural Gas | Miscellaneous | E9 | CCE | 0 | 0 | 0 | 0 | 0 | 0 | 0 | 0 | 0 | 0 | 0 | 0 | 0 | 0 | 0 | 0 | 0 | 0 | 0 | 0 | 0 | 0 | 0 | 0 | 0 | 0 | 0 | 0 | 0 | 0 | 0 | 0 | 0
F1_Commercial_Miscellaneous_New_Miscellaneous_Natural Gas_Miscellaneous_E10 | F1 | Commercial | Miscellaneous | New | Miscellaneous | Natural Gas | Miscellaneous | E10 | CCE | 0 | 0 | 0 | 0 | 0 | 0 | 0 | 0 | 0 | 0 | 0 | 0 | 0 | 0 | 0 | 0 | 0 | 0 | 0 | 0 | 0 | 0 | 0 | 0 | 0 | 0 | 0 | 0 | 0 | 0 | 0 | 0 | 0
F2_Commercial_Miscellaneous_New_Miscellaneous_Natural Gas_Miscellaneous_E1 | F2 | Commercial | Miscellaneous | New | Miscellaneous | Natural Gas | Miscellaneous | E1 | TRC BC Ratio | bar: 2019 to 2051
F2_Commercial_Miscellaneous_New_Miscellaneous_Natural Gas_Miscellaneous_E2 | F2 | Commercial | Miscellaneous | New | Miscellaneous | Natural Gas | Miscellaneous | E2 | TRC BC Ratio | 0 | 0 | 0 | 0 | 0 | 0 | 0 | 0 | 0 | 0 | 0 | 0 | 0 | 0 | 0 | 0 | 0 | 0 | 0 | 0 | 0 | 0 | 0 | 0 | 0 | 0 | 0 | 0 | 0 | 0 | 0 | 0 | 0
F2_Commercial_Miscellaneous_New_Miscellaneous_Natural Gas_Miscellaneous_E3 | F2 | Commercial | Miscellaneous | New | Miscellaneous | Natural Gas | Miscellaneous | E3 | TRC BC Ratio | 0 | 0 | 0 | 0 | 0 | 0 | 0 | 0 | 0 | 0 | 0 | 0 | 0 | 0 | 0 | 0 | 0 | 0 | 0 | 0 | 0 | 0 | 0 | 0 | 0 | 0 | 0 | 0 | 0 | 0 | 0 | 0 | 0
F2_Commercial_Miscellaneous_New_Miscellaneous_Natural Gas_Miscellaneous_E4 | F2 | Commercial | Miscellaneous | New | Miscellaneous | Natural Gas | Miscellaneous | E4 | TRC BC Ratio | 0 | 0 | 0 | 0 | 0 | 0 | 0 | 0 | 0 | 0 | 0 | 0 | 0 | 0 | 0 | 0 | 0 | 0 | 0 | 0 | 0 | 0 | 0 | 0 | 0 | 0 | 0 | 0 | 0 | 0 | 0 | 0 | 0
F2_Commercial_Miscellaneous_New_Miscellaneous_Natural Gas_Miscellaneous_E5 | F2 | Commercial | Miscellaneous | New | Miscellaneous | Natural Gas | Miscellaneous | E5 | TRC BC Ratio | 0 | 0 | 0 | 0 | 0 | 0 | 0 | 0 | 0 | 0 | 0 | 0 | 0 | 0 | 0 | 0 | 0 | 0 | 0 | 0 | 0 | 0 | 0 | 0 | 0 | 0 | 0 | 0 | 0 | 0 | 0 | 0 | 0
F2_Commercial_Miscellaneous_New_Miscellaneous_Natural Gas_Miscellaneous_E6 | F2 | Commercial | Miscellaneous | New | Miscellaneous | Natural Gas | Miscellaneous | E6 | TRC BC Ratio | 0 | 0 | 0 | 0 | 0 | 0 | 0 | 0 | 0 | 0 | 0 | 0 | 0 | 0 | 0 | 0 | 0 | 0 | 0 | 0 | 0 | 0 | 0 | 0 | 0 | 0 | 0 | 0 | 0 | 0 | 0 | 0 | 0
F2_Commercial_Miscellaneous_New_Miscellaneous_Natural Gas_Miscellaneous_E7 | F2 | Commercial | Miscellaneous | New | Miscellaneous | Natural Gas | Miscellaneous | E7 | TRC BC Ratio | 0 | 0 | 0 | 0 | 0 | 0 | 0 | 0 | 0 | 0 | 0 | 0 | 0 | 0 | 0 | 0 | 0 | 0 | 0 | 0 | 0 | 0 | 0 | 0 | 0 | 0 | 0 | 0 | 0 | 0 | 0 | 0 | 0
F2_Commercial_Miscellaneous_New_Miscellaneous_Natural Gas_Miscellaneous_E8 | F2 | Commercial | Miscellaneous | New | Miscellaneous | Natural Gas | Miscellaneous | E8 | TRC BC Ratio | 0 | 0 | 0 | 0 | 0 | 0 | 0 | 0 | 0 | 0 | 0 | 0 | 0 | 0 | 0 | 0 | 0 | 0 | 0 | 0 | 0 | 0 | 0 | 0 | 0 | 0 | 0 | 0 | 0 | 0 | 0 | 0 | 0
F2_Commercial_Miscellaneous_New_Miscellaneous_Natural Gas_Miscellaneous_E9 | F2 | Commercial | Miscellaneous | New | Miscellaneous | Natural Gas | Miscellaneous | E9 | TRC BC Ratio | 0 | 0 | 0 | 0 | 0 | 0 | 0 | 0 | 0 | 0 | 0 | 0 | 0 | 0 | 0 | 0 | 0 | 0 | 0 | 0 | 0 | 0 | 0 | 0 | 0 | 0 | 0 | 0 | 0 | 0 | 0 | 0 | 0
F2_Commercial_Miscellaneous_New_Miscellaneous_Natural Gas_Miscellaneous_E10 | F2 | Commercial | Miscellaneous | New | Miscellaneous | Natural Gas | Miscellaneous | E10 | TRC BC Ratio | 0 | 0 | 0 | 0 | 0 | 0 | 0 | 0 | 0 | 0 | 0 | 0 | 0 | 0 | 0 | 0 | 0 | 0 | 0 | 0 | 0 | 0 | 0 | 0 | 0 | 0 | 0 | 0 | 0 | 0 | 0 | 0 | 0
F3_Commercial_Miscellaneous_New_Miscellaneous_Natural Gas_Miscellaneous_E1 | F3 | Commercial | Miscellaneous | New | Miscellaneous | Natural Gas | Miscellaneous | E1 | PACT BC Ratio | bar: 2019 to 2051
F3_Commercial_Miscellaneous_New_Miscellaneous_Natural Gas_Miscellaneous_E2 | F3 | Commercial | Miscellaneous | New | Miscellaneous | Natural Gas | Miscellaneous | E2 | PACT BC Ratio | 0 | 0 | 0 | 0 | 0 | 0 | 0 | 0 | 0 | 0 | 0 | 0 | 0 | 0 | 0 | 0 | 0 | 0 | 0 | 0 | 0 | 0 | 0 | 0 | 0 | 0 | 0 | 0 | 0 | 0 | 0 | 0 | 0
F3_Commercial_Miscellaneous_New_Miscellaneous_Natural Gas_Miscellaneous_E3 | F3 | Commercial | Miscellaneous | New | Miscellaneous | Natural Gas | Miscellaneous | E3 | PACT BC Ratio | 0 | 0 | 0 | 0 | 0 | 0 | 0 | 0 | 0 | 0 | 0 | 0 | 0 | 0 | 0 | 0 | 0 | 0 | 0 | 0 | 0 | 0 | 0 | 0 | 0 | 0 | 0 | 0 | 0 | 0 | 0 | 0 | 0
F3_Commercial_Miscellaneous_New_Miscellaneous_Natural Gas_Miscellaneous_E4 | F3 | Commercial | Miscellaneous | New | Miscellaneous | Natural Gas | Miscellaneous | E4 | PACT BC Ratio | 0 | 0 | 0 | 0 | 0 | 0 | 0 | 0 | 0 | 0 | 0 | 0 | 0 | 0 | 0 | 0 | 0 | 0 | 0 | 0 | 0 | 0 | 0 | 0 | 0 | 0 | 0 | 0 | 0 | 0 | 0 | 0 | 0
F3_Commercial_Miscellaneous_New_Miscellaneous_Natural Gas_Miscellaneous_E5 | F3 | Commercial | Miscellaneous | New | Miscellaneous | Natural Gas | Miscellaneous | E5 | PACT BC Ratio | 0 | 0 | 0 | 0 | 0 | 0 | 0 | 0 | 0 | 0 | 0 | 0 | 0 | 0 | 0 | 0 | 0 | 0 | 0 | 0 | 0 | 0 | 0 | 0 | 0 | 0 | 0 | 0 | 0 | 0 | 0 | 0 | 0
F3_Commercial_Miscellaneous_New_Miscellaneous_Natural Gas_Miscellaneous_E6 | F3 | Commercial | Miscellaneous | New | Miscellaneous | Natural Gas | Miscellaneous | E6 | PACT BC Ratio | 0 | 0 | 0 | 0 | 0 | 0 | 0 | 0 | 0 | 0 | 0 | 0 | 0 | 0 | 0 | 0 | 0 | 0 | 0 | 0 | 0 | 0 | 0 | 0 | 0 | 0 | 0 | 0 | 0 | 0 | 0 | 0 | 0
F3_Commercial_Miscellaneous_New_Miscellaneous_Natural Gas_Miscellaneous_E7 | F3 | Commercial | Miscellaneous | New | Miscellaneous | Natural Gas | Miscellaneous | E7 | PACT BC Ratio | 0 | 0 | 0 | 0 | 0 | 0 | 0 | 0 | 0 | 0 | 0 | 0 | 0 | 0 | 0 | 0 | 0 | 0 | 0 | 0 | 0 | 0 | 0 | 0 | 0 | 0 | 0 | 0 | 0 | 0 | 0 | 0 | 0
F3_Commercial_Miscellaneous_New_Miscellaneous_Natural Gas_Miscellaneous_E8 | F3 | Commercial | Miscellaneous | New | Miscellaneous | Natural Gas | Miscellaneous | E8 | PACT BC Ratio | 0 | 0 | 0 | 0 | 0 | 0 | 0 | 0 | 0 | 0 | 0 | 0 | 0 | 0 | 0 | 0 | 0 | 0 | 0 | 0 | 0 | 0 | 0 | 0 | 0 | 0 | 0 | 0 | 0 | 0 | 0 | 0 | 0
F3_Commercial_Miscellaneous_New_Miscellaneous_Natural Gas_Miscellaneous_E9 | F3 | Commercial | Miscellaneous | New | Miscellaneous | Natural Gas | Miscellaneous | E9 | PACT BC Ratio | 0 | 0 | 0 | 0 | 0 | 0 | 0 | 0 | 0 | 0 | 0 | 0 | 0 | 0 | 0 | 0 | 0 | 0 | 0 | 0 | 0 | 0 | 0 | 0 | 0 | 0 | 0 | 0 | 0 | 0 | 0 | 0 | 0
F3_Commercial_Miscellaneous_New_Miscellaneous_Natural Gas_Miscellaneous_E10 | F3 | Commercial | Miscellaneous | New | Miscellaneous | Natural Gas | Miscellaneous | E10 | PACT BC Ratio | 0 | 0 | 0 | 0 | 0 | 0 | 0 | 0 | 0 | 0 | 0 | 0 | 0 | 0 | 0 | 0 | 0 | 0 | 0 | 0 | 0 | 0 | 0 | 0 | 0 | 0 | 0 | 0 | 0 | 0 | 0 | 0 | 0
F4_Commercial_Miscellaneous_New_Miscellaneous_Natural Gas_Miscellaneous_E1 | F4 | Commercial | Miscellaneous | New | Miscellaneous | Natural Gas | Miscellaneous | E1 | RVT BC Ratio | bar: 2019 to 2051
F4_Commercial_Miscellaneous_New_Miscellaneous_Natural Gas_Miscellaneous_E2 | F4 | Commercial | Miscellaneous | New | Miscellaneous | Natural Gas | Miscellaneous | E2 | RVT BC Ratio | 0 | 0 | 0 | 0 | 0 | 0 | 0 | 0 | 0 | 0 | 0 | 0 | 0 | 0 | 0 | 0 | 0 | 0 | 0 | 0 | 0 | 0 | 0 | 0 | 0 | 0 | 0 | 0 | 0 | 0 | 0 | 0 | 0
F4_Commercial_Miscellaneous_New_Miscellaneous_Natural Gas_Miscellaneous_E3 | F4 | Commercial | Miscellaneous | New | Miscellaneous | Natural Gas | Miscellaneous | E3 | RVT BC Ratio | 0 | 0 | 0 | 0 | 0 | 0 | 0 | 0 | 0 | 0 | 0 | 0 | 0 | 0 | 0 | 0 | 0 | 0 | 0 | 0 | 0 | 0 | 0 | 0 | 0 | 0 | 0 | 0 | 0 | 0 | 0 | 0 | 0
F4_Commercial_Miscellaneous_New_Miscellaneous_Natural Gas_Miscellaneous_E4 | F4 | Commercial | Miscellaneous | New | Miscellaneous | Natural Gas | Miscellaneous | E4 | RVT BC Ratio | 0 | 0 | 0 | 0 | 0 | 0 | 0 | 0 | 0 | 0 | 0 | 0 | 0 | 0 | 0 | 0 | 0 | 0 | 0 | 0 | 0 | 0 | 0 | 0 | 0 | 0 | 0 | 0 | 0 | 0 | 0 | 0 | 0
F4_Commercial_Miscellaneous_New_Miscellaneous_Natural Gas_Miscellaneous_E5 | F4 | Commercial | Miscellaneous | New | Miscellaneous | Natural Gas | Miscellaneous | E5 | RVT BC Ratio | 0 | 0 | 0 | 0 | 0 | 0 | 0 | 0 | 0 | 0 | 0 | 0 | 0 | 0 | 0 | 0 | 0 | 0 | 0 | 0 | 0 | 0 | 0 | 0 | 0 | 0 | 0 | 0 | 0 | 0 | 0 | 0 | 0
F4_Commercial_Miscellaneous_New_Miscellaneous_Natural Gas_Miscellaneous_E6 | F4 | Commercial | Miscellaneous | New | Miscellaneous | Natural Gas | Miscellaneous | E6 | RVT BC Ratio | 0 | 0 | 0 | 0 | 0 | 0 | 0 | 0 | 0 | 0 | 0 | 0 | 0 | 0 | 0 | 0 | 0 | 0 | 0 | 0 | 0 | 0 | 0 | 0 | 0 | 0 | 0 | 0 | 0 | 0 | 0 | 0 | 0
F4_Commercial_Miscellaneous_New_Miscellaneous_Natural Gas_Miscellaneous_E7 | F4 | Commercial | Miscellaneous | New | Miscellaneous | Natural Gas | Miscellaneous | E7 | RVT BC Ratio | 0 | 0 | 0 | 0 | 0 | 0 | 0 | 0 | 0 | 0 | 0 | 0 | 0 | 0 | 0 | 0 | 0 | 0 | 0 | 0 | 0 | 0 | 0 | 0 | 0 | 0 | 0 | 0 | 0 | 0 | 0 | 0 | 0
F4_Commercial_Miscellaneous_New_Miscellaneous_Natural Gas_Miscellaneous_E8 | F4 | Commercial | Miscellaneous | New | Miscellaneous | Natural Gas | Miscellaneous | E8 | RVT BC Ratio | 0 | 0 | 0 | 0 | 0 | 0 | 0 | 0 | 0 | 0 | 0 | 0 | 0 | 0 | 0 | 0 | 0 | 0 | 0 | 0 | 0 | 0 | 0 | 0 | 0 | 0 | 0 | 0 | 0 | 0 | 0 | 0 | 0
F4_Commercial_Miscellaneous_New_Miscellaneous_Natural Gas_Miscellaneous_E9 | F4 | Commercial | Miscellaneous | New | Miscellaneous | Natural Gas | Miscellaneous | E9 | RVT BC Ratio | 0 | 0 | 0 | 0 | 0 | 0 | 0 | 0 | 0 | 0 | 0 | 0 | 0 | 0 | 0 | 0 | 0 | 0 | 0 | 0 | 0 | 0 | 0 | 0 | 0 | 0 | 0 | 0 | 0 | 0 | 0 | 0 | 0
F4_Commercial_Miscellaneous_New_Miscellaneous_Natural Gas_Miscellaneous_E10 | F4 | Commercial | Miscellaneous | New | Miscellaneous | Natural Gas | Miscellaneous | E10 | RVT BC Ratio | 0 | 0 | 0 | 0 | 0 | 0 | 0 | 0 | 0 | 0 | 0 | 0 | 0 | 0 | 0 | 0 | 0 | 0 | 0 | 0 | 0 | 0 | 0 | 0 | 0 | 0 | 0 | 0 | 0 | 0 | 0 | 0 | 0
F5_Commercial_Miscellaneous_New_Miscellaneous_Natural Gas_Miscellaneous_E1 | F5 | Commercial | Miscellaneous | New | Miscellaneous | Natural Gas | Miscellaneous | E1 | RIM BC Ratio | bar: 2019 to 2051
F5_Commercial_Miscellaneous_New_Miscellaneous_Natural Gas_Miscellaneous_E2 | F5 | Commercial | Miscellaneous | New | Miscellaneous | Natural Gas | Miscellaneous | E2 | RIM BC Ratio | 0 | 0 | 0 | 0 | 0 | 0 | 0 | 0 | 0 | 0 | 0 | 0 | 0 | 0 | 0 | 0 | 0 | 0 | 0 | 0 | 0 | 0 | 0 | 0 | 0 | 0 | 0 | 0 | 0 | 0 | 0 | 0 | 0
F5_Commercial_Miscellaneous_New_Miscellaneous_Natural Gas_Miscellaneous_E3 | F5 | Commercial | Miscellaneous | New | Miscellaneous | Natural Gas | Miscellaneous | E3 | RIM BC Ratio | 0 | 0 | 0 | 0 | 0 | 0 | 0 | 0 | 0 | 0 | 0 | 0 | 0 | 0 | 0 | 0 | 0 | 0 | 0 | 0 | 0 | 0 | 0 | 0 | 0 | 0 | 0 | 0 | 0 | 0 | 0 | 0 | 0
F5_Commercial_Miscellaneous_New_Miscellaneous_Natural Gas_Miscellaneous_E4 | F5 | Commercial | Miscellaneous | New | Miscellaneous | Natural Gas | Miscellaneous | E4 | RIM BC Ratio | 0 | 0 | 0 | 0 | 0 | 0 | 0 | 0 | 0 | 0 | 0 | 0 | 0 | 0 | 0 | 0 | 0 | 0 | 0 | 0 | 0 | 0 | 0 | 0 | 0 | 0 | 0 | 0 | 0 | 0 | 0 | 0 | 0
F5_Commercial_Miscellaneous_New_Miscellaneous_Natural Gas_Miscellaneous_E5 | F5 | Commercial | Miscellaneous | New | Miscellaneous | Natural Gas | Miscellaneous | E5 | RIM BC Ratio | 0 | 0 | 0 | 0 | 0 | 0 | 0 | 0 | 0 | 0 | 0 | 0 | 0 | 0 | 0 | 0 | 0 | 0 | 0 | 0 | 0 | 0 | 0 | 0 | 0 | 0 | 0 | 0 | 0 | 0 | 0 | 0 | 0
F5_Commercial_Miscellaneous_New_Miscellaneous_Natural Gas_Miscellaneous_E6 | F5 | Commercial | Miscellaneous | New | Miscellaneous | Natural Gas | Miscellaneous | E6 | RIM BC Ratio | 0 | 0 | 0 | 0 | 0 | 0 | 0 | 0 | 0 | 0 | 0 | 0 | 0 | 0 | 0 | 0 | 0 | 0 | 0 | 0 | 0 | 0 | 0 | 0 | 0 | 0 | 0 | 0 | 0 | 0 | 0 | 0 | 0
F5_Commercial_Miscellaneous_New_Miscellaneous_Natural Gas_Miscellaneous_E7 | F5 | Commercial | Miscellaneous | New | Miscellaneous | Natural Gas | Miscellaneous | E7 | RIM BC Ratio | 0 | 0 | 0 | 0 | 0 | 0 | 0 | 0 | 0 | 0 | 0 | 0 | 0 | 0 | 0 | 0 | 0 | 0 | 0 | 0 | 0 | 0 | 0 | 0 | 0 | 0 | 0 | 0 | 0 | 0 | 0 | 0 | 0
F5_Commercial_Miscellaneous_New_Miscellaneous_Natural Gas_Miscellaneous_E8 | F5 | Commercial | Miscellaneous | New | Miscellaneous | Natural Gas | Miscellaneous | E8 | RIM BC Ratio | 0 | 0 | 0 | 0 | 0 | 0 | 0 | 0 | 0 | 0 | 0 | 0 | 0 | 0 | 0 | 0 | 0 | 0 | 0 | 0 | 0 | 0 | 0 | 0 | 0 | 0 | 0 | 0 | 0 | 0 | 0 | 0 | 0
F5_Commercial_Miscellaneous_New_Miscellaneous_Natural Gas_Miscellaneous_E9 | F5 | Commercial | Miscellaneous | New | Miscellaneous | Natural Gas | Miscellaneous | E9 | RIM BC Ratio | 0 | 0 | 0 | 0 | 0 | 0 | 0 | 0 | 0 | 0 | 0 | 0 | 0 | 0 | 0 | 0 | 0 | 0 | 0 | 0 | 0 | 0 | 0 | 0 | 0 | 0 | 0 | 0 | 0 | 0 | 0 | 0 | 0
F5_Commercial_Miscellaneous_New_Miscellaneous_Natural Gas_Miscellaneous_E10 | F5 | Commercial | Miscellaneous | New | Miscellaneous | Natural Gas | Miscellaneous | E10 | RIM BC Ratio | 0 | 0 | 0 | 0 | 0 | 0 | 0 | 0 | 0 | 0 | 0 | 0 | 0 | 0 | 0 | 0 | 0 | 0 | 0 | 0 | 0 | 0 | 0 | 0 | 0 | 0 | 0 | 0 | 0 | 0 | 0 | 0 | 0

## System Costs
Key | Field | Sector | Segment | Vintage | System | Label | 2019 | 2020 | 2021 | 2022 | 2023 | 2024 | 2025 | 2026 | 2027 | 2028 | 2029 | 2030 | 2031 | 2032 | 2033 | 2034 | 2035 | 2036 | 2037 | 2038 | 2039 | 2040 | 2041 | 2042 | 2043 | 2044 | 2045 | 2046 | 2047 | 2048 | 2049 | 2050 | 2051 | 2052 | 2053 | 2054 | 2055 | 2056 | 2057 | 2058 | 2059 | 2060 | 2061 | 2062 | 2063 | 2064 | 2065 | 2066 | 2067 | 2068 | 2069
F1_Residential_Single Family_Existing_S1 | F1 | Residential | Single Family | Existing | S1 | Utility - Cost of Operation | 0 | 0 | 0 | 0 | 0 | 0 | 0 | 0 | 0 | 0 | 0 | 0 | 0 | 0 | 0 | 0 | 0 | 0 | 0 | 0 | 0 | 0 | 0 | 0 | 0 | 0 | 0 | 0 | 0 | 0 | 0 | 0 | 0 | 0 | 0 | 0 | 0 | 0 | 0 | 0 | 0 | 0 | 0 | 0 | 0 | 0 | 0 | 0 | 0 | 0 | 0
F2_Residential_Single Family_Existing_S1 | F2 | Residential | Single Family | Existing | S1 | Utility - Value of Sales | 0 | 0 | 0 | 0 | 0 | 0 | 0 | 0 | 0 | 0 | 0 | 0 | 0 | 0 | 0 | 0 | 0 | 0 | 0 | 0 | 0 | 0 | 0 | 0 | 0 | 0 | 0 | 0 | 0 | 0 | 0 | 0 | 0 | 0 | 0 | 0 | 0 | 0 | 0 | 0 | 0 | 0 | 0 | 0 | 0 | 0 | 0 | 0 | 0 | 0 | 0
F3_Residential_Single Family_Existing_S1 | F3 | Residential | Single Family | Existing | S1 | Utility - Cost of Equipment | 0 | 0 | 0 | 0 | 0 | 0 | 0 | 0 | 0 | 0 | 0 | 0 | 0 | 0 | 0 | 0 | 0 | 0 | 0 | 0 | 0 | 0 | 0 | 0 | 0 | 0 | 0 | 0 | 0 | 0 | 0 | 0 | 0 | 0 | 0 | 0 | 0 | 0 | 0 | 0 | 0 | 0 | 0 | 0 | 0 | 0 | 0 | 0 | 0 | 0 | 0
F4_Residential_Single Family_Existing_S1 | F4 | Residential | Single Family | Existing | S1 | Participant - Cost of Operation | 0 | 0 | 0 | 0 | 0 | 0 | 0 | 0 | 0 | 0 | 0 | 0 | 0 | 0 | 0 | 0 | 0 | 0 | 0 | 0 | 0 | 0 | 0 | 0 | 0 | 0 | 0 | 0 | 0 | 0 | 0 | 0 | 0 | 0 | 0 | 0 | 0 | 0 | 0 | 0 | 0 | 0 | 0 | 0 | 0 | 0 | 0 | 0 | 0 | 0 | 0
F5_Residential_Single Family_Existing_S1 | F5 | Residential | Single Family | Existing | S1 | Participant - Cost of Equipment | 0 | 0 | 0 | 0 | 0 | 0 | 0 | 0 | 0 | 0 | 0 | 0 | 0 | 0 | 0 | 0 | 0 | 0 | 0 | 0 | 0 | 0 | 0 | 0 | 0 | 0 | 0 | 0 | 0 | 0 | 0 | 0 | 0 | 0 | 0 | 0 | 0 | 0 | 0 | 0 | 0 | 0 | 0 | 0 | 0 | 0 | 0 | 0 | 0 | 0 | 0
F6_Residential_Single Family_Existing_S1 | F6 | Residential | Single Family | Existing | S1 | Annualized kBTUs | 0 | 0 | 0 | 0 | 0 | 0 | 0 | 0 | 0 | 0 | 0 | 0 | 0 | 0 | 0 | 0 | 0 | 0 | 0 | 0 | 0 | 0 | 0 | 0 | 0 | 0 | 0 | 0 | 0 | 0 | 0 | 0 | 0 | 0 | 0 | 0 | 0 | 0 | 0 | 0 | 0 | 0 | 0 | 0 | 0 | 0 | 0 | 0 | 0 | 0 | 0

## System Stock
Key | Field | Sector | Segment | Vintage | System | Label | Label | Case | 2019 | 2020 | 2021 | 2022 | 2023 | 2024 | 2025 | 2026 | 2027 | 2028 | 2029 | 2030 | 2031 | 2032 | 2033 | 2034 | 2035 | 2036 | 2037 | 2038 | 2039 | 2040 | 2041 | 2042 | 2043 | 2044 | 2045 | 2046 | 2047 | 2048 | 2049 | 2050 | 2051 | 2052 | 2053 | 2054 | 2055 | 2056 | 2057 | 2058 | 2059 | 2060 | 2061 | 2062 | 2063 | 2064 | 2065 | 2066 | 2067 | 2068 | 2069
F1_Residential_Single Family_Existing_S1_Baseline Forecast | F1 | Residential | Single Family | Existing | S1 | Central AC with Gas Furnace | Total Stock | Baseline Forecast | 0 | 0 | 0 | 0 | 0 | 0 | 0 | 0 | 0 | 0 | 0 | 0 | 0 | 0 | 0 | 0 | 0 | 0 | 0 | 0 | 0 | 0 | 0 | 0 | 0 | 0 | 0 | 0 | 0 | 0 | 0 | 0 | 0 | 0 | 0 | 0 | 0 | 0 | 0 | 0 | 0 | 0 | 0 | 0 | 0 | 0 | 0 | 0 | 0 | 0 | 0
F2_Residential_Single Family_Existing_S1_Baseline Forecast | F2 | Residential | Single Family | Existing | S1 | Central AC with Gas Furnace | Incremental Units OUT | Baseline Forecast | 0 | 0 | 0 | 0 | 0 | 0 | 0 | 0 | 0 | 0 | 0 | 0 | 0 | 0 | 0 | 0 | 0 | 0 | 0 | 0 | 0 | 0 | 0 | 0 | 0 | 0 | 0 | 0 | 0 | 0 | 0 | 0 | 0 | 0 | 0 | 0 | 0 | 0 | 0 | 0 | 0 | 0 | 0 | 0 | 0 | 0 | 0 | 0 | 0 | 0 | 0
F3_Residential_Single Family_Existing_S1_Baseline Forecast | F3 | Residential | Single Family | Existing | S1 | Central AC with Gas Furnace | Incremental Units IN | Baseline Forecast | 0 | 0 | 0 | 0 | 0 | 0 | 0 | 0 | 0 | 0 | 0 | 0 | 0 | 0 | 0 | 0 | 0 | 0 | 0 | 0 | 0 | 0 | 0 | 0 | 0 | 0 | 0 | 0 | 0 | 0 | 0 | 0 | 0 | 0 | 0 | 0 | 0 | 0 | 0 | 0 | 0 | 0 | 0 | 0 | 0 | 0 | 0 | 0 | 0 | 0 | 0

## Equipment Results
Key | Field | Sector | Segment | Vintage | End Use | Fuel | Technology | Case | Label | 2019 | 2020 | 2021 | 2022 | 2023 | 2024 | 2025 | 2026 | 2027 | 2028 | 2029 | 2030 | 2031 | 2032 | 2033 | 2034 | 2035 | 2036 | 2037 | 2038 | 2039 | 2040 | 2041 | 2042 | 2043 | 2044 | 2045 | 2046 | 2047 | 2048 | 2049 | 2050 | 2051
F1_Commercial_Office_Existing_Space Heating_Natural Gas_Furnace_Baseline Forecast | F1 | Commercial | Office | Existing | Space Heating | Natural Gas | Furnace | Baseline Forecast | Units | 3736701.8014 | 3717690.3061 | 3698678.8108 | 3675719.8985 | 3761605.6128 | 3751496.5957 | 3742572.3226 | 3734534.3305 | 3726768.884 | 3719051.5205 | 3711295.5291 | 3703549.9235 | 3695870.3317 | 3688275.8786 | 3680718.6134 | 3673191.3145 | 3665657.1735 | 3658208.0127 | 3650948.4648 | 3643898.3674 | 3636951.32 | 3629986.0714 | 3622966.0302 | 3615880.8924 | 3608724.5979 | 3601522.4571 | 3594283.2225 | 3587022.9172 | 3579735.9425 | 3572427.5882 | 3565081.2033 | 3557713.0447 | 3606223.8171
F2_Commercial_Office_Existing_Space Heating_Natural Gas_Furnace_Baseline Forecast | F2 | Commercial | Office | Existing | Space Heating | Natural Gas | Furnace | Baseline Forecast | Usage (MMtherm) | 0.43522 | 0.41787 | 0.46024 | 0.44614 | 0.45346 | 0.44821 | 0.44308 | 0.43677 | 0.43046 | 0.42412 | 0.41777 | 0.41141 | 0.40506 | 0.39873 | 0.39242 | 0.38614 | 0.3799 | 0.3737 | 0.36756 | 0.36162 | 0.35586 | 0.35024 | 0.34459 | 0.33913 | 0.33385 | 0.32881 | 0.32398 | 0.31937 | 0.31495 | 0.3107 | 0.30661 | 0.30267 | 0.30481
F3_Commercial_Office_Existing_Space Heating_Natural Gas_Furnace_Baseline Forecast | F3 | Commercial | Office | Existing | Space Heating | Natural Gas | Furnace | Baseline Forecast | Summer Peak Demand (MW) | 0 | 0 | 0 | 0 | 0 | 0 | 0 | 0 | 0 | 0 | 0 | 0 | 0 | 0 | 0 | 0 | 0 | 0 | 0 | 0 | 0 | 0 | 0 | 0 | 0 | 0 | 0 | 0 | 0 | 0 | 0 | 0 | 0
F4_Commercial_Office_Existing_Space Heating_Natural Gas_Furnace_Baseline Forecast | F4 | Commercial | Office | Existing | Space Heating | Natural Gas | Furnace | Baseline Forecast | Winter Peak Demand (MW) | 0 | 0 | 0 | 0 | 0 | 0 | 0 | 0 | 0 | 0 | 0 | 0 | 0 | 0 | 0 | 0 | 0 | 0 | 0 | 0 | 0 | 0 | 0 | 0 | 0 | 0 | 0 | 0 | 0 | 0 | 0 | 0 | 0
F5_Commercial_Office_Existing_Space Heating_Natural Gas_Furnace_Baseline Forecast | F5 | Commercial | Office | Existing | Space Heating | Natural Gas | Furnace | Baseline Forecast | Turnover | 0 | 74602.4811 | 80881.8366 | 86490.0944 | 178016.1021 | 97075.2275 | 101625.9124 | 105811.9656 | 109649.014 | 113159.1861 | 116365.7539 | 119294.0088 | 121967.7563 | 124408.002 | 126631.8819 | 128656.3477 | 130495.9222 | 132168.4481 | 133691.2744 | 128665.3481 | 124519.7458 | 121141.4669 | 124795.4881 | 122167.9393 | 120085.0189 | 118475.9684 | 117277.3025 | 116432.8347 | 115892.0317 | 115610.4304 | 115547.9865 | 115670.3194 | 187447.147
F6_Commercial_Office_Existing_Space Heating_Natural Gas_Furnace_Baseline Forecast | F6 | Commercial | Office | Existing | Space Heating | Natural Gas | Furnace | Baseline Forecast | Avg. Replacement Usage (kWh) | 0.11363 | 0.10975 | 0.12161 | 0.11874 | 0.1181 | 0.10559 | 0.10502 | 0.092519 | 0.092011 | 0.091504 | 0.090996 | 0.090489 | 0.089982 | 0.089475 | 0.088968 | 0.088461 | 0.087954 | 0.087447 | 0.08694 | 0.086432 | 0.085925 | 0.085419 | 0.084911 | 0.084404 | 0.083898 | 0.083392 | 0.082885 | 0.082379 | 0.081873 | 0.081367 | 0.080861 | 0.080355 | 0.080355
F7_Commercial_Office_Existing_Space Heating_Natural Gas_Furnace_Baseline Forecast | F7 | Commercial | Office | Existing | Space Heating | Natural Gas | Furnace | Baseline Forecast | Avg. Replacement Summer Demand (kW) | 0 | 0 | 0 | 0 | 0 | 0 | 0 | 0 | 0 | 0 | 0 | 0 | 0 | 0 | 0 | 0 | 0 | 0 | 0 | 0 | 0 | 0 | 0 | 0 | 0 | 0 | 0 | 0 | 0 | 0 | 0 | 0 | 0
F8_Commercial_Office_Existing_Space Heating_Natural Gas_Furnace_Baseline Forecast | F8 | Commercial | Office | Existing | Space Heating | Natural Gas | Furnace | Baseline Forecast | Avg. Replacement Winter Demand (kW) | 0 | 0 | 0 | 0 | 0 | 0 | 0 | 0 | 0 | 0 | 0 | 0 | 0 | 0 | 0 | 0 | 0 | 0 | 0 | 0 | 0 | 0 | 0 | 0 | 0 | 0 | 0 | 0 | 0 | 0 | 0 | 0 | 0
F1_Commercial_Office_Existing_Space Heating_Natural Gas_Boiler_Baseline Forecast | F1 | Commercial | Office | Existing | Space Heating | Natural Gas | Boiler | Baseline Forecast | Units | 4034831.0713 | 4014302.7615 | 3993774.4518 | 3968983.7841 | 4061721.8101 | 4050806.2545 | 4041169.9665 | 4032490.6707 | 4024105.6653 | 4015772.5792 | 4007397.7833 | 3999034.2017 | 3990741.9009 | 3982541.5314 | 3974381.3168 | 3966253.4594 | 3958118.214 | 3950074.7288 | 3942235.9847 | 3934623.4018 | 3927122.0908 | 3919601.1262 | 3912020.9976 | 3904370.5787 | 3896643.3259 | 3888866.569 | 3881049.7589 | 3873210.1968 | 3865341.8376 | 3857450.3931 | 3849517.8838 | 3841561.8635 | 3893943.0226
F2_Commercial_Office_Existing_Space Heating_Natural Gas_Boiler_Baseline Forecast | F2 | Commercial | Office | Existing | Space Heating | Natural Gas | Boiler | Baseline Forecast | Usage (MMtherm) | 2.3064 | 2.2295 | 2.4733 | 2.4156 | 2.4838 | 2.4713 | 2.4594 | 2.4477 | 2.4358 | 2.4235 | 2.4105 | 2.397 | 2.3829 | 2.3682 | 2.3528 | 2.3367 | 2.3198 | 2.3022 | 2.2838 | 2.2649 | 2.2451 | 2.2252 | 2.2049 | 2.1845 | 2.1632 | 2.1423 | 2.1217 | 2.1015 | 2.0816 | 2.062 | 2.0427 | 2.0236 | 2.0489
F3_Commercial_Office_Existing_Space Heating_Natural Gas_Boiler_Baseline Forecast | F3 | Commercial | Office | Existing | Space Heating | Natural Gas | Boiler | Baseline Forecast | Summer Peak Demand (MW) | 0 | 0 | 0 | 0 | 0 | 0 | 0 | 0 | 0 | 0 | 0 | 0 | 0 | 0 | 0 | 0 | 0 | 0 | 0 | 0 | 0 | 0 | 0 | 0 | 0 | 0 | 0 | 0 | 0 | 0 | 0 | 0 | 0
F4_Commercial_Office_Existing_Space Heating_Natural Gas_Boiler_Baseline Forecast | F4 | Commercial | Office | Existing | Space Heating | Natural Gas | Boiler | Baseline Forecast | Winter Peak Demand (MW) | 0 | 0 | 0 | 0 | 0 | 0 | 0 | 0 | 0 | 0 | 0 | 0 | 0 | 0 | 0 | 0 | 0 | 0 | 0 | 0 | 0 | 0 | 0 | 0 | 0 | 0 | 0 | 0 | 0 | 0 | 0 | 0 | 0
F5_Commercial_Office_Existing_Space Heating_Natural Gas_Boiler_Baseline Forecast | F5 | Commercial | Office | Existing | Space Heating | Natural Gas | Boiler | Baseline Forecast | Turnover | 0 | 74110.2048 | 80348.1251 | 85919.3759 | 184260.4769 | 96434.6613 | 100955.3178 | 105113.7487 | 108925.4777 | 112412.4874 | 115597.8962 | 118506.8284 | 121162.9328 | 123587.0762 | 125796.2815 | 127807.3885 | 129634.8243 | 131296.3138 | 132809.0915 | 134186.3913 | 135435.7762 | 130217.4207 | 125884.1172 | 122326.6222 | 126291.2259 | 123465.3561 | 121197.0353 | 119414.4998 | 118053.1505 | 117055.8636 | 116371.1888 | 115954.496 | 168387.8998
F6_Commercial_Office_Existing_Space Heating_Natural Gas_Boiler_Baseline Forecast | F6 | Commercial | Office | Existing | Space Heating | Natural Gas | Boiler | Baseline Forecast | Avg. Replacement Usage (kWh) | 0.67441 | 0.65139 | 0.72179 | 0.70474 | 0.70097 | 0.60519 | 0.60191 | 0.59864 | 0.59537 | 0.5921 | 0.58883 | 0.58555 | 0.58228 | 0.57901 | 0.57574 | 0.57247 | 0.56919 | 0.56593 | 0.56265 | 0.55938 | 0.55611 | 0.55284 | 0.54957 | 0.5463 | 0.54303 | 0.53977 | 0.53649 | 0.53322 | 0.52995 | 0.52669 | 0.52341 | 0.52014 | 0.52014
F7_Commercial_Office_Existing_Space Heating_Natural Gas_Boiler_Baseline Forecast | F7 | Commercial | Office | Existing | Space Heating | Natural Gas | Boiler | Baseline Forecast | Avg. Replacement Summer Demand (kW) | 0 | 0 | 0 | 0 | 0 | 0 | 0 | 0 | 0 | 0 | 0 | 0 | 0 | 0 | 0 | 0 | 0 | 0 | 0 | 0 | 0 | 0 | 0 | 0 | 0 | 0 | 0 | 0 | 0 | 0 | 0 | 0 | 0
F8_Commercial_Office_Existing_Space Heating_Natural Gas_Boiler_Baseline Forecast | F8 | Commercial | Office | Existing | Space Heating | Natural Gas | Boiler | Baseline Forecast | Avg. Replacement Winter Demand (kW) | 0 | 0 | 0 | 0 | 0 | 0 | 0 | 0 | 0 | 0 | 0 | 0 | 0 | 0 | 0 | 0 | 0 | 0 | 0 | 0 | 0 | 0 | 0 | 0 | 0 | 0 | 0 | 0 | 0 | 0 | 0 | 0 | 0
F1_Commercial_Office_Existing_Space Heating_Natural Gas_Unit Heater_Baseline Forecast | F1 | Commercial | Office | Existing | Space Heating | Natural Gas | Unit Heater | Baseline Forecast | Units | 165270.1795 | 164429.3221 | 163588.4648 | 162573.0175 | 166371.6475 | 165924.5369 | 165529.8261 | 165174.3147 | 164830.8576 | 164489.5271 | 164146.4882 | 163803.9087 | 163464.2488 | 163128.3546 | 162794.1051 | 162461.181 | 162127.9543 | 161798.4862 | 161477.4045 | 161165.5865 | 160858.3263 | 160550.261 | 160239.7724 | 159926.4046 | 159609.8896 | 159291.3469 | 158971.1636 | 158650.0483 | 158327.7535 | 158004.5131 | 157679.5906 | 157353.7052 | 159499.2829
F2_Commercial_Office_Existing_Space Heating_Natural Gas_Unit Heater_Baseline Forecast | F2 | Commercial | Office | Existing | Space Heating | Natural Gas | Unit Heater | Baseline Forecast | Usage (MMtherm) | 0.0096247 | 0.0092489 | 0.010196 | 0.0098934 | 0.01007 | 0.0099331 | 0.0097964 | 0.0096602 | 0.0095233 | 0.0093855 | 0.0092469 | 0.0091144 | 0.0089864 | 0.0088617 | 0.0087359 | 0.0086196 | 0.0085111 | 0.0084096 | 0.008305 | 0.0082056 | 0.0081106 | 0.0080138 | 0.0079413 | 0.0078704 | 0.0078008 | 0.0077326 | 0.0076651 | 0.0075988 | 0.0075332 | 0.0074684 | 0.0074041 | 0.0073404 | 0.0074384
F3_Commercial_Office_Existing_Space Heating_Natural Gas_Unit Heater_Baseline Forecast | F3 | Commercial | Office | Existing | Space Heating | Natural Gas | Unit Heater | Baseline Forecast | Summer Peak Demand (MW) | 0 | 0 | 0 | 0 | 0 | 0 | 0 | 0 | 0 | 0 | 0 | 0 | 0 | 0 | 0 | 0 | 0 | 0 | 0 | 0 | 0 | 0 | 0 | 0 | 0 | 0 | 0 | 0 | 0 | 0 | 0 | 0 | 0
F4_Commercial_Office_Existing_Space Heating_Natural Gas_Unit Heater_Baseline Forecast | F4 | Commercial | Office | Existing | Space Heating | Natural Gas | Unit Heater | Baseline Forecast | Winter Peak Demand (MW) | 0 | 0 | 0 | 0 | 0 | 0 | 0 | 0 | 0 | 0 | 0 | 0 | 0 | 0 | 0 | 0 | 0 | 0 | 0 | 0 | 0 | 0 | 0 | 0 | 0 | 0 | 0 | 0 | 0 | 0 | 0 | 0 | 0
F5_Commercial_Office_Existing_Space Heating_Natural Gas_Unit Heater_Baseline Forecast | F5 | Commercial | Office | Existing | Space Heating | Natural Gas | Unit Heater | Baseline Forecast | Turnover | 0 | 5872.4758 | 6955.2919 | 7860.0657 | 12471.2222 | 9343.865 | 9915.575 | 10402.2753 | 10815.165 | 11164.4433 | 11459.0738 | 10618.2168 | 10052.6459 | 9699.825 | 10040.3929 | 9895.4268 | 9851.7967 | 9882.9046 | 11609.748 | 11806.8277 | 11972.101 | 13025.3904 | 11680.2637 | 11517.7561 | 11402.1323 | 11262.1475 | 11118.5188 | 10984.8037 | 10792.5395 | 10732.3905 | 10763.2314 | 11131.7899 | 13290.5532
F6_Commercial_Office_Existing_Space Heating_Natural Gas_Unit Heater_Baseline Forecast | F6 | Commercial | Office | Existing | Space Heating | Natural Gas | Unit Heater | Baseline Forecast | Avg. Replacement Usage (kWh) | 0.058236 | 0.056248 | 0.062328 | 0.060855 | 0.06053 | 0.054177 | 0.053884 | 0.053591 | 0.053298 | 0.053006 | 0.052712 | 0.052419 | 0.052126 | 0.051834 | 0.051541 | 0.051248 | 0.050955 | 0.050662 | 0.050369 | 0.050076 | 0.049783 | 0.049491 | 0.049198 | 0.048905 | 0.048613 | 0.048321 | 0.048027 | 0.047735 | 0.047442 | 0.04715 | 0.046856 | 0.046564 | 0.046564
F7_Commercial_Office_Existing_Space Heating_Natural Gas_Unit Heater_Baseline Forecast | F7 | Commercial | Office | Existing | Space Heating | Natural Gas | Unit Heater | Baseline Forecast | Avg. Replacement Summer Demand (kW) | 0 | 0 | 0 | 0 | 0 | 0 | 0 | 0 | 0 | 0 | 0 | 0 | 0 | 0 | 0 | 0 | 0 | 0 | 0 | 0 | 0 | 0 | 0 | 0 | 0 | 0 | 0 | 0 | 0 | 0 | 0 | 0 | 0
F8_Commercial_Office_Existing_Space Heating_Natural Gas_Unit Heater_Baseline Forecast | F8 | Commercial | Office | Existing | Space Heating | Natural Gas | Unit Heater | Baseline Forecast | Avg. Replacement Winter Demand (kW) | 0 | 0 | 0 | 0 | 0 | 0 | 0 | 0 | 0 | 0 | 0 | 0 | 0 | 0 | 0 | 0 | 0 | 0 | 0 | 0 | 0 | 0 | 0 | 0 | 0 | 0 | 0 | 0 | 0 | 0 | 0 | 0 | 0
F1_Commercial_Office_Existing_Water Heating_Natural Gas_Water Heater_Baseline Forecast | F1 | Commercial | Office | Existing | Water Heating | Natural Gas | Water Heater | Baseline Forecast | Units | 5613090.0249 | 5584531.8898 | 5555973.7548 | 5521486.0036 | 5650499.3079 | 5635314.0387 | 5621908.4336 | 5609834.1564 | 5598169.2839 | 5586576.6393 | 5574925.9697 | 5563290.9012 | 5551754.9954 | 5540346.9807 | 5528994.8278 | 5517687.6889 | 5506370.2722 | 5495180.5084 | 5484275.5719 | 5473685.2617 | 5463249.7482 | 5452786.8935 | 5442241.7323 | 5431598.786 | 5420848.9517 | 5410030.2493 | 5399155.8265 | 5388249.7522 | 5377303.6164 | 5366325.3654 | 5355289.9867 | 5344221.9005 | 5417092.4015
F2_Commercial_Office_Existing_Water Heating_Natural Gas_Water Heater_Baseline Forecast | F2 | Commercial | Office | Existing | Water Heating | Natural Gas | Water Heater | Baseline Forecast | Usage (MMtherm) | 1.0263 | 0.97337 | 1.0615 | 1.0172 | 1.019 | 0.99803 | 0.97866 | 0.96138 | 0.94644 | 0.93416 | 0.92397 | 0.91546 | 0.90831 | 0.90225 | 0.89705 | 0.89254 | 0.88858 | 0.88507 | 0.88195 | 0.87916 | 0.87662 | 0.87425 | 0.872 | 0.86986 | 0.86778 | 0.86577 | 0.8638 | 0.86188 | 0.85999 | 0.85812 | 0.85626 | 0.85442 | 0.86601
F3_Commercial_Office_Existing_Water Heating_Natural Gas_Water Heater_Baseline Forecast | F3 | Commercial | Office | Existing | Water Heating | Natural Gas | Water Heater | Baseline Forecast | Summer Peak Demand (MW) | 0 | 0 | 0 | 0 | 0 | 0 | 0 | 0 | 0 | 0 | 0 | 0 | 0 | 0 | 0 | 0 | 0 | 0 | 0 | 0 | 0 | 0 | 0 | 0 | 0 | 0 | 0 | 0 | 0 | 0 | 0 | 0 | 0
F4_Commercial_Office_Existing_Water Heating_Natural Gas_Water Heater_Baseline Forecast | F4 | Commercial | Office | Existing | Water Heating | Natural Gas | Water Heater | Baseline Forecast | Winter Peak Demand (MW) | 0 | 0 | 0 | 0 | 0 | 0 | 0 | 0 | 0 | 0 | 0 | 0 | 0 | 0 | 0 | 0 | 0 | 0 | 0 | 0 | 0 | 0 | 0 | 0 | 0 | 0 | 0 | 0 | 0 | 0 | 0 | 0 | 0
F5_Commercial_Office_Existing_Water Heating_Natural Gas_Water Heater_Baseline Forecast | F5 | Commercial | Office | Existing | Water Heating | Natural Gas | Water Heater | Baseline Forecast | Turnover | 0 | 223381.2756 | 288910.6352 | 340123.5378 | 511541.8546 | 415333.3771 | 441347.2452 | 461954.4709 | 478202.1363 | 490949.9599 | 435521.9819 | 404227.6207 | 389547.493 | 411311.57 | 409874.5249 | 470398.2696 | 483159.6976 | 493136.5456 | 533732.6621 | 487537.11 | 475556.4513 | 461729.5634 | 453860.3477 | 446410.5415 | 434982.5755 | 434486.9023 | 440265.8698 | 462131.4876 | 464593.1239 | 479984.003 | 477391.8483 | 473055.176 | 549780.7336
F6_Commercial_Office_Existing_Water Heating_Natural Gas_Water Heater_Baseline Forecast | F6 | Commercial | Office | Existing | Water Heating | Natural Gas | Water Heater | Baseline Forecast | Avg. Replacement Usage (kWh) | 0.15132 | 0.14616 | 0.16282 | 0.15982 | 0.15982 | 0.15982 | 0.15982 | 0.15982 | 0.15982 | 0.15982 | 0.15982 | 0.15982 | 0.15982 | 0.15982 | 0.15982 | 0.15982 | 0.15982 | 0.15982 | 0.15982 | 0.15982 | 0.15982 | 0.15982 | 0.15982 | 0.15982 | 0.15982 | 0.15982 | 0.15982 | 0.15982 | 0.15982 | 0.15982 | 0.15982 | 0.15982 | 0.15982
F7_Commercial_Office_Existing_Water Heating_Natural Gas_Water Heater_Baseline Forecast | F7 | Commercial | Office | Existing | Water Heating | Natural Gas | Water Heater | Baseline Forecast | Avg. Replacement Summer Demand (kW) | 0 | 0 | 0 | 0 | 0 | 0 | 0 | 0 | 0 | 0 | 0 | 0 | 0 | 0 | 0 | 0 | 0 | 0 | 0 | 0 | 0 | 0 | 0 | 0 | 0 | 0 | 0 | 0 | 0 | 0 | 0 | 0 | 0
F8_Commercial_Office_Existing_Water Heating_Natural Gas_Water Heater_Baseline Forecast | F8 | Commercial | Office | Existing | Water Heating | Natural Gas | Water Heater | Baseline Forecast | Avg. Replacement Winter Demand (kW) | 0 | 0 | 0 | 0 | 0 | 0 | 0 | 0 | 0 | 0 | 0 | 0 | 0 | 0 | 0 | 0 | 0 | 0 | 0 | 0 | 0 | 0 | 0 | 0 | 0 | 0 | 0 | 0 | 0 | 0 | 0 | 0 | 0
F1_Commercial_Office_Existing_Food Preparation_Natural Gas_Oven_Baseline Forecast | F1 | Commercial | Office | Existing | Food Preparation | Natural Gas | Oven | Baseline Forecast | Units | 75992.0092 | 75605.379 | 75218.7488 | 74751.8414 | 76498.4694 | 76292.8858 | 76111.3959 | 75947.9301 | 75790.0069 | 75633.0615 | 75475.3306 | 75317.8109 | 75161.6337 | 75007.188 | 74853.4985 | 74700.4184 | 74547.1992 | 74395.7082 | 74248.0733 | 74104.6979 | 73963.4182 | 73821.7684 | 73679.0042 | 73534.9162 | 73389.3812 | 73242.9137 | 73095.6919 | 72948.0416 | 72799.8489 | 72651.2215 | 72501.8206 | 72351.9769 | 73338.5236
F2_Commercial_Office_Existing_Food Preparation_Natural Gas_Oven_Baseline Forecast | F2 | Commercial | Office | Existing | Food Preparation | Natural Gas | Oven | Baseline Forecast | Usage (MMtherm) | 0.0084491 | 0.0081191 | 0.0089983 | 0.0087779 | 0.0089831 | 0.008959 | 0.0089375 | 0.0089181 | 0.0088992 | 0.0088803 | 0.0088612 | 0.008842 | 0.0088229 | 0.0088038 | 0.0087846 | 0.0087655 | 0.008746 | 0.0087266 | 0.0087075 | 0.0086888 | 0.0086704 | 0.008652 | 0.0086335 | 0.0086148 | 0.008596 | 0.0085772 | 0.0085583 | 0.0085393 | 0.0085204 | 0.0085015 | 0.0084826 | 0.0084638 | 0.0085779
F3_Commercial_Office_Existing_Food Preparation_Natural Gas_Oven_Baseline Forecast | F3 | Commercial | Office | Existing | Food Preparation | Natural Gas | Oven | Baseline Forecast | Summer Peak Demand (MW) | 0 | 0 | 0 | 0 | 0 | 0 | 0 | 0 | 0 | 0 | 0 | 0 | 0 | 0 | 0 | 0 | 0 | 0 | 0 | 0 | 0 | 0 | 0 | 0 | 0 | 0 | 0 | 0 | 0 | 0 | 0 | 0 | 0
F4_Commercial_Office_Existing_Food Preparation_Natural Gas_Oven_Baseline Forecast | F4 | Commercial | Office | Existing | Food Preparation | Natural Gas | Oven | Baseline Forecast | Winter Peak Demand (MW) | 0 | 0 | 0 | 0 | 0 | 0 | 0 | 0 | 0 | 0 | 0 | 0 | 0 | 0 | 0 | 0 | 0 | 0 | 0 | 0 | 0 | 0 | 0 | 0 | 0 | 0 | 0 | 0 | 0 | 0 | 0 | 0 | 0
F5_Commercial_Office_Existing_Food Preparation_Natural Gas_Oven_Baseline Forecast | F5 | Commercial | Office | Existing | Food Preparation | Natural Gas | Oven | Baseline Forecast | Turnover | 0 | 4200.2988 | 4527.0543 | 4787.3479 | 6774.3046 | 5213.9008 | 5367.5481 | 5494.0984 | 5597.5 | 5681.3989 | 5407.5149 | 5235.1106 | 5137.4939 | 5379.4884 | 5326.3102 | 5307.5218 | 6442.0875 | 6367.1787 | 6303.1309 | 6664.523 | 5982.7517 | 5862.0109 | 5793.6511 | 5721.7738 | 5653.629 | 5685.8845 | 5727.7271 | 5772.092 | 5959.9088 | 5924.4673 | 5884.2976 | 6151.9249 | 7034.6608
F6_Commercial_Office_Existing_Food Preparation_Natural Gas_Oven_Baseline Forecast | F6 | Commercial | Office | Existing | Food Preparation | Natural Gas | Oven | Baseline Forecast | Avg. Replacement Usage (kWh) | 0.11118 | 0.10739 | 0.11962 | 0.11743 | 0.11744 | 0.11743 | 0.11741 | 0.11739 | 0.11736 | 0.11734 | 0.11732 | 0.1173 | 0.11727 | 0.11725 | 0.11723 | 0.1172 | 0.11718 | 0.11716 | 0.11713 | 0.1171 | 0.11708 | 0.11705 | 0.11703 | 0.117 | 0.11698 | 0.11696 | 0.11695 | 0.11693 | 0.11692 | 0.11691 | 0.1169 | 0.1169 | 0.1169
F7_Commercial_Office_Existing_Food Preparation_Natural Gas_Oven_Baseline Forecast | F7 | Commercial | Office | Existing | Food Preparation | Natural Gas | Oven | Baseline Forecast | Avg. Replacement Summer Demand (kW) | 0 | 0 | 0 | 0 | 0 | 0 | 0 | 0 | 0 | 0 | 0 | 0 | 0 | 0 | 0 | 0 | 0 | 0 | 0 | 0 | 0 | 0 | 0 | 0 | 0 | 0 | 0 | 0 | 0 | 0 | 0 | 0 | 0
F8_Commercial_Office_Existing_Food Preparation_Natural Gas_Oven_Baseline Forecast | F8 | Commercial | Office | Existing | Food Preparation | Natural Gas | Oven | Baseline Forecast | Avg. Replacement Winter Demand (kW) | 0 | 0 | 0 | 0 | 0 | 0 | 0 | 0 | 0 | 0 | 0 | 0 | 0 | 0 | 0 | 0 | 0 | 0 | 0 | 0 | 0 | 0 | 0 | 0 | 0 | 0 | 0 | 0 | 0 | 0 | 0 | 0 | 0
F1_Commercial_Office_Existing_Food Preparation_Natural Gas_Conveyor Oven_Baseline Forecast | F1 | Commercial | Office | Existing | Food Preparation | Natural Gas | Conveyor Oven | Baseline Forecast | Units | 37996.0046 | 37802.6895 | 37609.3744 | 37375.9207 | 38249.2347 | 38146.4429 | 38055.698 | 37973.965 | 37895.0034 | 37816.5308 | 37737.6653 | 37658.9055 | 37580.8169 | 37503.594 | 37426.7492 | 37350.2092 | 37273.5996 | 37197.8541 | 37124.0367 | 37052.349 | 36981.7091 | 36910.8842 | 36839.5021 | 36767.4581 | 36694.6906 | 36621.4569 | 36547.846 | 36474.0208 | 36399.9245 | 36325.6107 | 36250.9103 | 36175.9884 | 36669.2618
F2_Commercial_Office_Existing_Food Preparation_Natural Gas_Conveyor Oven_Baseline Forecast | F2 | Commercial | Office | Existing | Food Preparation | Natural Gas | Conveyor Oven | Baseline Forecast | Usage (MMtherm) | 0.0072285 | 0.0069462 | 0.0076984 | 0.0075098 | 0.0076852 | 0.0076646 | 0.0076463 | 0.0076298 | 0.0076139 | 0.007598 | 0.007582 | 0.0075661 | 0.0075502 | 0.0075345 | 0.0075189 | 0.0075033 | 0.0074877 | 0.0074722 | 0.0074572 | 0.0074426 | 0.0074282 | 0.0074137 | 0.0073991 | 0.0073843 | 0.0073694 | 0.0073543 | 0.0073393 | 0.0073242 | 0.007309 | 0.0072938 | 0.0072786 | 0.0072634 | 0.0073622
F3_Commercial_Office_Existing_Food Preparation_Natural Gas_Conveyor Oven_Baseline Forecast | F3 | Commercial | Office | Existing | Food Preparation | Natural Gas | Conveyor Oven | Baseline Forecast | Summer Peak Demand (MW) | 0 | 0 | 0 | 0 | 0 | 0 | 0 | 0 | 0 | 0 | 0 | 0 | 0 | 0 | 0 | 0 | 0 | 0 | 0 | 0 | 0 | 0 | 0 | 0 | 0 | 0 | 0 | 0 | 0 | 0 | 0 | 0 | 0
F4_Commercial_Office_Existing_Food Preparation_Natural Gas_Conveyor Oven_Baseline Forecast | F4 | Commercial | Office | Existing | Food Preparation | Natural Gas | Conveyor Oven | Baseline Forecast | Winter Peak Demand (MW) | 0 | 0 | 0 | 0 | 0 | 0 | 0 | 0 | 0 | 0 | 0 | 0 | 0 | 0 | 0 | 0 | 0 | 0 | 0 | 0 | 0 | 0 | 0 | 0 | 0 | 0 | 0 | 0 | 0 | 0 | 0 | 0 | 0
F5_Commercial_Office_Existing_Food Preparation_Natural Gas_Conveyor Oven_Baseline Forecast | F5 | Commercial | Office | Existing | Food Preparation | Natural Gas | Conveyor Oven | Baseline Forecast | Turnover | 0 | 889.475 | 1150.4044 | 1354.3275 | 2396.4927 | 1653.8032 | 1757.3871 | 1839.4423 | 1904.1384 | 1954.8986 | 1994.493 | 2025.1946 | 2048.8287 | 2066.8397 | 2080.3451 | 2090.254 | 2097.274 | 1845.4616 | 1695.3658 | 1616.0632 | 1753.8011 | 1720.4012 | 1935.9454 | 1968.4096 | 1993.4567 | 2231.7774 | 1983.2399 | 2002.6958 | 2017.3587 | 2028.1946 | 2035.9629 | 2041.2865 | 2542.1851
F6_Commercial_Office_Existing_Food Preparation_Natural Gas_Conveyor Oven_Baseline Forecast | F6 | Commercial | Office | Existing | Food Preparation | Natural Gas | Conveyor Oven | Baseline Forecast | Avg. Replacement Usage (kWh) | 0.19024 | 0.18375 | 0.20468 | 0.20092 | 0.20092 | 0.20091 | 0.2009 | 0.2009 | 0.20089 | 0.20088 | 0.20087 | 0.20086 | 0.20085 | 0.20084 | 0.20083 | 0.20082 | 0.20081 | 0.20081 | 0.2008 | 0.20079 | 0.20078 | 0.20078 | 0.20077 | 0.20076 | 0.20076 | 0.20076 | 0.20075 | 0.20075 | 0.20075 | 0.20074 | 0.20074 | 0.20074 | 0.20074
F7_Commercial_Office_Existing_Food Preparation_Natural Gas_Conveyor Oven_Baseline Forecast | F7 | Commercial | Office | Existing | Food Preparation | Natural Gas | Conveyor Oven | Baseline Forecast | Avg. Replacement Summer Demand (kW) | 0 | 0 | 0 | 0 | 0 | 0 | 0 | 0 | 0 | 0 | 0 | 0 | 0 | 0 | 0 | 0 | 0 | 0 | 0 | 0 | 0 | 0 | 0 | 0 | 0 | 0 | 0 | 0 | 0 | 0 | 0 | 0 | 0
F8_Commercial_Office_Existing_Food Preparation_Natural Gas_Conveyor Oven_Baseline Forecast | F8 | Commercial | Office | Existing | Food Preparation | Natural Gas | Conveyor Oven | Baseline Forecast | Avg. Replacement Winter Demand (kW) | 0 | 0 | 0 | 0 | 0 | 0 | 0 | 0 | 0 | 0 | 0 | 0 | 0 | 0 | 0 | 0 | 0 | 0 | 0 | 0 | 0 | 0 | 0 | 0 | 0 | 0 | 0 | 0 | 0 | 0 | 0 | 0 | 0
F1_Commercial_Office_Existing_Food Preparation_Natural Gas_Double Rack Oven_Baseline Forecast | F1 | Commercial | Office | Existing | Food Preparation | Natural Gas | Double Rack Oven | Baseline Forecast | Units | 37996.0046 | 37802.6895 | 37609.3744 | 37375.9207 | 38249.2347 | 38146.4429 | 38055.698 | 37973.965 | 37895.0034 | 37816.5308 | 37737.6653 | 37658.9055 | 37580.8169 | 37503.594 | 37426.7492 | 37350.2092 | 37273.5996 | 37197.8541 | 37124.0367 | 37052.349 | 36981.7091 | 36910.8842 | 36839.5021 | 36767.4581 | 36694.6906 | 36621.4569 | 36547.846 | 36474.0208 | 36399.9245 | 36325.6107 | 36250.9103 | 36175.9884 | 36669.2618
F2_Commercial_Office_Existing_Food Preparation_Natural Gas_Double Rack Oven_Baseline Forecast | F2 | Commercial | Office | Existing | Food Preparation | Natural Gas | Double Rack Oven | Baseline Forecast | Usage (MMtherm) | 0.010981 | 0.010553 | 0.011695 | 0.011409 | 0.011675 | 0.011644 | 0.011616 | 0.01159 | 0.011565 | 0.01154 | 0.011515 | 0.011489 | 0.011464 | 0.011439 | 0.011413 | 0.011388 | 0.011362 | 0.011336 | 0.011311 | 0.011286 | 0.011261 | 0.011236 | 0.01121 | 0.011185 | 0.01116 | 0.011134 | 0.011109 | 0.011084 | 0.011059 | 0.011034 | 0.011009 | 0.010984 | 0.011132
F3_Commercial_Office_Existing_Food Preparation_Natural Gas_Double Rack Oven_Baseline Forecast | F3 | Commercial | Office | Existing | Food Preparation | Natural Gas | Double Rack Oven | Baseline Forecast | Summer Peak Demand (MW) | 0 | 0 | 0 | 0 | 0 | 0 | 0 | 0 | 0 | 0 | 0 | 0 | 0 | 0 | 0 | 0 | 0 | 0 | 0 | 0 | 0 | 0 | 0 | 0 | 0 | 0 | 0 | 0 | 0 | 0 | 0 | 0 | 0
F4_Commercial_Office_Existing_Food Preparation_Natural Gas_Double Rack Oven_Baseline Forecast | F4 | Commercial | Office | Existing | Food Preparation | Natural Gas | Double Rack Oven | Baseline Forecast | Winter Peak Demand (MW) | 0 | 0 | 0 | 0 | 0 | 0 | 0 | 0 | 0 | 0 | 0 | 0 | 0 | 0 | 0 | 0 | 0 | 0 | 0 | 0 | 0 | 0 | 0 | 0 | 0 | 0 | 0 | 0 | 0 | 0 | 0 | 0 | 0
F5_Commercial_Office_Existing_Food Preparation_Natural Gas_Double Rack Oven_Baseline Forecast | F5 | Commercial | Office | Existing | Food Preparation | Natural Gas | Double Rack Oven | Baseline Forecast | Turnover | 0 | 1260.0896 | 1629.7396 | 1918.6306 | 3031.1505 | 2342.8879 | 2489.6317 | 2605.8766 | 2697.5294 | 2769.4397 | 2825.5318 | 2869.0257 | 2535.2796 | 2341.666 | 2244.9691 | 2384.2834 | 2361.3702 | 2689.5779 | 2751.9993 | 2800.7875 | 3059.9946 | 2823.5194 | 2854.4201 | 2806.014 | 2723.241 | 2633.251 | 2584.6861 | 2538.2553 | 2469.626 | 2462.392 | 2490.5701 | 2623.5415 | 3140.9817
F6_Commercial_Office_Existing_Food Preparation_Natural Gas_Double Rack Oven_Baseline Forecast | F6 | Commercial | Office | Existing | Food Preparation | Natural Gas | Double Rack Oven | Baseline Forecast | Avg. Replacement Usage (kWh) | 0.28901 | 0.27914 | 0.3109 | 0.30523 | 0.30525 | 0.30521 | 0.30512 | 0.30504 | 0.30495 | 0.30486 | 0.30477 | 0.30469 | 0.3046 | 0.30452 | 0.30443 | 0.30435 | 0.30426 | 0.30417 | 0.30408 | 0.30399 | 0.3039 | 0.30381 | 0.30373 | 0.30366 | 0.30359 | 0.30354 | 0.30348 | 0.30344 | 0.30341 | 0.30338 | 0.30337 | 0.30336 | 0.30336
F7_Commercial_Office_Existing_Food Preparation_Natural Gas_Double Rack Oven_Baseline Forecast | F7 | Commercial | Office | Existing | Food Preparation | Natural Gas | Double Rack Oven | Baseline Forecast | Avg. Replacement Summer Demand (kW) | 0 | 0 | 0 | 0 | 0 | 0 | 0 | 0 | 0 | 0 | 0 | 0 | 0 | 0 | 0 | 0 | 0 | 0 | 0 | 0 | 0 | 0 | 0 | 0 | 0 | 0 | 0 | 0 | 0 | 0 | 0 | 0 | 0
F8_Commercial_Office_Existing_Food Preparation_Natural Gas_Double Rack Oven_Baseline Forecast | F8 | Commercial | Office | Existing | Food Preparation | Natural Gas | Double Rack Oven | Baseline Forecast | Avg. Replacement Winter Demand (kW) | 0 | 0 | 0 | 0 | 0 | 0 | 0 | 0 | 0 | 0 | 0 | 0 | 0 | 0 | 0 | 0 | 0 | 0 | 0 | 0 | 0 | 0 | 0 | 0 | 0 | 0 | 0 | 0 | 0 | 0 | 0 | 0 | 0
F1_Commercial_Office_Existing_Food Preparation_Natural Gas_Fryer_Baseline Forecast | F1 | Commercial | Office | Existing | Food Preparation | Natural Gas | Fryer | Baseline Forecast | Units | 151984.0184 | 151210.758 | 150437.4976 | 149503.6827 | 152996.9387 | 152585.7716 | 152222.7919 | 151895.8602 | 151580.0138 | 151266.1231 | 150950.6613 | 150635.6219 | 150323.2675 | 150014.376 | 149706.997 | 149400.8369 | 149094.3984 | 148791.4164 | 148496.1466 | 148209.3958 | 147926.8364 | 147643.5368 | 147358.0085 | 147069.8325 | 146778.7623 | 146485.8274 | 146191.3838 | 145896.0832 | 145599.6978 | 145302.4429 | 145003.6411 | 144703.9538 | 146677.0473
F2_Commercial_Office_Existing_Food Preparation_Natural Gas_Fryer_Baseline Forecast | F2 | Commercial | Office | Existing | Food Preparation | Natural Gas | Fryer | Baseline Forecast | Usage (MMtherm) | 0.027334 | 0.026267 | 0.029111 | 0.028261 | 0.028365 | 0.027709 | 0.026908 | 0.025992 | 0.024981 | 0.024165 | 0.023504 | 0.022968 | 0.022532 | 0.022175 | 0.021882 | 0.021639 | 0.021437 | 0.021267 | 0.021125 | 0.021003 | 0.020899 | 0.020808 | 0.020727 | 0.020654 | 0.020587 | 0.020525 | 0.020467 | 0.020412 | 0.02036 | 0.02031 | 0.020262 | 0.020214 | 0.020485
F3_Commercial_Office_Existing_Food Preparation_Natural Gas_Fryer_Baseline Forecast | F3 | Commercial | Office | Existing | Food Preparation | Natural Gas | Fryer | Baseline Forecast | Summer Peak Demand (MW) | 0 | 0 | 0 | 0 | 0 | 0 | 0 | 0 | 0 | 0 | 0 | 0 | 0 | 0 | 0 | 0 | 0 | 0 | 0 | 0 | 0 | 0 | 0 | 0 | 0 | 0 | 0 | 0 | 0 | 0 | 0 | 0 | 0
F4_Commercial_Office_Existing_Food Preparation_Natural Gas_Fryer_Baseline Forecast | F4 | Commercial | Office | Existing | Food Preparation | Natural Gas | Fryer | Baseline Forecast | Winter Peak Demand (MW) | 0 | 0 | 0 | 0 | 0 | 0 | 0 | 0 | 0 | 0 | 0 | 0 | 0 | 0 | 0 | 0 | 0 | 0 | 0 | 0 | 0 | 0 | 0 | 0 | 0 | 0 | 0 | 0 | 0 | 0 | 0 | 0 | 0
F5_Commercial_Office_Existing_Food Preparation_Natural Gas_Fryer_Baseline Forecast | F5 | Commercial | Office | Existing | Food Preparation | Natural Gas | Fryer | Baseline Forecast | Turnover | 0 | 0 | 0 | 2718.2488 | 11104.3526 | 11494.4013 | 14582.6357 | 17038.4256 | 18988.5466 | 15159.3802 | 12102.2126 | 10196.8231 | 10322.6034 | 10501.2529 | 11252.1142 | 12334.9932 | 14277.5853 | 16519.0705 | 15677.2382 | 15319.2861 | 14898.6171 | 14470.1083 | 12800.9946 | 11876.5364 | 11813.346 | 12721.9677 | 13294.9572 | 13827.8371 | 14255.1708 | 14731.7379 | 14860.4947 | 13994.2499 | 15413.8975
F6_Commercial_Office_Existing_Food Preparation_Natural Gas_Fryer_Baseline Forecast | F6 | Commercial | Office | Existing | Food Preparation | Natural Gas | Fryer | Baseline Forecast | Avg. Replacement Usage (kWh) | 0.17985 | 0.17371 | 0.1935 | 0.13954 | 0.13954 | 0.13954 | 0.13954 | 0.13954 | 0.13954 | 0.13954 | 0.13954 | 0.13954 | 0.13954 | 0.13954 | 0.13954 | 0.13954 | 0.13954 | 0.13954 | 0.13954 | 0.13954 | 0.13954 | 0.13954 | 0.13954 | 0.13954 | 0.13954 | 0.13954 | 0.13954 | 0.13954 | 0.13954 | 0.13954 | 0.13954 | 0.13954 | 0.13954
F7_Commercial_Office_Existing_Food Preparation_Natural Gas_Fryer_Baseline Forecast | F7 | Commercial | Office | Existing | Food Preparation | Natural Gas | Fryer | Baseline Forecast | Avg. Replacement Summer Demand (kW) | 0 | 0 | 0 | 0 | 0 | 0 | 0 | 0 | 0 | 0 | 0 | 0 | 0 | 0 | 0 | 0 | 0 | 0 | 0 | 0 | 0 | 0 | 0 | 0 | 0 | 0 | 0 | 0 | 0 | 0 | 0 | 0 | 0
F8_Commercial_Office_Existing_Food Preparation_Natural Gas_Fryer_Baseline Forecast | F8 | Commercial | Office | Existing | Food Preparation | Natural Gas | Fryer | Baseline Forecast | Avg. Replacement Winter Demand (kW) | 0 | 0 | 0 | 0 | 0 | 0 | 0 | 0 | 0 | 0 | 0 | 0 | 0 | 0 | 0 | 0 | 0 | 0 | 0 | 0 | 0 | 0 | 0 | 0 | 0 | 0 | 0 | 0 | 0 | 0 | 0 | 0 | 0
F1_Commercial_Office_Existing_Food Preparation_Natural Gas_Broiler_Baseline Forecast | F1 | Commercial | Office | Existing | Food Preparation | Natural Gas | Broiler | Baseline Forecast | Units | 0 | 0 | 0 | 0 | 0 | 0 | 0 | 0 | 0 | 0 | 0 | 0 | 0 | 0 | 0 | 0 | 0 | 0 | 0 | 0 | 0 | 0 | 0 | 0 | 0 | 0 | 0 | 0 | 0 | 0 | 0 | 0 | 0
F2_Commercial_Office_Existing_Food Preparation_Natural Gas_Broiler_Baseline Forecast | F2 | Commercial | Office | Existing | Food Preparation | Natural Gas | Broiler | Baseline Forecast | Usage (MMtherm) | 0 | 0 | 0 | 0 | 0 | 0 | 0 | 0 | 0 | 0 | 0 | 0 | 0 | 0 | 0 | 0 | 0 | 0 | 0 | 0 | 0 | 0 | 0 | 0 | 0 | 0 | 0 | 0 | 0 | 0 | 0 | 0 | 0
F3_Commercial_Office_Existing_Food Preparation_Natural Gas_Broiler_Baseline Forecast | F3 | Commercial | Office | Existing | Food Preparation | Natural Gas | Broiler | Baseline Forecast | Summer Peak Demand (MW) | 0 | 0 | 0 | 0 | 0 | 0 | 0 | 0 | 0 | 0 | 0 | 0 | 0 | 0 | 0 | 0 | 0 | 0 | 0 | 0 | 0 | 0 | 0 | 0 | 0 | 0 | 0 | 0 | 0 | 0 | 0 | 0 | 0
F4_Commercial_Office_Existing_Food Preparation_Natural Gas_Broiler_Baseline Forecast | F4 | Commercial | Office | Existing | Food Preparation | Natural Gas | Broiler | Baseline Forecast | Winter Peak Demand (MW) | 0 | 0 | 0 | 0 | 0 | 0 | 0 | 0 | 0 | 0 | 0 | 0 | 0 | 0 | 0 | 0 | 0 | 0 | 0 | 0 | 0 | 0 | 0 | 0 | 0 | 0 | 0 | 0 | 0 | 0 | 0 | 0 | 0
F5_Commercial_Office_Existing_Food Preparation_Natural Gas_Broiler_Baseline Forecast | F5 | Commercial | Office | Existing | Food Preparation | Natural Gas | Broiler | Baseline Forecast | Turnover | 0 | 0 | 0 | 0 | 0 | 0 | 0 | 0 | 0 | 0 | 0 | 0 | 0 | 0 | 0 | 0 | 0 | 0 | 0 | 0 | 0 | 0 | 0 | 0 | 0 | 0 | 0 | 0 | 0 | 0 | 0 | 0 | 0
F6_Commercial_Office_Existing_Food Preparation_Natural Gas_Broiler_Baseline Forecast | F6 | Commercial | Office | Existing | Food Preparation | Natural Gas | Broiler | Baseline Forecast | Avg. Replacement Usage (kWh) | 0.19781 | 0.19106 | 0.21282 | 0.20892 | 0.20892 | 0.20891 | 0.20888 | 0.20886 | 0.20883 | 0.20881 | 0.20878 | 0.20876 | 0.20873 | 0.20871 | 0.20868 | 0.20866 | 0.20863 | 0.20861 | 0.20858 | 0.20855 | 0.20852 | 0.2085 | 0.20847 | 0.20845 | 0.20843 | 0.20842 | 0.2084 | 0.20839 | 0.20838 | 0.20837 | 0.20836 | 0.20836 | 0.20836
F7_Commercial_Office_Existing_Food Preparation_Natural Gas_Broiler_Baseline Forecast | F7 | Commercial | Office | Existing | Food Preparation | Natural Gas | Broiler | Baseline Forecast | Avg. Replacement Summer Demand (kW) | 0 | 0 | 0 | 0 | 0 | 0 | 0 | 0 | 0 | 0 | 0 | 0 | 0 | 0 | 0 | 0 | 0 | 0 | 0 | 0 | 0 | 0 | 0 | 0 | 0 | 0 | 0 | 0 | 0 | 0 | 0 | 0 | 0
F8_Commercial_Office_Existing_Food Preparation_Natural Gas_Broiler_Baseline Forecast | F8 | Commercial | Office | Existing | Food Preparation | Natural Gas | Broiler | Baseline Forecast | Avg. Replacement Winter Demand (kW) | 0 | 0 | 0 | 0 | 0 | 0 | 0 | 0 | 0 | 0 | 0 | 0 | 0 | 0 | 0 | 0 | 0 | 0 | 0 | 0 | 0 | 0 | 0 | 0 | 0 | 0 | 0 | 0 | 0 | 0 | 0 | 0 | 0
F1_Commercial_Office_Existing_Food Preparation_Natural Gas_Griddle_Baseline Forecast | F1 | Commercial | Office | Existing | Food Preparation | Natural Gas | Griddle | Baseline Forecast | Units | 151984.0184 | 151210.758 | 150437.4976 | 149503.6827 | 152996.9387 | 152585.7716 | 152222.7919 | 151895.8602 | 151580.0138 | 151266.1231 | 150950.6613 | 150635.6219 | 150323.2675 | 150014.376 | 149706.997 | 149400.8369 | 149094.3984 | 148791.4164 | 148496.1466 | 148209.3958 | 147926.8364 | 147643.5368 | 147358.0085 | 147069.8325 | 146778.7623 | 146485.8274 | 146191.3838 | 145896.0832 | 145599.6978 | 145302.4429 | 145003.6411 | 144703.9538 | 146677.0473
F2_Commercial_Office_Existing_Food Preparation_Natural Gas_Griddle_Baseline Forecast | F2 | Commercial | Office | Existing | Food Preparation | Natural Gas | Griddle | Baseline Forecast | Usage (MMtherm) | 0.019956 | 0.019177 | 0.021254 | 0.020626 | 0.020941 | 0.020754 | 0.020565 | 0.020375 | 0.020182 | 0.019985 | 0.019786 | 0.019584 | 0.019402 | 0.019231 | 0.019087 | 0.018965 | 0.018859 | 0.01875 | 0.018651 | 0.018588 | 0.018532 | 0.018479 | 0.01843 | 0.018383 | 0.018338 | 0.018295 | 0.018252 | 0.018211 | 0.018171 | 0.018131 | 0.018091 | 0.018052 | 0.018297
F3_Commercial_Office_Existing_Food Preparation_Natural Gas_Griddle_Baseline Forecast | F3 | Commercial | Office | Existing | Food Preparation | Natural Gas | Griddle | Baseline Forecast | Summer Peak Demand (MW) | 0 | 0 | 0 | 0 | 0 | 0 | 0 | 0 | 0 | 0 | 0 | 0 | 0 | 0 | 0 | 0 | 0 | 0 | 0 | 0 | 0 | 0 | 0 | 0 | 0 | 0 | 0 | 0 | 0 | 0 | 0 | 0 | 0
F4_Commercial_Office_Existing_Food Preparation_Natural Gas_Griddle_Baseline Forecast | F4 | Commercial | Office | Existing | Food Preparation | Natural Gas | Griddle | Baseline Forecast | Winter Peak Demand (MW) | 0 | 0 | 0 | 0 | 0 | 0 | 0 | 0 | 0 | 0 | 0 | 0 | 0 | 0 | 0 | 0 | 0 | 0 | 0 | 0 | 0 | 0 | 0 | 0 | 0 | 0 | 0 | 0 | 0 | 0 | 0 | 0 | 0
F5_Commercial_Office_Existing_Food Preparation_Natural Gas_Griddle_Baseline Forecast | F5 | Commercial | Office | Existing | Food Preparation | Natural Gas | Griddle | Baseline Forecast | Turnover | 0 | 5040.3586 | 6518.9582 | 7674.5224 | 12124.6019 | 9371.5516 | 9958.5266 | 10423.5066 | 10790.1177 | 11077.7586 | 11302.1271 | 11476.1026 | 10141.1186 | 9366.664 | 8979.8763 | 9537.1336 | 9445.481 | 10758.3115 | 11007.9973 | 11203.1499 | 12239.9786 | 11294.0775 | 11417.6804 | 11224.056 | 10892.9638 | 10533.0042 | 10338.7446 | 10153.0212 | 9878.5042 | 9849.568 | 9962.2805 | 10494.1658 | 12563.927
F6_Commercial_Office_Existing_Food Preparation_Natural Gas_Griddle_Baseline Forecast | F6 | Commercial | Office | Existing | Food Preparation | Natural Gas | Griddle | Baseline Forecast | Avg. Replacement Usage (kWh) | 0.13131 | 0.12682 | 0.14128 | 0.1247 | 0.1247 | 0.1247 | 0.1247 | 0.1247 | 0.1247 | 0.1247 | 0.1247 | 0.1247 | 0.1247 | 0.1247 | 0.1247 | 0.1247 | 0.1247 | 0.1247 | 0.1247 | 0.1247 | 0.1247 | 0.1247 | 0.1247 | 0.1247 | 0.1247 | 0.1247 | 0.1247 | 0.1247 | 0.1247 | 0.1247 | 0.1247 | 0.1247 | 0.1247
F7_Commercial_Office_Existing_Food Preparation_Natural Gas_Griddle_Baseline Forecast | F7 | Commercial | Office | Existing | Food Preparation | Natural Gas | Griddle | Baseline Forecast | Avg. Replacement Summer Demand (kW) | 0 | 0 | 0 | 0 | 0 | 0 | 0 | 0 | 0 | 0 | 0 | 0 | 0 | 0 | 0 | 0 | 0 | 0 | 0 | 0 | 0 | 0 | 0 | 0 | 0 | 0 | 0 | 0 | 0 | 0 | 0 | 0 | 0
F8_Commercial_Office_Existing_Food Preparation_Natural Gas_Griddle_Baseline Forecast | F8 | Commercial | Office | Existing | Food Preparation | Natural Gas | Griddle | Baseline Forecast | Avg. Replacement Winter Demand (kW) | 0 | 0 | 0 | 0 | 0 | 0 | 0 | 0 | 0 | 0 | 0 | 0 | 0 | 0 | 0 | 0 | 0 | 0 | 0 | 0 | 0 | 0 | 0 | 0 | 0 | 0 | 0 | 0 | 0 | 0 | 0 | 0 | 0
F1_Commercial_Office_Existing_Food Preparation_Natural Gas_Range_Baseline Forecast | F1 | Commercial | Office | Existing | Food Preparation | Natural Gas | Range | Baseline Forecast | Units | 151984.0184 | 151210.758 | 150437.4976 | 149503.6827 | 152996.9387 | 152585.7716 | 152222.7919 | 151895.8602 | 151580.0138 | 151266.1231 | 150950.6613 | 150635.6219 | 150323.2675 | 150014.376 | 149706.997 | 149400.8369 | 149094.3984 | 148791.4164 | 148496.1466 | 148209.3958 | 147926.8364 | 147643.5368 | 147358.0085 | 147069.8325 | 146778.7623 | 146485.8274 | 146191.3838 | 145896.0832 | 145599.6978 | 145302.4429 | 145003.6411 | 144703.9538 | 146677.0473
F2_Commercial_Office_Existing_Food Preparation_Natural Gas_Range_Baseline Forecast | F2 | Commercial | Office | Existing | Food Preparation | Natural Gas | Range | Baseline Forecast | Usage (MMtherm) | 0.020701 | 0.019892 | 0.022046 | 0.021506 | 0.022009 | 0.02195 | 0.021898 | 0.02185 | 0.021805 | 0.021759 | 0.021714 | 0.021668 | 0.021622 | 0.021577 | 0.021533 | 0.021488 | 0.021443 | 0.021398 | 0.021355 | 0.021312 | 0.021271 | 0.021229 | 0.021187 | 0.021144 | 0.021102 | 0.021059 | 0.021015 | 0.020972 | 0.020929 | 0.020885 | 0.020841 | 0.020798 | 0.02108
F3_Commercial_Office_Existing_Food Preparation_Natural Gas_Range_Baseline Forecast | F3 | Commercial | Office | Existing | Food Preparation | Natural Gas | Range | Baseline Forecast | Summer Peak Demand (MW) | 0 | 0 | 0 | 0 | 0 | 0 | 0 | 0 | 0 | 0 | 0 | 0 | 0 | 0 | 0 | 0 | 0 | 0 | 0 | 0 | 0 | 0 | 0 | 0 | 0 | 0 | 0 | 0 | 0 | 0 | 0 | 0 | 0
F4_Commercial_Office_Existing_Food Preparation_Natural Gas_Range_Baseline Forecast | F4 | Commercial | Office | Existing | Food Preparation | Natural Gas | Range | Baseline Forecast | Winter Peak Demand (MW) | 0 | 0 | 0 | 0 | 0 | 0 | 0 | 0 | 0 | 0 | 0 | 0 | 0 | 0 | 0 | 0 | 0 | 0 | 0 | 0 | 0 | 0 | 0 | 0 | 0 | 0 | 0 | 0 | 0 | 0 | 0 | 0 | 0
F5_Commercial_Office_Existing_Food Preparation_Natural Gas_Range_Baseline Forecast | F5 | Commercial | Office | Existing | Food Preparation | Natural Gas | Range | Baseline Forecast | Turnover | 0 | 6048.4303 | 7822.7499 | 9209.4269 | 13850.8711 | 11245.862 | 11950.232 | 12508.2079 | 12948.1412 | 13293.3103 | 11792.503 | 10945.1546 | 10547.665 | 11136.9647 | 11098.0542 | 12736.8382 | 13082.3757 | 13352.5159 | 14451.7252 | 13200.9016 | 12876.5048 | 12502.1181 | 12289.0456 | 12087.3294 | 11777.8976 | 11764.4764 | 11920.9519 | 12513.0009 | 12579.6539 | 12996.3883 | 12926.2013 | 12808.7785 | 14886.2542
F6_Commercial_Office_Existing_Food Preparation_Natural Gas_Range_Baseline Forecast | F6 | Commercial | Office | Existing | Food Preparation | Natural Gas | Range | Baseline Forecast | Avg. Replacement Usage (kWh) | 0.1362 | 0.13155 | 0.14655 | 0.14385 | 0.14386 | 0.14386 | 0.14385 | 0.14384 | 0.14383 | 0.14383 | 0.14382 | 0.14381 | 0.14381 | 0.1438 | 0.1438 | 0.14379 | 0.14378 | 0.14378 | 0.14377 | 0.14376 | 0.14375 | 0.14375 | 0.14374 | 0.14373 | 0.14373 | 0.14372 | 0.14372 | 0.14371 | 0.14371 | 0.14371 | 0.14371 | 0.14371 | 0.14371
F7_Commercial_Office_Existing_Food Preparation_Natural Gas_Range_Baseline Forecast | F7 | Commercial | Office | Existing | Food Preparation | Natural Gas | Range | Baseline Forecast | Avg. Replacement Summer Demand (kW) | 0 | 0 | 0 | 0 | 0 | 0 | 0 | 0 | 0 | 0 | 0 | 0 | 0 | 0 | 0 | 0 | 0 | 0 | 0 | 0 | 0 | 0 | 0 | 0 | 0 | 0 | 0 | 0 | 0 | 0 | 0 | 0 | 0
F8_Commercial_Office_Existing_Food Preparation_Natural Gas_Range_Baseline Forecast | F8 | Commercial | Office | Existing | Food Preparation | Natural Gas | Range | Baseline Forecast | Avg. Replacement Winter Demand (kW) | 0 | 0 | 0 | 0 | 0 | 0 | 0 | 0 | 0 | 0 | 0 | 0 | 0 | 0 | 0 | 0 | 0 | 0 | 0 | 0 | 0 | 0 | 0 | 0 | 0 | 0 | 0 | 0 | 0 | 0 | 0 | 0 | 0
F1_Commercial_Office_Existing_Food Preparation_Natural Gas_Steamer_Baseline Forecast | F1 | Commercial | Office | Existing | Food Preparation | Natural Gas | Steamer | Baseline Forecast | Units | 0 | 0 | 0 | 0 | 0 | 0 | 0 | 0 | 0 | 0 | 0 | 0 | 0 | 0 | 0 | 0 | 0 | 0 | 0 | 0 | 0 | 0 | 0 | 0 | 0 | 0 | 0 | 0 | 0 | 0 | 0 | 0 | 0
F2_Commercial_Office_Existing_Food Preparation_Natural Gas_Steamer_Baseline Forecast | F2 | Commercial | Office | Existing | Food Preparation | Natural Gas | Steamer | Baseline Forecast | Usage (MMtherm) | 0 | 0 | 0 | 0 | 0 | 0 | 0 | 0 | 0 | 0 | 0 | 0 | 0 | 0 | 0 | 0 | 0 | 0 | 0 | 0 | 0 | 0 | 0 | 0 | 0 | 0 | 0 | 0 | 0 | 0 | 0 | 0 | 0
F3_Commercial_Office_Existing_Food Preparation_Natural Gas_Steamer_Baseline Forecast | F3 | Commercial | Office | Existing | Food Preparation | Natural Gas | Steamer | Baseline Forecast | Summer Peak Demand (MW) | 0 | 0 | 0 | 0 | 0 | 0 | 0 | 0 | 0 | 0 | 0 | 0 | 0 | 0 | 0 | 0 | 0 | 0 | 0 | 0 | 0 | 0 | 0 | 0 | 0 | 0 | 0 | 0 | 0 | 0 | 0 | 0 | 0
F4_Commercial_Office_Existing_Food Preparation_Natural Gas_Steamer_Baseline Forecast | F4 | Commercial | Office | Existing | Food Preparation | Natural Gas | Steamer | Baseline Forecast | Winter Peak Demand (MW) | 0 | 0 | 0 | 0 | 0 | 0 | 0 | 0 | 0 | 0 | 0 | 0 | 0 | 0 | 0 | 0 | 0 | 0 | 0 | 0 | 0 | 0 | 0 | 0 | 0 | 0 | 0 | 0 | 0 | 0 | 0 | 0 | 0
F5_Commercial_Office_Existing_Food Preparation_Natural Gas_Steamer_Baseline Forecast | F5 | Commercial | Office | Existing | Food Preparation | Natural Gas | Steamer | Baseline Forecast | Turnover | 0 | 0 | 0 | 0 | 0 | 0 | 0 | 0 | 0 | 0 | 0 | 0 | 0 | 0 | 0 | 0 | 0 | 0 | 0 | 0 | 0 | 0 | 0 | 0 | 0 | 0 | 0 | 0 | 0 | 0 | 0 | 0 | 0
F6_Commercial_Office_Existing_Food Preparation_Natural Gas_Steamer_Baseline Forecast | F6 | Commercial | Office | Existing | Food Preparation | Natural Gas | Steamer | Baseline Forecast | Avg. Replacement Usage (kWh) | 0.22748 | 0.21965 | 0.24436 | 0.082932 | 0.082932 | 0.082932 | 0.082932 | 0.082932 | 0.082932 | 0.082932 | 0.082932 | 0.082932 | 0.082932 | 0.082932 | 0.082932 | 0.082932 | 0.082932 | 0.082932 | 0.082932 | 0.082932 | 0.082932 | 0.082932 | 0.082932 | 0.082932 | 0.082932 | 0.082932 | 0.082932 | 0.082932 | 0.082932 | 0.082932 | 0.082932 | 0.082932 | 0.082932
F7_Commercial_Office_Existing_Food Preparation_Natural Gas_Steamer_Baseline Forecast | F7 | Commercial | Office | Existing | Food Preparation | Natural Gas | Steamer | Baseline Forecast | Avg. Replacement Summer Demand (kW) | 0 | 0 | 0 | 0 | 0 | 0 | 0 | 0 | 0 | 0 | 0 | 0 | 0 | 0 | 0 | 0 | 0 | 0 | 0 | 0 | 0 | 0 | 0 | 0 | 0 | 0 | 0 | 0 | 0 | 0 | 0 | 0 | 0
F8_Commercial_Office_Existing_Food Preparation_Natural Gas_Steamer_Baseline Forecast | F8 | Commercial | Office | Existing | Food Preparation | Natural Gas | Steamer | Baseline Forecast | Avg. Replacement Winter Demand (kW) | 0 | 0 | 0 | 0 | 0 | 0 | 0 | 0 | 0 | 0 | 0 | 0 | 0 | 0 | 0 | 0 | 0 | 0 | 0 | 0 | 0 | 0 | 0 | 0 | 0 | 0 | 0 | 0 | 0 | 0 | 0 | 0 | 0
F1_Commercial_Office_Existing_Food Preparation_Natural Gas_Food Prep Other_Baseline Forecast | F1 | Commercial | Office | Existing | Food Preparation | Natural Gas | Food Prep Other | Baseline Forecast | Units | 0 | 0 | 0 | 0 | 0 | 0 | 0 | 0 | 0 | 0 | 0 | 0 | 0 | 0 | 0 | 0 | 0 | 0 | 0 | 0 | 0 | 0 | 0 | 0 | 0 | 0 | 0 | 0 | 0 | 0 | 0 | 0 | 0
F2_Commercial_Office_Existing_Food Preparation_Natural Gas_Food Prep Other_Baseline Forecast | F2 | Commercial | Office | Existing | Food Preparation | Natural Gas | Food Prep Other | Baseline Forecast | Usage (MMtherm) | 0 | 0 | 0 | 0 | 0 | 0 | 0 | 0 | 0 | 0 | 0 | 0 | 0 | 0 | 0 | 0 | 0 | 0 | 0 | 0 | 0 | 0 | 0 | 0 | 0 | 0 | 0 | 0 | 0 | 0 | 0 | 0 | 0
F3_Commercial_Office_Existing_Food Preparation_Natural Gas_Food Prep Other_Baseline Forecast | F3 | Commercial | Office | Existing | Food Preparation | Natural Gas | Food Prep Other | Baseline Forecast | Summer Peak Demand (MW) | 0 | 0 | 0 | 0 | 0 | 0 | 0 | 0 | 0 | 0 | 0 | 0 | 0 | 0 | 0 | 0 | 0 | 0 | 0 | 0 | 0 | 0 | 0 | 0 | 0 | 0 | 0 | 0 | 0 | 0 | 0 | 0 | 0
F4_Commercial_Office_Existing_Food Preparation_Natural Gas_Food Prep Other_Baseline Forecast | F4 | Commercial | Office | Existing | Food Preparation | Natural Gas | Food Prep Other | Baseline Forecast | Winter Peak Demand (MW) | 0 | 0 | 0 | 0 | 0 | 0 | 0 | 0 | 0 | 0 | 0 | 0 | 0 | 0 | 0 | 0 | 0 | 0 | 0 | 0 | 0 | 0 | 0 | 0 | 0 | 0 | 0 | 0 | 0 | 0 | 0 | 0 | 0
F5_Commercial_Office_Existing_Food Preparation_Natural Gas_Food Prep Other_Baseline Forecast | F5 | Commercial | Office | Existing | Food Preparation | Natural Gas | Food Prep Other | Baseline Forecast | Turnover | 0 | 0 | 0 | 0 | 0 | 0 | 0 | 0 | 0 | 0 | 0 | 0 | 0 | 0 | 0 | 0 | 0 | 0 | 0 | 0 | 0 | 0 | 0 | 0 | 0 | 0 | 0 | 0 | 0 | 0 | 0 | 0 | 0
F6_Commercial_Office_Existing_Food Preparation_Natural Gas_Food Prep Other_Baseline Forecast | F6 | Commercial | Office | Existing | Food Preparation | Natural Gas | Food Prep Other | Baseline Forecast | Avg. Replacement Usage (kWh) | 0.056842 | 0.054902 | 0.06116 | 0.060034 | 0.060034 | 0.060034 | 0.060034 | 0.060034 | 0.060034 | 0.060034 | 0.060034 | 0.060034 | 0.060034 | 0.060034 | 0.060034 | 0.060034 | 0.060034 | 0.060034 | 0.060034 | 0.060034 | 0.060034 | 0.060034 | 0.060034 | 0.060034 | 0.060034 | 0.060034 | 0.060034 | 0.060034 | 0.060034 | 0.060034 | 0.060034 | 0.060034 | 0.060034
F7_Commercial_Office_Existing_Food Preparation_Natural Gas_Food Prep Other_Baseline Forecast | F7 | Commercial | Office | Existing | Food Preparation | Natural Gas | Food Prep Other | Baseline Forecast | Avg. Replacement Summer Demand (kW) | 0 | 0 | 0 | 0 | 0 | 0 | 0 | 0 | 0 | 0 | 0 | 0 | 0 | 0 | 0 | 0 | 0 | 0 | 0 | 0 | 0 | 0 | 0 | 0 | 0 | 0 | 0 | 0 | 0 | 0 | 0 | 0 | 0
F8_Commercial_Office_Existing_Food Preparation_Natural Gas_Food Prep Other_Baseline Forecast | F8 | Commercial | Office | Existing | Food Preparation | Natural Gas | Food Prep Other | Baseline Forecast | Avg. Replacement Winter Demand (kW) | 0 | 0 | 0 | 0 | 0 | 0 | 0 | 0 | 0 | 0 | 0 | 0 | 0 | 0 | 0 | 0 | 0 | 0 | 0 | 0 | 0 | 0 | 0 | 0 | 0 | 0 | 0 | 0 | 0 | 0 | 0 | 0 | 0
F1_Commercial_Office_Existing_Miscellaneous_Natural Gas_Pool Heater_Baseline Forecast | F1 | Commercial | Office | Existing | Miscellaneous | Natural Gas | Pool Heater | Baseline Forecast | Units | 0 | 0 | 0 | 0 | 0 | 0 | 0 | 0 | 0 | 0 | 0 | 0 | 0 | 0 | 0 | 0 | 0 | 0 | 0 | 0 | 0 | 0 | 0 | 0 | 0 | 0 | 0 | 0 | 0 | 0 | 0 | 0 | 0
F2_Commercial_Office_Existing_Miscellaneous_Natural Gas_Pool Heater_Baseline Forecast | F2 | Commercial | Office | Existing | Miscellaneous | Natural Gas | Pool Heater | Baseline Forecast | Usage (MMtherm) | 0 | 0 | 0 | 0 | 0 | 0 | 0 | 0 | 0 | 0 | 0 | 0 | 0 | 0 | 0 | 0 | 0 | 0 | 0 | 0 | 0 | 0 | 0 | 0 | 0 | 0 | 0 | 0 | 0 | 0 | 0 | 0 | 0
F3_Commercial_Office_Existing_Miscellaneous_Natural Gas_Pool Heater_Baseline Forecast | F3 | Commercial | Office | Existing | Miscellaneous | Natural Gas | Pool Heater | Baseline Forecast | Summer Peak Demand (MW) | 0 | 0 | 0 | 0 | 0 | 0 | 0 | 0 | 0 | 0 | 0 | 0 | 0 | 0 | 0 | 0 | 0 | 0 | 0 | 0 | 0 | 0 | 0 | 0 | 0 | 0 | 0 | 0 | 0 | 0 | 0 | 0 | 0
F4_Commercial_Office_Existing_Miscellaneous_Natural Gas_Pool Heater_Baseline Forecast | F4 | Commercial | Office | Existing | Miscellaneous | Natural Gas | Pool Heater | Baseline Forecast | Winter Peak Demand (MW) | 0 | 0 | 0 | 0 | 0 | 0 | 0 | 0 | 0 | 0 | 0 | 0 | 0 | 0 | 0 | 0 | 0 | 0 | 0 | 0 | 0 | 0 | 0 | 0 | 0 | 0 | 0 | 0 | 0 | 0 | 0 | 0 | 0
F5_Commercial_Office_Existing_Miscellaneous_Natural Gas_Pool Heater_Baseline Forecast | F5 | Commercial | Office | Existing | Miscellaneous | Natural Gas | Pool Heater | Baseline Forecast | Turnover | 0 | 0 | 0 | 0 | 0 | 0 | 0 | 0 | 0 | 0 | 0 | 0 | 0 | 0 | 0 | 0 | 0 | 0 | 0 | 0 | 0 | 0 | 0 | 0 | 0 | 0 | 0 | 0 | 0 | 0 | 0 | 0 | 0
F6_Commercial_Office_Existing_Miscellaneous_Natural Gas_Pool Heater_Baseline Forecast | F6 | Commercial | Office | Existing | Miscellaneous | Natural Gas | Pool Heater | Baseline Forecast | Avg. Replacement Usage (kWh) | 0.01 | 0.0096587 | 0.01076 | 0.010562 | 0.010562 | 0.010562 | 0.010562 | 0.010562 | 0.010562 | 0.010562 | 0.010562 | 0.010562 | 0.010562 | 0.010562 | 0.010562 | 0.010562 | 0.010562 | 0.010562 | 0.010562 | 0.010562 | 0.010562 | 0.010562 | 0.010562 | 0.010562 | 0.010562 | 0.010562 | 0.010562 | 0.010562 | 0.010562 | 0.010562 | 0.010562 | 0.010562 | 0.010562
F7_Commercial_Office_Existing_Miscellaneous_Natural Gas_Pool Heater_Baseline Forecast | F7 | Commercial | Office | Existing | Miscellaneous | Natural Gas | Pool Heater | Baseline Forecast | Avg. Replacement Summer Demand (kW) | 0 | 0 | 0 | 0 | 0 | 0 | 0 | 0 | 0 | 0 | 0 | 0 | 0 | 0 | 0 | 0 | 0 | 0 | 0 | 0 | 0 | 0 | 0 | 0 | 0 | 0 | 0 | 0 | 0 | 0 | 0 | 0 | 0
F8_Commercial_Office_Existing_Miscellaneous_Natural Gas_Pool Heater_Baseline Forecast | F8 | Commercial | Office | Existing | Miscellaneous | Natural Gas | Pool Heater | Baseline Forecast | Avg. Replacement Winter Demand (kW) | 0 | 0 | 0 | 0 | 0 | 0 | 0 | 0 | 0 | 0 | 0 | 0 | 0 | 0 | 0 | 0 | 0 | 0 | 0 | 0 | 0 | 0 | 0 | 0 | 0 | 0 | 0 | 0 | 0 | 0 | 0 | 0 | 0
F1_Commercial_Office_Existing_Miscellaneous_Natural Gas_Miscellaneous_Baseline Forecast | F1 | Commercial | Office | Existing | Miscellaneous | Natural Gas | Miscellaneous | Baseline Forecast | Units | 9592724.626 | 9543919.0084 | 9495113.3908 | 9436174.1081 | 9656656.7827 | 9630705.2826 | 9607795.2139 | 9587160.3737 | 9567225.2026 | 9547413.4684 | 9527502.5702 | 9507618.3338 | 9487903.5658 | 9468407.3626 | 9449006.6268 | 9429682.8196 | 9410341.4476 | 9391218.2335 | 9372581.7868 | 9354483.0339 | 9336648.8272 | 9318767.8948 | 9300746.301 | 9282557.5935 | 9264186.2152 | 9245697.1419 | 9227112.8429 | 9208474.4517 | 9189767.5959 | 9171005.8553 | 9152146.4839 | 9133231.2157 | 9257766.3019
F2_Commercial_Office_Existing_Miscellaneous_Natural Gas_Miscellaneous_Baseline Forecast | F2 | Commercial | Office | Existing | Miscellaneous | Natural Gas | Miscellaneous | Baseline Forecast | Usage (MMtherm) | 0.0058701 | 0.0056408 | 0.0062517 | 0.0060985 | 0.006241 | 0.0062243 | 0.0062095 | 0.0061961 | 0.0061832 | 0.0061704 | 0.0061576 | 0.0061447 | 0.006132 | 0.0061194 | 0.0061068 | 0.0060943 | 0.0060818 | 0.0060695 | 0.0060574 | 0.0060457 | 0.0060342 | 0.0060227 | 0.006011 | 0.0059993 | 0.0059874 | 0.0059754 | 0.0059634 | 0.0059514 | 0.0059393 | 0.0059272 | 0.005915 | 0.0059027 | 0.0059832
F3_Commercial_Office_Existing_Miscellaneous_Natural Gas_Miscellaneous_Baseline Forecast | F3 | Commercial | Office | Existing | Miscellaneous | Natural Gas | Miscellaneous | Baseline Forecast | Summer Peak Demand (MW) | 0 | 0 | 0 | 0 | 0 | 0 | 0 | 0 | 0 | 0 | 0 | 0 | 0 | 0 | 0 | 0 | 0 | 0 | 0 | 0 | 0 | 0 | 0 | 0 | 0 | 0 | 0 | 0 | 0 | 0 | 0 | 0 | 0
F4_Commercial_Office_Existing_Miscellaneous_Natural Gas_Miscellaneous_Baseline Forecast | F4 | Commercial | Office | Existing | Miscellaneous | Natural Gas | Miscellaneous | Baseline Forecast | Winter Peak Demand (MW) | 0 | 0 | 0 | 0 | 0 | 0 | 0 | 0 | 0 | 0 | 0 | 0 | 0 | 0 | 0 | 0 | 0 | 0 | 0 | 0 | 0 | 0 | 0 | 0 | 0 | 0 | 0 | 0 | 0 | 0 | 0 | 0 | 0
F5_Commercial_Office_Existing_Miscellaneous_Natural Gas_Miscellaneous_Baseline Forecast | F5 | Commercial | Office | Existing | Miscellaneous | Natural Gas | Miscellaneous | Baseline Forecast | Turnover | 0 | 818050.2007 | 968889.1215 | 1094926.3251 | 1274535.9423 | 1038230.1082 | 1043421.1384 | 1073206.3463 | 1065319.3238 | 1059363.3147 | 1058493.1942 | 1288643.6342 | 1296757.7027 | 1297222.1235 | 1343788.7287 | 1267142.5448 | 1270261.5544 | 1286519.139 | 1278852.3449 | 1273360.718 | 1272474.0726 | 1336602.3721 | 1327387.9201 | 1317158.6967 | 1330644.9701 | 1305670.4156 | 1305571.7082 | 1311132.0464 | 1305479.577 | 1301210.8817 | 1299628.9982 | 1316023.2691 | 1435779.8554
F6_Commercial_Office_Existing_Miscellaneous_Natural Gas_Miscellaneous_Baseline Forecast | F6 | Commercial | Office | Existing | Miscellaneous | Natural Gas | Miscellaneous | Baseline Forecast | Avg. Replacement Usage (kWh) | 0.00061193 | 0.00059104 | 0.00065841 | 0.00064629 | 0.00064629 | 0.00064629 | 0.00064629 | 0.00064629 | 0.00064629 | 0.00064629 | 0.00064629 | 0.00064629 | 0.00064629 | 0.00064629 | 0.00064629 | 0.00064629 | 0.00064629 | 0.00064629 | 0.00064629 | 0.00064629 | 0.00064629 | 0.00064629 | 0.00064629 | 0.00064629 | 0.00064629 | 0.00064629 | 0.00064629 | 0.00064629 | 0.00064629 | 0.00064629 | 0.00064629 | 0.00064629 | 0.00064629
F7_Commercial_Office_Existing_Miscellaneous_Natural Gas_Miscellaneous_Baseline Forecast | F7 | Commercial | Office | Existing | Miscellaneous | Natural Gas | Miscellaneous | Baseline Forecast | Avg. Replacement Summer Demand (kW) | 0 | 0 | 0 | 0 | 0 | 0 | 0 | 0 | 0 | 0 | 0 | 0 | 0 | 0 | 0 | 0 | 0 | 0 | 0 | 0 | 0 | 0 | 0 | 0 | 0 | 0 | 0 | 0 | 0 | 0 | 0 | 0 | 0
F8_Commercial_Office_Existing_Miscellaneous_Natural Gas_Miscellaneous_Baseline Forecast | F8 | Commercial | Office | Existing | Miscellaneous | Natural Gas | Miscellaneous | Baseline Forecast | Avg. Replacement Winter Demand (kW) | 0 | 0 | 0 | 0 | 0 | 0 | 0 | 0 | 0 | 0 | 0 | 0 | 0 | 0 | 0 | 0 | 0 | 0 | 0 | 0 | 0 | 0 | 0 | 0 | 0 | 0 | 0 | 0 | 0 | 0 | 0 | 0 | 0
F1_Commercial_Office_New_Space Heating_Natural Gas_Furnace_Baseline Forecast | F1 | Commercial | Office | New | Space Heating | Natural Gas | Furnace | Baseline Forecast | Units | 0 | 0 | 0 | 0 | 0 | 0 | 0 | 0 | 0 | 0 | 0 | 0 | 0 | 0 | 0 | 0 | 0 | 0 | 0 | 0 | 0 | 0 | 0 | 0 | 0 | 0 | 0 | 0 | 0 | 0 | 0 | 0 | 0
F2_Commercial_Office_New_Space Heating_Natural Gas_Furnace_Baseline Forecast | F2 | Commercial | Office | New | Space Heating | Natural Gas | Furnace | Baseline Forecast | Usage (MMtherm) | 0 | 0 | 0 | 0 | 0 | 0 | 0 | 0 | 0 | 0 | 0 | 0 | 0 | 0 | 0 | 0 | 0 | 0 | 0 | 0 | 0 | 0 | 0 | 0 | 0 | 0 | 0 | 0 | 0 | 0 | 0 | 0 | 0
F3_Commercial_Office_New_Space Heating_Natural Gas_Furnace_Baseline Forecast | F3 | Commercial | Office | New | Space Heating | Natural Gas | Furnace | Baseline Forecast | Summer Peak Demand (MW) | 0 | 0 | 0 | 0 | 0 | 0 | 0 | 0 | 0 | 0 | 0 | 0 | 0 | 0 | 0 | 0 | 0 | 0 | 0 | 0 | 0 | 0 | 0 | 0 | 0 | 0 | 0 | 0 | 0 | 0 | 0 | 0 | 0
F4_Commercial_Office_New_Space Heating_Natural Gas_Furnace_Baseline Forecast | F4 | Commercial | Office | New | Space Heating | Natural Gas | Furnace | Baseline Forecast | Winter Peak Demand (MW) | 0 | 0 | 0 | 0 | 0 | 0 | 0 | 0 | 0 | 0 | 0 | 0 | 0 | 0 | 0 | 0 | 0 | 0 | 0 | 0 | 0 | 0 | 0 | 0 | 0 | 0 | 0 | 0 | 0 | 0 | 0 | 0 | 0
F5_Commercial_Office_New_Space Heating_Natural Gas_Furnace_Baseline Forecast | F5 | Commercial | Office | New | Space Heating | Natural Gas | Furnace | Baseline Forecast | Turnover | 0 | 0 | 0 | 0 | 0 | 0 | 0 | 0 | 0 | 0 | 0 | 0 | 0 | 0 | 0 | 0 | 0 | 0 | 0 | 0 | 0 | 0 | 0 | 0 | 0 | 0 | 0 | 0 | 0 | 0 | 0 | 0 | 0
F6_Commercial_Office_New_Space Heating_Natural Gas_Furnace_Baseline Forecast | F6 | Commercial | Office | New | Space Heating | Natural Gas | Furnace | Baseline Forecast | Avg. Replacement Usage (kWh) | 0.11365 | 0.10977 | 0.12163 | 0.11876 | 0.11813 | 0.10561 | 0.10504 | 0.09244 | 0.091933 | 0.091426 | 0.090919 | 0.090412 | 0.089906 | 0.089399 | 0.088892 | 0.088386 | 0.087879 | 0.087373 | 0.086866 | 0.086359 | 0.085852 | 0.085346 | 0.084839 | 0.084332 | 0.083826 | 0.083321 | 0.082814 | 0.082308 | 0.081803 | 0.081298 | 0.080792 | 0.080286 | 0.080286
F7_Commercial_Office_New_Space Heating_Natural Gas_Furnace_Baseline Forecast | F7 | Commercial | Office | New | Space Heating | Natural Gas | Furnace | Baseline Forecast | Avg. Replacement Summer Demand (kW) | 0 | 0 | 0 | 0 | 0 | 0 | 0 | 0 | 0 | 0 | 0 | 0 | 0 | 0 | 0 | 0 | 0 | 0 | 0 | 0 | 0 | 0 | 0 | 0 | 0 | 0 | 0 | 0 | 0 | 0 | 0 | 0 | 0
F8_Commercial_Office_New_Space Heating_Natural Gas_Furnace_Baseline Forecast | F8 | Commercial | Office | New | Space Heating | Natural Gas | Furnace | Baseline Forecast | Avg. Replacement Winter Demand (kW) | 0 | 0 | 0 | 0 | 0 | 0 | 0 | 0 | 0 | 0 | 0 | 0 | 0 | 0 | 0 | 0 | 0 | 0 | 0 | 0 | 0 | 0 | 0 | 0 | 0 | 0 | 0 | 0 | 0 | 0 | 0 | 0 | 0
F1_Commercial_Office_New_Space Heating_Natural Gas_Boiler_Baseline Forecast | F1 | Commercial | Office | New | Space Heating | Natural Gas | Boiler | Baseline Forecast | Units | 0 | 0 | 0 | 0 | 0 | 0 | 0 | 0 | 0 | 0 | 0 | 0 | 0 | 0 | 0 | 0 | 0 | 0 | 0 | 0 | 0 | 0 | 0 | 0 | 0 | 0 | 0 | 0 | 0 | 0 | 0 | 0 | 0
F2_Commercial_Office_New_Space Heating_Natural Gas_Boiler_Baseline Forecast | F2 | Commercial | Office | New | Space Heating | Natural Gas | Boiler | Baseline Forecast | Usage (MMtherm) | 0 | 0 | 0 | 0 | 0 | 0 | 0 | 0 | 0 | 0 | 0 | 0 | 0 | 0 | 0 | 0 | 0 | 0 | 0 | 0 | 0 | 0 | 0 | 0 | 0 | 0 | 0 | 0 | 0 | 0 | 0 | 0 | 0
F3_Commercial_Office_New_Space Heating_Natural Gas_Boiler_Baseline Forecast | F3 | Commercial | Office | New | Space Heating | Natural Gas | Boiler | Baseline Forecast | Summer Peak Demand (MW) | 0 | 0 | 0 | 0 | 0 | 0 | 0 | 0 | 0 | 0 | 0 | 0 | 0 | 0 | 0 | 0 | 0 | 0 | 0 | 0 | 0 | 0 | 0 | 0 | 0 | 0 | 0 | 0 | 0 | 0 | 0 | 0 | 0
F4_Commercial_Office_New_Space Heating_Natural Gas_Boiler_Baseline Forecast | F4 | Commercial | Office | New | Space Heating | Natural Gas | Boiler | Baseline Forecast | Winter Peak Demand (MW) | 0 | 0 | 0 | 0 | 0 | 0 | 0 | 0 | 0 | 0 | 0 | 0 | 0 | 0 | 0 | 0 | 0 | 0 | 0 | 0 | 0 | 0 | 0 | 0 | 0 | 0 | 0 | 0 | 0 | 0 | 0 | 0 | 0
F5_Commercial_Office_New_Space Heating_Natural Gas_Boiler_Baseline Forecast | F5 | Commercial | Office | New | Space Heating | Natural Gas | Boiler | Baseline Forecast | Turnover | 0 | 0 | 0 | 0 | 0 | 0 | 0 | 0 | 0 | 0 | 0 | 0 | 0 | 0 | 0 | 0 | 0 | 0 | 0 | 0 | 0 | 0 | 0 | 0 | 0 | 0 | 0 | 0 | 0 | 0 | 0 | 0 | 0
F6_Commercial_Office_New_Space Heating_Natural Gas_Boiler_Baseline Forecast | F6 | Commercial | Office | New | Space Heating | Natural Gas | Boiler | Baseline Forecast | Avg. Replacement Usage (kWh) | 0.68776 | 0.66428 | 0.73608 | 0.71869 | 0.71485 | 0.60511 | 0.60183 | 0.59856 | 0.59529 | 0.59202 | 0.58875 | 0.58548 | 0.5822 | 0.57894 | 0.57566 | 0.57239 | 0.56912 | 0.56585 | 0.56258 | 0.5593 | 0.55603 | 0.55277 | 0.5495 | 0.54623 | 0.54296 | 0.5397 | 0.53642 | 0.53315 | 0.52988 | 0.52662 | 0.52334 | 0.52007 | 0.52007
F7_Commercial_Office_New_Space Heating_Natural Gas_Boiler_Baseline Forecast | F7 | Commercial | Office | New | Space Heating | Natural Gas | Boiler | Baseline Forecast | Avg. Replacement Summer Demand (kW) | 0 | 0 | 0 | 0 | 0 | 0 | 0 | 0 | 0 | 0 | 0 | 0 | 0 | 0 | 0 | 0 | 0 | 0 | 0 | 0 | 0 | 0 | 0 | 0 | 0 | 0 | 0 | 0 | 0 | 0 | 0 | 0 | 0
F8_Commercial_Office_New_Space Heating_Natural Gas_Boiler_Baseline Forecast | F8 | Commercial | Office | New | Space Heating | Natural Gas | Boiler | Baseline Forecast | Avg. Replacement Winter Demand (kW) | 0 | 0 | 0 | 0 | 0 | 0 | 0 | 0 | 0 | 0 | 0 | 0 | 0 | 0 | 0 | 0 | 0 | 0 | 0 | 0 | 0 | 0 | 0 | 0 | 0 | 0 | 0 | 0 | 0 | 0 | 0 | 0 | 0
F1_Commercial_Office_New_Space Heating_Natural Gas_Unit Heater_Baseline Forecast | F1 | Commercial | Office | New | Space Heating | Natural Gas | Unit Heater | Baseline Forecast | Units | 0 | 261.7303 | 1524.1528 | 2330.9293 | 3295.5504 | 4289.6807 | 5288.8066 | 6153.5469 | 7006.1684 | 7878.7467 | 8765.5285 | 9645.5736 | 10511.854 | 11366.3264 | 12222.034 | 13075.1536 | 13933.2172 | 14771.2626 | 15576.0204 | 16354.8124 | 17133.9871 | 17928.9391 | 18734.2513 | 19548.0843 | 20370.6606 | 21195.5544 | 22023.673 | 22852.3494 | 23684.6815 | 24518.8279 | 25359.1805 | 26200.1439 | 26557.3929
F2_Commercial_Office_New_Space Heating_Natural Gas_Unit Heater_Baseline Forecast | F2 | Commercial | Office | New | Space Heating | Natural Gas | Unit Heater | Baseline Forecast | Usage (MMtherm) | 0 | 1.4722e-05 | 9.4997e-05 | 0.00014185 | 0.00019948 | 0.00025227 | 0.00030474 | 0.00034942 | 0.00039296 | 0.00043705 | 0.00048138 | 0.00052462 | 0.00056561 | 0.00060501 | 0.00064344 | 0.00068158 | 0.00071978 | 0.00075671 | 0.00079125 | 0.00082265 | 0.0008548 | 0.00088733 | 0.00092169 | 0.00095601 | 0.00099027 | 0.0010242 | 0.0010577 | 0.0010908 | 0.0011236 | 0.0011561 | 0.0011882 | 0.00122 | 0.0012366
F3_Commercial_Office_New_Space Heating_Natural Gas_Unit Heater_Baseline Forecast | F3 | Commercial | Office | New | Space Heating | Natural Gas | Unit Heater | Baseline Forecast | Summer Peak Demand (MW) | 0 | 0 | 0 | 0 | 0 | 0 | 0 | 0 | 0 | 0 | 0 | 0 | 0 | 0 | 0 | 0 | 0 | 0 | 0 | 0 | 0 | 0 | 0 | 0 | 0 | 0 | 0 | 0 | 0 | 0 | 0 | 0 | 0
F4_Commercial_Office_New_Space Heating_Natural Gas_Unit Heater_Baseline Forecast | F4 | Commercial | Office | New | Space Heating | Natural Gas | Unit Heater | Baseline Forecast | Winter Peak Demand (MW) | 0 | 0 | 0 | 0 | 0 | 0 | 0 | 0 | 0 | 0 | 0 | 0 | 0 | 0 | 0 | 0 | 0 | 0 | 0 | 0 | 0 | 0 | 0 | 0 | 0 | 0 | 0 | 0 | 0 | 0 | 0 | 0 | 0
F5_Commercial_Office_New_Space Heating_Natural Gas_Unit Heater_Baseline Forecast | F5 | Commercial | Office | New | Space Heating | Natural Gas | Unit Heater | Baseline Forecast | Turnover | 0 | 261.7303 | 1262.4225 | 806.7764 | 964.6211 | 994.1303 | 999.126 | 864.7403 | 852.6214 | 872.5783 | 886.7819 | 917.4352 | 1078.675 | 1151.7788 | 1248.3446 | 1331.6843 | 1410.9942 | 1435.5201 | 1514.9391 | 1803.7318 | 1651.6218 | 1719.8151 | 1760.7463 | 1798.7718 | 1805.9902 | 1854.5298 | 1918.0489 | 1972.115 | 2037.7732 | 2172.036 | 2244.3604 | 2318.2217 | 1899.2871
F6_Commercial_Office_New_Space Heating_Natural Gas_Unit Heater_Baseline Forecast | F6 | Commercial | Office | New | Space Heating | Natural Gas | Unit Heater | Baseline Forecast | Avg. Replacement Usage (kWh) | 0.058236 | 0.056248 | 0.062328 | 0.060855 | 0.06053 | 0.054177 | 0.053884 | 0.053591 | 0.053298 | 0.053006 | 0.052712 | 0.052419 | 0.052126 | 0.051834 | 0.051541 | 0.051248 | 0.050955 | 0.050662 | 0.050369 | 0.050076 | 0.049783 | 0.049491 | 0.049198 | 0.048905 | 0.048613 | 0.048321 | 0.048027 | 0.047735 | 0.047442 | 0.04715 | 0.046856 | 0.046564 | 0.046564
F7_Commercial_Office_New_Space Heating_Natural Gas_Unit Heater_Baseline Forecast | F7 | Commercial | Office | New | Space Heating | Natural Gas | Unit Heater | Baseline Forecast | Avg. Replacement Summer Demand (kW) | 0 | 0 | 0 | 0 | 0 | 0 | 0 | 0 | 0 | 0 | 0 | 0 | 0 | 0 | 0 | 0 | 0 | 0 | 0 | 0 | 0 | 0 | 0 | 0 | 0 | 0 | 0 | 0 | 0 | 0 | 0 | 0 | 0
F8_Commercial_Office_New_Space Heating_Natural Gas_Unit Heater_Baseline Forecast | F8 | Commercial | Office | New | Space Heating | Natural Gas | Unit Heater | Baseline Forecast | Avg. Replacement Winter Demand (kW) | 0 | 0 | 0 | 0 | 0 | 0 | 0 | 0 | 0 | 0 | 0 | 0 | 0 | 0 | 0 | 0 | 0 | 0 | 0 | 0 | 0 | 0 | 0 | 0 | 0 | 0 | 0 | 0 | 0 | 0 | 0 | 0 | 0
F1_Commercial_Office_New_Water Heating_Natural Gas_Water Heater_Baseline Forecast | F1 | Commercial | Office | New | Water Heating | Natural Gas | Water Heater | Baseline Forecast | Units | 0 | 0 | 0 | 0 | 0 | 0 | 0 | 0 | 0 | 0 | 0 | 0 | 0 | 0 | 0 | 0 | 0 | 0 | 0 | 0 | 0 | 0 | 0 | 0 | 0 | 0 | 0 | 0 | 0 | 0 | 0 | 0 | 0
F2_Commercial_Office_New_Water Heating_Natural Gas_Water Heater_Baseline Forecast | F2 | Commercial | Office | New | Water Heating | Natural Gas | Water Heater | Baseline Forecast | Usage (MMtherm) | 0 | 0 | 0 | 0 | 0 | 0 | 0 | 0 | 0 | 0 | 0 | 0 | 0 | 0 | 0 | 0 | 0 | 0 | 0 | 0 | 0 | 0 | 0 | 0 | 0 | 0 | 0 | 0 | 0 | 0 | 0 | 0 | 0
F3_Commercial_Office_New_Water Heating_Natural Gas_Water Heater_Baseline Forecast | F3 | Commercial | Office | New | Water Heating | Natural Gas | Water Heater | Baseline Forecast | Summer Peak Demand (MW) | 0 | 0 | 0 | 0 | 0 | 0 | 0 | 0 | 0 | 0 | 0 | 0 | 0 | 0 | 0 | 0 | 0 | 0 | 0 | 0 | 0 | 0 | 0 | 0 | 0 | 0 | 0 | 0 | 0 | 0 | 0 | 0 | 0
F4_Commercial_Office_New_Water Heating_Natural Gas_Water Heater_Baseline Forecast | F4 | Commercial | Office | New | Water Heating | Natural Gas | Water Heater | Baseline Forecast | Winter Peak Demand (MW) | 0 | 0 | 0 | 0 | 0 | 0 | 0 | 0 | 0 | 0 | 0 | 0 | 0 | 0 | 0 | 0 | 0 | 0 | 0 | 0 | 0 | 0 | 0 | 0 | 0 | 0 | 0 | 0 | 0 | 0 | 0 | 0 | 0
F5_Commercial_Office_New_Water Heating_Natural Gas_Water Heater_Baseline Forecast | F5 | Commercial | Office | New | Water Heating | Natural Gas | Water Heater | Baseline Forecast | Turnover | 0 | 0 | 0 | 0 | 0 | 0 | 0 | 0 | 0 | 0 | 0 | 0 | 0 | 0 | 0 | 0 | 0 | 0 | 0 | 0 | 0 | 0 | 0 | 0 | 0 | 0 | 0 | 0 | 0 | 0 | 0 | 0 | 0
F6_Commercial_Office_New_Water Heating_Natural Gas_Water Heater_Baseline Forecast | F6 | Commercial | Office | New | Water Heating | Natural Gas | Water Heater | Baseline Forecast | Avg. Replacement Usage (kWh) | 0.15132 | 0.14616 | 0.16282 | 0.15982 | 0.15982 | 0.15982 | 0.15982 | 0.15982 | 0.15982 | 0.15982 | 0.15982 | 0.15982 | 0.15982 | 0.15982 | 0.15982 | 0.15982 | 0.15982 | 0.15982 | 0.15982 | 0.15982 | 0.15982 | 0.15982 | 0.15982 | 0.15982 | 0.15982 | 0.15982 | 0.15982 | 0.15982 | 0.15982 | 0.15982 | 0.15982 | 0.15982 | 0.15982
F7_Commercial_Office_New_Water Heating_Natural Gas_Water Heater_Baseline Forecast | F7 | Commercial | Office | New | Water Heating | Natural Gas | Water Heater | Baseline Forecast | Avg. Replacement Summer Demand (kW) | 0 | 0 | 0 | 0 | 0 | 0 | 0 | 0 | 0 | 0 | 0 | 0 | 0 | 0 | 0 | 0 | 0 | 0 | 0 | 0 | 0 | 0 | 0 | 0 | 0 | 0 | 0 | 0 | 0 | 0 | 0 | 0 | 0
F8_Commercial_Office_New_Water Heating_Natural Gas_Water Heater_Baseline Forecast | F8 | Commercial | Office | New | Water Heating | Natural Gas | Water Heater | Baseline Forecast | Avg. Replacement Winter Demand (kW) | 0 | 0 | 0 | 0 | 0 | 0 | 0 | 0 | 0 | 0 | 0 | 0 | 0 | 0 | 0 | 0 | 0 | 0 | 0 | 0 | 0 | 0 | 0 | 0 | 0 | 0 | 0 | 0 | 0 | 0 | 0 | 0 | 0
F1_Commercial_Office_New_Food Preparation_Natural Gas_Oven_Baseline Forecast | F1 | Commercial | Office | New | Food Preparation | Natural Gas | Oven | Baseline Forecast | Units | 0 | 300.8621 | 1752.0317 | 2679.4307 | 3788.2741 | 4931.0386 | 6079.5457 | 7073.5749 | 8053.6733 | 9056.7123 | 10076.0785 | 11087.7008 | 12083.5003 | 13065.7264 | 14049.3724 | 15030.0435 | 16016.3978 | 16979.7407 | 17904.8193 | 18800.05 | 19695.7205 | 20609.5272 | 21535.2431 | 22470.7538 | 23416.3149 | 24364.5401 | 25316.4722 | 26269.0455 | 27225.8211 | 28184.6822 | 29150.6774 | 30117.3748 | 30528.0367
F2_Commercial_Office_New_Food Preparation_Natural Gas_Oven_Baseline Forecast | F2 | Commercial | Office | New | Food Preparation | Natural Gas | Oven | Baseline Forecast | Usage (MMtherm) | 0 | 3.2309e-05 | 0.00020957 | 0.00031462 | 0.00044485 | 0.00057904 | 0.00071389 | 0.00083057 | 0.0009456 | 0.0010633 | 0.0011829 | 0.0013015 | 0.0014182 | 0.0015333 | 0.0016485 | 0.0017633 | 0.0018787 | 0.0019912 | 0.0020993 | 0.0022038 | 0.0023084 | 0.002415 | 0.002523 | 0.0026321 | 0.0027423 | 0.0028528 | 0.0029637 | 0.0030746 | 0.003186 | 0.0032977 | 0.0034102 | 0.0035228 | 0.0035704
F3_Commercial_Office_New_Food Preparation_Natural Gas_Oven_Baseline Forecast | F3 | Commercial | Office | New | Food Preparation | Natural Gas | Oven | Baseline Forecast | Summer Peak Demand (MW) | 0 | 0 | 0 | 0 | 0 | 0 | 0 | 0 | 0 | 0 | 0 | 0 | 0 | 0 | 0 | 0 | 0 | 0 | 0 | 0 | 0 | 0 | 0 | 0 | 0 | 0 | 0 | 0 | 0 | 0 | 0 | 0 | 0
F4_Commercial_Office_New_Food Preparation_Natural Gas_Oven_Baseline Forecast | F4 | Commercial | Office | New | Food Preparation | Natural Gas | Oven | Baseline Forecast | Winter Peak Demand (MW) | 0 | 0 | 0 | 0 | 0 | 0 | 0 | 0 | 0 | 0 | 0 | 0 | 0 | 0 | 0 | 0 | 0 | 0 | 0 | 0 | 0 | 0 | 0 | 0 | 0 | 0 | 0 | 0 | 0 | 0 | 0 | 0 | 0
F5_Commercial_Office_New_Food Preparation_Natural Gas_Oven_Baseline Forecast | F5 | Commercial | Office | New | Food Preparation | Natural Gas | Oven | Baseline Forecast | Turnover | 0 | 300.8621 | 1451.1696 | 927.399 | 1108.8434 | 1142.7645 | 1148.5071 | 994.0292 | 980.0984 | 1003.0391 | 1069.5099 | 1295.2703 | 1386.7393 | 1492.8166 | 1599.5987 | 1685.3829 | 1823.2508 | 2145.1362 | 1930.9047 | 1962.3085 | 2010.2472 | 2075.3464 | 2099.3566 | 2176.2565 | 2266.8154 | 2371.6964 | 2558.6864 | 2638.88 | 2718.6867 | 2791.9626 | 2863.4116 | 2936.2469 | 2504.4948
F6_Commercial_Office_New_Food Preparation_Natural Gas_Oven_Baseline Forecast | F6 | Commercial | Office | New | Food Preparation | Natural Gas | Oven | Baseline Forecast | Avg. Replacement Usage (kWh) | 0.11118 | 0.10739 | 0.11962 | 0.11743 | 0.11744 | 0.11743 | 0.11741 | 0.11739 | 0.11736 | 0.11734 | 0.11732 | 0.1173 | 0.11727 | 0.11725 | 0.11723 | 0.1172 | 0.11718 | 0.11716 | 0.11713 | 0.1171 | 0.11708 | 0.11705 | 0.11703 | 0.117 | 0.11698 | 0.11696 | 0.11695 | 0.11693 | 0.11692 | 0.11691 | 0.1169 | 0.1169 | 0.1169
F7_Commercial_Office_New_Food Preparation_Natural Gas_Oven_Baseline Forecast | F7 | Commercial | Office | New | Food Preparation | Natural Gas | Oven | Baseline Forecast | Avg. Replacement Summer Demand (kW) | 0 | 0 | 0 | 0 | 0 | 0 | 0 | 0 | 0 | 0 | 0 | 0 | 0 | 0 | 0 | 0 | 0 | 0 | 0 | 0 | 0 | 0 | 0 | 0 | 0 | 0 | 0 | 0 | 0 | 0 | 0 | 0 | 0
F8_Commercial_Office_New_Food Preparation_Natural Gas_Oven_Baseline Forecast | F8 | Commercial | Office | New | Food Preparation | Natural Gas | Oven | Baseline Forecast | Avg. Replacement Winter Demand (kW) | 0 | 0 | 0 | 0 | 0 | 0 | 0 | 0 | 0 | 0 | 0 | 0 | 0 | 0 | 0 | 0 | 0 | 0 | 0 | 0 | 0 | 0 | 0 | 0 | 0 | 0 | 0 | 0 | 0 | 0 | 0 | 0 | 0
F1_Commercial_Office_New_Food Preparation_Natural Gas_Conveyor Oven_Baseline Forecast | F1 | Commercial | Office | New | Food Preparation | Natural Gas | Conveyor Oven | Baseline Forecast | Units | 0 | 150.431 | 876.0158 | 1339.7154 | 1894.137 | 2465.5193 | 3039.7728 | 3536.7874 | 4026.8366 | 4528.3562 | 5038.0393 | 5543.8504 | 6041.7501 | 6532.8632 | 7024.6862 | 7515.0217 | 8008.1989 | 8489.8704 | 8952.4097 | 9400.025 | 9847.8602 | 10304.7636 | 10767.6216 | 11235.3769 | 11708.1574 | 12182.2701 | 12658.2361 | 13134.5228 | 13612.9105 | 14092.3411 | 14575.3387 | 15058.6874 | 15264.0184
F2_Commercial_Office_New_Food Preparation_Natural Gas_Conveyor Oven_Baseline Forecast | F2 | Commercial | Office | New | Food Preparation | Natural Gas | Conveyor Oven | Baseline Forecast | Usage (MMtherm) | 0 | 2.7641e-05 | 0.00017931 | 0.00026917 | 0.00038057 | 0.00049537 | 0.00061074 | 0.00071058 | 0.00080903 | 0.00090977 | 0.0010121 | 0.0011137 | 0.0012137 | 0.0013124 | 0.0014112 | 0.0015096 | 0.0016087 | 0.0017054 | 0.0017982 | 0.0018881 | 0.001978 | 0.0020697 | 0.0021625 | 0.0022563 | 0.0023512 | 0.0024463 | 0.0025418 | 0.0026373 | 0.0027333 | 0.0028295 | 0.0029264 | 0.0030233 | 0.0030645
F3_Commercial_Office_New_Food Preparation_Natural Gas_Conveyor Oven_Baseline Forecast | F3 | Commercial | Office | New | Food Preparation | Natural Gas | Conveyor Oven | Baseline Forecast | Summer Peak Demand (MW) | 0 | 0 | 0 | 0 | 0 | 0 | 0 | 0 | 0 | 0 | 0 | 0 | 0 | 0 | 0 | 0 | 0 | 0 | 0 | 0 | 0 | 0 | 0 | 0 | 0 | 0 | 0 | 0 | 0 | 0 | 0 | 0 | 0
F4_Commercial_Office_New_Food Preparation_Natural Gas_Conveyor Oven_Baseline Forecast | F4 | Commercial | Office | New | Food Preparation | Natural Gas | Conveyor Oven | Baseline Forecast | Winter Peak Demand (MW) | 0 | 0 | 0 | 0 | 0 | 0 | 0 | 0 | 0 | 0 | 0 | 0 | 0 | 0 | 0 | 0 | 0 | 0 | 0 | 0 | 0 | 0 | 0 | 0 | 0 | 0 | 0 | 0 | 0 | 0 | 0 | 0 | 0
F5_Commercial_Office_New_Food Preparation_Natural Gas_Conveyor Oven_Baseline Forecast | F5 | Commercial | Office | New | Food Preparation | Natural Gas | Conveyor Oven | Baseline Forecast | Turnover | 0 | 150.431 | 725.5848 | 463.6995 | 554.4217 | 571.3823 | 574.2535 | 497.0146 | 490.0492 | 501.5195 | 509.6831 | 505.8111 | 497.8997 | 491.1131 | 491.823 | 490.3355 | 493.1771 | 511.7577 | 631.7252 | 675.704 | 741.1905 | 805.864 | 896.3118 | 1064.6944 | 979.69 | 1003.7263 | 1006.0398 | 1002.2606 | 978.4991 | 975.9163 | 981.5577 | 982.4039 | 702.1955
F6_Commercial_Office_New_Food Preparation_Natural Gas_Conveyor Oven_Baseline Forecast | F6 | Commercial | Office | New | Food Preparation | Natural Gas | Conveyor Oven | Baseline Forecast | Avg. Replacement Usage (kWh) | 0.19024 | 0.18375 | 0.20468 | 0.20092 | 0.20092 | 0.20091 | 0.2009 | 0.2009 | 0.20089 | 0.20088 | 0.20087 | 0.20086 | 0.20085 | 0.20084 | 0.20083 | 0.20082 | 0.20081 | 0.20081 | 0.2008 | 0.20079 | 0.20078 | 0.20078 | 0.20077 | 0.20076 | 0.20076 | 0.20076 | 0.20075 | 0.20075 | 0.20075 | 0.20074 | 0.20074 | 0.20074 | 0.20074
F7_Commercial_Office_New_Food Preparation_Natural Gas_Conveyor Oven_Baseline Forecast | F7 | Commercial | Office | New | Food Preparation | Natural Gas | Conveyor Oven | Baseline Forecast | Avg. Replacement Summer Demand (kW) | 0 | 0 | 0 | 0 | 0 | 0 | 0 | 0 | 0 | 0 | 0 | 0 | 0 | 0 | 0 | 0 | 0 | 0 | 0 | 0 | 0 | 0 | 0 | 0 | 0 | 0 | 0 | 0 | 0 | 0 | 0 | 0 | 0
F8_Commercial_Office_New_Food Preparation_Natural Gas_Conveyor Oven_Baseline Forecast | F8 | Commercial | Office | New | Food Preparation | Natural Gas | Conveyor Oven | Baseline Forecast | Avg. Replacement Winter Demand (kW) | 0 | 0 | 0 | 0 | 0 | 0 | 0 | 0 | 0 | 0 | 0 | 0 | 0 | 0 | 0 | 0 | 0 | 0 | 0 | 0 | 0 | 0 | 0 | 0 | 0 | 0 | 0 | 0 | 0 | 0 | 0 | 0 | 0
F1_Commercial_Office_New_Food Preparation_Natural Gas_Double Rack Oven_Baseline Forecast | F1 | Commercial | Office | New | Food Preparation | Natural Gas | Double Rack Oven | Baseline Forecast | Units | 0 | 150.431 | 876.0158 | 1339.7154 | 1894.137 | 2465.5193 | 3039.7728 | 3536.7874 | 4026.8366 | 4528.3562 | 5038.0393 | 5543.8504 | 6041.7501 | 6532.8632 | 7024.6862 | 7515.0217 | 8008.1989 | 8489.8704 | 8952.4097 | 9400.025 | 9847.8602 | 10304.7636 | 10767.6216 | 11235.3769 | 11708.1574 | 12182.2701 | 12658.2361 | 13134.5228 | 13612.9105 | 14092.3411 | 14575.3387 | 15058.6874 | 15264.0184
F2_Commercial_Office_New_Food Preparation_Natural Gas_Double Rack Oven_Baseline Forecast | F2 | Commercial | Office | New | Food Preparation | Natural Gas | Double Rack Oven | Baseline Forecast | Usage (MMtherm) | 0 | 4.1991e-05 | 0.00027236 | 0.00040888 | 0.00057812 | 0.00075251 | 0.00092773 | 0.0010793 | 0.0012288 | 0.0013817 | 0.001537 | 0.0016911 | 0.0018428 | 0.0019922 | 0.0021418 | 0.0022907 | 0.0024404 | 0.0025865 | 0.0027265 | 0.002862 | 0.0029975 | 0.0031356 | 0.0032756 | 0.003417 | 0.00356 | 0.0037032 | 0.003847 | 0.0039909 | 0.0041353 | 0.0042801 | 0.0044258 | 0.0045718 | 0.0046334
F3_Commercial_Office_New_Food Preparation_Natural Gas_Double Rack Oven_Baseline Forecast | F3 | Commercial | Office | New | Food Preparation | Natural Gas | Double Rack Oven | Baseline Forecast | Summer Peak Demand (MW) | 0 | 0 | 0 | 0 | 0 | 0 | 0 | 0 | 0 | 0 | 0 | 0 | 0 | 0 | 0 | 0 | 0 | 0 | 0 | 0 | 0 | 0 | 0 | 0 | 0 | 0 | 0 | 0 | 0 | 0 | 0 | 0 | 0
F4_Commercial_Office_New_Food Preparation_Natural Gas_Double Rack Oven_Baseline Forecast | F4 | Commercial | Office | New | Food Preparation | Natural Gas | Double Rack Oven | Baseline Forecast | Winter Peak Demand (MW) | 0 | 0 | 0 | 0 | 0 | 0 | 0 | 0 | 0 | 0 | 0 | 0 | 0 | 0 | 0 | 0 | 0 | 0 | 0 | 0 | 0 | 0 | 0 | 0 | 0 | 0 | 0 | 0 | 0 | 0 | 0 | 0 | 0
F5_Commercial_Office_New_Food Preparation_Natural Gas_Double Rack Oven_Baseline Forecast | F5 | Commercial | Office | New | Food Preparation | Natural Gas | Double Rack Oven | Baseline Forecast | Turnover | 0 | 150.431 | 725.5848 | 463.6995 | 554.4217 | 571.3823 | 574.2535 | 497.0146 | 490.0492 | 501.5195 | 509.6831 | 505.8111 | 527.986 | 660.299 | 719.9116 | 783.6908 | 842.1378 | 915.1253 | 1059.4784 | 954.5248 | 977.449 | 986.9771 | 988.8319 | 973.8839 | 1007.9173 | 1049.2112 | 1094.9231 | 1138.8648 | 1197.2884 | 1301.1318 | 1346.8906 | 1386.6723 | 1140.7067
F6_Commercial_Office_New_Food Preparation_Natural Gas_Double Rack Oven_Baseline Forecast | F6 | Commercial | Office | New | Food Preparation | Natural Gas | Double Rack Oven | Baseline Forecast | Avg. Replacement Usage (kWh) | 0.28901 | 0.27914 | 0.3109 | 0.30523 | 0.30525 | 0.30521 | 0.30512 | 0.30504 | 0.30495 | 0.30486 | 0.30477 | 0.30469 | 0.3046 | 0.30452 | 0.30443 | 0.30435 | 0.30426 | 0.30417 | 0.30408 | 0.30399 | 0.3039 | 0.30381 | 0.30373 | 0.30366 | 0.30359 | 0.30354 | 0.30348 | 0.30344 | 0.30341 | 0.30338 | 0.30337 | 0.30336 | 0.30336
F7_Commercial_Office_New_Food Preparation_Natural Gas_Double Rack Oven_Baseline Forecast | F7 | Commercial | Office | New | Food Preparation | Natural Gas | Double Rack Oven | Baseline Forecast | Avg. Replacement Summer Demand (kW) | 0 | 0 | 0 | 0 | 0 | 0 | 0 | 0 | 0 | 0 | 0 | 0 | 0 | 0 | 0 | 0 | 0 | 0 | 0 | 0 | 0 | 0 | 0 | 0 | 0 | 0 | 0 | 0 | 0 | 0 | 0 | 0 | 0
F8_Commercial_Office_New_Food Preparation_Natural Gas_Double Rack Oven_Baseline Forecast | F8 | Commercial | Office | New | Food Preparation | Natural Gas | Double Rack Oven | Baseline Forecast | Avg. Replacement Winter Demand (kW) | 0 | 0 | 0 | 0 | 0 | 0 | 0 | 0 | 0 | 0 | 0 | 0 | 0 | 0 | 0 | 0 | 0 | 0 | 0 | 0 | 0 | 0 | 0 | 0 | 0 | 0 | 0 | 0 | 0 | 0 | 0 | 0 | 0
F1_Commercial_Office_New_Food Preparation_Natural Gas_Fryer_Baseline Forecast | F1 | Commercial | Office | New | Food Preparation | Natural Gas | Fryer | Baseline Forecast | Units | 0 | 601.7242 | 3504.0634 | 5358.8614 | 7576.5482 | 9862.0772 | 12159.0914 | 14147.1497 | 16107.3465 | 18113.4247 | 20152.1571 | 22175.4016 | 24167.0006 | 26131.4529 | 28098.7448 | 30060.0869 | 32032.7955 | 33959.4815 | 35809.6387 | 37600.1 | 39391.441 | 41219.0543 | 43070.4863 | 44941.5076 | 46832.6298 | 48729.0802 | 50632.9445 | 52538.0911 | 54451.6422 | 56369.3645 | 58301.3549 | 60234.7497 | 61056.0734
F2_Commercial_Office_New_Food Preparation_Natural Gas_Fryer_Baseline Forecast | F2 | Commercial | Office | New | Food Preparation | Natural Gas | Fryer | Baseline Forecast | Usage (MMtherm) | 0 | 0.00010453 | 0.00067806 | 0.0009244 | 0.0012339 | 0.0015528 | 0.0018733 | 0.0021508 | 0.0024243 | 0.0026982 | 0.0029486 | 0.0032036 | 0.0034597 | 0.0037164 | 0.003969 | 0.0041947 | 0.00447 | 0.0047389 | 0.004997 | 0.0052469 | 0.0054969 | 0.0057519 | 0.0060103 | 0.0062713 | 0.0065352 | 0.0067999 | 0.0070656 | 0.0073314 | 0.0075984 | 0.007866 | 0.0081356 | 0.0084054 | 0.0085201
F3_Commercial_Office_New_Food Preparation_Natural Gas_Fryer_Baseline Forecast | F3 | Commercial | Office | New | Food Preparation | Natural Gas | Fryer | Baseline Forecast | Summer Peak Demand (MW) | 0 | 0 | 0 | 0 | 0 | 0 | 0 | 0 | 0 | 0 | 0 | 0 | 0 | 0 | 0 | 0 | 0 | 0 | 0 | 0 | 0 | 0 | 0 | 0 | 0 | 0 | 0 | 0 | 0 | 0 | 0 | 0 | 0
F4_Commercial_Office_New_Food Preparation_Natural Gas_Fryer_Baseline Forecast | F4 | Commercial | Office | New | Food Preparation | Natural Gas | Fryer | Baseline Forecast | Winter Peak Demand (MW) | 0 | 0 | 0 | 0 | 0 | 0 | 0 | 0 | 0 | 0 | 0 | 0 | 0 | 0 | 0 | 0 | 0 | 0 | 0 | 0 | 0 | 0 | 0 | 0 | 0 | 0 | 0 | 0 | 0 | 0 | 0 | 0 | 0
F5_Commercial_Office_New_Food Preparation_Natural Gas_Fryer_Baseline Forecast | F5 | Commercial | Office | New | Food Preparation | Natural Gas | Fryer | Baseline Forecast | Turnover | 0 | 601.7242 | 2902.3392 | 1854.798 | 2217.6867 | 2285.529 | 2297.0142 | 1988.0584 | 1960.1968 | 2126.423 | 2715.4761 | 2935.5991 | 3165.02 | 3360.2949 | 3701.1072 | 4349.0985 | 4000.3464 | 4069.2099 | 4125.056 | 4200.511 | 4271.3938 | 4476.4108 | 4754.2666 | 5217.5255 | 5426.0987 | 5598.4149 | 5741.6372 | 5904.8091 | 6137.4268 | 6100.6818 | 6247.2635 | 6443.7581 | 5534.6142
F6_Commercial_Office_New_Food Preparation_Natural Gas_Fryer_Baseline Forecast | F6 | Commercial | Office | New | Food Preparation | Natural Gas | Fryer | Baseline Forecast | Avg. Replacement Usage (kWh) | 0.17985 | 0.17371 | 0.1935 | 0.13954 | 0.13954 | 0.13954 | 0.13954 | 0.13954 | 0.13954 | 0.13954 | 0.13954 | 0.13954 | 0.13954 | 0.13954 | 0.13954 | 0.13954 | 0.13954 | 0.13954 | 0.13954 | 0.13954 | 0.13954 | 0.13954 | 0.13954 | 0.13954 | 0.13954 | 0.13954 | 0.13954 | 0.13954 | 0.13954 | 0.13954 | 0.13954 | 0.13954 | 0.13954
F7_Commercial_Office_New_Food Preparation_Natural Gas_Fryer_Baseline Forecast | F7 | Commercial | Office | New | Food Preparation | Natural Gas | Fryer | Baseline Forecast | Avg. Replacement Summer Demand (kW) | 0 | 0 | 0 | 0 | 0 | 0 | 0 | 0 | 0 | 0 | 0 | 0 | 0 | 0 | 0 | 0 | 0 | 0 | 0 | 0 | 0 | 0 | 0 | 0 | 0 | 0 | 0 | 0 | 0 | 0 | 0 | 0 | 0
F8_Commercial_Office_New_Food Preparation_Natural Gas_Fryer_Baseline Forecast | F8 | Commercial | Office | New | Food Preparation | Natural Gas | Fryer | Baseline Forecast | Avg. Replacement Winter Demand (kW) | 0 | 0 | 0 | 0 | 0 | 0 | 0 | 0 | 0 | 0 | 0 | 0 | 0 | 0 | 0 | 0 | 0 | 0 | 0 | 0 | 0 | 0 | 0 | 0 | 0 | 0 | 0 | 0 | 0 | 0 | 0 | 0 | 0
F1_Commercial_Office_New_Food Preparation_Natural Gas_Broiler_Baseline Forecast | F1 | Commercial | Office | New | Food Preparation | Natural Gas | Broiler | Baseline Forecast | Units | 0 | 0 | 0 | 0 | 0 | 0 | 0 | 0 | 0 | 0 | 0 | 0 | 0 | 0 | 0 | 0 | 0 | 0 | 0 | 0 | 0 | 0 | 0 | 0 | 0 | 0 | 0 | 0 | 0 | 0 | 0 | 0 | 0
F2_Commercial_Office_New_Food Preparation_Natural Gas_Broiler_Baseline Forecast | F2 | Commercial | Office | New | Food Preparation | Natural Gas | Broiler | Baseline Forecast | Usage (MMtherm) | 0 | 0 | 0 | 0 | 0 | 0 | 0 | 0 | 0 | 0 | 0 | 0 | 0 | 0 | 0 | 0 | 0 | 0 | 0 | 0 | 0 | 0 | 0 | 0 | 0 | 0 | 0 | 0 | 0 | 0 | 0 | 0 | 0
F3_Commercial_Office_New_Food Preparation_Natural Gas_Broiler_Baseline Forecast | F3 | Commercial | Office | New | Food Preparation | Natural Gas | Broiler | Baseline Forecast | Summer Peak Demand (MW) | 0 | 0 | 0 | 0 | 0 | 0 | 0 | 0 | 0 | 0 | 0 | 0 | 0 | 0 | 0 | 0 | 0 | 0 | 0 | 0 | 0 | 0 | 0 | 0 | 0 | 0 | 0 | 0 | 0 | 0 | 0 | 0 | 0
F4_Commercial_Office_New_Food Preparation_Natural Gas_Broiler_Baseline Forecast | F4 | Commercial | Office | New | Food Preparation | Natural Gas | Broiler | Baseline Forecast | Winter Peak Demand (MW) | 0 | 0 | 0 | 0 | 0 | 0 | 0 | 0 | 0 | 0 | 0 | 0 | 0 | 0 | 0 | 0 | 0 | 0 | 0 | 0 | 0 | 0 | 0 | 0 | 0 | 0 | 0 | 0 | 0 | 0 | 0 | 0 | 0
F5_Commercial_Office_New_Food Preparation_Natural Gas_Broiler_Baseline Forecast | F5 | Commercial | Office | New | Food Preparation | Natural Gas | Broiler | Baseline Forecast | Turnover | 0 | 0 | 0 | 0 | 0 | 0 | 0 | 0 | 0 | 0 | 0 | 0 | 0 | 0 | 0 | 0 | 0 | 0 | 0 | 0 | 0 | 0 | 0 | 0 | 0 | 0 | 0 | 0 | 0 | 0 | 0 | 0 | 0
F6_Commercial_Office_New_Food Preparation_Natural Gas_Broiler_Baseline Forecast | F6 | Commercial | Office | New | Food Preparation | Natural Gas | Broiler | Baseline Forecast | Avg. Replacement Usage (kWh) | 0.19781 | 0.19106 | 0.21282 | 0.20892 | 0.20892 | 0.20891 | 0.20888 | 0.20886 | 0.20883 | 0.20881 | 0.20878 | 0.20876 | 0.20873 | 0.20871 | 0.20868 | 0.20866 | 0.20863 | 0.20861 | 0.20858 | 0.20855 | 0.20852 | 0.2085 | 0.20847 | 0.20845 | 0.20843 | 0.20842 | 0.2084 | 0.20839 | 0.20838 | 0.20837 | 0.20836 | 0.20836 | 0.20836
F7_Commercial_Office_New_Food Preparation_Natural Gas_Broiler_Baseline Forecast | F7 | Commercial | Office | New | Food Preparation | Natural Gas | Broiler | Baseline Forecast | Avg. Replacement Summer Demand (kW) | 0 | 0 | 0 | 0 | 0 | 0 | 0 | 0 | 0 | 0 | 0 | 0 | 0 | 0 | 0 | 0 | 0 | 0 | 0 | 0 | 0 | 0 | 0 | 0 | 0 | 0 | 0 | 0 | 0 | 0 | 0 | 0 | 0
F8_Commercial_Office_New_Food Preparation_Natural Gas_Broiler_Baseline Forecast | F8 | Commercial | Office | New | Food Preparation | Natural Gas | Broiler | Baseline Forecast | Avg. Replacement Winter Demand (kW) | 0 | 0 | 0 | 0 | 0 | 0 | 0 | 0 | 0 | 0 | 0 | 0 | 0 | 0 | 0 | 0 | 0 | 0 | 0 | 0 | 0 | 0 | 0 | 0 | 0 | 0 | 0 | 0 | 0 | 0 | 0 | 0 | 0
F1_Commercial_Office_New_Food Preparation_Natural Gas_Griddle_Baseline Forecast | F1 | Commercial | Office | New | Food Preparation | Natural Gas | Griddle | Baseline Forecast | Units | 0 | 601.7242 | 3504.0634 | 5358.8614 | 7576.5482 | 9862.0772 | 12159.0914 | 14147.1497 | 16107.3465 | 18113.4247 | 20152.1571 | 22175.4016 | 24167.0006 | 26131.4529 | 28098.7448 | 30060.0869 | 32032.7955 | 33959.4815 | 35809.6387 | 37600.1 | 39391.441 | 41219.0543 | 43070.4863 | 44941.5076 | 46832.6298 | 48729.0802 | 50632.9445 | 52538.0911 | 54451.6422 | 56369.3645 | 58301.3549 | 60234.7497 | 61056.0734
F2_Commercial_Office_New_Food Preparation_Natural Gas_Griddle_Baseline Forecast | F2 | Commercial | Office | New | Food Preparation | Natural Gas | Griddle | Baseline Forecast | Usage (MMtherm) | 0 | 7.6313e-05 | 0.00049505 | 0.00071724 | 0.00099379 | 0.0012788 | 0.0015653 | 0.0018132 | 0.0020576 | 0.0023078 | 0.002562 | 0.0028143 | 0.003061 | 0.0032965 | 0.0035343 | 0.0037728 | 0.004014 | 0.0042482 | 0.0044656 | 0.0046889 | 0.0049122 | 0.0051402 | 0.005371 | 0.0056044 | 0.0058402 | 0.0060767 | 0.0063141 | 0.0065517 | 0.0067903 | 0.0070295 | 0.0072704 | 0.0075115 | 0.0076139
F3_Commercial_Office_New_Food Preparation_Natural Gas_Griddle_Baseline Forecast | F3 | Commercial | Office | New | Food Preparation | Natural Gas | Griddle | Baseline Forecast | Summer Peak Demand (MW) | 0 | 0 | 0 | 0 | 0 | 0 | 0 | 0 | 0 | 0 | 0 | 0 | 0 | 0 | 0 | 0 | 0 | 0 | 0 | 0 | 0 | 0 | 0 | 0 | 0 | 0 | 0 | 0 | 0 | 0 | 0 | 0 | 0
F4_Commercial_Office_New_Food Preparation_Natural Gas_Griddle_Baseline Forecast | F4 | Commercial | Office | New | Food Preparation | Natural Gas | Griddle | Baseline Forecast | Winter Peak Demand (MW) | 0 | 0 | 0 | 0 | 0 | 0 | 0 | 0 | 0 | 0 | 0 | 0 | 0 | 0 | 0 | 0 | 0 | 0 | 0 | 0 | 0 | 0 | 0 | 0 | 0 | 0 | 0 | 0 | 0 | 0 | 0 | 0 | 0
F5_Commercial_Office_New_Food Preparation_Natural Gas_Griddle_Baseline Forecast | F5 | Commercial | Office | New | Food Preparation | Natural Gas | Griddle | Baseline Forecast | Turnover | 0 | 601.7242 | 2902.3392 | 1854.798 | 2217.6867 | 2285.529 | 2297.0142 | 1988.0584 | 1960.1968 | 2006.0782 | 2038.7324 | 2023.2445 | 2111.9438 | 2641.196 | 2879.6465 | 3134.7632 | 3368.5512 | 3660.5013 | 4237.9135 | 3818.0991 | 3909.796 | 3947.9082 | 3955.3275 | 3895.5357 | 4031.6691 | 4196.8448 | 4379.6925 | 4555.4594 | 4789.1536 | 5204.5272 | 5387.5626 | 5546.689 | 4562.8269
F6_Commercial_Office_New_Food Preparation_Natural Gas_Griddle_Baseline Forecast | F6 | Commercial | Office | New | Food Preparation | Natural Gas | Griddle | Baseline Forecast | Avg. Replacement Usage (kWh) | 0.13131 | 0.12682 | 0.14128 | 0.1247 | 0.1247 | 0.1247 | 0.1247 | 0.1247 | 0.1247 | 0.1247 | 0.1247 | 0.1247 | 0.1247 | 0.1247 | 0.1247 | 0.1247 | 0.1247 | 0.1247 | 0.1247 | 0.1247 | 0.1247 | 0.1247 | 0.1247 | 0.1247 | 0.1247 | 0.1247 | 0.1247 | 0.1247 | 0.1247 | 0.1247 | 0.1247 | 0.1247 | 0.1247
F7_Commercial_Office_New_Food Preparation_Natural Gas_Griddle_Baseline Forecast | F7 | Commercial | Office | New | Food Preparation | Natural Gas | Griddle | Baseline Forecast | Avg. Replacement Summer Demand (kW) | 0 | 0 | 0 | 0 | 0 | 0 | 0 | 0 | 0 | 0 | 0 | 0 | 0 | 0 | 0 | 0 | 0 | 0 | 0 | 0 | 0 | 0 | 0 | 0 | 0 | 0 | 0 | 0 | 0 | 0 | 0 | 0 | 0
F8_Commercial_Office_New_Food Preparation_Natural Gas_Griddle_Baseline Forecast | F8 | Commercial | Office | New | Food Preparation | Natural Gas | Griddle | Baseline Forecast | Avg. Replacement Winter Demand (kW) | 0 | 0 | 0 | 0 | 0 | 0 | 0 | 0 | 0 | 0 | 0 | 0 | 0 | 0 | 0 | 0 | 0 | 0 | 0 | 0 | 0 | 0 | 0 | 0 | 0 | 0 | 0 | 0 | 0 | 0 | 0 | 0 | 0
F1_Commercial_Office_New_Food Preparation_Natural Gas_Range_Baseline Forecast | F1 | Commercial | Office | New | Food Preparation | Natural Gas | Range | Baseline Forecast | Units | 0 | 601.7242 | 3504.0634 | 5358.8614 | 7576.5482 | 9862.0772 | 12159.0914 | 14147.1497 | 16107.3465 | 18113.4247 | 20152.1571 | 22175.4016 | 24167.0006 | 26131.4529 | 28098.7448 | 30060.0869 | 32032.7955 | 33959.4815 | 35809.6387 | 37600.1 | 39391.441 | 41219.0543 | 43070.4863 | 44941.5076 | 46832.6298 | 48729.0802 | 50632.9445 | 52538.0911 | 54451.6422 | 56369.3645 | 58301.3549 | 60234.7497 | 61056.0734
F2_Commercial_Office_New_Food Preparation_Natural Gas_Range_Baseline Forecast | F2 | Commercial | Office | New | Food Preparation | Natural Gas | Range | Baseline Forecast | Usage (MMtherm) | 0 | 7.9159e-05 | 0.00051351 | 0.00077088 | 0.0010899 | 0.0014187 | 0.0017491 | 0.0020351 | 0.002317 | 0.0026056 | 0.0028988 | 0.0031897 | 0.0034761 | 0.0037585 | 0.0040413 | 0.0043232 | 0.0046067 | 0.0048836 | 0.0051494 | 0.0054066 | 0.005664 | 0.0059265 | 0.0061924 | 0.0064612 | 0.0067328 | 0.0070051 | 0.0072784 | 0.007552 | 0.0078267 | 0.008102 | 0.0083794 | 0.008657 | 0.0087749
F3_Commercial_Office_New_Food Preparation_Natural Gas_Range_Baseline Forecast | F3 | Commercial | Office | New | Food Preparation | Natural Gas | Range | Baseline Forecast | Summer Peak Demand (MW) | 0 | 0 | 0 | 0 | 0 | 0 | 0 | 0 | 0 | 0 | 0 | 0 | 0 | 0 | 0 | 0 | 0 | 0 | 0 | 0 | 0 | 0 | 0 | 0 | 0 | 0 | 0 | 0 | 0 | 0 | 0 | 0 | 0
F4_Commercial_Office_New_Food Preparation_Natural Gas_Range_Baseline Forecast | F4 | Commercial | Office | New | Food Preparation | Natural Gas | Range | Baseline Forecast | Winter Peak Demand (MW) | 0 | 0 | 0 | 0 | 0 | 0 | 0 | 0 | 0 | 0 | 0 | 0 | 0 | 0 | 0 | 0 | 0 | 0 | 0 | 0 | 0 | 0 | 0 | 0 | 0 | 0 | 0 | 0 | 0 | 0 | 0 | 0 | 0
F5_Commercial_Office_New_Food Preparation_Natural Gas_Range_Baseline Forecast | F5 | Commercial | Office | New | Food Preparation | Natural Gas | Range | Baseline Forecast | Turnover | 0 | 601.7242 | 2902.3392 | 1854.798 | 2217.6867 | 2285.529 | 2297.0142 | 1988.0584 | 1960.1968 | 2006.0782 | 2159.0773 | 2699.9882 | 2903.9536 | 3137.8733 | 3363.1345 | 3695.1575 | 4360.4649 | 3954.3238 | 3968.6121 | 3934.8252 | 4049.8405 | 4134.2127 | 4316.9824 | 4528.1161 | 4795.9373 | 5234.1921 | 5418.3906 | 5571.8108 | 5692.8984 | 5838.206 | 6069.6263 | 6000.4325 | 4984.3228
F6_Commercial_Office_New_Food Preparation_Natural Gas_Range_Baseline Forecast | F6 | Commercial | Office | New | Food Preparation | Natural Gas | Range | Baseline Forecast | Avg. Replacement Usage (kWh) | 0.1362 | 0.13155 | 0.14655 | 0.14385 | 0.14386 | 0.14386 | 0.14385 | 0.14384 | 0.14383 | 0.14383 | 0.14382 | 0.14381 | 0.14381 | 0.1438 | 0.1438 | 0.14379 | 0.14378 | 0.14378 | 0.14377 | 0.14376 | 0.14375 | 0.14375 | 0.14374 | 0.14373 | 0.14373 | 0.14372 | 0.14372 | 0.14371 | 0.14371 | 0.14371 | 0.14371 | 0.14371 | 0.14371
F7_Commercial_Office_New_Food Preparation_Natural Gas_Range_Baseline Forecast | F7 | Commercial | Office | New | Food Preparation | Natural Gas | Range | Baseline Forecast | Avg. Replacement Summer Demand (kW) | 0 | 0 | 0 | 0 | 0 | 0 | 0 | 0 | 0 | 0 | 0 | 0 | 0 | 0 | 0 | 0 | 0 | 0 | 0 | 0 | 0 | 0 | 0 | 0 | 0 | 0 | 0 | 0 | 0 | 0 | 0 | 0 | 0
F8_Commercial_Office_New_Food Preparation_Natural Gas_Range_Baseline Forecast | F8 | Commercial | Office | New | Food Preparation | Natural Gas | Range | Baseline Forecast | Avg. Replacement Winter Demand (kW) | 0 | 0 | 0 | 0 | 0 | 0 | 0 | 0 | 0 | 0 | 0 | 0 | 0 | 0 | 0 | 0 | 0 | 0 | 0 | 0 | 0 | 0 | 0 | 0 | 0 | 0 | 0 | 0 | 0 | 0 | 0 | 0 | 0
F1_Commercial_Office_New_Food Preparation_Natural Gas_Steamer_Baseline Forecast | F1 | Commercial | Office | New | Food Preparation | Natural Gas | Steamer | Baseline Forecast | Units | 0 | 0 | 0 | 0 | 0 | 0 | 0 | 0 | 0 | 0 | 0 | 0 | 0 | 0 | 0 | 0 | 0 | 0 | 0 | 0 | 0 | 0 | 0 | 0 | 0 | 0 | 0 | 0 | 0 | 0 | 0 | 0 | 0
F2_Commercial_Office_New_Food Preparation_Natural Gas_Steamer_Baseline Forecast | F2 | Commercial | Office | New | Food Preparation | Natural Gas | Steamer | Baseline Forecast | Usage (MMtherm) | 0 | 0 | 0 | 0 | 0 | 0 | 0 | 0 | 0 | 0 | 0 | 0 | 0 | 0 | 0 | 0 | 0 | 0 | 0 | 0 | 0 | 0 | 0 | 0 | 0 | 0 | 0 | 0 | 0 | 0 | 0 | 0 | 0
F3_Commercial_Office_New_Food Preparation_Natural Gas_Steamer_Baseline Forecast | F3 | Commercial | Office | New | Food Preparation | Natural Gas | Steamer | Baseline Forecast | Summer Peak Demand (MW) | 0 | 0 | 0 | 0 | 0 | 0 | 0 | 0 | 0 | 0 | 0 | 0 | 0 | 0 | 0 | 0 | 0 | 0 | 0 | 0 | 0 | 0 | 0 | 0 | 0 | 0 | 0 | 0 | 0 | 0 | 0 | 0 | 0
F4_Commercial_Office_New_Food Preparation_Natural Gas_Steamer_Baseline Forecast | F4 | Commercial | Office | New | Food Preparation | Natural Gas | Steamer | Baseline Forecast | Winter Peak Demand (MW) | 0 | 0 | 0 | 0 | 0 | 0 | 0 | 0 | 0 | 0 | 0 | 0 | 0 | 0 | 0 | 0 | 0 | 0 | 0 | 0 | 0 | 0 | 0 | 0 | 0 | 0 | 0 | 0 | 0 | 0 | 0 | 0 | 0
F5_Commercial_Office_New_Food Preparation_Natural Gas_Steamer_Baseline Forecast | F5 | Commercial | Office | New | Food Preparation | Natural Gas | Steamer | Baseline Forecast | Turnover | 0 | 0 | 0 | 0 | 0 | 0 | 0 | 0 | 0 | 0 | 0 | 0 | 0 | 0 | 0 | 0 | 0 | 0 | 0 | 0 | 0 | 0 | 0 | 0 | 0 | 0 | 0 | 0 | 0 | 0 | 0 | 0 | 0
F6_Commercial_Office_New_Food Preparation_Natural Gas_Steamer_Baseline Forecast | F6 | Commercial | Office | New | Food Preparation | Natural Gas | Steamer | Baseline Forecast | Avg. Replacement Usage (kWh) | 0.22748 | 0.21965 | 0.24436 | 0.082932 | 0.082932 | 0.082932 | 0.082932 | 0.082932 | 0.082932 | 0.082932 | 0.082932 | 0.082932 | 0.082932 | 0.082932 | 0.082932 | 0.082932 | 0.082932 | 0.082932 | 0.082932 | 0.082932 | 0.082932 | 0.082932 | 0.082932 | 0.082932 | 0.082932 | 0.082932 | 0.082932 | 0.082932 | 0.082932 | 0.082932 | 0.082932 | 0.082932 | 0.082932
F7_Commercial_Office_New_Food Preparation_Natural Gas_Steamer_Baseline Forecast | F7 | Commercial | Office | New | Food Preparation | Natural Gas | Steamer | Baseline Forecast | Avg. Replacement Summer Demand (kW) | 0 | 0 | 0 | 0 | 0 | 0 | 0 | 0 | 0 | 0 | 0 | 0 | 0 | 0 | 0 | 0 | 0 | 0 | 0 | 0 | 0 | 0 | 0 | 0 | 0 | 0 | 0 | 0 | 0 | 0 | 0 | 0 | 0
F8_Commercial_Office_New_Food Preparation_Natural Gas_Steamer_Baseline Forecast | F8 | Commercial | Office | New | Food Preparation | Natural Gas | Steamer | Baseline Forecast | Avg. Replacement Winter Demand (kW) | 0 | 0 | 0 | 0 | 0 | 0 | 0 | 0 | 0 | 0 | 0 | 0 | 0 | 0 | 0 | 0 | 0 | 0 | 0 | 0 | 0 | 0 | 0 | 0 | 0 | 0 | 0 | 0 | 0 | 0 | 0 | 0 | 0
F1_Commercial_Office_New_Food Preparation_Natural Gas_Food Prep Other_Baseline Forecast | F1 | Commercial | Office | New | Food Preparation | Natural Gas | Food Prep Other | Baseline Forecast | Units | 0 | 0 | 0 | 0 | 0 | 0 | 0 | 0 | 0 | 0 | 0 | 0 | 0 | 0 | 0 | 0 | 0 | 0 | 0 | 0 | 0 | 0 | 0 | 0 | 0 | 0 | 0 | 0 | 0 | 0 | 0 | 0 | 0
F2_Commercial_Office_New_Food Preparation_Natural Gas_Food Prep Other_Baseline Forecast | F2 | Commercial | Office | New | Food Preparation | Natural Gas | Food Prep Other | Baseline Forecast | Usage (MMtherm) | 0 | 0 | 0 | 0 | 0 | 0 | 0 | 0 | 0 | 0 | 0 | 0 | 0 | 0 | 0 | 0 | 0 | 0 | 0 | 0 | 0 | 0 | 0 | 0 | 0 | 0 | 0 | 0 | 0 | 0 | 0 | 0 | 0
F3_Commercial_Office_New_Food Preparation_Natural Gas_Food Prep Other_Baseline Forecast | F3 | Commercial | Office | New | Food Preparation | Natural Gas | Food Prep Other | Baseline Forecast | Summer Peak Demand (MW) | 0 | 0 | 0 | 0 | 0 | 0 | 0 | 0 | 0 | 0 | 0 | 0 | 0 | 0 | 0 | 0 | 0 | 0 | 0 | 0 | 0 | 0 | 0 | 0 | 0 | 0 | 0 | 0 | 0 | 0 | 0 | 0 | 0
F4_Commercial_Office_New_Food Preparation_Natural Gas_Food Prep Other_Baseline Forecast | F4 | Commercial | Office | New | Food Preparation | Natural Gas | Food Prep Other | Baseline Forecast | Winter Peak Demand (MW) | 0 | 0 | 0 | 0 | 0 | 0 | 0 | 0 | 0 | 0 | 0 | 0 | 0 | 0 | 0 | 0 | 0 | 0 | 0 | 0 | 0 | 0 | 0 | 0 | 0 | 0 | 0 | 0 | 0 | 0 | 0 | 0 | 0
F5_Commercial_Office_New_Food Preparation_Natural Gas_Food Prep Other_Baseline Forecast | F5 | Commercial | Office | New | Food Preparation | Natural Gas | Food Prep Other | Baseline Forecast | Turnover | 0 | 0 | 0 | 0 | 0 | 0 | 0 | 0 | 0 | 0 | 0 | 0 | 0 | 0 | 0 | 0 | 0 | 0 | 0 | 0 | 0 | 0 | 0 | 0 | 0 | 0 | 0 | 0 | 0 | 0 | 0 | 0 | 0
F6_Commercial_Office_New_Food Preparation_Natural Gas_Food Prep Other_Baseline Forecast | F6 | Commercial | Office | New | Food Preparation | Natural Gas | Food Prep Other | Baseline Forecast | Avg. Replacement Usage (kWh) | 0.056842 | 0.054902 | 0.06116 | 0.060034 | 0.060034 | 0.060034 | 0.060034 | 0.060034 | 0.060034 | 0.060034 | 0.060034 | 0.060034 | 0.060034 | 0.060034 | 0.060034 | 0.060034 | 0.060034 | 0.060034 | 0.060034 | 0.060034 | 0.060034 | 0.060034 | 0.060034 | 0.060034 | 0.060034 | 0.060034 | 0.060034 | 0.060034 | 0.060034 | 0.060034 | 0.060034 | 0.060034 | 0.060034
F7_Commercial_Office_New_Food Preparation_Natural Gas_Food Prep Other_Baseline Forecast | F7 | Commercial | Office | New | Food Preparation | Natural Gas | Food Prep Other | Baseline Forecast | Avg. Replacement Summer Demand (kW) | 0 | 0 | 0 | 0 | 0 | 0 | 0 | 0 | 0 | 0 | 0 | 0 | 0 | 0 | 0 | 0 | 0 | 0 | 0 | 0 | 0 | 0 | 0 | 0 | 0 | 0 | 0 | 0 | 0 | 0 | 0 | 0 | 0
F8_Commercial_Office_New_Food Preparation_Natural Gas_Food Prep Other_Baseline Forecast | F8 | Commercial | Office | New | Food Preparation | Natural Gas | Food Prep Other | Baseline Forecast | Avg. Replacement Winter Demand (kW) | 0 | 0 | 0 | 0 | 0 | 0 | 0 | 0 | 0 | 0 | 0 | 0 | 0 | 0 | 0 | 0 | 0 | 0 | 0 | 0 | 0 | 0 | 0 | 0 | 0 | 0 | 0 | 0 | 0 | 0 | 0 | 0 | 0
F1_Commercial_Office_New_Miscellaneous_Natural Gas_Pool Heater_Baseline Forecast | F1 | Commercial | Office | New | Miscellaneous | Natural Gas | Pool Heater | Baseline Forecast | Units | 0 | 0 | 0 | 0 | 0 | 0 | 0 | 0 | 0 | 0 | 0 | 0 | 0 | 0 | 0 | 0 | 0 | 0 | 0 | 0 | 0 | 0 | 0 | 0 | 0 | 0 | 0 | 0 | 0 | 0 | 0 | 0 | 0
F2_Commercial_Office_New_Miscellaneous_Natural Gas_Pool Heater_Baseline Forecast | F2 | Commercial | Office | New | Miscellaneous | Natural Gas | Pool Heater | Baseline Forecast | Usage (MMtherm) | 0 | 0 | 0 | 0 | 0 | 0 | 0 | 0 | 0 | 0 | 0 | 0 | 0 | 0 | 0 | 0 | 0 | 0 | 0 | 0 | 0 | 0 | 0 | 0 | 0 | 0 | 0 | 0 | 0 | 0 | 0 | 0 | 0
F3_Commercial_Office_New_Miscellaneous_Natural Gas_Pool Heater_Baseline Forecast | F3 | Commercial | Office | New | Miscellaneous | Natural Gas | Pool Heater | Baseline Forecast | Summer Peak Demand (MW) | 0 | 0 | 0 | 0 | 0 | 0 | 0 | 0 | 0 | 0 | 0 | 0 | 0 | 0 | 0 | 0 | 0 | 0 | 0 | 0 | 0 | 0 | 0 | 0 | 0 | 0 | 0 | 0 | 0 | 0 | 0 | 0 | 0
F4_Commercial_Office_New_Miscellaneous_Natural Gas_Pool Heater_Baseline Forecast | F4 | Commercial | Office | New | Miscellaneous | Natural Gas | Pool Heater | Baseline Forecast | Winter Peak Demand (MW) | 0 | 0 | 0 | 0 | 0 | 0 | 0 | 0 | 0 | 0 | 0 | 0 | 0 | 0 | 0 | 0 | 0 | 0 | 0 | 0 | 0 | 0 | 0 | 0 | 0 | 0 | 0 | 0 | 0 | 0 | 0 | 0 | 0
F5_Commercial_Office_New_Miscellaneous_Natural Gas_Pool Heater_Baseline Forecast | F5 | Commercial | Office | New | Miscellaneous | Natural Gas | Pool Heater | Baseline Forecast | Turnover | 0 | 0 | 0 | 0 | 0 | 0 | 0 | 0 | 0 | 0 | 0 | 0 | 0 | 0 | 0 | 0 | 0 | 0 | 0 | 0 | 0 | 0 | 0 | 0 | 0 | 0 | 0 | 0 | 0 | 0 | 0 | 0 | 0
F6_Commercial_Office_New_Miscellaneous_Natural Gas_Pool Heater_Baseline Forecast | F6 | Commercial | Office | New | Miscellaneous | Natural Gas | Pool Heater | Baseline Forecast | Avg. Replacement Usage (kWh) | 0.01 | 0.0096587 | 0.01076 | 0.010562 | 0.010562 | 0.010562 | 0.010562 | 0.010562 | 0.010562 | 0.010562 | 0.010562 | 0.010562 | 0.010562 | 0.010562 | 0.010562 | 0.010562 | 0.010562 | 0.010562 | 0.010562 | 0.010562 | 0.010562 | 0.010562 | 0.010562 | 0.010562 | 0.010562 | 0.010562 | 0.010562 | 0.010562 | 0.010562 | 0.010562 | 0.010562 | 0.010562 | 0.010562
F7_Commercial_Office_New_Miscellaneous_Natural Gas_Pool Heater_Baseline Forecast | F7 | Commercial | Office | New | Miscellaneous | Natural Gas | Pool Heater | Baseline Forecast | Avg. Replacement Summer Demand (kW) | 0 | 0 | 0 | 0 | 0 | 0 | 0 | 0 | 0 | 0 | 0 | 0 | 0 | 0 | 0 | 0 | 0 | 0 | 0 | 0 | 0 | 0 | 0 | 0 | 0 | 0 | 0 | 0 | 0 | 0 | 0 | 0 | 0
F8_Commercial_Office_New_Miscellaneous_Natural Gas_Pool Heater_Baseline Forecast | F8 | Commercial | Office | New | Miscellaneous | Natural Gas | Pool Heater | Baseline Forecast | Avg. Replacement Winter Demand (kW) | 0 | 0 | 0 | 0 | 0 | 0 | 0 | 0 | 0 | 0 | 0 | 0 | 0 | 0 | 0 | 0 | 0 | 0 | 0 | 0 | 0 | 0 | 0 | 0 | 0 | 0 | 0 | 0 | 0 | 0 | 0 | 0 | 0
F1_Commercial_Office_New_Miscellaneous_Natural Gas_Miscellaneous_Baseline Forecast | F1 | Commercial | Office | New | Miscellaneous | Natural Gas | Miscellaneous | Baseline Forecast | Units | 0 | 75957.6497 | 442329.6027 | 676466.9408 | 956412.9292 | 1244922.8763 | 1534882.6326 | 1785841.8693 | 2033284.0407 | 2286517.9735 | 2543873.9625 | 2799274.8616 | 3050681.0395 | 3298660.3991 | 3546998.2179 | 3794584.9752 | 4043606.5523 | 4286818.5471 | 4520370.0551 | 4746385.9569 | 4972512.9019 | 5203218.6248 | 5436931.0482 | 5673116.3066 | 5911838.9665 | 6151234.225 | 6391565.3571 | 6632058.3649 | 6873612.299 | 7115692.7761 | 7359574.3645 | 7603633.2352 | 7707311.6704
F2_Commercial_Office_New_Miscellaneous_Natural Gas_Miscellaneous_Baseline Forecast | F2 | Commercial | Office | New | Miscellaneous | Natural Gas | Miscellaneous | Baseline Forecast | Usage (MMtherm) | 0 | 4.4894e-05 | 0.00029123 | 0.0004372 | 0.00061812 | 0.00080459 | 0.00099198 | 0.0011542 | 0.0013141 | 0.0014778 | 0.0016441 | 0.0018092 | 0.0019716 | 0.0021319 | 0.0022924 | 0.0024524 | 0.0026134 | 0.0027705 | 0.0029215 | 0.0030676 | 0.0032137 | 0.0033628 | 0.0035139 | 0.0036665 | 0.0038208 | 0.0039755 | 0.0041308 | 0.0042863 | 0.0044424 | 0.0045988 | 0.0047564 | 0.0049142 | 0.0049812
F3_Commercial_Office_New_Miscellaneous_Natural Gas_Miscellaneous_Baseline Forecast | F3 | Commercial | Office | New | Miscellaneous | Natural Gas | Miscellaneous | Baseline Forecast | Summer Peak Demand (MW) | 0 | 0 | 0 | 0 | 0 | 0 | 0 | 0 | 0 | 0 | 0 | 0 | 0 | 0 | 0 | 0 | 0 | 0 | 0 | 0 | 0 | 0 | 0 | 0 | 0 | 0 | 0 | 0 | 0 | 0 | 0 | 0 | 0
F4_Commercial_Office_New_Miscellaneous_Natural Gas_Miscellaneous_Baseline Forecast | F4 | Commercial | Office | New | Miscellaneous | Natural Gas | Miscellaneous | Baseline Forecast | Winter Peak Demand (MW) | 0 | 0 | 0 | 0 | 0 | 0 | 0 | 0 | 0 | 0 | 0 | 0 | 0 | 0 | 0 | 0 | 0 | 0 | 0 | 0 | 0 | 0 | 0 | 0 | 0 | 0 | 0 | 0 | 0 | 0 | 0 | 0 | 0
F5_Commercial_Office_New_Miscellaneous_Natural Gas_Miscellaneous_Baseline Forecast | F5 | Commercial | Office | New | Miscellaneous | Natural Gas | Miscellaneous | Baseline Forecast | Turnover | 0 | 75957.6497 | 366371.953 | 234137.3381 | 290797.0813 | 350149.7342 | 376242.0507 | 366457.9292 | 396462.4413 | 434714.4572 | 465261.8568 | 512374.2248 | 618385.3781 | 590471.4385 | 631606.9971 | 681736.784 | 713105.4171 | 728377.0406 | 755540.2599 | 786452.0328 | 819454.8379 | 860933.3364 | 917144.9188 | 930916.5911 | 969182.2752 | 1011129.8747 | 1043945.5061 | 1072209.4358 | 1106815.0527 | 1141874.3029 | 1177921.8189 | 1214866.2759 | 1115301.6151
F6_Commercial_Office_New_Miscellaneous_Natural Gas_Miscellaneous_Baseline Forecast | F6 | Commercial | Office | New | Miscellaneous | Natural Gas | Miscellaneous | Baseline Forecast | Avg. Replacement Usage (kWh) | 0.00061193 | 0.00059104 | 0.00065841 | 0.00064629 | 0.00064629 | 0.00064629 | 0.00064629 | 0.00064629 | 0.00064629 | 0.00064629 | 0.00064629 | 0.00064629 | 0.00064629 | 0.00064629 | 0.00064629 | 0.00064629 | 0.00064629 | 0.00064629 | 0.00064629 | 0.00064629 | 0.00064629 | 0.00064629 | 0.00064629 | 0.00064629 | 0.00064629 | 0.00064629 | 0.00064629 | 0.00064629 | 0.00064629 | 0.00064629 | 0.00064629 | 0.00064629 | 0.00064629
F7_Commercial_Office_New_Miscellaneous_Natural Gas_Miscellaneous_Baseline Forecast | F7 | Commercial | Office | New | Miscellaneous | Natural Gas | Miscellaneous | Baseline Forecast | Avg. Replacement Summer Demand (kW) | 0 | 0 | 0 | 0 | 0 | 0 | 0 | 0 | 0 | 0 | 0 | 0 | 0 | 0 | 0 | 0 | 0 | 0 | 0 | 0 | 0 | 0 | 0 | 0 | 0 | 0 | 0 | 0 | 0 | 0 | 0 | 0 | 0
F8_Commercial_Office_New_Miscellaneous_Natural Gas_Miscellaneous_Baseline Forecast | F8 | Commercial | Office | New | Miscellaneous | Natural Gas | Miscellaneous | Baseline Forecast | Avg. Replacement Winter Demand (kW) | 0 | 0 | 0 | 0 | 0 | 0 | 0 | 0 | 0 | 0 | 0 | 0 | 0 | 0 | 0 | 0 | 0 | 0 | 0 | 0 | 0 | 0 | 0 | 0 | 0 | 0 | 0 | 0 | 0 | 0 | 0 | 0 | 0
F1_Commercial_Restaurant_Existing_Space Heating_Natural Gas_Furnace_Baseline Forecast | F1 | Commercial | Restaurant | Existing | Space Heating | Natural Gas | Furnace | Baseline Forecast | Units | 648162.9684 | 644865.2615 | 641567.5546 | 637585.1344 | 652482.748 | 650729.2523 | 649181.2606 | 647787.0019 | 646440.0187 | 645101.3758 | 643756.0326 | 642412.4909 | 641080.3998 | 639763.0768 | 638452.2044 | 637146.5298 | 635839.6685 | 634547.5477 | 633288.3168 | 632065.417 | 630860.392 | 629652.2099 | 628434.5236 | 627205.5457 | 625964.2251 | 624714.952 | 623459.2447 | 622199.8825 | 620935.8942 | 619668.1975 | 618393.904 | 617115.8338 | 625530.4432
F2_Commercial_Restaurant_Existing_Space Heating_Natural Gas_Furnace_Baseline Forecast | F2 | Commercial | Restaurant | Existing | Space Heating | Natural Gas | Furnace | Baseline Forecast | Usage (MMtherm) | 0.4365 | 0.41909 | 0.46159 | 0.44745 | 0.45479 | 0.44953 | 0.44437 | 0.43776 | 0.43114 | 0.42449 | 0.41781 | 0.41112 | 0.40444 | 0.39779 | 0.39115 | 0.38454 | 0.37796 | 0.37142 | 0.36495 | 0.3587 | 0.35263 | 0.34673 | 0.34078 | 0.33505 | 0.32949 | 0.32421 | 0.31917 | 0.31436 | 0.30977 | 0.30537 | 0.30114 | 0.29708 | 0.29891
F3_Commercial_Restaurant_Existing_Space Heating_Natural Gas_Furnace_Baseline Forecast | F3 | Commercial | Restaurant | Existing | Space Heating | Natural Gas | Furnace | Baseline Forecast | Summer Peak Demand (MW) | 0 | 0 | 0 | 0 | 0 | 0 | 0 | 0 | 0 | 0 | 0 | 0 | 0 | 0 | 0 | 0 | 0 | 0 | 0 | 0 | 0 | 0 | 0 | 0 | 0 | 0 | 0 | 0 | 0 | 0 | 0 | 0 | 0
F4_Commercial_Restaurant_Existing_Space Heating_Natural Gas_Furnace_Baseline Forecast | F4 | Commercial | Restaurant | Existing | Space Heating | Natural Gas | Furnace | Baseline Forecast | Winter Peak Demand (MW) | 0 | 0 | 0 | 0 | 0 | 0 | 0 | 0 | 0 | 0 | 0 | 0 | 0 | 0 | 0 | 0 | 0 | 0 | 0 | 0 | 0 | 0 | 0 | 0 | 0 | 0 | 0 | 0 | 0 | 0 | 0 | 0 | 0
F5_Commercial_Restaurant_Existing_Space Heating_Natural Gas_Furnace_Baseline Forecast | F5 | Commercial | Restaurant | Existing | Space Heating | Natural Gas | Furnace | Baseline Forecast | Turnover | 0 | 12940.44 | 14029.6481 | 15002.4485 | 30878.4193 | 16838.5306 | 17627.8859 | 18353.9927 | 19019.5617 | 19628.4311 | 20184.6378 | 20692.5687 | 21156.3532 | 21579.6347 | 21965.3857 | 22316.5467 | 22635.6367 | 22925.7506 | 23189.8979 | 22318.1079 | 21599.0176 | 21013.0262 | 21646.8475 | 21191.0766 | 20829.7762 | 20550.6726 | 20342.7537 | 20196.2736 | 20102.4666 | 20053.6205 | 20042.789 | 20064.0087 | 32514.3149
F6_Commercial_Restaurant_Existing_Space Heating_Natural Gas_Furnace_Baseline Forecast | F6 | Commercial | Restaurant | Existing | Space Heating | Natural Gas | Furnace | Baseline Forecast | Avg. Replacement Usage (kWh) | 0.65699 | 0.63456 | 0.70315 | 0.68654 | 0.68286 | 0.61051 | 0.60721 | 0.51934 | 0.51649 | 0.51364 | 0.51078 | 0.50793 | 0.50508 | 0.50223 | 0.49938 | 0.49653 | 0.49368 | 0.49084 | 0.48798 | 0.48513 | 0.48228 | 0.47943 | 0.47658 | 0.47373 | 0.47088 | 0.46804 | 0.46519 | 0.46235 | 0.45951 | 0.45667 | 0.45382 | 0.45098 | 0.45098
F7_Commercial_Restaurant_Existing_Space Heating_Natural Gas_Furnace_Baseline Forecast | F7 | Commercial | Restaurant | Existing | Space Heating | Natural Gas | Furnace | Baseline Forecast | Avg. Replacement Summer Demand (kW) | 0 | 0 | 0 | 0 | 0 | 0 | 0 | 0 | 0 | 0 | 0 | 0 | 0 | 0 | 0 | 0 | 0 | 0 | 0 | 0 | 0 | 0 | 0 | 0 | 0 | 0 | 0 | 0 | 0 | 0 | 0 | 0 | 0
F8_Commercial_Restaurant_Existing_Space Heating_Natural Gas_Furnace_Baseline Forecast | F8 | Commercial | Restaurant | Existing | Space Heating | Natural Gas | Furnace | Baseline Forecast | Avg. Replacement Winter Demand (kW) | 0 | 0 | 0 | 0 | 0 | 0 | 0 | 0 | 0 | 0 | 0 | 0 | 0 | 0 | 0 | 0 | 0 | 0 | 0 | 0 | 0 | 0 | 0 | 0 | 0 | 0 | 0 | 0 | 0 | 0 | 0 | 0 | 0
F1_Commercial_Restaurant_Existing_Space Heating_Natural Gas_Boiler_Baseline Forecast | F1 | Commercial | Restaurant | Existing | Space Heating | Natural Gas | Boiler | Baseline Forecast | Units | 3370.2245 | 3353.0776 | 3335.9306 | 3315.2234 | 3392.6859 | 3383.5683 | 3375.5193 | 3368.2696 | 3361.2658 | 3354.3053 | 3347.3099 | 3340.324 | 3333.3976 | 3326.548 | 3319.7319 | 3312.9428 | 3306.1476 | 3299.429 | 3292.8814 | 3286.5228 | 3280.2571 | 3273.9749 | 3267.6434 | 3261.2531 | 3254.7987 | 3248.3029 | 3241.7736 | 3235.2254 | 3228.6531 | 3222.0615 | 3215.4356 | 3208.7901 | 3252.5432
F2_Commercial_Restaurant_Existing_Space Heating_Natural Gas_Boiler_Baseline Forecast | F2 | Commercial | Restaurant | Existing | Space Heating | Natural Gas | Boiler | Baseline Forecast | Usage (MMtherm) | 0.0096186 | 0.0092919 | 0.010301 | 0.010053 | 0.010326 | 0.010271 | 0.010219 | 0.010168 | 0.010116 | 0.010063 | 0.010008 | 0.0099501 | 0.0098905 | 0.0098286 | 0.0097641 | 0.0096971 | 0.0096272 | 0.0095547 | 0.0094796 | 0.0094021 | 0.0093219 | 0.0092409 | 0.0091589 | 0.0090759 | 0.0089898 | 0.0089053 | 0.0088218 | 0.0087397 | 0.0086587 | 0.0085789 | 0.0084998 | 0.0084218 | 0.0085285
F3_Commercial_Restaurant_Existing_Space Heating_Natural Gas_Boiler_Baseline Forecast | F3 | Commercial | Restaurant | Existing | Space Heating | Natural Gas | Boiler | Baseline Forecast | Summer Peak Demand (MW) | 0 | 0 | 0 | 0 | 0 | 0 | 0 | 0 | 0 | 0 | 0 | 0 | 0 | 0 | 0 | 0 | 0 | 0 | 0 | 0 | 0 | 0 | 0 | 0 | 0 | 0 | 0 | 0 | 0 | 0 | 0 | 0 | 0
F4_Commercial_Restaurant_Existing_Space Heating_Natural Gas_Boiler_Baseline Forecast | F4 | Commercial | Restaurant | Existing | Space Heating | Natural Gas | Boiler | Baseline Forecast | Winter Peak Demand (MW) | 0 | 0 | 0 | 0 | 0 | 0 | 0 | 0 | 0 | 0 | 0 | 0 | 0 | 0 | 0 | 0 | 0 | 0 | 0 | 0 | 0 | 0 | 0 | 0 | 0 | 0 | 0 | 0 | 0 | 0 | 0 | 0 | 0
F5_Commercial_Restaurant_Existing_Space Heating_Natural Gas_Boiler_Baseline Forecast | F5 | Commercial | Restaurant | Existing | Space Heating | Natural Gas | Boiler | Baseline Forecast | Turnover | 0 | 61.903 | 67.1134 | 71.767 | 153.9096 | 80.5502 | 84.3262 | 87.7997 | 90.9836 | 93.8962 | 96.5569 | 98.9867 | 101.2053 | 103.2301 | 105.0755 | 106.7553 | 108.2817 | 109.6695 | 110.9331 | 112.0836 | 113.1272 | 108.7684 | 105.1488 | 102.1773 | 105.4889 | 103.1285 | 101.2338 | 99.7449 | 98.6078 | 97.7747 | 97.2028 | 96.8548 | 140.6515
F6_Commercial_Restaurant_Existing_Space Heating_Natural Gas_Boiler_Baseline Forecast | F6 | Commercial | Restaurant | Existing | Space Heating | Natural Gas | Boiler | Baseline Forecast | Avg. Replacement Usage (kWh) | 3.3104 | 3.1974 | 3.543 | 3.4593 | 3.4408 | 3.0212 | 3.0048 | 2.9885 | 2.9722 | 2.9559 | 2.9395 | 2.9232 | 2.9068 | 2.8905 | 2.8742 | 2.8578 | 2.8415 | 2.8252 | 2.8088 | 2.7925 | 2.7762 | 2.7599 | 2.7435 | 2.7272 | 2.7109 | 2.6946 | 2.6782 | 2.6619 | 2.6456 | 2.6293 | 2.6129 | 2.5966 | 2.5966
F7_Commercial_Restaurant_Existing_Space Heating_Natural Gas_Boiler_Baseline Forecast | F7 | Commercial | Restaurant | Existing | Space Heating | Natural Gas | Boiler | Baseline Forecast | Avg. Replacement Summer Demand (kW) | 0 | 0 | 0 | 0 | 0 | 0 | 0 | 0 | 0 | 0 | 0 | 0 | 0 | 0 | 0 | 0 | 0 | 0 | 0 | 0 | 0 | 0 | 0 | 0 | 0 | 0 | 0 | 0 | 0 | 0 | 0 | 0 | 0
F8_Commercial_Restaurant_Existing_Space Heating_Natural Gas_Boiler_Baseline Forecast | F8 | Commercial | Restaurant | Existing | Space Heating | Natural Gas | Boiler | Baseline Forecast | Avg. Replacement Winter Demand (kW) | 0 | 0 | 0 | 0 | 0 | 0 | 0 | 0 | 0 | 0 | 0 | 0 | 0 | 0 | 0 | 0 | 0 | 0 | 0 | 0 | 0 | 0 | 0 | 0 | 0 | 0 | 0 | 0 | 0 | 0 | 0 | 0 | 0
F1_Commercial_Restaurant_Existing_Space Heating_Natural Gas_Unit Heater_Baseline Forecast | F1 | Commercial | Restaurant | Existing | Space Heating | Natural Gas | Unit Heater | Baseline Forecast | Units | 8090.4189 | 8049.2567 | 8008.0945 | 7958.3856 | 8144.3388 | 8122.4515 | 8103.1293 | 8085.7261 | 8068.913 | 8052.2039 | 8035.4112 | 8018.6411 | 8002.0138 | 7985.5709 | 7969.2085 | 7952.9109 | 7936.5986 | 7920.4702 | 7904.7524 | 7889.4881 | 7874.4469 | 7859.3663 | 7844.167 | 7828.8268 | 7813.3326 | 7797.739 | 7782.0652 | 7766.3458 | 7750.5686 | 7734.7451 | 7718.8392 | 7702.8863 | 7807.9181
F2_Commercial_Restaurant_Existing_Space Heating_Natural Gas_Unit Heater_Baseline Forecast | F2 | Commercial | Restaurant | Existing | Space Heating | Natural Gas | Unit Heater | Baseline Forecast | Usage (MMtherm) | 0.0027242 | 0.0026178 | 0.0028859 | 0.0028003 | 0.0028504 | 0.0028115 | 0.0027728 | 0.0027343 | 0.0026955 | 0.0026565 | 0.0026173 | 0.0025798 | 0.0025436 | 0.0025082 | 0.0024726 | 0.0024397 | 0.002409 | 0.0023803 | 0.0023507 | 0.0023225 | 0.0022957 | 0.0022682 | 0.0022477 | 0.0022277 | 0.002208 | 0.0021887 | 0.0021696 | 0.0021508 | 0.0021322 | 0.0021139 | 0.0020957 | 0.0020776 | 0.0021054
F3_Commercial_Restaurant_Existing_Space Heating_Natural Gas_Unit Heater_Baseline Forecast | F3 | Commercial | Restaurant | Existing | Space Heating | Natural Gas | Unit Heater | Baseline Forecast | Summer Peak Demand (MW) | 0 | 0 | 0 | 0 | 0 | 0 | 0 | 0 | 0 | 0 | 0 | 0 | 0 | 0 | 0 | 0 | 0 | 0 | 0 | 0 | 0 | 0 | 0 | 0 | 0 | 0 | 0 | 0 | 0 | 0 | 0 | 0 | 0
F4_Commercial_Restaurant_Existing_Space Heating_Natural Gas_Unit Heater_Baseline Forecast | F4 | Commercial | Restaurant | Existing | Space Heating | Natural Gas | Unit Heater | Baseline Forecast | Winter Peak Demand (MW) | 0 | 0 | 0 | 0 | 0 | 0 | 0 | 0 | 0 | 0 | 0 | 0 | 0 | 0 | 0 | 0 | 0 | 0 | 0 | 0 | 0 | 0 | 0 | 0 | 0 | 0 | 0 | 0 | 0 | 0 | 0 | 0 | 0
F5_Commercial_Restaurant_Existing_Space Heating_Natural Gas_Unit Heater_Baseline Forecast | F5 | Commercial | Restaurant | Existing | Space Heating | Natural Gas | Unit Heater | Baseline Forecast | Turnover | 0 | 287.4735 | 340.4802 | 384.7713 | 610.4998 | 457.4073 | 485.394 | 509.2193 | 529.4314 | 546.5295 | 560.9524 | 519.7902 | 492.104 | 474.8325 | 491.5042 | 484.4077 | 482.2719 | 483.7947 | 568.3283 | 577.9759 | 586.0665 | 637.6278 | 571.7803 | 563.8251 | 558.165 | 551.3124 | 544.2813 | 537.7356 | 528.3238 | 525.3793 | 526.8891 | 544.931 | 650.6083
F6_Commercial_Restaurant_Existing_Space Heating_Natural Gas_Unit Heater_Baseline Forecast | F6 | Commercial | Restaurant | Existing | Space Heating | Natural Gas | Unit Heater | Baseline Forecast | Avg. Replacement Usage (kWh) | 0.33672 | 0.32523 | 0.36038 | 0.35186 | 0.34998 | 0.31325 | 0.31156 | 0.30986 | 0.30817 | 0.30648 | 0.30478 | 0.30309 | 0.30139 | 0.2997 | 0.29801 | 0.29631 | 0.29462 | 0.29293 | 0.29123 | 0.28954 | 0.28785 | 0.28616 | 0.28446 | 0.28277 | 0.28108 | 0.27939 | 0.27769 | 0.276 | 0.27431 | 0.27262 | 0.27092 | 0.26923 | 0.26923
F7_Commercial_Restaurant_Existing_Space Heating_Natural Gas_Unit Heater_Baseline Forecast | F7 | Commercial | Restaurant | Existing | Space Heating | Natural Gas | Unit Heater | Baseline Forecast | Avg. Replacement Summer Demand (kW) | 0 | 0 | 0 | 0 | 0 | 0 | 0 | 0 | 0 | 0 | 0 | 0 | 0 | 0 | 0 | 0 | 0 | 0 | 0 | 0 | 0 | 0 | 0 | 0 | 0 | 0 | 0 | 0 | 0 | 0 | 0 | 0 | 0
F8_Commercial_Restaurant_Existing_Space Heating_Natural Gas_Unit Heater_Baseline Forecast | F8 | Commercial | Restaurant | Existing | Space Heating | Natural Gas | Unit Heater | Baseline Forecast | Avg. Replacement Winter Demand (kW) | 0 | 0 | 0 | 0 | 0 | 0 | 0 | 0 | 0 | 0 | 0 | 0 | 0 | 0 | 0 | 0 | 0 | 0 | 0 | 0 | 0 | 0 | 0 | 0 | 0 | 0 | 0 | 0 | 0 | 0 | 0 | 0 | 0
F1_Commercial_Restaurant_Existing_Water Heating_Natural Gas_Water Heater_Baseline Forecast | F1 | Commercial | Restaurant | Existing | Water Heating | Natural Gas | Water Heater | Baseline Forecast | Units | 572053.928 | 569143.4468 | 566232.9655 | 562718.1718 | 575866.4675 | 574318.872 | 572952.6496 | 571722.1086 | 570533.2917 | 569351.8359 | 568164.4665 | 566978.6871 | 565803.0138 | 564640.3744 | 563483.4281 | 562331.0693 | 561177.6632 | 560037.2667 | 558925.8981 | 557846.5945 | 556783.0668 | 555716.7527 | 554642.0503 | 553557.3823 | 552461.8209 | 551359.2408 | 550250.9821 | 549139.4975 | 548023.9302 | 546905.0898 | 545780.4274 | 544652.4315 | 552078.9749
F2_Commercial_Restaurant_Existing_Water Heating_Natural Gas_Water Heater_Baseline Forecast | F2 | Commercial | Restaurant | Existing | Water Heating | Natural Gas | Water Heater | Baseline Forecast | Usage (MMtherm) | 0.81547 | 0.77339 | 0.84338 | 0.80807 | 0.80947 | 0.79275 | 0.77732 | 0.76353 | 0.75163 | 0.74184 | 0.73372 | 0.72694 | 0.72124 | 0.71642 | 0.71228 | 0.70869 | 0.70553 | 0.70274 | 0.70026 | 0.69804 | 0.69602 | 0.69413 | 0.69235 | 0.69065 | 0.689 | 0.6874 | 0.68584 | 0.68431 | 0.6828 | 0.68132 | 0.67984 | 0.67838 | 0.68758
F3_Commercial_Restaurant_Existing_Water Heating_Natural Gas_Water Heater_Baseline Forecast | F3 | Commercial | Restaurant | Existing | Water Heating | Natural Gas | Water Heater | Baseline Forecast | Summer Peak Demand (MW) | 0 | 0 | 0 | 0 | 0 | 0 | 0 | 0 | 0 | 0 | 0 | 0 | 0 | 0 | 0 | 0 | 0 | 0 | 0 | 0 | 0 | 0 | 0 | 0 | 0 | 0 | 0 | 0 | 0 | 0 | 0 | 0 | 0
F4_Commercial_Restaurant_Existing_Water Heating_Natural Gas_Water Heater_Baseline Forecast | F4 | Commercial | Restaurant | Existing | Water Heating | Natural Gas | Water Heater | Baseline Forecast | Winter Peak Demand (MW) | 0 | 0 | 0 | 0 | 0 | 0 | 0 | 0 | 0 | 0 | 0 | 0 | 0 | 0 | 0 | 0 | 0 | 0 | 0 | 0 | 0 | 0 | 0 | 0 | 0 | 0 | 0 | 0 | 0 | 0 | 0 | 0 | 0
F5_Commercial_Restaurant_Existing_Water Heating_Natural Gas_Water Heater_Baseline Forecast | F5 | Commercial | Restaurant | Existing | Water Heating | Natural Gas | Water Heater | Baseline Forecast | Turnover | 0 | 22765.7379 | 29444.1142 | 34663.4394 | 52133.4107 | 42328.3947 | 44979.5788 | 47079.749 | 48735.6179 | 50034.8029 | 44385.9014 | 41196.5597 | 39700.4453 | 41918.5152 | 41772.0598 | 47940.2925 | 49240.8641 | 50257.6472 | 54394.9704 | 49686.9848 | 48465.9848 | 47056.8277 | 46254.8424 | 45495.6009 | 44330.9282 | 44280.412 | 44869.3713 | 47097.7896 | 47348.6654 | 48917.2155 | 48653.038 | 48211.0692 | 56030.4978
F6_Commercial_Restaurant_Existing_Water Heating_Natural Gas_Water Heater_Baseline Forecast | F6 | Commercial | Restaurant | Existing | Water Heating | Natural Gas | Water Heater | Baseline Forecast | Avg. Replacement Usage (kWh) | 1.1789 | 1.1387 | 1.2684 | 1.2451 | 1.2451 | 1.2451 | 1.2451 | 1.2451 | 1.2451 | 1.2451 | 1.2451 | 1.2451 | 1.2451 | 1.2451 | 1.2451 | 1.2451 | 1.2451 | 1.2451 | 1.2451 | 1.2451 | 1.2451 | 1.2451 | 1.2451 | 1.2451 | 1.2451 | 1.2451 | 1.2451 | 1.2451 | 1.2451 | 1.2451 | 1.2451 | 1.2451 | 1.2451
F7_Commercial_Restaurant_Existing_Water Heating_Natural Gas_Water Heater_Baseline Forecast | F7 | Commercial | Restaurant | Existing | Water Heating | Natural Gas | Water Heater | Baseline Forecast | Avg. Replacement Summer Demand (kW) | 0 | 0 | 0 | 0 | 0 | 0 | 0 | 0 | 0 | 0 | 0 | 0 | 0 | 0 | 0 | 0 | 0 | 0 | 0 | 0 | 0 | 0 | 0 | 0 | 0 | 0 | 0 | 0 | 0 | 0 | 0 | 0 | 0
F8_Commercial_Restaurant_Existing_Water Heating_Natural Gas_Water Heater_Baseline Forecast | F8 | Commercial | Restaurant | Existing | Water Heating | Natural Gas | Water Heater | Baseline Forecast | Avg. Replacement Winter Demand (kW) | 0 | 0 | 0 | 0 | 0 | 0 | 0 | 0 | 0 | 0 | 0 | 0 | 0 | 0 | 0 | 0 | 0 | 0 | 0 | 0 | 0 | 0 | 0 | 0 | 0 | 0 | 0 | 0 | 0 | 0 | 0 | 0 | 0
F1_Commercial_Restaurant_Existing_Food Preparation_Natural Gas_Oven_Baseline Forecast | F1 | Commercial | Restaurant | Existing | Food Preparation | Natural Gas | Oven | Baseline Forecast | Units | 58885.8658 | 58586.2678 | 58286.6698 | 57924.8654 | 59278.3195 | 59119.0137 | 58978.3781 | 58851.7091 | 58729.3351 | 58607.7189 | 58485.4939 | 58363.4326 | 58242.4116 | 58122.7323 | 58003.639 | 57885.018 | 57766.2891 | 57648.8994 | 57534.4978 | 57423.3968 | 57313.9198 | 57204.156 | 57093.5287 | 56981.8756 | 56869.1011 | 56755.6041 | 56641.5226 | 56527.109 | 56412.2752 | 56297.1044 | 56181.3344 | 56065.2212 | 56829.6918
F2_Commercial_Restaurant_Existing_Food Preparation_Natural Gas_Oven_Baseline Forecast | F2 | Commercial | Restaurant | Existing | Food Preparation | Natural Gas | Oven | Baseline Forecast | Usage (MMtherm) | 0.037441 | 0.035979 | 0.039874 | 0.038898 | 0.039807 | 0.0397 | 0.039605 | 0.039519 | 0.039435 | 0.039352 | 0.039267 | 0.039182 | 0.039097 | 0.039012 | 0.038928 | 0.038843 | 0.038756 | 0.03867 | 0.038586 | 0.038503 | 0.038422 | 0.03834 | 0.038258 | 0.038175 | 0.038092 | 0.038008 | 0.037925 | 0.037841 | 0.037757 | 0.037673 | 0.037589 | 0.037506 | 0.038012
F3_Commercial_Restaurant_Existing_Food Preparation_Natural Gas_Oven_Baseline Forecast | F3 | Commercial | Restaurant | Existing | Food Preparation | Natural Gas | Oven | Baseline Forecast | Summer Peak Demand (MW) | 0 | 0 | 0 | 0 | 0 | 0 | 0 | 0 | 0 | 0 | 0 | 0 | 0 | 0 | 0 | 0 | 0 | 0 | 0 | 0 | 0 | 0 | 0 | 0 | 0 | 0 | 0 | 0 | 0 | 0 | 0 | 0 | 0
F4_Commercial_Restaurant_Existing_Food Preparation_Natural Gas_Oven_Baseline Forecast | F4 | Commercial | Restaurant | Existing | Food Preparation | Natural Gas | Oven | Baseline Forecast | Winter Peak Demand (MW) | 0 | 0 | 0 | 0 | 0 | 0 | 0 | 0 | 0 | 0 | 0 | 0 | 0 | 0 | 0 | 0 | 0 | 0 | 0 | 0 | 0 | 0 | 0 | 0 | 0 | 0 | 0 | 0 | 0 | 0 | 0 | 0 | 0
F5_Commercial_Restaurant_Existing_Food Preparation_Natural Gas_Oven_Baseline Forecast | F5 | Commercial | Restaurant | Existing | Food Preparation | Natural Gas | Oven | Baseline Forecast | Turnover | 0 | 3254.7927 | 3507.994 | 3709.6943 | 5249.3781 | 4040.2283 | 4159.2889 | 4257.3521 | 4337.4776 | 4402.4904 | 4190.2589 | 4056.6636 | 3981.0209 | 4168.5413 | 4127.3338 | 4112.7747 | 4991.9446 | 4933.8981 | 4884.2678 | 5164.3089 | 4636.0073 | 4542.4459 | 4489.4741 | 4433.7768 | 4380.9716 | 4405.9663 | 4438.3899 | 4472.7681 | 4618.3065 | 4590.843 | 4559.7157 | 4767.0989 | 5451.127
F6_Commercial_Restaurant_Existing_Food Preparation_Natural Gas_Oven_Baseline Forecast | F6 | Commercial | Restaurant | Existing | Food Preparation | Natural Gas | Oven | Baseline Forecast | Avg. Replacement Usage (kWh) | 0.63582 | 0.61411 | 0.68403 | 0.67154 | 0.6716 | 0.67155 | 0.67141 | 0.67129 | 0.67115 | 0.67102 | 0.67089 | 0.67077 | 0.67064 | 0.6705 | 0.67037 | 0.67024 | 0.67011 | 0.66997 | 0.66982 | 0.66967 | 0.66952 | 0.66937 | 0.66923 | 0.66909 | 0.66897 | 0.66886 | 0.66876 | 0.66868 | 0.66862 | 0.66856 | 0.66854 | 0.66852 | 0.66852
F7_Commercial_Restaurant_Existing_Food Preparation_Natural Gas_Oven_Baseline Forecast | F7 | Commercial | Restaurant | Existing | Food Preparation | Natural Gas | Oven | Baseline Forecast | Avg. Replacement Summer Demand (kW) | 0 | 0 | 0 | 0 | 0 | 0 | 0 | 0 | 0 | 0 | 0 | 0 | 0 | 0 | 0 | 0 | 0 | 0 | 0 | 0 | 0 | 0 | 0 | 0 | 0 | 0 | 0 | 0 | 0 | 0 | 0 | 0 | 0
F8_Commercial_Restaurant_Existing_Food Preparation_Natural Gas_Oven_Baseline Forecast | F8 | Commercial | Restaurant | Existing | Food Preparation | Natural Gas | Oven | Baseline Forecast | Avg. Replacement Winter Demand (kW) | 0 | 0 | 0 | 0 | 0 | 0 | 0 | 0 | 0 | 0 | 0 | 0 | 0 | 0 | 0 | 0 | 0 | 0 | 0 | 0 | 0 | 0 | 0 | 0 | 0 | 0 | 0 | 0 | 0 | 0 | 0 | 0 | 0
F1_Commercial_Restaurant_Existing_Food Preparation_Natural Gas_Conveyor Oven_Baseline Forecast | F1 | Commercial | Restaurant | Existing | Food Preparation | Natural Gas | Conveyor Oven | Baseline Forecast | Units | 29442.9329 | 29293.1339 | 29143.3349 | 28962.4327 | 29639.1598 | 29559.5069 | 29489.189 | 29425.8546 | 29364.6676 | 29303.8594 | 29242.747 | 29181.7163 | 29121.2058 | 29061.3661 | 29001.8195 | 28942.509 | 28883.1445 | 28824.4497 | 28767.2489 | 28711.6984 | 28656.9599 | 28602.078 | 28546.7643 | 28490.9378 | 28434.5505 | 28377.8021 | 28320.7613 | 28263.5545 | 28206.1376 | 28148.5522 | 28090.6672 | 28032.6106 | 28414.8459
F2_Commercial_Restaurant_Existing_Food Preparation_Natural Gas_Conveyor Oven_Baseline Forecast | F2 | Commercial | Restaurant | Existing | Food Preparation | Natural Gas | Conveyor Oven | Baseline Forecast | Usage (MMtherm) | 0.032032 | 0.030781 | 0.034114 | 0.033278 | 0.034056 | 0.033964 | 0.033883 | 0.03381 | 0.03374 | 0.033669 | 0.033599 | 0.033528 | 0.033458 | 0.033388 | 0.033319 | 0.03325 | 0.03318 | 0.033112 | 0.033045 | 0.032981 | 0.032917 | 0.032852 | 0.032788 | 0.032722 | 0.032656 | 0.03259 | 0.032523 | 0.032456 | 0.032389 | 0.032321 | 0.032254 | 0.032186 | 0.032624
F3_Commercial_Restaurant_Existing_Food Preparation_Natural Gas_Conveyor Oven_Baseline Forecast | F3 | Commercial | Restaurant | Existing | Food Preparation | Natural Gas | Conveyor Oven | Baseline Forecast | Summer Peak Demand (MW) | 0 | 0 | 0 | 0 | 0 | 0 | 0 | 0 | 0 | 0 | 0 | 0 | 0 | 0 | 0 | 0 | 0 | 0 | 0 | 0 | 0 | 0 | 0 | 0 | 0 | 0 | 0 | 0 | 0 | 0 | 0 | 0 | 0
F4_Commercial_Restaurant_Existing_Food Preparation_Natural Gas_Conveyor Oven_Baseline Forecast | F4 | Commercial | Restaurant | Existing | Food Preparation | Natural Gas | Conveyor Oven | Baseline Forecast | Winter Peak Demand (MW) | 0 | 0 | 0 | 0 | 0 | 0 | 0 | 0 | 0 | 0 | 0 | 0 | 0 | 0 | 0 | 0 | 0 | 0 | 0 | 0 | 0 | 0 | 0 | 0 | 0 | 0 | 0 | 0 | 0 | 0 | 0 | 0 | 0
F5_Commercial_Restaurant_Existing_Food Preparation_Natural Gas_Conveyor Oven_Baseline Forecast | F5 | Commercial | Restaurant | Existing | Food Preparation | Natural Gas | Conveyor Oven | Baseline Forecast | Turnover | 0 | 689.2502 | 891.4432 | 1049.4623 | 1857.0314 | 1281.5247 | 1361.7913 | 1425.3756 | 1475.5083 | 1514.8421 | 1545.5237 | 1569.3142 | 1587.6281 | 1601.5848 | 1612.0501 | 1619.7284 | 1625.1682 | 1430.0399 | 1313.7313 | 1252.2801 | 1359.0125 | 1333.1311 | 1500.1554 | 1525.3118 | 1544.7206 | 1729.3943 | 1536.8037 | 1551.8799 | 1563.2422 | 1571.6389 | 1577.6585 | 1581.7837 | 1969.9278
F6_Commercial_Restaurant_Existing_Food Preparation_Natural Gas_Conveyor Oven_Baseline Forecast | F6 | Commercial | Restaurant | Existing | Food Preparation | Natural Gas | Conveyor Oven | Baseline Forecast | Avg. Replacement Usage (kWh) | 1.0879 | 1.0508 | 1.1705 | 1.149 | 1.149 | 1.1489 | 1.1489 | 1.1488 | 1.1488 | 1.1487 | 1.1487 | 1.1486 | 1.1486 | 1.1485 | 1.1485 | 1.1484 | 1.1484 | 1.1483 | 1.1483 | 1.1482 | 1.1482 | 1.1482 | 1.1481 | 1.1481 | 1.1481 | 1.148 | 1.148 | 1.148 | 1.148 | 1.148 | 1.148 | 1.148 | 1.148
F7_Commercial_Restaurant_Existing_Food Preparation_Natural Gas_Conveyor Oven_Baseline Forecast | F7 | Commercial | Restaurant | Existing | Food Preparation | Natural Gas | Conveyor Oven | Baseline Forecast | Avg. Replacement Summer Demand (kW) | 0 | 0 | 0 | 0 | 0 | 0 | 0 | 0 | 0 | 0 | 0 | 0 | 0 | 0 | 0 | 0 | 0 | 0 | 0 | 0 | 0 | 0 | 0 | 0 | 0 | 0 | 0 | 0 | 0 | 0 | 0 | 0 | 0
F8_Commercial_Restaurant_Existing_Food Preparation_Natural Gas_Conveyor Oven_Baseline Forecast | F8 | Commercial | Restaurant | Existing | Food Preparation | Natural Gas | Conveyor Oven | Baseline Forecast | Avg. Replacement Winter Demand (kW) | 0 | 0 | 0 | 0 | 0 | 0 | 0 | 0 | 0 | 0 | 0 | 0 | 0 | 0 | 0 | 0 | 0 | 0 | 0 | 0 | 0 | 0 | 0 | 0 | 0 | 0 | 0 | 0 | 0 | 0 | 0 | 0 | 0
F1_Commercial_Restaurant_Existing_Food Preparation_Natural Gas_Double Rack Oven_Baseline Forecast | F1 | Commercial | Restaurant | Existing | Food Preparation | Natural Gas | Double Rack Oven | Baseline Forecast | Units | 29442.9329 | 29293.1339 | 29143.3349 | 28962.4327 | 29639.1598 | 29559.5069 | 29489.189 | 29425.8546 | 29364.6676 | 29303.8594 | 29242.747 | 29181.7163 | 29121.2058 | 29061.3661 | 29001.8195 | 28942.509 | 28883.1445 | 28824.4497 | 28767.2489 | 28711.6984 | 28656.9599 | 28602.078 | 28546.7643 | 28490.9378 | 28434.5505 | 28377.8021 | 28320.7613 | 28263.5545 | 28206.1376 | 28148.5522 | 28090.6672 | 28032.6106 | 28414.8459
F2_Commercial_Restaurant_Existing_Food Preparation_Natural Gas_Double Rack Oven_Baseline Forecast | F2 | Commercial | Restaurant | Existing | Food Preparation | Natural Gas | Double Rack Oven | Baseline Forecast | Usage (MMtherm) | 0.048662 | 0.046762 | 0.051825 | 0.050555 | 0.051737 | 0.051597 | 0.051473 | 0.05136 | 0.05125 | 0.051139 | 0.051027 | 0.050913 | 0.0508 | 0.050689 | 0.050577 | 0.050464 | 0.05035 | 0.050235 | 0.050122 | 0.050011 | 0.0499 | 0.049789 | 0.049677 | 0.049565 | 0.049453 | 0.04934 | 0.049228 | 0.049117 | 0.049006 | 0.048895 | 0.048785 | 0.048675 | 0.04933
F3_Commercial_Restaurant_Existing_Food Preparation_Natural Gas_Double Rack Oven_Baseline Forecast | F3 | Commercial | Restaurant | Existing | Food Preparation | Natural Gas | Double Rack Oven | Baseline Forecast | Summer Peak Demand (MW) | 0 | 0 | 0 | 0 | 0 | 0 | 0 | 0 | 0 | 0 | 0 | 0 | 0 | 0 | 0 | 0 | 0 | 0 | 0 | 0 | 0 | 0 | 0 | 0 | 0 | 0 | 0 | 0 | 0 | 0 | 0 | 0 | 0
F4_Commercial_Restaurant_Existing_Food Preparation_Natural Gas_Double Rack Oven_Baseline Forecast | F4 | Commercial | Restaurant | Existing | Food Preparation | Natural Gas | Double Rack Oven | Baseline Forecast | Winter Peak Demand (MW) | 0 | 0 | 0 | 0 | 0 | 0 | 0 | 0 | 0 | 0 | 0 | 0 | 0 | 0 | 0 | 0 | 0 | 0 | 0 | 0 | 0 | 0 | 0 | 0 | 0 | 0 | 0 | 0 | 0 | 0 | 0 | 0 | 0
F5_Commercial_Restaurant_Existing_Food Preparation_Natural Gas_Double Rack Oven_Baseline Forecast | F5 | Commercial | Restaurant | Existing | Food Preparation | Natural Gas | Double Rack Oven | Baseline Forecast | Turnover | 0 | 976.4378 | 1262.8778 | 1486.7382 | 2348.8249 | 1815.4933 | 1929.2044 | 2019.2821 | 2090.3034 | 2146.0263 | 2189.4918 | 2223.1951 | 1964.5768 | 1814.5464 | 1739.6164 | 1847.5705 | 1829.8152 | 2084.1418 | 2132.5119 | 2170.3176 | 2371.1761 | 2187.9325 | 2211.8773 | 2174.3676 | 2110.2272 | 2040.4944 | 2002.8617 | 1966.8826 | 1913.7021 | 1908.0965 | 1929.9316 | 2032.9705 | 2433.9326
F6_Commercial_Restaurant_Existing_Food Preparation_Natural Gas_Double Rack Oven_Baseline Forecast | F6 | Commercial | Restaurant | Existing | Food Preparation | Natural Gas | Double Rack Oven | Baseline Forecast | Avg. Replacement Usage (kWh) | 1.6528 | 1.5963 | 1.7779 | 1.7455 | 1.7456 | 1.7454 | 1.7449 | 1.7444 | 1.7439 | 1.7434 | 1.7429 | 1.7424 | 1.7419 | 1.7414 | 1.7409 | 1.7404 | 1.74 | 1.7394 | 1.7389 | 1.7384 | 1.7379 | 1.7374 | 1.7369 | 1.7365 | 1.7361 | 1.7358 | 1.7355 | 1.7353 | 1.7351 | 1.7349 | 1.7348 | 1.7348 | 1.7348
F7_Commercial_Restaurant_Existing_Food Preparation_Natural Gas_Double Rack Oven_Baseline Forecast | F7 | Commercial | Restaurant | Existing | Food Preparation | Natural Gas | Double Rack Oven | Baseline Forecast | Avg. Replacement Summer Demand (kW) | 0 | 0 | 0 | 0 | 0 | 0 | 0 | 0 | 0 | 0 | 0 | 0 | 0 | 0 | 0 | 0 | 0 | 0 | 0 | 0 | 0 | 0 | 0 | 0 | 0 | 0 | 0 | 0 | 0 | 0 | 0 | 0 | 0
F8_Commercial_Restaurant_Existing_Food Preparation_Natural Gas_Double Rack Oven_Baseline Forecast | F8 | Commercial | Restaurant | Existing | Food Preparation | Natural Gas | Double Rack Oven | Baseline Forecast | Avg. Replacement Winter Demand (kW) | 0 | 0 | 0 | 0 | 0 | 0 | 0 | 0 | 0 | 0 | 0 | 0 | 0 | 0 | 0 | 0 | 0 | 0 | 0 | 0 | 0 | 0 | 0 | 0 | 0 | 0 | 0 | 0 | 0 | 0 | 0 | 0 | 0
F1_Commercial_Restaurant_Existing_Food Preparation_Natural Gas_Fryer_Baseline Forecast | F1 | Commercial | Restaurant | Existing | Food Preparation | Natural Gas | Fryer | Baseline Forecast | Units | 768871.6629 | 764959.8175 | 761047.972 | 756323.8976 | 773995.9238 | 771915.8711 | 770079.5938 | 768425.6795 | 766827.8448 | 765239.9038 | 763644.0146 | 762050.2624 | 760470.0934 | 758907.4427 | 757352.4438 | 755803.6109 | 754253.3701 | 752720.615 | 751226.8751 | 749776.2321 | 748346.793 | 746913.6087 | 745469.1502 | 744011.2972 | 742538.803 | 741056.8752 | 739567.315 | 738073.4193 | 736574.0359 | 735070.2535 | 733558.6458 | 732042.5579 | 742024.237
F2_Commercial_Restaurant_Existing_Food Preparation_Natural Gas_Fryer_Baseline Forecast | F2 | Commercial | Restaurant | Existing | Food Preparation | Natural Gas | Fryer | Baseline Forecast | Usage (MMtherm) | 0.79078 | 0.7599 | 0.84218 | 0.81759 | 0.82059 | 0.80163 | 0.77846 | 0.75194 | 0.72269 | 0.69909 | 0.67998 | 0.66447 | 0.65185 | 0.64153 | 0.63305 | 0.62603 | 0.62017 | 0.61527 | 0.61113 | 0.60763 | 0.60461 | 0.60197 | 0.59962 | 0.5975 | 0.59557 | 0.59378 | 0.5921 | 0.59052 | 0.58902 | 0.58757 | 0.58616 | 0.5848 | 0.59264
F3_Commercial_Restaurant_Existing_Food Preparation_Natural Gas_Fryer_Baseline Forecast | F3 | Commercial | Restaurant | Existing | Food Preparation | Natural Gas | Fryer | Baseline Forecast | Summer Peak Demand (MW) | 0 | 0 | 0 | 0 | 0 | 0 | 0 | 0 | 0 | 0 | 0 | 0 | 0 | 0 | 0 | 0 | 0 | 0 | 0 | 0 | 0 | 0 | 0 | 0 | 0 | 0 | 0 | 0 | 0 | 0 | 0 | 0 | 0
F4_Commercial_Restaurant_Existing_Food Preparation_Natural Gas_Fryer_Baseline Forecast | F4 | Commercial | Restaurant | Existing | Food Preparation | Natural Gas | Fryer | Baseline Forecast | Winter Peak Demand (MW) | 0 | 0 | 0 | 0 | 0 | 0 | 0 | 0 | 0 | 0 | 0 | 0 | 0 | 0 | 0 | 0 | 0 | 0 | 0 | 0 | 0 | 0 | 0 | 0 | 0 | 0 | 0 | 0 | 0 | 0 | 0 | 0 | 0
F5_Commercial_Restaurant_Existing_Food Preparation_Natural Gas_Fryer_Baseline Forecast | F5 | Commercial | Restaurant | Existing | Food Preparation | Natural Gas | Fryer | Baseline Forecast | Turnover | 0 | 0 | 0 | 13751.3436 | 56175.7882 | 58149.0049 | 73772.0682 | 86195.6588 | 96061.1227 | 76689.76 | 61223.8603 | 51584.6889 | 52220.9989 | 53124.7682 | 56923.2992 | 62401.4738 | 72228.8493 | 83568.2946 | 79309.5508 | 77498.7077 | 75370.5857 | 73202.8034 | 64758.9272 | 60082.1876 | 59762.5139 | 64359.1383 | 67257.8339 | 69953.6187 | 72115.4567 | 74526.3612 | 75177.7287 | 70795.4844 | 77977.337
F6_Commercial_Restaurant_Existing_Food Preparation_Natural Gas_Fryer_Baseline Forecast | F6 | Commercial | Restaurant | Existing | Food Preparation | Natural Gas | Fryer | Baseline Forecast | Avg. Replacement Usage (kWh) | 1.0285 | 0.99339 | 1.1066 | 0.798 | 0.798 | 0.798 | 0.798 | 0.798 | 0.798 | 0.798 | 0.798 | 0.798 | 0.798 | 0.798 | 0.798 | 0.798 | 0.798 | 0.798 | 0.798 | 0.798 | 0.798 | 0.798 | 0.798 | 0.798 | 0.798 | 0.798 | 0.798 | 0.798 | 0.798 | 0.798 | 0.798 | 0.798 | 0.798
F7_Commercial_Restaurant_Existing_Food Preparation_Natural Gas_Fryer_Baseline Forecast | F7 | Commercial | Restaurant | Existing | Food Preparation | Natural Gas | Fryer | Baseline Forecast | Avg. Replacement Summer Demand (kW) | 0 | 0 | 0 | 0 | 0 | 0 | 0 | 0 | 0 | 0 | 0 | 0 | 0 | 0 | 0 | 0 | 0 | 0 | 0 | 0 | 0 | 0 | 0 | 0 | 0 | 0 | 0 | 0 | 0 | 0 | 0 | 0 | 0
F8_Commercial_Restaurant_Existing_Food Preparation_Natural Gas_Fryer_Baseline Forecast | F8 | Commercial | Restaurant | Existing | Food Preparation | Natural Gas | Fryer | Baseline Forecast | Avg. Replacement Winter Demand (kW) | 0 | 0 | 0 | 0 | 0 | 0 | 0 | 0 | 0 | 0 | 0 | 0 | 0 | 0 | 0 | 0 | 0 | 0 | 0 | 0 | 0 | 0 | 0 | 0 | 0 | 0 | 0 | 0 | 0 | 0 | 0 | 0 | 0
F1_Commercial_Restaurant_Existing_Food Preparation_Natural Gas_Broiler_Baseline Forecast | F1 | Commercial | Restaurant | Existing | Food Preparation | Natural Gas | Broiler | Baseline Forecast | Units | 694696.277 | 691161.8192 | 687627.3613 | 683359.0328 | 699326.1849 | 697446.8012 | 695787.6751 | 694293.319 | 692849.6323 | 691414.8847 | 689972.9558 | 688532.9577 | 687105.2324 | 685693.3354 | 684288.3519 | 682888.9396 | 681488.2553 | 680103.3698 | 678753.7355 | 677443.0405 | 676151.5036 | 674856.583 | 673551.4758 | 672234.2663 | 670903.8281 | 669564.8664 | 668219.0086 | 666869.2335 | 665514.5002 | 664155.7923 | 662790.014 | 661420.1877 | 670438.9039
F2_Commercial_Restaurant_Existing_Food Preparation_Natural Gas_Broiler_Baseline Forecast | F2 | Commercial | Restaurant | Existing | Food Preparation | Natural Gas | Broiler | Baseline Forecast | Usage (MMtherm) | 0.78585 | 0.75516 | 0.83693 | 0.81643 | 0.83551 | 0.83326 | 0.83127 | 0.82946 | 0.82772 | 0.82597 | 0.82421 | 0.82244 | 0.82068 | 0.81894 | 0.81721 | 0.81548 | 0.81373 | 0.81199 | 0.81029 | 0.80862 | 0.80697 | 0.80532 | 0.80365 | 0.80198 | 0.80029 | 0.7986 | 0.7969 | 0.79521 | 0.79351 | 0.79182 | 0.79012 | 0.78843 | 0.79912
F3_Commercial_Restaurant_Existing_Food Preparation_Natural Gas_Broiler_Baseline Forecast | F3 | Commercial | Restaurant | Existing | Food Preparation | Natural Gas | Broiler | Baseline Forecast | Summer Peak Demand (MW) | 0 | 0 | 0 | 0 | 0 | 0 | 0 | 0 | 0 | 0 | 0 | 0 | 0 | 0 | 0 | 0 | 0 | 0 | 0 | 0 | 0 | 0 | 0 | 0 | 0 | 0 | 0 | 0 | 0 | 0 | 0 | 0 | 0
F4_Commercial_Restaurant_Existing_Food Preparation_Natural Gas_Broiler_Baseline Forecast | F4 | Commercial | Restaurant | Existing | Food Preparation | Natural Gas | Broiler | Baseline Forecast | Winter Peak Demand (MW) | 0 | 0 | 0 | 0 | 0 | 0 | 0 | 0 | 0 | 0 | 0 | 0 | 0 | 0 | 0 | 0 | 0 | 0 | 0 | 0 | 0 | 0 | 0 | 0 | 0 | 0 | 0 | 0 | 0 | 0 | 0 | 0 | 0
F5_Commercial_Restaurant_Existing_Food Preparation_Natural Gas_Broiler_Baseline Forecast | F5 | Commercial | Restaurant | Existing | Food Preparation | Natural Gas | Broiler | Baseline Forecast | Turnover | 0 | 23038.7273 | 29797.1857 | 35079.097 | 55419.7469 | 42835.9646 | 45518.9398 | 47644.2936 | 49320.0184 | 50634.7822 | 51660.337 | 52455.5534 | 46353.5403 | 42813.6239 | 41045.6751 | 43592.8151 | 43173.8847 | 49174.6373 | 50315.9136 | 51207.9271 | 55947.1163 | 51623.5435 | 52188.5138 | 51303.4858 | 49790.1127 | 48144.7909 | 47256.8592 | 46407.9454 | 45153.1691 | 45020.9062 | 45536.0981 | 47967.2665 | 57427.8361
F6_Commercial_Restaurant_Existing_Food Preparation_Natural Gas_Broiler_Baseline Forecast | F6 | Commercial | Restaurant | Existing | Food Preparation | Natural Gas | Broiler | Baseline Forecast | Avg. Replacement Usage (kWh) | 1.1312 | 1.0926 | 1.217 | 1.1947 | 1.1948 | 1.1947 | 1.1945 | 1.1944 | 1.1942 | 1.1941 | 1.1939 | 1.1938 | 1.1937 | 1.1935 | 1.1934 | 1.1932 | 1.1931 | 1.1929 | 1.1928 | 1.1926 | 1.1925 | 1.1923 | 1.1922 | 1.1921 | 1.1919 | 1.1918 | 1.1918 | 1.1917 | 1.1916 | 1.1916 | 1.1916 | 1.1915 | 1.1915
F7_Commercial_Restaurant_Existing_Food Preparation_Natural Gas_Broiler_Baseline Forecast | F7 | Commercial | Restaurant | Existing | Food Preparation | Natural Gas | Broiler | Baseline Forecast | Avg. Replacement Summer Demand (kW) | 0 | 0 | 0 | 0 | 0 | 0 | 0 | 0 | 0 | 0 | 0 | 0 | 0 | 0 | 0 | 0 | 0 | 0 | 0 | 0 | 0 | 0 | 0 | 0 | 0 | 0 | 0 | 0 | 0 | 0 | 0 | 0 | 0
F8_Commercial_Restaurant_Existing_Food Preparation_Natural Gas_Broiler_Baseline Forecast | F8 | Commercial | Restaurant | Existing | Food Preparation | Natural Gas | Broiler | Baseline Forecast | Avg. Replacement Winter Demand (kW) | 0 | 0 | 0 | 0 | 0 | 0 | 0 | 0 | 0 | 0 | 0 | 0 | 0 | 0 | 0 | 0 | 0 | 0 | 0 | 0 | 0 | 0 | 0 | 0 | 0 | 0 | 0 | 0 | 0 | 0 | 0 | 0 | 0
F1_Commercial_Restaurant_Existing_Food Preparation_Natural Gas_Griddle_Baseline Forecast | F1 | Commercial | Restaurant | Existing | Food Preparation | Natural Gas | Griddle | Baseline Forecast | Units | 793710.9843 | 789672.762 | 785634.5397 | 780757.8484 | 799000.7906 | 796853.5393 | 794957.9388 | 793250.5929 | 791601.1382 | 789961.8969 | 788314.4506 | 786669.2103 | 785037.992 | 783424.858 | 781819.623 | 780220.7532 | 778620.43 | 777038.1574 | 775496.1605 | 773998.6528 | 772523.0338 | 771043.5488 | 769552.4253 | 768047.4747 | 766527.4097 | 764997.6066 | 763459.9243 | 761917.7665 | 760369.9437 | 758817.5798 | 757257.1379 | 755692.0709 | 765996.2201
F2_Commercial_Restaurant_Existing_Food Preparation_Natural Gas_Griddle_Baseline Forecast | F2 | Commercial | Restaurant | Existing | Food Preparation | Natural Gas | Griddle | Baseline Forecast | Usage (MMtherm) | 0.59599 | 0.57272 | 0.63473 | 0.61598 | 0.62539 | 0.6198 | 0.61417 | 0.6085 | 0.60273 | 0.59685 | 0.59089 | 0.58487 | 0.57942 | 0.57432 | 0.57003 | 0.56637 | 0.56322 | 0.55995 | 0.55699 | 0.55513 | 0.55344 | 0.55187 | 0.5504 | 0.549 | 0.54766 | 0.54636 | 0.5451 | 0.54387 | 0.54266 | 0.54147 | 0.54029 | 0.53912 | 0.54643
F3_Commercial_Restaurant_Existing_Food Preparation_Natural Gas_Griddle_Baseline Forecast | F3 | Commercial | Restaurant | Existing | Food Preparation | Natural Gas | Griddle | Baseline Forecast | Summer Peak Demand (MW) | 0 | 0 | 0 | 0 | 0 | 0 | 0 | 0 | 0 | 0 | 0 | 0 | 0 | 0 | 0 | 0 | 0 | 0 | 0 | 0 | 0 | 0 | 0 | 0 | 0 | 0 | 0 | 0 | 0 | 0 | 0 | 0 | 0
F4_Commercial_Restaurant_Existing_Food Preparation_Natural Gas_Griddle_Baseline Forecast | F4 | Commercial | Restaurant | Existing | Food Preparation | Natural Gas | Griddle | Baseline Forecast | Winter Peak Demand (MW) | 0 | 0 | 0 | 0 | 0 | 0 | 0 | 0 | 0 | 0 | 0 | 0 | 0 | 0 | 0 | 0 | 0 | 0 | 0 | 0 | 0 | 0 | 0 | 0 | 0 | 0 | 0 | 0 | 0 | 0 | 0 | 0 | 0
F5_Commercial_Restaurant_Existing_Food Preparation_Natural Gas_Griddle_Baseline Forecast | F5 | Commercial | Restaurant | Existing | Food Preparation | Natural Gas | Griddle | Baseline Forecast | Turnover | 0 | 26322.4254 | 34044.1634 | 40078.9029 | 63318.6953 | 48941.3529 | 52006.7311 | 54435.0106 | 56349.5755 | 57851.732 | 59023.4586 | 59932.0167 | 52960.2869 | 48915.8279 | 46895.8944 | 49806.0769 | 49327.4365 | 56183.4734 | 57487.4152 | 58506.5669 | 63921.2304 | 58981.421 | 59626.9162 | 58615.7455 | 56886.6721 | 55006.8434 | 53992.3553 | 53022.4463 | 51588.8274 | 51437.7131 | 52026.335 | 54804.0167 | 65612.9964
F6_Commercial_Restaurant_Existing_Food Preparation_Natural Gas_Griddle_Baseline Forecast | F6 | Commercial | Restaurant | Existing | Food Preparation | Natural Gas | Griddle | Baseline Forecast | Avg. Replacement Usage (kWh) | 0.75089 | 0.72526 | 0.80792 | 0.71313 | 0.71313 | 0.71313 | 0.71313 | 0.71313 | 0.71313 | 0.71313 | 0.71313 | 0.71313 | 0.71313 | 0.71313 | 0.71313 | 0.71313 | 0.71313 | 0.71313 | 0.71313 | 0.71313 | 0.71313 | 0.71313 | 0.71313 | 0.71313 | 0.71313 | 0.71313 | 0.71313 | 0.71313 | 0.71313 | 0.71313 | 0.71313 | 0.71313 | 0.71313
F7_Commercial_Restaurant_Existing_Food Preparation_Natural Gas_Griddle_Baseline Forecast | F7 | Commercial | Restaurant | Existing | Food Preparation | Natural Gas | Griddle | Baseline Forecast | Avg. Replacement Summer Demand (kW) | 0 | 0 | 0 | 0 | 0 | 0 | 0 | 0 | 0 | 0 | 0 | 0 | 0 | 0 | 0 | 0 | 0 | 0 | 0 | 0 | 0 | 0 | 0 | 0 | 0 | 0 | 0 | 0 | 0 | 0 | 0 | 0 | 0
F8_Commercial_Restaurant_Existing_Food Preparation_Natural Gas_Griddle_Baseline Forecast | F8 | Commercial | Restaurant | Existing | Food Preparation | Natural Gas | Griddle | Baseline Forecast | Avg. Replacement Winter Demand (kW) | 0 | 0 | 0 | 0 | 0 | 0 | 0 | 0 | 0 | 0 | 0 | 0 | 0 | 0 | 0 | 0 | 0 | 0 | 0 | 0 | 0 | 0 | 0 | 0 | 0 | 0 | 0 | 0 | 0 | 0 | 0 | 0 | 0
F1_Commercial_Restaurant_Existing_Food Preparation_Natural Gas_Range_Baseline Forecast | F1 | Commercial | Restaurant | Existing | Food Preparation | Natural Gas | Range | Baseline Forecast | Units | 735733.4976 | 731990.2517 | 728247.0057 | 723726.5377 | 740636.9042 | 738646.5012 | 736889.367 | 735306.736 | 733777.7676 | 732258.2664 | 730731.1596 | 729206.0977 | 727694.0335 | 726198.7326 | 724710.7538 | 723228.6752 | 721745.2494 | 720278.5556 | 718849.1955 | 717461.0749 | 716093.2442 | 714721.8297 | 713339.627 | 711944.6071 | 710535.577 | 709117.5199 | 707692.1594 | 706262.6501 | 704827.8898 | 703388.92 | 701942.4622 | 700491.7173 | 710043.1887
F2_Commercial_Restaurant_Existing_Food Preparation_Natural Gas_Range_Baseline Forecast | F2 | Commercial | Restaurant | Existing | Food Preparation | Natural Gas | Range | Baseline Forecast | Usage (MMtherm) | 0.57306 | 0.55068 | 0.61031 | 0.59536 | 0.60928 | 0.60764 | 0.60619 | 0.60489 | 0.60362 | 0.60236 | 0.6011 | 0.59983 | 0.59858 | 0.59733 | 0.59609 | 0.59485 | 0.5936 | 0.59237 | 0.59116 | 0.58999 | 0.58884 | 0.58768 | 0.58652 | 0.58534 | 0.58416 | 0.58297 | 0.58177 | 0.58057 | 0.57937 | 0.57816 | 0.57695 | 0.57574 | 0.58357
F3_Commercial_Restaurant_Existing_Food Preparation_Natural Gas_Range_Baseline Forecast | F3 | Commercial | Restaurant | Existing | Food Preparation | Natural Gas | Range | Baseline Forecast | Summer Peak Demand (MW) | 0 | 0 | 0 | 0 | 0 | 0 | 0 | 0 | 0 | 0 | 0 | 0 | 0 | 0 | 0 | 0 | 0 | 0 | 0 | 0 | 0 | 0 | 0 | 0 | 0 | 0 | 0 | 0 | 0 | 0 | 0 | 0 | 0
F4_Commercial_Restaurant_Existing_Food Preparation_Natural Gas_Range_Baseline Forecast | F4 | Commercial | Restaurant | Existing | Food Preparation | Natural Gas | Range | Baseline Forecast | Winter Peak Demand (MW) | 0 | 0 | 0 | 0 | 0 | 0 | 0 | 0 | 0 | 0 | 0 | 0 | 0 | 0 | 0 | 0 | 0 | 0 | 0 | 0 | 0 | 0 | 0 | 0 | 0 | 0 | 0 | 0 | 0 | 0 | 0 | 0 | 0
F5_Commercial_Restaurant_Existing_Food Preparation_Natural Gas_Range_Baseline Forecast | F5 | Commercial | Restaurant | Existing | Food Preparation | Natural Gas | Range | Baseline Forecast | Turnover | 0 | 29279.6101 | 37868.8443 | 44581.5547 | 67050.141 | 54439.6539 | 57849.4111 | 60550.4949 | 62680.151 | 64351.0668 | 57085.8671 | 52983.9714 | 51059.7796 | 53912.4972 | 53724.1371 | 61657.2623 | 63329.9613 | 64637.6726 | 69958.7921 | 63903.7289 | 62333.3689 | 60521.0152 | 59489.5609 | 58513.0806 | 57015.1646 | 56950.1944 | 57707.6703 | 60573.6972 | 60896.3552 | 62913.7085 | 62573.9428 | 62005.5153 | 72062.2866
F6_Commercial_Restaurant_Existing_Food Preparation_Natural Gas_Range_Baseline Forecast | F6 | Commercial | Restaurant | Existing | Food Preparation | Natural Gas | Range | Baseline Forecast | Avg. Replacement Usage (kWh) | 0.7789 | 0.75231 | 0.83804 | 0.82265 | 0.82267 | 0.82265 | 0.82261 | 0.82258 | 0.82254 | 0.8225 | 0.82246 | 0.82242 | 0.82239 | 0.82235 | 0.82231 | 0.82228 | 0.82224 | 0.8222 | 0.82216 | 0.82212 | 0.82208 | 0.82203 | 0.822 | 0.82196 | 0.82192 | 0.82189 | 0.82187 | 0.82184 | 0.82183 | 0.82181 | 0.8218 | 0.8218 | 0.8218
F7_Commercial_Restaurant_Existing_Food Preparation_Natural Gas_Range_Baseline Forecast | F7 | Commercial | Restaurant | Existing | Food Preparation | Natural Gas | Range | Baseline Forecast | Avg. Replacement Summer Demand (kW) | 0 | 0 | 0 | 0 | 0 | 0 | 0 | 0 | 0 | 0 | 0 | 0 | 0 | 0 | 0 | 0 | 0 | 0 | 0 | 0 | 0 | 0 | 0 | 0 | 0 | 0 | 0 | 0 | 0 | 0 | 0 | 0 | 0
F8_Commercial_Restaurant_Existing_Food Preparation_Natural Gas_Range_Baseline Forecast | F8 | Commercial | Restaurant | Existing | Food Preparation | Natural Gas | Range | Baseline Forecast | Avg. Replacement Winter Demand (kW) | 0 | 0 | 0 | 0 | 0 | 0 | 0 | 0 | 0 | 0 | 0 | 0 | 0 | 0 | 0 | 0 | 0 | 0 | 0 | 0 | 0 | 0 | 0 | 0 | 0 | 0 | 0 | 0 | 0 | 0 | 0 | 0 | 0
F1_Commercial_Restaurant_Existing_Food Preparation_Natural Gas_Steamer_Baseline Forecast | F1 | Commercial | Restaurant | Existing | Food Preparation | Natural Gas | Steamer | Baseline Forecast | Units | 50878.5408 | 50619.6823 | 50360.8237 | 50048.2176 | 51217.6285 | 51079.9852 | 50958.4732 | 50849.0287 | 50743.2952 | 50638.2164 | 50532.6117 | 50427.1483 | 50322.5838 | 50219.1785 | 50116.2796 | 50013.7887 | 49911.2046 | 49809.7776 | 49710.9323 | 49614.9389 | 49520.3487 | 49425.5106 | 49329.9264 | 49233.4559 | 49136.0166 | 49037.953 | 48939.3843 | 48840.5288 | 48741.3101 | 48641.8003 | 48541.7727 | 48441.4486 | 49101.9662
F2_Commercial_Restaurant_Existing_Food Preparation_Natural Gas_Steamer_Baseline Forecast | F2 | Commercial | Restaurant | Existing | Food Preparation | Natural Gas | Steamer | Baseline Forecast | Usage (MMtherm) | 0.066187 | 0.063602 | 0.070484 | 0.066653 | 0.064919 | 0.0623 | 0.05957 | 0.056737 | 0.053807 | 0.050789 | 0.047923 | 0.045166 | 0.042716 | 0.040538 | 0.038601 | 0.036877 | 0.035343 | 0.033977 | 0.032761 | 0.031182 | 0.02971 | 0.028963 | 0.028294 | 0.027696 | 0.027159 | 0.026677 | 0.026244 | 0.025855 | 0.025504 | 0.025187 | 0.0249 | 0.02464 | 0.024769
F3_Commercial_Restaurant_Existing_Food Preparation_Natural Gas_Steamer_Baseline Forecast | F3 | Commercial | Restaurant | Existing | Food Preparation | Natural Gas | Steamer | Baseline Forecast | Summer Peak Demand (MW) | 0 | 0 | 0 | 0 | 0 | 0 | 0 | 0 | 0 | 0 | 0 | 0 | 0 | 0 | 0 | 0 | 0 | 0 | 0 | 0 | 0 | 0 | 0 | 0 | 0 | 0 | 0 | 0 | 0 | 0 | 0 | 0 | 0
F4_Commercial_Restaurant_Existing_Food Preparation_Natural Gas_Steamer_Baseline Forecast | F4 | Commercial | Restaurant | Existing | Food Preparation | Natural Gas | Steamer | Baseline Forecast | Winter Peak Demand (MW) | 0 | 0 | 0 | 0 | 0 | 0 | 0 | 0 | 0 | 0 | 0 | 0 | 0 | 0 | 0 | 0 | 0 | 0 | 0 | 0 | 0 | 0 | 0 | 0 | 0 | 0 | 0 | 0 | 0 | 0 | 0 | 0 | 0
F5_Commercial_Restaurant_Existing_Food Preparation_Natural Gas_Steamer_Baseline Forecast | F5 | Commercial | Restaurant | Existing | Food Preparation | Natural Gas | Steamer | Baseline Forecast | Turnover | 0 | 1874.803 | 2124.2734 | 2339.9315 | 3712.7595 | 2716.8427 | 2870.2911 | 3005.9646 | 3125.5303 | 3230.6629 | 3068.9166 | 2953.1777 | 2875.0525 | 2954.8377 | 2917.3168 | 2900.8763 | 2901.1039 | 2914.4108 | 2937.8357 | 3494.1238 | 3498.8501 | 3485.8942 | 3822.2577 | 3416.7139 | 3395.2139 | 3370.7727 | 3345.7519 | 3321.8532 | 3282.1175 | 3260.8687 | 3251.5976 | 3326.8362 | 3981.867
F6_Commercial_Restaurant_Existing_Food Preparation_Natural Gas_Steamer_Baseline Forecast | F6 | Commercial | Restaurant | Existing | Food Preparation | Natural Gas | Steamer | Baseline Forecast | Avg. Replacement Usage (kWh) | 1.3009 | 1.2561 | 1.3974 | 0.47426 | 0.47426 | 0.47426 | 0.47426 | 0.47426 | 0.47426 | 0.47426 | 0.47426 | 0.47426 | 0.47426 | 0.47426 | 0.47426 | 0.47426 | 0.47426 | 0.47426 | 0.47426 | 0.47426 | 0.47426 | 0.47426 | 0.47426 | 0.47426 | 0.47426 | 0.47426 | 0.47426 | 0.47426 | 0.47426 | 0.47426 | 0.47426 | 0.47426 | 0.47426
F7_Commercial_Restaurant_Existing_Food Preparation_Natural Gas_Steamer_Baseline Forecast | F7 | Commercial | Restaurant | Existing | Food Preparation | Natural Gas | Steamer | Baseline Forecast | Avg. Replacement Summer Demand (kW) | 0 | 0 | 0 | 0 | 0 | 0 | 0 | 0 | 0 | 0 | 0 | 0 | 0 | 0 | 0 | 0 | 0 | 0 | 0 | 0 | 0 | 0 | 0 | 0 | 0 | 0 | 0 | 0 | 0 | 0 | 0 | 0 | 0
F8_Commercial_Restaurant_Existing_Food Preparation_Natural Gas_Steamer_Baseline Forecast | F8 | Commercial | Restaurant | Existing | Food Preparation | Natural Gas | Steamer | Baseline Forecast | Avg. Replacement Winter Demand (kW) | 0 | 0 | 0 | 0 | 0 | 0 | 0 | 0 | 0 | 0 | 0 | 0 | 0 | 0 | 0 | 0 | 0 | 0 | 0 | 0 | 0 | 0 | 0 | 0 | 0 | 0 | 0 | 0 | 0 | 0 | 0 | 0 | 0
F1_Commercial_Restaurant_Existing_Food Preparation_Natural Gas_Food Prep Other_Baseline Forecast | F1 | Commercial | Restaurant | Existing | Food Preparation | Natural Gas | Food Prep Other | Baseline Forecast | Units | 2863.2945 | 2848.7267 | 2834.1589 | 2816.5664 | 2882.3774 | 2874.6312 | 2867.7929 | 2861.6337 | 2855.6833 | 2849.7698 | 2843.8266 | 2837.8915 | 2832.0069 | 2826.1875 | 2820.3967 | 2814.6288 | 2808.8557 | 2803.1477 | 2797.5849 | 2792.1827 | 2786.8594 | 2781.5222 | 2776.143 | 2770.714 | 2765.2304 | 2759.7116 | 2754.1645 | 2748.6012 | 2743.0175 | 2737.4173 | 2731.7881 | 2726.1421 | 2763.3141
F2_Commercial_Restaurant_Existing_Food Preparation_Natural Gas_Food Prep Other_Baseline Forecast | F2 | Commercial | Restaurant | Existing | Food Preparation | Natural Gas | Food Prep Other | Baseline Forecast | Usage (MMtherm) | 0.00093074 | 0.0008944 | 0.00099125 | 0.00096697 | 0.00098956 | 0.0009869 | 0.00098455 | 0.00098244 | 0.0009804 | 0.00097837 | 0.00097633 | 0.00097429 | 0.00097227 | 0.00097027 | 0.00096828 | 0.0009663 | 0.00096432 | 0.00096236 | 0.00096045 | 0.0009586 | 0.00095677 | 0.00095494 | 0.00095309 | 0.00095123 | 0.00094934 | 0.00094745 | 0.00094554 | 0.00094363 | 0.00094172 | 0.0009398 | 0.00093786 | 0.00093592 | 0.00094869
F3_Commercial_Restaurant_Existing_Food Preparation_Natural Gas_Food Prep Other_Baseline Forecast | F3 | Commercial | Restaurant | Existing | Food Preparation | Natural Gas | Food Prep Other | Baseline Forecast | Summer Peak Demand (MW) | 0 | 0 | 0 | 0 | 0 | 0 | 0 | 0 | 0 | 0 | 0 | 0 | 0 | 0 | 0 | 0 | 0 | 0 | 0 | 0 | 0 | 0 | 0 | 0 | 0 | 0 | 0 | 0 | 0 | 0 | 0 | 0 | 0
F4_Commercial_Restaurant_Existing_Food Preparation_Natural Gas_Food Prep Other_Baseline Forecast | F4 | Commercial | Restaurant | Existing | Food Preparation | Natural Gas | Food Prep Other | Baseline Forecast | Winter Peak Demand (MW) | 0 | 0 | 0 | 0 | 0 | 0 | 0 | 0 | 0 | 0 | 0 | 0 | 0 | 0 | 0 | 0 | 0 | 0 | 0 | 0 | 0 | 0 | 0 | 0 | 0 | 0 | 0 | 0 | 0 | 0 | 0 | 0 | 0
F5_Commercial_Restaurant_Existing_Food Preparation_Natural Gas_Food Prep Other_Baseline Forecast | F5 | Commercial | Restaurant | Existing | Food Preparation | Natural Gas | Food Prep Other | Baseline Forecast | Turnover | 0 | 113.9491 | 147.3763 | 173.5005 | 260.9427 | 211.8658 | 225.1357 | 235.6477 | 243.9358 | 250.4386 | 222.1642 | 206.2006 | 198.7122 | 209.8142 | 209.0812 | 239.955 | 246.4647 | 251.554 | 272.2625 | 248.6977 | 242.5862 | 235.533 | 231.5188 | 227.7186 | 221.8891 | 221.6362 | 224.5841 | 235.738 | 236.9937 | 244.8447 | 243.5225 | 241.3103 | 280.4488
F6_Commercial_Restaurant_Existing_Food Preparation_Natural Gas_Food Prep Other_Baseline Forecast | F6 | Commercial | Restaurant | Existing | Food Preparation | Natural Gas | Food Prep Other | Baseline Forecast | Avg. Replacement Usage (kWh) | 0.32506 | 0.31396 | 0.34975 | 0.34331 | 0.34331 | 0.34331 | 0.34331 | 0.34331 | 0.34331 | 0.34331 | 0.34331 | 0.34331 | 0.34331 | 0.34331 | 0.34331 | 0.34331 | 0.34331 | 0.34331 | 0.34331 | 0.34331 | 0.34331 | 0.34331 | 0.34331 | 0.34331 | 0.34331 | 0.34331 | 0.34331 | 0.34331 | 0.34331 | 0.34331 | 0.34331 | 0.34331 | 0.34331
F7_Commercial_Restaurant_Existing_Food Preparation_Natural Gas_Food Prep Other_Baseline Forecast | F7 | Commercial | Restaurant | Existing | Food Preparation | Natural Gas | Food Prep Other | Baseline Forecast | Avg. Replacement Summer Demand (kW) | 0 | 0 | 0 | 0 | 0 | 0 | 0 | 0 | 0 | 0 | 0 | 0 | 0 | 0 | 0 | 0 | 0 | 0 | 0 | 0 | 0 | 0 | 0 | 0 | 0 | 0 | 0 | 0 | 0 | 0 | 0 | 0 | 0
F8_Commercial_Restaurant_Existing_Food Preparation_Natural Gas_Food Prep Other_Baseline Forecast | F8 | Commercial | Restaurant | Existing | Food Preparation | Natural Gas | Food Prep Other | Baseline Forecast | Avg. Replacement Winter Demand (kW) | 0 | 0 | 0 | 0 | 0 | 0 | 0 | 0 | 0 | 0 | 0 | 0 | 0 | 0 | 0 | 0 | 0 | 0 | 0 | 0 | 0 | 0 | 0 | 0 | 0 | 0 | 0 | 0 | 0 | 0 | 0 | 0 | 0
F1_Commercial_Restaurant_Existing_Miscellaneous_Natural Gas_Pool Heater_Baseline Forecast | F1 | Commercial | Restaurant | Existing | Miscellaneous | Natural Gas | Pool Heater | Baseline Forecast | Units | 0 | 0 | 0 | 0 | 0 | 0 | 0 | 0 | 0 | 0 | 0 | 0 | 0 | 0 | 0 | 0 | 0 | 0 | 0 | 0 | 0 | 0 | 0 | 0 | 0 | 0 | 0 | 0 | 0 | 0 | 0 | 0 | 0
F2_Commercial_Restaurant_Existing_Miscellaneous_Natural Gas_Pool Heater_Baseline Forecast | F2 | Commercial | Restaurant | Existing | Miscellaneous | Natural Gas | Pool Heater | Baseline Forecast | Usage (MMtherm) | 0 | 0 | 0 | 0 | 0 | 0 | 0 | 0 | 0 | 0 | 0 | 0 | 0 | 0 | 0 | 0 | 0 | 0 | 0 | 0 | 0 | 0 | 0 | 0 | 0 | 0 | 0 | 0 | 0 | 0 | 0 | 0 | 0
F3_Commercial_Restaurant_Existing_Miscellaneous_Natural Gas_Pool Heater_Baseline Forecast | F3 | Commercial | Restaurant | Existing | Miscellaneous | Natural Gas | Pool Heater | Baseline Forecast | Summer Peak Demand (MW) | 0 | 0 | 0 | 0 | 0 | 0 | 0 | 0 | 0 | 0 | 0 | 0 | 0 | 0 | 0 | 0 | 0 | 0 | 0 | 0 | 0 | 0 | 0 | 0 | 0 | 0 | 0 | 0 | 0 | 0 | 0 | 0 | 0
F4_Commercial_Restaurant_Existing_Miscellaneous_Natural Gas_Pool Heater_Baseline Forecast | F4 | Commercial | Restaurant | Existing | Miscellaneous | Natural Gas | Pool Heater | Baseline Forecast | Winter Peak Demand (MW) | 0 | 0 | 0 | 0 | 0 | 0 | 0 | 0 | 0 | 0 | 0 | 0 | 0 | 0 | 0 | 0 | 0 | 0 | 0 | 0 | 0 | 0 | 0 | 0 | 0 | 0 | 0 | 0 | 0 | 0 | 0 | 0 | 0
F5_Commercial_Restaurant_Existing_Miscellaneous_Natural Gas_Pool Heater_Baseline Forecast | F5 | Commercial | Restaurant | Existing | Miscellaneous | Natural Gas | Pool Heater | Baseline Forecast | Turnover | 0 | 0 | 0 | 0 | 0 | 0 | 0 | 0 | 0 | 0 | 0 | 0 | 0 | 0 | 0 | 0 | 0 | 0 | 0 | 0 | 0 | 0 | 0 | 0 | 0 | 0 | 0 | 0 | 0 | 0 | 0 | 0 | 0
F6_Commercial_Restaurant_Existing_Miscellaneous_Natural Gas_Pool Heater_Baseline Forecast | F6 | Commercial | Restaurant | Existing | Miscellaneous | Natural Gas | Pool Heater | Baseline Forecast | Avg. Replacement Usage (kWh) | 0.01 | 0.0096587 | 0.01076 | 0.010562 | 0.010562 | 0.010562 | 0.010562 | 0.010562 | 0.010562 | 0.010562 | 0.010562 | 0.010562 | 0.010562 | 0.010562 | 0.010562 | 0.010562 | 0.010562 | 0.010562 | 0.010562 | 0.010562 | 0.010562 | 0.010562 | 0.010562 | 0.010562 | 0.010562 | 0.010562 | 0.010562 | 0.010562 | 0.010562 | 0.010562 | 0.010562 | 0.010562 | 0.010562
F7_Commercial_Restaurant_Existing_Miscellaneous_Natural Gas_Pool Heater_Baseline Forecast | F7 | Commercial | Restaurant | Existing | Miscellaneous | Natural Gas | Pool Heater | Baseline Forecast | Avg. Replacement Summer Demand (kW) | 0 | 0 | 0 | 0 | 0 | 0 | 0 | 0 | 0 | 0 | 0 | 0 | 0 | 0 | 0 | 0 | 0 | 0 | 0 | 0 | 0 | 0 | 0 | 0 | 0 | 0 | 0 | 0 | 0 | 0 | 0 | 0 | 0
F8_Commercial_Restaurant_Existing_Miscellaneous_Natural Gas_Pool Heater_Baseline Forecast | F8 | Commercial | Restaurant | Existing | Miscellaneous | Natural Gas | Pool Heater | Baseline Forecast | Avg. Replacement Winter Demand (kW) | 0 | 0 | 0 | 0 | 0 | 0 | 0 | 0 | 0 | 0 | 0 | 0 | 0 | 0 | 0 | 0 | 0 | 0 | 0 | 0 | 0 | 0 | 0 | 0 | 0 | 0 | 0 | 0 | 0 | 0 | 0 | 0 | 0
F1_Commercial_Restaurant_Existing_Miscellaneous_Natural Gas_Miscellaneous_Baseline Forecast | F1 | Commercial | Restaurant | Existing | Miscellaneous | Natural Gas | Miscellaneous | Baseline Forecast | Units | 903699.796 | 899101.9755 | 894504.1549 | 888951.6742 | 909722.6393 | 907277.8318 | 905119.5477 | 903175.6057 | 901297.5772 | 899431.1773 | 897555.4355 | 895682.2054 | 893824.9404 | 891988.2657 | 890160.5846 | 888340.1508 | 886518.0622 | 884716.5256 | 882960.8458 | 881255.8204 | 879575.717 | 877891.2117 | 876193.4552 | 874479.9555 | 872749.2469 | 871007.4507 | 869256.6835 | 867500.8205 | 865738.5076 | 863971.0243 | 862194.3434 | 860412.3967 | 872144.4475
F2_Commercial_Restaurant_Existing_Miscellaneous_Natural Gas_Miscellaneous_Baseline Forecast | F2 | Commercial | Restaurant | Existing | Miscellaneous | Natural Gas | Miscellaneous | Baseline Forecast | Usage (MMtherm) | 0.071733 | 0.068932 | 0.076397 | 0.074525 | 0.076267 | 0.076062 | 0.075881 | 0.075718 | 0.07556 | 0.075404 | 0.075247 | 0.075089 | 0.074934 | 0.07478 | 0.074627 | 0.074474 | 0.074321 | 0.07417 | 0.074023 | 0.07388 | 0.073739 | 0.073598 | 0.073456 | 0.073312 | 0.073167 | 0.073021 | 0.072874 | 0.072727 | 0.072579 | 0.072431 | 0.072282 | 0.072133 | 0.073116
F3_Commercial_Restaurant_Existing_Miscellaneous_Natural Gas_Miscellaneous_Baseline Forecast | F3 | Commercial | Restaurant | Existing | Miscellaneous | Natural Gas | Miscellaneous | Baseline Forecast | Summer Peak Demand (MW) | 0 | 0 | 0 | 0 | 0 | 0 | 0 | 0 | 0 | 0 | 0 | 0 | 0 | 0 | 0 | 0 | 0 | 0 | 0 | 0 | 0 | 0 | 0 | 0 | 0 | 0 | 0 | 0 | 0 | 0 | 0 | 0 | 0
F4_Commercial_Restaurant_Existing_Miscellaneous_Natural Gas_Miscellaneous_Baseline Forecast | F4 | Commercial | Restaurant | Existing | Miscellaneous | Natural Gas | Miscellaneous | Baseline Forecast | Winter Peak Demand (MW) | 0 | 0 | 0 | 0 | 0 | 0 | 0 | 0 | 0 | 0 | 0 | 0 | 0 | 0 | 0 | 0 | 0 | 0 | 0 | 0 | 0 | 0 | 0 | 0 | 0 | 0 | 0 | 0 | 0 | 0 | 0 | 0 | 0
F5_Commercial_Restaurant_Existing_Miscellaneous_Natural Gas_Miscellaneous_Baseline Forecast | F5 | Commercial | Restaurant | Existing | Miscellaneous | Natural Gas | Miscellaneous | Baseline Forecast | Turnover | 0 | 77065.8836 | 91275.9342 | 103149.4946 | 120069.9401 | 97808.326 | 98297.3562 | 101103.3251 | 100360.314 | 99799.2175 | 99717.2463 | 121398.9805 | 122163.3808 | 122207.1324 | 126594.0228 | 119373.4318 | 119667.2637 | 121198.8386 | 120476.5745 | 119959.226 | 119875.698 | 125917.0192 | 125048.9553 | 124085.293 | 125355.7915 | 123003.0189 | 122993.72 | 123517.5416 | 122985.0406 | 122582.9005 | 122433.8763 | 123978.328 | 135260.2116
F6_Commercial_Restaurant_Existing_Miscellaneous_Natural Gas_Miscellaneous_Baseline Forecast | F6 | Commercial | Restaurant | Existing | Miscellaneous | Natural Gas | Miscellaneous | Baseline Forecast | Avg. Replacement Usage (kWh) | 0.079377 | 0.076668 | 0.085407 | 0.083835 | 0.083835 | 0.083835 | 0.083835 | 0.083835 | 0.083835 | 0.083835 | 0.083835 | 0.083835 | 0.083835 | 0.083835 | 0.083835 | 0.083835 | 0.083835 | 0.083835 | 0.083835 | 0.083835 | 0.083835 | 0.083835 | 0.083835 | 0.083835 | 0.083835 | 0.083835 | 0.083835 | 0.083835 | 0.083835 | 0.083835 | 0.083835 | 0.083835 | 0.083835
F7_Commercial_Restaurant_Existing_Miscellaneous_Natural Gas_Miscellaneous_Baseline Forecast | F7 | Commercial | Restaurant | Existing | Miscellaneous | Natural Gas | Miscellaneous | Baseline Forecast | Avg. Replacement Summer Demand (kW) | 0 | 0 | 0 | 0 | 0 | 0 | 0 | 0 | 0 | 0 | 0 | 0 | 0 | 0 | 0 | 0 | 0 | 0 | 0 | 0 | 0 | 0 | 0 | 0 | 0 | 0 | 0 | 0 | 0 | 0 | 0 | 0 | 0
F8_Commercial_Restaurant_Existing_Miscellaneous_Natural Gas_Miscellaneous_Baseline Forecast | F8 | Commercial | Restaurant | Existing | Miscellaneous | Natural Gas | Miscellaneous | Baseline Forecast | Avg. Replacement Winter Demand (kW) | 0 | 0 | 0 | 0 | 0 | 0 | 0 | 0 | 0 | 0 | 0 | 0 | 0 | 0 | 0 | 0 | 0 | 0 | 0 | 0 | 0 | 0 | 0 | 0 | 0 | 0 | 0 | 0 | 0 | 0 | 0 | 0 | 0
F1_Commercial_Restaurant_New_Space Heating_Natural Gas_Furnace_Baseline Forecast | F1 | Commercial | Restaurant | New | Space Heating | Natural Gas | Furnace | Baseline Forecast | Units | 0 | 0 | 0 | 0 | 0 | 0 | 0 | 0 | 0 | 0 | 0 | 0 | 0 | 0 | 0 | 0 | 0 | 0 | 0 | 0 | 0 | 0 | 0 | 0 | 0 | 0 | 0 | 0 | 0 | 0 | 0 | 0 | 0
F2_Commercial_Restaurant_New_Space Heating_Natural Gas_Furnace_Baseline Forecast | F2 | Commercial | Restaurant | New | Space Heating | Natural Gas | Furnace | Baseline Forecast | Usage (MMtherm) | 0 | 0 | 0 | 0 | 0 | 0 | 0 | 0 | 0 | 0 | 0 | 0 | 0 | 0 | 0 | 0 | 0 | 0 | 0 | 0 | 0 | 0 | 0 | 0 | 0 | 0 | 0 | 0 | 0 | 0 | 0 | 0 | 0
F3_Commercial_Restaurant_New_Space Heating_Natural Gas_Furnace_Baseline Forecast | F3 | Commercial | Restaurant | New | Space Heating | Natural Gas | Furnace | Baseline Forecast | Summer Peak Demand (MW) | 0 | 0 | 0 | 0 | 0 | 0 | 0 | 0 | 0 | 0 | 0 | 0 | 0 | 0 | 0 | 0 | 0 | 0 | 0 | 0 | 0 | 0 | 0 | 0 | 0 | 0 | 0 | 0 | 0 | 0 | 0 | 0 | 0
F4_Commercial_Restaurant_New_Space Heating_Natural Gas_Furnace_Baseline Forecast | F4 | Commercial | Restaurant | New | Space Heating | Natural Gas | Furnace | Baseline Forecast | Winter Peak Demand (MW) | 0 | 0 | 0 | 0 | 0 | 0 | 0 | 0 | 0 | 0 | 0 | 0 | 0 | 0 | 0 | 0 | 0 | 0 | 0 | 0 | 0 | 0 | 0 | 0 | 0 | 0 | 0 | 0 | 0 | 0 | 0 | 0 | 0
F5_Commercial_Restaurant_New_Space Heating_Natural Gas_Furnace_Baseline Forecast | F5 | Commercial | Restaurant | New | Space Heating | Natural Gas | Furnace | Baseline Forecast | Turnover | 0 | 0 | 0 | 0 | 0 | 0 | 0 | 0 | 0 | 0 | 0 | 0 | 0 | 0 | 0 | 0 | 0 | 0 | 0 | 0 | 0 | 0 | 0 | 0 | 0 | 0 | 0 | 0 | 0 | 0 | 0 | 0 | 0
F6_Commercial_Restaurant_New_Space Heating_Natural Gas_Furnace_Baseline Forecast | F6 | Commercial | Restaurant | New | Space Heating | Natural Gas | Furnace | Baseline Forecast | Avg. Replacement Usage (kWh) | 0.65707 | 0.63464 | 0.70324 | 0.68662 | 0.68295 | 0.61059 | 0.60728 | 0.51941 | 0.51655 | 0.5137 | 0.51084 | 0.508 | 0.50514 | 0.50229 | 0.49944 | 0.49659 | 0.49375 | 0.4909 | 0.48804 | 0.48519 | 0.48234 | 0.47949 | 0.47664 | 0.47379 | 0.47094 | 0.4681 | 0.46525 | 0.4624 | 0.45956 | 0.45672 | 0.45388 | 0.45104 | 0.45104
F7_Commercial_Restaurant_New_Space Heating_Natural Gas_Furnace_Baseline Forecast | F7 | Commercial | Restaurant | New | Space Heating | Natural Gas | Furnace | Baseline Forecast | Avg. Replacement Summer Demand (kW) | 0 | 0 | 0 | 0 | 0 | 0 | 0 | 0 | 0 | 0 | 0 | 0 | 0 | 0 | 0 | 0 | 0 | 0 | 0 | 0 | 0 | 0 | 0 | 0 | 0 | 0 | 0 | 0 | 0 | 0 | 0 | 0 | 0
F8_Commercial_Restaurant_New_Space Heating_Natural Gas_Furnace_Baseline Forecast | F8 | Commercial | Restaurant | New | Space Heating | Natural Gas | Furnace | Baseline Forecast | Avg. Replacement Winter Demand (kW) | 0 | 0 | 0 | 0 | 0 | 0 | 0 | 0 | 0 | 0 | 0 | 0 | 0 | 0 | 0 | 0 | 0 | 0 | 0 | 0 | 0 | 0 | 0 | 0 | 0 | 0 | 0 | 0 | 0 | 0 | 0 | 0 | 0
F1_Commercial_Restaurant_New_Space Heating_Natural Gas_Boiler_Baseline Forecast | F1 | Commercial | Restaurant | New | Space Heating | Natural Gas | Boiler | Baseline Forecast | Units | 0 | 0 | 0 | 0 | 0 | 0 | 0 | 0 | 0 | 0 | 0 | 0 | 0 | 0 | 0 | 0 | 0 | 0 | 0 | 0 | 0 | 0 | 0 | 0 | 0 | 0 | 0 | 0 | 0 | 0 | 0 | 0 | 0
F2_Commercial_Restaurant_New_Space Heating_Natural Gas_Boiler_Baseline Forecast | F2 | Commercial | Restaurant | New | Space Heating | Natural Gas | Boiler | Baseline Forecast | Usage (MMtherm) | 0 | 0 | 0 | 0 | 0 | 0 | 0 | 0 | 0 | 0 | 0 | 0 | 0 | 0 | 0 | 0 | 0 | 0 | 0 | 0 | 0 | 0 | 0 | 0 | 0 | 0 | 0 | 0 | 0 | 0 | 0 | 0 | 0
F3_Commercial_Restaurant_New_Space Heating_Natural Gas_Boiler_Baseline Forecast | F3 | Commercial | Restaurant | New | Space Heating | Natural Gas | Boiler | Baseline Forecast | Summer Peak Demand (MW) | 0 | 0 | 0 | 0 | 0 | 0 | 0 | 0 | 0 | 0 | 0 | 0 | 0 | 0 | 0 | 0 | 0 | 0 | 0 | 0 | 0 | 0 | 0 | 0 | 0 | 0 | 0 | 0 | 0 | 0 | 0 | 0 | 0
F4_Commercial_Restaurant_New_Space Heating_Natural Gas_Boiler_Baseline Forecast | F4 | Commercial | Restaurant | New | Space Heating | Natural Gas | Boiler | Baseline Forecast | Winter Peak Demand (MW) | 0 | 0 | 0 | 0 | 0 | 0 | 0 | 0 | 0 | 0 | 0 | 0 | 0 | 0 | 0 | 0 | 0 | 0 | 0 | 0 | 0 | 0 | 0 | 0 | 0 | 0 | 0 | 0 | 0 | 0 | 0 | 0 | 0
F5_Commercial_Restaurant_New_Space Heating_Natural Gas_Boiler_Baseline Forecast | F5 | Commercial | Restaurant | New | Space Heating | Natural Gas | Boiler | Baseline Forecast | Turnover | 0 | 0 | 0 | 0 | 0 | 0 | 0 | 0 | 0 | 0 | 0 | 0 | 0 | 0 | 0 | 0 | 0 | 0 | 0 | 0 | 0 | 0 | 0 | 0 | 0 | 0 | 0 | 0 | 0 | 0 | 0 | 0 | 0
F6_Commercial_Restaurant_New_Space Heating_Natural Gas_Boiler_Baseline Forecast | F6 | Commercial | Restaurant | New | Space Heating | Natural Gas | Boiler | Baseline Forecast | Avg. Replacement Usage (kWh) | 3.3454 | 3.2313 | 3.5805 | 3.4959 | 3.4772 | 3.0222 | 3.0058 | 2.9895 | 2.9731 | 2.9568 | 2.9405 | 2.9241 | 2.9078 | 2.8915 | 2.8751 | 2.8588 | 2.8424 | 2.8261 | 2.8097 | 2.7934 | 2.7771 | 2.7608 | 2.7444 | 2.7281 | 2.7118 | 2.6955 | 2.6791 | 2.6628 | 2.6465 | 2.6302 | 2.6138 | 2.5975 | 2.5975
F7_Commercial_Restaurant_New_Space Heating_Natural Gas_Boiler_Baseline Forecast | F7 | Commercial | Restaurant | New | Space Heating | Natural Gas | Boiler | Baseline Forecast | Avg. Replacement Summer Demand (kW) | 0 | 0 | 0 | 0 | 0 | 0 | 0 | 0 | 0 | 0 | 0 | 0 | 0 | 0 | 0 | 0 | 0 | 0 | 0 | 0 | 0 | 0 | 0 | 0 | 0 | 0 | 0 | 0 | 0 | 0 | 0 | 0 | 0
F8_Commercial_Restaurant_New_Space Heating_Natural Gas_Boiler_Baseline Forecast | F8 | Commercial | Restaurant | New | Space Heating | Natural Gas | Boiler | Baseline Forecast | Avg. Replacement Winter Demand (kW) | 0 | 0 | 0 | 0 | 0 | 0 | 0 | 0 | 0 | 0 | 0 | 0 | 0 | 0 | 0 | 0 | 0 | 0 | 0 | 0 | 0 | 0 | 0 | 0 | 0 | 0 | 0 | 0 | 0 | 0 | 0 | 0 | 0
F1_Commercial_Restaurant_New_Space Heating_Natural Gas_Unit Heater_Baseline Forecast | F1 | Commercial | Restaurant | New | Space Heating | Natural Gas | Unit Heater | Baseline Forecast | Units | 0 | 12.8124 | 74.6114 | 114.1052 | 161.326 | 209.9914 | 258.9013 | 301.2326 | 342.9707 | 385.6858 | 429.0962 | 472.1767 | 514.5835 | 556.4122 | 598.3014 | 640.0639 | 682.0684 | 723.093 | 762.488 | 800.612 | 838.7547 | 877.6697 | 917.0919 | 956.9312 | 997.1985 | 1037.5793 | 1078.1179 | 1118.6839 | 1159.4287 | 1200.2624 | 1241.4 | 1282.5674 | 1300.0557
F2_Commercial_Restaurant_New_Space Heating_Natural Gas_Unit Heater_Baseline Forecast | F2 | Commercial | Restaurant | New | Space Heating | Natural Gas | Unit Heater | Baseline Forecast | Usage (MMtherm) | 0 | 4.167e-06 | 2.6888e-05 | 4.015e-05 | 5.6461e-05 | 7.1402e-05 | 8.6254e-05 | 9.8902e-05 | 0.00011122 | 0.0001237 | 0.00013625 | 0.00014849 | 0.00016009 | 0.00017124 | 0.00018212 | 0.00019292 | 0.00020373 | 0.00021418 | 0.00022396 | 0.00023284 | 0.00024195 | 0.00025115 | 0.00026088 | 0.00027059 | 0.00028029 | 0.00028989 | 0.00029939 | 0.00030876 | 0.00031804 | 0.00032721 | 0.00033632 | 0.00034531 | 0.00035001
F3_Commercial_Restaurant_New_Space Heating_Natural Gas_Unit Heater_Baseline Forecast | F3 | Commercial | Restaurant | New | Space Heating | Natural Gas | Unit Heater | Baseline Forecast | Summer Peak Demand (MW) | 0 | 0 | 0 | 0 | 0 | 0 | 0 | 0 | 0 | 0 | 0 | 0 | 0 | 0 | 0 | 0 | 0 | 0 | 0 | 0 | 0 | 0 | 0 | 0 | 0 | 0 | 0 | 0 | 0 | 0 | 0 | 0 | 0
F4_Commercial_Restaurant_New_Space Heating_Natural Gas_Unit Heater_Baseline Forecast | F4 | Commercial | Restaurant | New | Space Heating | Natural Gas | Unit Heater | Baseline Forecast | Winter Peak Demand (MW) | 0 | 0 | 0 | 0 | 0 | 0 | 0 | 0 | 0 | 0 | 0 | 0 | 0 | 0 | 0 | 0 | 0 | 0 | 0 | 0 | 0 | 0 | 0 | 0 | 0 | 0 | 0 | 0 | 0 | 0 | 0 | 0 | 0
F5_Commercial_Restaurant_New_Space Heating_Natural Gas_Unit Heater_Baseline Forecast | F5 | Commercial | Restaurant | New | Space Heating | Natural Gas | Unit Heater | Baseline Forecast | Turnover | 0 | 12.8124 | 61.799 | 39.4939 | 47.2208 | 48.6653 | 48.9099 | 42.3314 | 41.7381 | 42.7151 | 43.4104 | 44.9109 | 52.804 | 56.3827 | 61.1098 | 65.1895 | 69.072 | 70.2726 | 74.1603 | 88.2975 | 80.8513 | 84.1896 | 86.1933 | 88.0547 | 88.4081 | 90.7842 | 93.8936 | 96.5403 | 99.7545 | 106.327 | 109.8675 | 113.4832 | 92.9752
F6_Commercial_Restaurant_New_Space Heating_Natural Gas_Unit Heater_Baseline Forecast | F6 | Commercial | Restaurant | New | Space Heating | Natural Gas | Unit Heater | Baseline Forecast | Avg. Replacement Usage (kWh) | 0.33672 | 0.32523 | 0.36038 | 0.35186 | 0.34998 | 0.31325 | 0.31156 | 0.30986 | 0.30817 | 0.30648 | 0.30478 | 0.30309 | 0.30139 | 0.2997 | 0.29801 | 0.29631 | 0.29462 | 0.29293 | 0.29123 | 0.28954 | 0.28785 | 0.28616 | 0.28446 | 0.28277 | 0.28108 | 0.27939 | 0.27769 | 0.276 | 0.27431 | 0.27262 | 0.27092 | 0.26923 | 0.26923
F7_Commercial_Restaurant_New_Space Heating_Natural Gas_Unit Heater_Baseline Forecast | F7 | Commercial | Restaurant | New | Space Heating | Natural Gas | Unit Heater | Baseline Forecast | Avg. Replacement Summer Demand (kW) | 0 | 0 | 0 | 0 | 0 | 0 | 0 | 0 | 0 | 0 | 0 | 0 | 0 | 0 | 0 | 0 | 0 | 0 | 0 | 0 | 0 | 0 | 0 | 0 | 0 | 0 | 0 | 0 | 0 | 0 | 0 | 0 | 0
F8_Commercial_Restaurant_New_Space Heating_Natural Gas_Unit Heater_Baseline Forecast | F8 | Commercial | Restaurant | New | Space Heating | Natural Gas | Unit Heater | Baseline Forecast | Avg. Replacement Winter Demand (kW) | 0 | 0 | 0 | 0 | 0 | 0 | 0 | 0 | 0 | 0 | 0 | 0 | 0 | 0 | 0 | 0 | 0 | 0 | 0 | 0 | 0 | 0 | 0 | 0 | 0 | 0 | 0 | 0 | 0 | 0 | 0 | 0 | 0
F1_Commercial_Restaurant_New_Water Heating_Natural Gas_Water Heater_Baseline Forecast | F1 | Commercial | Restaurant | New | Water Heating | Natural Gas | Water Heater | Baseline Forecast | Units | 0 | 905.9339 | 5275.5895 | 8068.1055 | 11406.9734 | 14847.9822 | 18306.2826 | 21299.4305 | 24250.6309 | 27270.9087 | 30340.3496 | 33386.4724 | 36384.9509 | 39342.5583 | 42304.441 | 45257.3659 | 48227.4036 | 51128.1515 | 53913.6804 | 56609.3334 | 59306.3107 | 62057.8984 | 64845.3465 | 67662.2877 | 70509.492 | 73364.7183 | 76231.1066 | 79099.4256 | 81980.398 | 84867.6505 | 87776.3845 | 90687.2329 | 91923.7878
F2_Commercial_Restaurant_New_Water Heating_Natural Gas_Water Heater_Baseline Forecast | F2 | Commercial | Restaurant | New | Water Heating | Natural Gas | Water Heater | Baseline Forecast | Usage (MMtherm) | 0 | 0.0010315 | 0.0066918 | 0.010046 | 0.014203 | 0.018487 | 0.022793 | 0.02652 | 0.030195 | 0.033955 | 0.037777 | 0.04157 | 0.045303 | 0.048986 | 0.052673 | 0.05635 | 0.060048 | 0.06366 | 0.067128 | 0.070485 | 0.073843 | 0.077269 | 0.080739 | 0.084247 | 0.087792 | 0.091347 | 0.094916 | 0.098487 | 0.10207 | 0.10567 | 0.10929 | 0.11292 | 0.11445
F3_Commercial_Restaurant_New_Water Heating_Natural Gas_Water Heater_Baseline Forecast | F3 | Commercial | Restaurant | New | Water Heating | Natural Gas | Water Heater | Baseline Forecast | Summer Peak Demand (MW) | 0 | 0 | 0 | 0 | 0 | 0 | 0 | 0 | 0 | 0 | 0 | 0 | 0 | 0 | 0 | 0 | 0 | 0 | 0 | 0 | 0 | 0 | 0 | 0 | 0 | 0 | 0 | 0 | 0 | 0 | 0 | 0 | 0
F4_Commercial_Restaurant_New_Water Heating_Natural Gas_Water Heater_Baseline Forecast | F4 | Commercial | Restaurant | New | Water Heating | Natural Gas | Water Heater | Baseline Forecast | Winter Peak Demand (MW) | 0 | 0 | 0 | 0 | 0 | 0 | 0 | 0 | 0 | 0 | 0 | 0 | 0 | 0 | 0 | 0 | 0 | 0 | 0 | 0 | 0 | 0 | 0 | 0 | 0 | 0 | 0 | 0 | 0 | 0 | 0 | 0 | 0
F5_Commercial_Restaurant_New_Water Heating_Natural Gas_Water Heater_Baseline Forecast | F5 | Commercial | Restaurant | New | Water Heating | Natural Gas | Water Heater | Baseline Forecast | Turnover | 0 | 905.9339 | 4369.6556 | 2792.516 | 3338.8679 | 3441.0088 | 3458.3004 | 2993.1479 | 2951.2004 | 3020.2778 | 3250.6276 | 4065.0034 | 4372.0861 | 4724.2671 | 5063.4122 | 5563.2937 | 6564.9563 | 5953.4851 | 5974.9971 | 5924.1287 | 6097.2915 | 6224.3193 | 6499.4905 | 6817.3658 | 7220.5876 | 7880.4079 | 8157.7305 | 8388.7142 | 8571.0193 | 8789.7891 | 9138.207 | 9034.0314 | 7504.2138
F6_Commercial_Restaurant_New_Water Heating_Natural Gas_Water Heater_Baseline Forecast | F6 | Commercial | Restaurant | New | Water Heating | Natural Gas | Water Heater | Baseline Forecast | Avg. Replacement Usage (kWh) | 1.1789 | 1.1387 | 1.2684 | 1.2451 | 1.2451 | 1.2451 | 1.2451 | 1.2451 | 1.2451 | 1.2451 | 1.2451 | 1.2451 | 1.2451 | 1.2451 | 1.2451 | 1.2451 | 1.2451 | 1.2451 | 1.2451 | 1.2451 | 1.2451 | 1.2451 | 1.2451 | 1.2451 | 1.2451 | 1.2451 | 1.2451 | 1.2451 | 1.2451 | 1.2451 | 1.2451 | 1.2451 | 1.2451
F7_Commercial_Restaurant_New_Water Heating_Natural Gas_Water Heater_Baseline Forecast | F7 | Commercial | Restaurant | New | Water Heating | Natural Gas | Water Heater | Baseline Forecast | Avg. Replacement Summer Demand (kW) | 0 | 0 | 0 | 0 | 0 | 0 | 0 | 0 | 0 | 0 | 0 | 0 | 0 | 0 | 0 | 0 | 0 | 0 | 0 | 0 | 0 | 0 | 0 | 0 | 0 | 0 | 0 | 0 | 0 | 0 | 0 | 0 | 0
F8_Commercial_Restaurant_New_Water Heating_Natural Gas_Water Heater_Baseline Forecast | F8 | Commercial | Restaurant | New | Water Heating | Natural Gas | Water Heater | Baseline Forecast | Avg. Replacement Winter Demand (kW) | 0 | 0 | 0 | 0 | 0 | 0 | 0 | 0 | 0 | 0 | 0 | 0 | 0 | 0 | 0 | 0 | 0 | 0 | 0 | 0 | 0 | 0 | 0 | 0 | 0 | 0 | 0 | 0 | 0 | 0 | 0 | 0 | 0
F1_Commercial_Restaurant_New_Food Preparation_Natural Gas_Oven_Baseline Forecast | F1 | Commercial | Restaurant | New | Food Preparation | Natural Gas | Oven | Baseline Forecast | Units | 0 | 233.1367 | 1357.6415 | 2076.2788 | 2935.5165 | 3821.0396 | 4711.0126 | 5481.2813 | 6240.7551 | 7018.0056 | 7807.9079 | 8591.8094 | 9363.45 | 10124.5726 | 10886.7954 | 11646.713 | 12411.0345 | 13157.5247 | 13874.3639 | 14568.0741 | 15262.1251 | 15970.2298 | 16687.563 | 17412.486 | 18145.197 | 18879.9724 | 19617.6204 | 20355.7651 | 21097.1662 | 21840.1834 | 22588.7287 | 23337.8182 | 23656.0382
F2_Commercial_Restaurant_New_Food Preparation_Natural Gas_Oven_Baseline Forecast | F2 | Commercial | Restaurant | New | Food Preparation | Natural Gas | Oven | Baseline Forecast | Usage (MMtherm) | 0 | 0.00014317 | 0.00092869 | 0.0013942 | 0.0019713 | 0.0025659 | 0.0031635 | 0.0036806 | 0.0041903 | 0.0047118 | 0.0052417 | 0.0057674 | 0.0062846 | 0.0067946 | 0.007305 | 0.0078136 | 0.0083249 | 0.0088237 | 0.0093027 | 0.0097659 | 0.010229 | 0.010702 | 0.01118 | 0.011664 | 0.012152 | 0.012642 | 0.013133 | 0.013625 | 0.014118 | 0.014613 | 0.015112 | 0.015611 | 0.015822
F3_Commercial_Restaurant_New_Food Preparation_Natural Gas_Oven_Baseline Forecast | F3 | Commercial | Restaurant | New | Food Preparation | Natural Gas | Oven | Baseline Forecast | Summer Peak Demand (MW) | 0 | 0 | 0 | 0 | 0 | 0 | 0 | 0 | 0 | 0 | 0 | 0 | 0 | 0 | 0 | 0 | 0 | 0 | 0 | 0 | 0 | 0 | 0 | 0 | 0 | 0 | 0 | 0 | 0 | 0 | 0 | 0 | 0
F4_Commercial_Restaurant_New_Food Preparation_Natural Gas_Oven_Baseline Forecast | F4 | Commercial | Restaurant | New | Food Preparation | Natural Gas | Oven | Baseline Forecast | Winter Peak Demand (MW) | 0 | 0 | 0 | 0 | 0 | 0 | 0 | 0 | 0 | 0 | 0 | 0 | 0 | 0 | 0 | 0 | 0 | 0 | 0 | 0 | 0 | 0 | 0 | 0 | 0 | 0 | 0 | 0 | 0 | 0 | 0 | 0 | 0
F5_Commercial_Restaurant_New_Food Preparation_Natural Gas_Oven_Baseline Forecast | F5 | Commercial | Restaurant | New | Food Preparation | Natural Gas | Oven | Baseline Forecast | Turnover | 0 | 233.1367 | 1124.5048 | 718.6373 | 859.2377 | 885.5231 | 889.973 | 770.2687 | 759.4738 | 777.2505 | 828.7584 | 1003.6991 | 1074.5781 | 1156.7768 | 1239.5219 | 1305.9956 | 1412.8288 | 1662.2564 | 1496.2493 | 1520.584 | 1557.7315 | 1608.1766 | 1626.782 | 1686.3713 | 1756.5451 | 1837.8168 | 1982.7146 | 2044.8562 | 2106.6981 | 2163.4792 | 2218.8448 | 2275.2845 | 1940.7218
F6_Commercial_Restaurant_New_Food Preparation_Natural Gas_Oven_Baseline Forecast | F6 | Commercial | Restaurant | New | Food Preparation | Natural Gas | Oven | Baseline Forecast | Avg. Replacement Usage (kWh) | 0.63582 | 0.61411 | 0.68403 | 0.67154 | 0.6716 | 0.67155 | 0.67141 | 0.67129 | 0.67115 | 0.67102 | 0.67089 | 0.67077 | 0.67064 | 0.6705 | 0.67037 | 0.67024 | 0.67011 | 0.66997 | 0.66982 | 0.66967 | 0.66952 | 0.66937 | 0.66923 | 0.66909 | 0.66897 | 0.66886 | 0.66876 | 0.66868 | 0.66862 | 0.66856 | 0.66854 | 0.66852 | 0.66852
F7_Commercial_Restaurant_New_Food Preparation_Natural Gas_Oven_Baseline Forecast | F7 | Commercial | Restaurant | New | Food Preparation | Natural Gas | Oven | Baseline Forecast | Avg. Replacement Summer Demand (kW) | 0 | 0 | 0 | 0 | 0 | 0 | 0 | 0 | 0 | 0 | 0 | 0 | 0 | 0 | 0 | 0 | 0 | 0 | 0 | 0 | 0 | 0 | 0 | 0 | 0 | 0 | 0 | 0 | 0 | 0 | 0 | 0 | 0
F8_Commercial_Restaurant_New_Food Preparation_Natural Gas_Oven_Baseline Forecast | F8 | Commercial | Restaurant | New | Food Preparation | Natural Gas | Oven | Baseline Forecast | Avg. Replacement Winter Demand (kW) | 0 | 0 | 0 | 0 | 0 | 0 | 0 | 0 | 0 | 0 | 0 | 0 | 0 | 0 | 0 | 0 | 0 | 0 | 0 | 0 | 0 | 0 | 0 | 0 | 0 | 0 | 0 | 0 | 0 | 0 | 0 | 0 | 0
F1_Commercial_Restaurant_New_Food Preparation_Natural Gas_Conveyor Oven_Baseline Forecast | F1 | Commercial | Restaurant | New | Food Preparation | Natural Gas | Conveyor Oven | Baseline Forecast | Units | 0 | 116.5683 | 678.8207 | 1038.1394 | 1467.7583 | 1910.5198 | 2355.5063 | 2740.6407 | 3120.3776 | 3509.0028 | 3903.954 | 4295.9047 | 4681.725 | 5062.2863 | 5443.3977 | 5823.3565 | 6205.5173 | 6578.7623 | 6937.1819 | 7284.0371 | 7631.0626 | 7985.1149 | 8343.7815 | 8706.243 | 9072.5985 | 9439.9862 | 9808.8102 | 10177.8826 | 10548.5831 | 10920.0917 | 11294.3644 | 11668.9091 | 11828.0191
F2_Commercial_Restaurant_New_Food Preparation_Natural Gas_Conveyor Oven_Baseline Forecast | F2 | Commercial | Restaurant | New | Food Preparation | Natural Gas | Conveyor Oven | Baseline Forecast | Usage (MMtherm) | 0 | 0.00012249 | 0.00079457 | 0.0011928 | 0.0016864 | 0.0021951 | 0.0027064 | 0.0031488 | 0.0035851 | 0.0040315 | 0.0044852 | 0.0049354 | 0.0053785 | 0.0058156 | 0.0062533 | 0.0066897 | 0.0071285 | 0.0075571 | 0.0079686 | 0.0083667 | 0.008765 | 0.0091713 | 0.0095828 | 0.0099986 | 0.010419 | 0.01084 | 0.011263 | 0.011687 | 0.012112 | 0.012538 | 0.012968 | 0.013397 | 0.01358
F3_Commercial_Restaurant_New_Food Preparation_Natural Gas_Conveyor Oven_Baseline Forecast | F3 | Commercial | Restaurant | New | Food Preparation | Natural Gas | Conveyor Oven | Baseline Forecast | Summer Peak Demand (MW) | 0 | 0 | 0 | 0 | 0 | 0 | 0 | 0 | 0 | 0 | 0 | 0 | 0 | 0 | 0 | 0 | 0 | 0 | 0 | 0 | 0 | 0 | 0 | 0 | 0 | 0 | 0 | 0 | 0 | 0 | 0 | 0 | 0
F4_Commercial_Restaurant_New_Food Preparation_Natural Gas_Conveyor Oven_Baseline Forecast | F4 | Commercial | Restaurant | New | Food Preparation | Natural Gas | Conveyor Oven | Baseline Forecast | Winter Peak Demand (MW) | 0 | 0 | 0 | 0 | 0 | 0 | 0 | 0 | 0 | 0 | 0 | 0 | 0 | 0 | 0 | 0 | 0 | 0 | 0 | 0 | 0 | 0 | 0 | 0 | 0 | 0 | 0 | 0 | 0 | 0 | 0 | 0 | 0
F5_Commercial_Restaurant_New_Food Preparation_Natural Gas_Conveyor Oven_Baseline Forecast | F5 | Commercial | Restaurant | New | Food Preparation | Natural Gas | Conveyor Oven | Baseline Forecast | Turnover | 0 | 116.5683 | 562.2524 | 359.3187 | 429.6189 | 442.7615 | 444.9865 | 385.1344 | 379.7369 | 388.6252 | 394.9511 | 391.9508 | 385.8203 | 380.5613 | 381.1114 | 379.9588 | 382.1607 | 396.5587 | 489.521 | 523.6 | 574.3452 | 624.4604 | 694.548 | 825.0269 | 759.1574 | 777.783 | 779.5757 | 776.6472 | 758.2346 | 756.2332 | 760.6046 | 761.2604 | 544.1281
F6_Commercial_Restaurant_New_Food Preparation_Natural Gas_Conveyor Oven_Baseline Forecast | F6 | Commercial | Restaurant | New | Food Preparation | Natural Gas | Conveyor Oven | Baseline Forecast | Avg. Replacement Usage (kWh) | 1.0879 | 1.0508 | 1.1705 | 1.149 | 1.149 | 1.1489 | 1.1489 | 1.1488 | 1.1488 | 1.1487 | 1.1487 | 1.1486 | 1.1486 | 1.1485 | 1.1485 | 1.1484 | 1.1484 | 1.1483 | 1.1483 | 1.1482 | 1.1482 | 1.1482 | 1.1481 | 1.1481 | 1.1481 | 1.148 | 1.148 | 1.148 | 1.148 | 1.148 | 1.148 | 1.148 | 1.148
F7_Commercial_Restaurant_New_Food Preparation_Natural Gas_Conveyor Oven_Baseline Forecast | F7 | Commercial | Restaurant | New | Food Preparation | Natural Gas | Conveyor Oven | Baseline Forecast | Avg. Replacement Summer Demand (kW) | 0 | 0 | 0 | 0 | 0 | 0 | 0 | 0 | 0 | 0 | 0 | 0 | 0 | 0 | 0 | 0 | 0 | 0 | 0 | 0 | 0 | 0 | 0 | 0 | 0 | 0 | 0 | 0 | 0 | 0 | 0 | 0 | 0
F8_Commercial_Restaurant_New_Food Preparation_Natural Gas_Conveyor Oven_Baseline Forecast | F8 | Commercial | Restaurant | New | Food Preparation | Natural Gas | Conveyor Oven | Baseline Forecast | Avg. Replacement Winter Demand (kW) | 0 | 0 | 0 | 0 | 0 | 0 | 0 | 0 | 0 | 0 | 0 | 0 | 0 | 0 | 0 | 0 | 0 | 0 | 0 | 0 | 0 | 0 | 0 | 0 | 0 | 0 | 0 | 0 | 0 | 0 | 0 | 0 | 0
F1_Commercial_Restaurant_New_Food Preparation_Natural Gas_Double Rack Oven_Baseline Forecast | F1 | Commercial | Restaurant | New | Food Preparation | Natural Gas | Double Rack Oven | Baseline Forecast | Units | 0 | 116.5683 | 678.8207 | 1038.1394 | 1467.7583 | 1910.5198 | 2355.5063 | 2740.6407 | 3120.3776 | 3509.0028 | 3903.954 | 4295.9047 | 4681.725 | 5062.2863 | 5443.3977 | 5823.3565 | 6205.5173 | 6578.7623 | 6937.1819 | 7284.0371 | 7631.0626 | 7985.1149 | 8343.7815 | 8706.243 | 9072.5985 | 9439.9862 | 9808.8102 | 10177.8826 | 10548.5831 | 10920.0917 | 11294.3644 | 11668.9091 | 11828.0191
F2_Commercial_Restaurant_New_Food Preparation_Natural Gas_Double Rack Oven_Baseline Forecast | F2 | Commercial | Restaurant | New | Food Preparation | Natural Gas | Double Rack Oven | Baseline Forecast | Usage (MMtherm) | 0 | 0.00018608 | 0.0012069 | 0.0018119 | 0.0025618 | 0.0033346 | 0.0041111 | 0.0047829 | 0.0054451 | 0.0061226 | 0.006811 | 0.0074939 | 0.0081659 | 0.0088281 | 0.0094908 | 0.010151 | 0.010814 | 0.011462 | 0.012082 | 0.012683 | 0.013283 | 0.013895 | 0.014515 | 0.015142 | 0.015775 | 0.01641 | 0.017048 | 0.017685 | 0.018325 | 0.018966 | 0.019612 | 0.020259 | 0.020532
F3_Commercial_Restaurant_New_Food Preparation_Natural Gas_Double Rack Oven_Baseline Forecast | F3 | Commercial | Restaurant | New | Food Preparation | Natural Gas | Double Rack Oven | Baseline Forecast | Summer Peak Demand (MW) | 0 | 0 | 0 | 0 | 0 | 0 | 0 | 0 | 0 | 0 | 0 | 0 | 0 | 0 | 0 | 0 | 0 | 0 | 0 | 0 | 0 | 0 | 0 | 0 | 0 | 0 | 0 | 0 | 0 | 0 | 0 | 0 | 0
F4_Commercial_Restaurant_New_Food Preparation_Natural Gas_Double Rack Oven_Baseline Forecast | F4 | Commercial | Restaurant | New | Food Preparation | Natural Gas | Double Rack Oven | Baseline Forecast | Winter Peak Demand (MW) | 0 | 0 | 0 | 0 | 0 | 0 | 0 | 0 | 0 | 0 | 0 | 0 | 0 | 0 | 0 | 0 | 0 | 0 | 0 | 0 | 0 | 0 | 0 | 0 | 0 | 0 | 0 | 0 | 0 | 0 | 0 | 0 | 0
F5_Commercial_Restaurant_New_Food Preparation_Natural Gas_Double Rack Oven_Baseline Forecast | F5 | Commercial | Restaurant | New | Food Preparation | Natural Gas | Double Rack Oven | Baseline Forecast | Turnover | 0 | 116.5683 | 562.2524 | 359.3187 | 429.6189 | 442.7615 | 444.9865 | 385.1344 | 379.7369 | 388.6252 | 394.9511 | 391.9508 | 409.1339 | 511.6627 | 557.8563 | 607.2785 | 652.5688 | 709.1265 | 820.985 | 739.657 | 757.4208 | 764.8041 | 766.2414 | 754.6583 | 781.0306 | 813.029 | 848.451 | 882.5012 | 927.7734 | 1008.2412 | 1043.6995 | 1074.5261 | 883.9285
F6_Commercial_Restaurant_New_Food Preparation_Natural Gas_Double Rack Oven_Baseline Forecast | F6 | Commercial | Restaurant | New | Food Preparation | Natural Gas | Double Rack Oven | Baseline Forecast | Avg. Replacement Usage (kWh) | 1.6528 | 1.5963 | 1.7779 | 1.7455 | 1.7456 | 1.7454 | 1.7449 | 1.7444 | 1.7439 | 1.7434 | 1.7429 | 1.7424 | 1.7419 | 1.7414 | 1.7409 | 1.7404 | 1.74 | 1.7394 | 1.7389 | 1.7384 | 1.7379 | 1.7374 | 1.7369 | 1.7365 | 1.7361 | 1.7358 | 1.7355 | 1.7353 | 1.7351 | 1.7349 | 1.7348 | 1.7348 | 1.7348
F7_Commercial_Restaurant_New_Food Preparation_Natural Gas_Double Rack Oven_Baseline Forecast | F7 | Commercial | Restaurant | New | Food Preparation | Natural Gas | Double Rack Oven | Baseline Forecast | Avg. Replacement Summer Demand (kW) | 0 | 0 | 0 | 0 | 0 | 0 | 0 | 0 | 0 | 0 | 0 | 0 | 0 | 0 | 0 | 0 | 0 | 0 | 0 | 0 | 0 | 0 | 0 | 0 | 0 | 0 | 0 | 0 | 0 | 0 | 0 | 0 | 0
F8_Commercial_Restaurant_New_Food Preparation_Natural Gas_Double Rack Oven_Baseline Forecast | F8 | Commercial | Restaurant | New | Food Preparation | Natural Gas | Double Rack Oven | Baseline Forecast | Avg. Replacement Winter Demand (kW) | 0 | 0 | 0 | 0 | 0 | 0 | 0 | 0 | 0 | 0 | 0 | 0 | 0 | 0 | 0 | 0 | 0 | 0 | 0 | 0 | 0 | 0 | 0 | 0 | 0 | 0 | 0 | 0 | 0 | 0 | 0 | 0 | 0
F1_Commercial_Restaurant_New_Food Preparation_Natural Gas_Fryer_Baseline Forecast | F1 | Commercial | Restaurant | New | Food Preparation | Natural Gas | Fryer | Baseline Forecast | Units | 0 | 3044.0613 | 17726.6997 | 27109.9339 | 38328.9851 | 49891.2436 | 61511.6043 | 71568.9891 | 81485.4248 | 91633.9698 | 101947.7093 | 112183.0972 | 122258.3935 | 132196.3574 | 142148.6869 | 152070.917 | 162050.6486 | 171797.5567 | 181157.3133 | 190215.0747 | 199277.2863 | 208522.9959 | 217889.2014 | 227354.5076 | 236921.5022 | 246515.4517 | 256146.907 | 265784.8496 | 275465.3096 | 285166.8713 | 294940.6139 | 304721.4612 | 308876.4544
F2_Commercial_Restaurant_New_Food Preparation_Natural Gas_Fryer_Baseline Forecast | F2 | Commercial | Restaurant | New | Food Preparation | Natural Gas | Fryer | Baseline Forecast | Usage (MMtherm) | 0 | 0.003024 | 0.019616 | 0.026743 | 0.035696 | 0.044923 | 0.054196 | 0.062221 | 0.070135 | 0.078058 | 0.085302 | 0.09268 | 0.10009 | 0.10751 | 0.11482 | 0.12135 | 0.12932 | 0.1371 | 0.14456 | 0.15179 | 0.15902 | 0.1664 | 0.17388 | 0.18143 | 0.18906 | 0.19672 | 0.20441 | 0.2121 | 0.21982 | 0.22756 | 0.23536 | 0.24317 | 0.24648
F3_Commercial_Restaurant_New_Food Preparation_Natural Gas_Fryer_Baseline Forecast | F3 | Commercial | Restaurant | New | Food Preparation | Natural Gas | Fryer | Baseline Forecast | Summer Peak Demand (MW) | 0 | 0 | 0 | 0 | 0 | 0 | 0 | 0 | 0 | 0 | 0 | 0 | 0 | 0 | 0 | 0 | 0 | 0 | 0 | 0 | 0 | 0 | 0 | 0 | 0 | 0 | 0 | 0 | 0 | 0 | 0 | 0 | 0
F4_Commercial_Restaurant_New_Food Preparation_Natural Gas_Fryer_Baseline Forecast | F4 | Commercial | Restaurant | New | Food Preparation | Natural Gas | Fryer | Baseline Forecast | Winter Peak Demand (MW) | 0 | 0 | 0 | 0 | 0 | 0 | 0 | 0 | 0 | 0 | 0 | 0 | 0 | 0 | 0 | 0 | 0 | 0 | 0 | 0 | 0 | 0 | 0 | 0 | 0 | 0 | 0 | 0 | 0 | 0 | 0 | 0 | 0
F5_Commercial_Restaurant_New_Food Preparation_Natural Gas_Fryer_Baseline Forecast | F5 | Commercial | Restaurant | New | Food Preparation | Natural Gas | Fryer | Baseline Forecast | Turnover | 0 | 3044.0613 | 14682.6383 | 9383.2342 | 11219.0512 | 11562.2585 | 11620.3607 | 10057.3848 | 9916.4357 | 10757.3573 | 13737.3171 | 14850.8967 | 16011.5136 | 16999.3895 | 18723.5244 | 22001.6462 | 20237.3446 | 20585.7184 | 20868.238 | 21249.957 | 21608.546 | 22645.7061 | 24051.3501 | 26394.9297 | 27450.0805 | 28321.8107 | 29046.3576 | 29871.8275 | 31048.6171 | 30862.7274 | 31604.2693 | 32598.3155 | 27999.0491
F6_Commercial_Restaurant_New_Food Preparation_Natural Gas_Fryer_Baseline Forecast | F6 | Commercial | Restaurant | New | Food Preparation | Natural Gas | Fryer | Baseline Forecast | Avg. Replacement Usage (kWh) | 1.0285 | 0.99339 | 1.1066 | 0.798 | 0.798 | 0.798 | 0.798 | 0.798 | 0.798 | 0.798 | 0.798 | 0.798 | 0.798 | 0.798 | 0.798 | 0.798 | 0.798 | 0.798 | 0.798 | 0.798 | 0.798 | 0.798 | 0.798 | 0.798 | 0.798 | 0.798 | 0.798 | 0.798 | 0.798 | 0.798 | 0.798 | 0.798 | 0.798
F7_Commercial_Restaurant_New_Food Preparation_Natural Gas_Fryer_Baseline Forecast | F7 | Commercial | Restaurant | New | Food Preparation | Natural Gas | Fryer | Baseline Forecast | Avg. Replacement Summer Demand (kW) | 0 | 0 | 0 | 0 | 0 | 0 | 0 | 0 | 0 | 0 | 0 | 0 | 0 | 0 | 0 | 0 | 0 | 0 | 0 | 0 | 0 | 0 | 0 | 0 | 0 | 0 | 0 | 0 | 0 | 0 | 0 | 0 | 0
F8_Commercial_Restaurant_New_Food Preparation_Natural Gas_Fryer_Baseline Forecast | F8 | Commercial | Restaurant | New | Food Preparation | Natural Gas | Fryer | Baseline Forecast | Avg. Replacement Winter Demand (kW) | 0 | 0 | 0 | 0 | 0 | 0 | 0 | 0 | 0 | 0 | 0 | 0 | 0 | 0 | 0 | 0 | 0 | 0 | 0 | 0 | 0 | 0 | 0 | 0 | 0 | 0 | 0 | 0 | 0 | 0 | 0 | 0 | 0
F1_Commercial_Restaurant_New_Food Preparation_Natural Gas_Broiler_Baseline Forecast | F1 | Commercial | Restaurant | New | Food Preparation | Natural Gas | Broiler | Baseline Forecast | Units | 0 | 2750.3915 | 16016.5511 | 24494.5562 | 34631.2715 | 45078.0837 | 55577.3929 | 64664.5112 | 73624.2782 | 82793.7622 | 92112.504 | 101360.4529 | 110463.7547 | 119442.9731 | 128435.1711 | 137400.1735 | 146417.13 | 155223.7243 | 163680.5168 | 171864.4484 | 180052.4009 | 188406.1488 | 196868.768 | 205420.9274 | 214064.9649 | 222733.3569 | 231435.6364 | 240143.7774 | 248890.3341 | 257655.9566 | 266486.7965 | 275324.0558 | 279078.2042
F2_Commercial_Restaurant_New_Food Preparation_Natural Gas_Broiler_Baseline Forecast | F2 | Commercial | Restaurant | New | Food Preparation | Natural Gas | Broiler | Baseline Forecast | Usage (MMtherm) | 0 | 0.003005 | 0.019493 | 0.029263 | 0.041374 | 0.053854 | 0.066396 | 0.077249 | 0.08795 | 0.098899 | 0.11002 | 0.12107 | 0.13193 | 0.14264 | 0.15337 | 0.16406 | 0.17481 | 0.1853 | 0.19537 | 0.20511 | 0.21485 | 0.22479 | 0.23486 | 0.24504 | 0.25532 | 0.26564 | 0.27599 | 0.28634 | 0.29674 | 0.30717 | 0.31767 | 0.32817 | 0.33263
F3_Commercial_Restaurant_New_Food Preparation_Natural Gas_Broiler_Baseline Forecast | F3 | Commercial | Restaurant | New | Food Preparation | Natural Gas | Broiler | Baseline Forecast | Summer Peak Demand (MW) | 0 | 0 | 0 | 0 | 0 | 0 | 0 | 0 | 0 | 0 | 0 | 0 | 0 | 0 | 0 | 0 | 0 | 0 | 0 | 0 | 0 | 0 | 0 | 0 | 0 | 0 | 0 | 0 | 0 | 0 | 0 | 0 | 0
F4_Commercial_Restaurant_New_Food Preparation_Natural Gas_Broiler_Baseline Forecast | F4 | Commercial | Restaurant | New | Food Preparation | Natural Gas | Broiler | Baseline Forecast | Winter Peak Demand (MW) | 0 | 0 | 0 | 0 | 0 | 0 | 0 | 0 | 0 | 0 | 0 | 0 | 0 | 0 | 0 | 0 | 0 | 0 | 0 | 0 | 0 | 0 | 0 | 0 | 0 | 0 | 0 | 0 | 0 | 0 | 0 | 0 | 0
F5_Commercial_Restaurant_New_Food Preparation_Natural Gas_Broiler_Baseline Forecast | F5 | Commercial | Restaurant | New | Food Preparation | Natural Gas | Broiler | Baseline Forecast | Turnover | 0 | 2750.3915 | 13266.1596 | 8478.0051 | 10136.7152 | 10446.8122 | 10499.3092 | 9087.1183 | 8959.767 | 9169.484 | 9318.7418 | 9247.9489 | 9653.3802 | 12072.5129 | 13162.4347 | 14328.5348 | 15397.1449 | 16731.6054 | 19370.8706 | 17451.9616 | 17871.0941 | 18045.2997 | 18079.2121 | 17805.9124 | 18428.1581 | 19183.1515 | 20018.9211 | 20822.3253 | 21890.5065 | 23789.1177 | 24625.7448 | 25353.0881 | 20856.0011
F6_Commercial_Restaurant_New_Food Preparation_Natural Gas_Broiler_Baseline Forecast | F6 | Commercial | Restaurant | New | Food Preparation | Natural Gas | Broiler | Baseline Forecast | Avg. Replacement Usage (kWh) | 1.1312 | 1.0926 | 1.217 | 1.1947 | 1.1948 | 1.1947 | 1.1945 | 1.1944 | 1.1942 | 1.1941 | 1.1939 | 1.1938 | 1.1937 | 1.1935 | 1.1934 | 1.1932 | 1.1931 | 1.1929 | 1.1928 | 1.1926 | 1.1925 | 1.1923 | 1.1922 | 1.1921 | 1.1919 | 1.1918 | 1.1918 | 1.1917 | 1.1916 | 1.1916 | 1.1916 | 1.1915 | 1.1915
F7_Commercial_Restaurant_New_Food Preparation_Natural Gas_Broiler_Baseline Forecast | F7 | Commercial | Restaurant | New | Food Preparation | Natural Gas | Broiler | Baseline Forecast | Avg. Replacement Summer Demand (kW) | 0 | 0 | 0 | 0 | 0 | 0 | 0 | 0 | 0 | 0 | 0 | 0 | 0 | 0 | 0 | 0 | 0 | 0 | 0 | 0 | 0 | 0 | 0 | 0 | 0 | 0 | 0 | 0 | 0 | 0 | 0 | 0 | 0
F8_Commercial_Restaurant_New_Food Preparation_Natural Gas_Broiler_Baseline Forecast | F8 | Commercial | Restaurant | New | Food Preparation | Natural Gas | Broiler | Baseline Forecast | Avg. Replacement Winter Demand (kW) | 0 | 0 | 0 | 0 | 0 | 0 | 0 | 0 | 0 | 0 | 0 | 0 | 0 | 0 | 0 | 0 | 0 | 0 | 0 | 0 | 0 | 0 | 0 | 0 | 0 | 0 | 0 | 0 | 0 | 0 | 0 | 0 | 0
F1_Commercial_Restaurant_New_Food Preparation_Natural Gas_Griddle_Baseline Forecast | F1 | Commercial | Restaurant | New | Food Preparation | Natural Gas | Griddle | Baseline Forecast | Units | 0 | 3142.4034 | 18299.382 | 27985.7529 | 39567.249 | 51503.0401 | 63498.8104 | 73881.1111 | 84117.9092 | 94594.3151 | 105241.2524 | 115807.3067 | 126208.0975 | 136467.1193 | 146740.9707 | 156983.7504 | 167285.8892 | 177347.6828 | 187009.8176 | 196360.2009 | 205715.1781 | 215259.5815 | 224928.3734 | 234699.4677 | 244575.5355 | 254479.429 | 264422.0401 | 274371.348 | 284364.5469 | 294379.5292 | 304469.0242 | 314565.8535 | 318855.0788
F2_Commercial_Restaurant_New_Food Preparation_Natural Gas_Griddle_Baseline Forecast | F2 | Commercial | Restaurant | New | Food Preparation | Natural Gas | Griddle | Baseline Forecast | Usage (MMtherm) | 0 | 0.002279 | 0.014784 | 0.02142 | 0.029679 | 0.038191 | 0.046746 | 0.054149 | 0.06145 | 0.068921 | 0.076513 | 0.084048 | 0.091415 | 0.098449 | 0.10555 | 0.11267 | 0.11988 | 0.12687 | 0.13336 | 0.14003 | 0.1467 | 0.15351 | 0.1604 | 0.16737 | 0.17441 | 0.18148 | 0.18857 | 0.19566 | 0.20279 | 0.20993 | 0.21713 | 0.22433 | 0.22739
F3_Commercial_Restaurant_New_Food Preparation_Natural Gas_Griddle_Baseline Forecast | F3 | Commercial | Restaurant | New | Food Preparation | Natural Gas | Griddle | Baseline Forecast | Summer Peak Demand (MW) | 0 | 0 | 0 | 0 | 0 | 0 | 0 | 0 | 0 | 0 | 0 | 0 | 0 | 0 | 0 | 0 | 0 | 0 | 0 | 0 | 0 | 0 | 0 | 0 | 0 | 0 | 0 | 0 | 0 | 0 | 0 | 0 | 0
F4_Commercial_Restaurant_New_Food Preparation_Natural Gas_Griddle_Baseline Forecast | F4 | Commercial | Restaurant | New | Food Preparation | Natural Gas | Griddle | Baseline Forecast | Winter Peak Demand (MW) | 0 | 0 | 0 | 0 | 0 | 0 | 0 | 0 | 0 | 0 | 0 | 0 | 0 | 0 | 0 | 0 | 0 | 0 | 0 | 0 | 0 | 0 | 0 | 0 | 0 | 0 | 0 | 0 | 0 | 0 | 0 | 0 | 0
F5_Commercial_Restaurant_New_Food Preparation_Natural Gas_Griddle_Baseline Forecast | F5 | Commercial | Restaurant | New | Food Preparation | Natural Gas | Griddle | Baseline Forecast | Turnover | 0 | 3142.4034 | 15156.9786 | 9686.3709 | 11581.4961 | 11935.7911 | 11995.7704 | 10382.3007 | 10236.798 | 10476.4059 | 10646.9373 | 10566.0543 | 11029.2715 | 13793.202 | 15038.4698 | 16370.7736 | 17591.6922 | 19116.3526 | 22131.7909 | 19939.3808 | 20418.2521 | 20617.287 | 20656.033 | 20343.78 | 21054.7141 | 21917.3163 | 22872.2078 | 23790.1207 | 25010.5493 | 27179.7686 | 28135.6397 | 28966.6509 | 23828.5964
F6_Commercial_Restaurant_New_Food Preparation_Natural Gas_Griddle_Baseline Forecast | F6 | Commercial | Restaurant | New | Food Preparation | Natural Gas | Griddle | Baseline Forecast | Avg. Replacement Usage (kWh) | 0.75089 | 0.72526 | 0.80792 | 0.71313 | 0.71313 | 0.71313 | 0.71313 | 0.71313 | 0.71313 | 0.71313 | 0.71313 | 0.71313 | 0.71313 | 0.71313 | 0.71313 | 0.71313 | 0.71313 | 0.71313 | 0.71313 | 0.71313 | 0.71313 | 0.71313 | 0.71313 | 0.71313 | 0.71313 | 0.71313 | 0.71313 | 0.71313 | 0.71313 | 0.71313 | 0.71313 | 0.71313 | 0.71313
F7_Commercial_Restaurant_New_Food Preparation_Natural Gas_Griddle_Baseline Forecast | F7 | Commercial | Restaurant | New | Food Preparation | Natural Gas | Griddle | Baseline Forecast | Avg. Replacement Summer Demand (kW) | 0 | 0 | 0 | 0 | 0 | 0 | 0 | 0 | 0 | 0 | 0 | 0 | 0 | 0 | 0 | 0 | 0 | 0 | 0 | 0 | 0 | 0 | 0 | 0 | 0 | 0 | 0 | 0 | 0 | 0 | 0 | 0 | 0
F8_Commercial_Restaurant_New_Food Preparation_Natural Gas_Griddle_Baseline Forecast | F8 | Commercial | Restaurant | New | Food Preparation | Natural Gas | Griddle | Baseline Forecast | Avg. Replacement Winter Demand (kW) | 0 | 0 | 0 | 0 | 0 | 0 | 0 | 0 | 0 | 0 | 0 | 0 | 0 | 0 | 0 | 0 | 0 | 0 | 0 | 0 | 0 | 0 | 0 | 0 | 0 | 0 | 0 | 0 | 0 | 0 | 0 | 0 | 0
F1_Commercial_Restaurant_New_Food Preparation_Natural Gas_Range_Baseline Forecast | F1 | Commercial | Restaurant | New | Food Preparation | Natural Gas | Range | Baseline Forecast | Units | 0 | 2912.8631 | 16962.6836 | 25941.5029 | 36677.016 | 47740.9442 | 58860.4704 | 68484.3846 | 77973.4245 | 87684.5699 | 97553.79 | 107348.0354 | 116989.0891 | 126498.7294 | 136022.1161 | 145516.7007 | 155066.3085 | 164393.1274 | 173349.481 | 182016.8553 | 190688.488 | 199535.71 | 208498.2345 | 217555.5885 | 226710.2481 | 235890.7009 | 245107.043 | 254329.5929 | 263592.8277 | 272876.2546 | 282228.7514 | 291588.0468 | 295563.9609
F2_Commercial_Restaurant_New_Food Preparation_Natural Gas_Range_Baseline Forecast | F2 | Commercial | Restaurant | New | Food Preparation | Natural Gas | Range | Baseline Forecast | Usage (MMtherm) | 0 | 0.0021914 | 0.014215 | 0.02134 | 0.030172 | 0.039274 | 0.048421 | 0.056337 | 0.064142 | 0.07213 | 0.080247 | 0.088301 | 0.096229 | 0.10405 | 0.11188 | 0.11968 | 0.12753 | 0.13519 | 0.14255 | 0.14967 | 0.1568 | 0.16406 | 0.17143 | 0.17886 | 0.18638 | 0.19392 | 0.20149 | 0.20906 | 0.21667 | 0.22429 | 0.23197 | 0.23965 | 0.24292
F3_Commercial_Restaurant_New_Food Preparation_Natural Gas_Range_Baseline Forecast | F3 | Commercial | Restaurant | New | Food Preparation | Natural Gas | Range | Baseline Forecast | Summer Peak Demand (MW) | 0 | 0 | 0 | 0 | 0 | 0 | 0 | 0 | 0 | 0 | 0 | 0 | 0 | 0 | 0 | 0 | 0 | 0 | 0 | 0 | 0 | 0 | 0 | 0 | 0 | 0 | 0 | 0 | 0 | 0 | 0 | 0 | 0
F4_Commercial_Restaurant_New_Food Preparation_Natural Gas_Range_Baseline Forecast | F4 | Commercial | Restaurant | New | Food Preparation | Natural Gas | Range | Baseline Forecast | Winter Peak Demand (MW) | 0 | 0 | 0 | 0 | 0 | 0 | 0 | 0 | 0 | 0 | 0 | 0 | 0 | 0 | 0 | 0 | 0 | 0 | 0 | 0 | 0 | 0 | 0 | 0 | 0 | 0 | 0 | 0 | 0 | 0 | 0 | 0 | 0
F5_Commercial_Restaurant_New_Food Preparation_Natural Gas_Range_Baseline Forecast | F5 | Commercial | Restaurant | New | Food Preparation | Natural Gas | Range | Baseline Forecast | Turnover | 0 | 2912.8631 | 14049.8205 | 8978.8193 | 10735.5131 | 11063.9282 | 11119.5262 | 9623.9142 | 9489.0399 | 9711.1454 | 10451.7927 | 13070.2675 | 14057.6353 | 15190.0082 | 16280.4667 | 17887.7434 | 21108.4042 | 19142.3316 | 19211.4995 | 19047.9416 | 19604.7147 | 20013.149 | 20897.9112 | 21919.9804 | 23216.4656 | 25337.9959 | 26229.6755 | 26972.3612 | 27558.5293 | 28261.9434 | 29382.2168 | 29047.2594 | 24128.4133
F6_Commercial_Restaurant_New_Food Preparation_Natural Gas_Range_Baseline Forecast | F6 | Commercial | Restaurant | New | Food Preparation | Natural Gas | Range | Baseline Forecast | Avg. Replacement Usage (kWh) | 0.7789 | 0.75231 | 0.83804 | 0.82265 | 0.82267 | 0.82265 | 0.82261 | 0.82258 | 0.82254 | 0.8225 | 0.82246 | 0.82242 | 0.82239 | 0.82235 | 0.82231 | 0.82228 | 0.82224 | 0.8222 | 0.82216 | 0.82212 | 0.82208 | 0.82203 | 0.822 | 0.82196 | 0.82192 | 0.82189 | 0.82187 | 0.82184 | 0.82183 | 0.82181 | 0.8218 | 0.8218 | 0.8218
F7_Commercial_Restaurant_New_Food Preparation_Natural Gas_Range_Baseline Forecast | F7 | Commercial | Restaurant | New | Food Preparation | Natural Gas | Range | Baseline Forecast | Avg. Replacement Summer Demand (kW) | 0 | 0 | 0 | 0 | 0 | 0 | 0 | 0 | 0 | 0 | 0 | 0 | 0 | 0 | 0 | 0 | 0 | 0 | 0 | 0 | 0 | 0 | 0 | 0 | 0 | 0 | 0 | 0 | 0 | 0 | 0 | 0 | 0
F8_Commercial_Restaurant_New_Food Preparation_Natural Gas_Range_Baseline Forecast | F8 | Commercial | Restaurant | New | Food Preparation | Natural Gas | Range | Baseline Forecast | Avg. Replacement Winter Demand (kW) | 0 | 0 | 0 | 0 | 0 | 0 | 0 | 0 | 0 | 0 | 0 | 0 | 0 | 0 | 0 | 0 | 0 | 0 | 0 | 0 | 0 | 0 | 0 | 0 | 0 | 0 | 0 | 0 | 0 | 0 | 0 | 0 | 0
F1_Commercial_Restaurant_New_Food Preparation_Natural Gas_Steamer_Baseline Forecast | F1 | Commercial | Restaurant | New | Food Preparation | Natural Gas | Steamer | Baseline Forecast | Units | 0 | 201.4347 | 1173.0288 | 1793.9455 | 2536.3437 | 3301.453 | 4070.4071 | 4735.9344 | 5392.1346 | 6063.6942 | 6746.1853 | 7423.4915 | 8090.2041 | 8747.8289 | 9406.4044 | 10062.988 | 10723.3768 | 11368.3589 | 11987.722 | 12587.1012 | 13186.7749 | 13798.5912 | 14418.3811 | 15044.7287 | 15677.8054 | 16312.6658 | 16950.008 | 17587.7796 | 18228.3646 | 18870.346 | 19517.1038 | 20164.3318 | 20439.2801
F2_Commercial_Restaurant_New_Food Preparation_Natural Gas_Steamer_Baseline Forecast | F2 | Commercial | Restaurant | New | Food Preparation | Natural Gas | Steamer | Baseline Forecast | Usage (MMtherm) | 0 | 0.00025302 | 0.0016396 | 0.0019039 | 0.002256 | 0.0026188 | 0.0029835 | 0.0032991 | 0.0036103 | 0.0039288 | 0.0042324 | 0.0044388 | 0.004653 | 0.0048742 | 0.0051059 | 0.0053457 | 0.0055952 | 0.0058445 | 0.0060879 | 0.0062716 | 0.0062539 | 0.0065441 | 0.006838 | 0.0071351 | 0.0074353 | 0.0077364 | 0.0080387 | 0.0083412 | 0.008645 | 0.0089494 | 0.0092562 | 0.0095631 | 0.0096935
F3_Commercial_Restaurant_New_Food Preparation_Natural Gas_Steamer_Baseline Forecast | F3 | Commercial | Restaurant | New | Food Preparation | Natural Gas | Steamer | Baseline Forecast | Summer Peak Demand (MW) | 0 | 0 | 0 | 0 | 0 | 0 | 0 | 0 | 0 | 0 | 0 | 0 | 0 | 0 | 0 | 0 | 0 | 0 | 0 | 0 | 0 | 0 | 0 | 0 | 0 | 0 | 0 | 0 | 0 | 0 | 0 | 0 | 0
F4_Commercial_Restaurant_New_Food Preparation_Natural Gas_Steamer_Baseline Forecast | F4 | Commercial | Restaurant | New | Food Preparation | Natural Gas | Steamer | Baseline Forecast | Winter Peak Demand (MW) | 0 | 0 | 0 | 0 | 0 | 0 | 0 | 0 | 0 | 0 | 0 | 0 | 0 | 0 | 0 | 0 | 0 | 0 | 0 | 0 | 0 | 0 | 0 | 0 | 0 | 0 | 0 | 0 | 0 | 0 | 0 | 0 | 0
F5_Commercial_Restaurant_New_Food Preparation_Natural Gas_Steamer_Baseline Forecast | F5 | Commercial | Restaurant | New | Food Preparation | Natural Gas | Steamer | Baseline Forecast | Turnover | 0 | 201.4347 | 971.5942 | 620.9167 | 742.3982 | 765.1093 | 768.9541 | 665.5273 | 656.2003 | 671.5596 | 704.8727 | 805.156 | 849.3474 | 902.4557 | 961.215 | 1011.036 | 1049.4049 | 1063.6854 | 1066.1616 | 1136.8836 | 1404.0848 | 1313.2305 | 1380.9518 | 1416.7315 | 1449.1614 | 1445.0197 | 1472.7989 | 1503.5919 | 1546.7822 | 1634.3812 | 1688.4141 | 1742.9382 | 1424.4224
F6_Commercial_Restaurant_New_Food Preparation_Natural Gas_Steamer_Baseline Forecast | F6 | Commercial | Restaurant | New | Food Preparation | Natural Gas | Steamer | Baseline Forecast | Avg. Replacement Usage (kWh) | 1.3009 | 1.2561 | 1.3974 | 0.47426 | 0.47426 | 0.47426 | 0.47426 | 0.47426 | 0.47426 | 0.47426 | 0.47426 | 0.47426 | 0.47426 | 0.47426 | 0.47426 | 0.47426 | 0.47426 | 0.47426 | 0.47426 | 0.47426 | 0.47426 | 0.47426 | 0.47426 | 0.47426 | 0.47426 | 0.47426 | 0.47426 | 0.47426 | 0.47426 | 0.47426 | 0.47426 | 0.47426 | 0.47426
F7_Commercial_Restaurant_New_Food Preparation_Natural Gas_Steamer_Baseline Forecast | F7 | Commercial | Restaurant | New | Food Preparation | Natural Gas | Steamer | Baseline Forecast | Avg. Replacement Summer Demand (kW) | 0 | 0 | 0 | 0 | 0 | 0 | 0 | 0 | 0 | 0 | 0 | 0 | 0 | 0 | 0 | 0 | 0 | 0 | 0 | 0 | 0 | 0 | 0 | 0 | 0 | 0 | 0 | 0 | 0 | 0 | 0 | 0 | 0
F8_Commercial_Restaurant_New_Food Preparation_Natural Gas_Steamer_Baseline Forecast | F8 | Commercial | Restaurant | New | Food Preparation | Natural Gas | Steamer | Baseline Forecast | Avg. Replacement Winter Demand (kW) | 0 | 0 | 0 | 0 | 0 | 0 | 0 | 0 | 0 | 0 | 0 | 0 | 0 | 0 | 0 | 0 | 0 | 0 | 0 | 0 | 0 | 0 | 0 | 0 | 0 | 0 | 0 | 0 | 0 | 0 | 0 | 0 | 0
F1_Commercial_Restaurant_New_Food Preparation_Natural Gas_Food Prep Other_Baseline Forecast | F1 | Commercial | Restaurant | New | Food Preparation | Natural Gas | Food Prep Other | Baseline Forecast | Units | 0 | 11.3361 | 66.0146 | 100.958 | 142.738 | 185.7961 | 229.0705 | 266.5244 | 303.4535 | 341.2469 | 379.6554 | 417.7723 | 455.2929 | 492.3021 | 529.3647 | 566.3153 | 603.4801 | 639.7778 | 674.6337 | 708.365 | 742.1129 | 776.5441 | 811.424 | 846.673 | 882.3007 | 918.0288 | 953.8966 | 989.7885 | 1025.8387 | 1061.9675 | 1098.3651 | 1134.7892 | 1150.2625
F2_Commercial_Restaurant_New_Food Preparation_Natural Gas_Food Prep Other_Baseline Forecast | F2 | Commercial | Restaurant | New | Food Preparation | Natural Gas | Food Prep Other | Baseline Forecast | Usage (MMtherm) | 0 | 3.5591e-06 | 2.3089e-05 | 3.466e-05 | 4.9004e-05 | 6.3786e-05 | 7.8643e-05 | 9.1502e-05 | 0.00010418 | 0.00011716 | 0.00013034 | 0.00014343 | 0.00015631 | 0.00016901 | 0.00018174 | 0.00019442 | 0.00020718 | 0.00021965 | 0.00023161 | 0.00024319 | 0.00025478 | 0.0002666 | 0.00027857 | 0.00029068 | 0.00030291 | 0.00031517 | 0.00032749 | 0.00033981 | 0.00035219 | 0.00036459 | 0.00037708 | 0.00038959 | 0.0003949
F3_Commercial_Restaurant_New_Food Preparation_Natural Gas_Food Prep Other_Baseline Forecast | F3 | Commercial | Restaurant | New | Food Preparation | Natural Gas | Food Prep Other | Baseline Forecast | Summer Peak Demand (MW) | 0 | 0 | 0 | 0 | 0 | 0 | 0 | 0 | 0 | 0 | 0 | 0 | 0 | 0 | 0 | 0 | 0 | 0 | 0 | 0 | 0 | 0 | 0 | 0 | 0 | 0 | 0 | 0 | 0 | 0 | 0 | 0 | 0
F4_Commercial_Restaurant_New_Food Preparation_Natural Gas_Food Prep Other_Baseline Forecast | F4 | Commercial | Restaurant | New | Food Preparation | Natural Gas | Food Prep Other | Baseline Forecast | Winter Peak Demand (MW) | 0 | 0 | 0 | 0 | 0 | 0 | 0 | 0 | 0 | 0 | 0 | 0 | 0 | 0 | 0 | 0 | 0 | 0 | 0 | 0 | 0 | 0 | 0 | 0 | 0 | 0 | 0 | 0 | 0 | 0 | 0 | 0 | 0
F5_Commercial_Restaurant_New_Food Preparation_Natural Gas_Food Prep Other_Baseline Forecast | F5 | Commercial | Restaurant | New | Food Preparation | Natural Gas | Food Prep Other | Baseline Forecast | Turnover | 0 | 11.3361 | 54.6785 | 34.9434 | 41.78 | 43.0581 | 43.2745 | 37.4539 | 36.929 | 37.7934 | 40.6758 | 50.8663 | 54.7089 | 59.1158 | 63.3596 | 69.6147 | 82.1487 | 74.4973 | 74.7664 | 74.1299 | 76.2967 | 77.8863 | 81.3296 | 85.3072 | 90.3528 | 98.6093 | 102.0795 | 104.9698 | 107.251 | 109.9886 | 114.3484 | 113.0448 | 93.9019
F6_Commercial_Restaurant_New_Food Preparation_Natural Gas_Food Prep Other_Baseline Forecast | F6 | Commercial | Restaurant | New | Food Preparation | Natural Gas | Food Prep Other | Baseline Forecast | Avg. Replacement Usage (kWh) | 0.32506 | 0.31396 | 0.34975 | 0.34331 | 0.34331 | 0.34331 | 0.34331 | 0.34331 | 0.34331 | 0.34331 | 0.34331 | 0.34331 | 0.34331 | 0.34331 | 0.34331 | 0.34331 | 0.34331 | 0.34331 | 0.34331 | 0.34331 | 0.34331 | 0.34331 | 0.34331 | 0.34331 | 0.34331 | 0.34331 | 0.34331 | 0.34331 | 0.34331 | 0.34331 | 0.34331 | 0.34331 | 0.34331
F7_Commercial_Restaurant_New_Food Preparation_Natural Gas_Food Prep Other_Baseline Forecast | F7 | Commercial | Restaurant | New | Food Preparation | Natural Gas | Food Prep Other | Baseline Forecast | Avg. Replacement Summer Demand (kW) | 0 | 0 | 0 | 0 | 0 | 0 | 0 | 0 | 0 | 0 | 0 | 0 | 0 | 0 | 0 | 0 | 0 | 0 | 0 | 0 | 0 | 0 | 0 | 0 | 0 | 0 | 0 | 0 | 0 | 0 | 0 | 0 | 0
F8_Commercial_Restaurant_New_Food Preparation_Natural Gas_Food Prep Other_Baseline Forecast | F8 | Commercial | Restaurant | New | Food Preparation | Natural Gas | Food Prep Other | Baseline Forecast | Avg. Replacement Winter Demand (kW) | 0 | 0 | 0 | 0 | 0 | 0 | 0 | 0 | 0 | 0 | 0 | 0 | 0 | 0 | 0 | 0 | 0 | 0 | 0 | 0 | 0 | 0 | 0 | 0 | 0 | 0 | 0 | 0 | 0 | 0 | 0 | 0 | 0
F1_Commercial_Restaurant_New_Miscellaneous_Natural Gas_Pool Heater_Baseline Forecast | F1 | Commercial | Restaurant | New | Miscellaneous | Natural Gas | Pool Heater | Baseline Forecast | Units | 0 | 0 | 0 | 0 | 0 | 0 | 0 | 0 | 0 | 0 | 0 | 0 | 0 | 0 | 0 | 0 | 0 | 0 | 0 | 0 | 0 | 0 | 0 | 0 | 0 | 0 | 0 | 0 | 0 | 0 | 0 | 0 | 0
F2_Commercial_Restaurant_New_Miscellaneous_Natural Gas_Pool Heater_Baseline Forecast | F2 | Commercial | Restaurant | New | Miscellaneous | Natural Gas | Pool Heater | Baseline Forecast | Usage (MMtherm) | 0 | 0 | 0 | 0 | 0 | 0 | 0 | 0 | 0 | 0 | 0 | 0 | 0 | 0 | 0 | 0 | 0 | 0 | 0 | 0 | 0 | 0 | 0 | 0 | 0 | 0 | 0 | 0 | 0 | 0 | 0 | 0 | 0
F3_Commercial_Restaurant_New_Miscellaneous_Natural Gas_Pool Heater_Baseline Forecast | F3 | Commercial | Restaurant | New | Miscellaneous | Natural Gas | Pool Heater | Baseline Forecast | Summer Peak Demand (MW) | 0 | 0 | 0 | 0 | 0 | 0 | 0 | 0 | 0 | 0 | 0 | 0 | 0 | 0 | 0 | 0 | 0 | 0 | 0 | 0 | 0 | 0 | 0 | 0 | 0 | 0 | 0 | 0 | 0 | 0 | 0 | 0 | 0
F4_Commercial_Restaurant_New_Miscellaneous_Natural Gas_Pool Heater_Baseline Forecast | F4 | Commercial | Restaurant | New | Miscellaneous | Natural Gas | Pool Heater | Baseline Forecast | Winter Peak Demand (MW) | 0 | 0 | 0 | 0 | 0 | 0 | 0 | 0 | 0 | 0 | 0 | 0 | 0 | 0 | 0 | 0 | 0 | 0 | 0 | 0 | 0 | 0 | 0 | 0 | 0 | 0 | 0 | 0 | 0 | 0 | 0 | 0 | 0
F5_Commercial_Restaurant_New_Miscellaneous_Natural Gas_Pool Heater_Baseline Forecast | F5 | Commercial | Restaurant | New | Miscellaneous | Natural Gas | Pool Heater | Baseline Forecast | Turnover | 0 | 0 | 0 | 0 | 0 | 0 | 0 | 0 | 0 | 0 | 0 | 0 | 0 | 0 | 0 | 0 | 0 | 0 | 0 | 0 | 0 | 0 | 0 | 0 | 0 | 0 | 0 | 0 | 0 | 0 | 0 | 0 | 0
F6_Commercial_Restaurant_New_Miscellaneous_Natural Gas_Pool Heater_Baseline Forecast | F6 | Commercial | Restaurant | New | Miscellaneous | Natural Gas | Pool Heater | Baseline Forecast | Avg. Replacement Usage (kWh) | 0.01 | 0.0096587 | 0.01076 | 0.010562 | 0.010562 | 0.010562 | 0.010562 | 0.010562 | 0.010562 | 0.010562 | 0.010562 | 0.010562 | 0.010562 | 0.010562 | 0.010562 | 0.010562 | 0.010562 | 0.010562 | 0.010562 | 0.010562 | 0.010562 | 0.010562 | 0.010562 | 0.010562 | 0.010562 | 0.010562 | 0.010562 | 0.010562 | 0.010562 | 0.010562 | 0.010562 | 0.010562 | 0.010562
F7_Commercial_Restaurant_New_Miscellaneous_Natural Gas_Pool Heater_Baseline Forecast | F7 | Commercial | Restaurant | New | Miscellaneous | Natural Gas | Pool Heater | Baseline Forecast | Avg. Replacement Summer Demand (kW) | 0 | 0 | 0 | 0 | 0 | 0 | 0 | 0 | 0 | 0 | 0 | 0 | 0 | 0 | 0 | 0 | 0 | 0 | 0 | 0 | 0 | 0 | 0 | 0 | 0 | 0 | 0 | 0 | 0 | 0 | 0 | 0 | 0
F8_Commercial_Restaurant_New_Miscellaneous_Natural Gas_Pool Heater_Baseline Forecast | F8 | Commercial | Restaurant | New | Miscellaneous | Natural Gas | Pool Heater | Baseline Forecast | Avg. Replacement Winter Demand (kW) | 0 | 0 | 0 | 0 | 0 | 0 | 0 | 0 | 0 | 0 | 0 | 0 | 0 | 0 | 0 | 0 | 0 | 0 | 0 | 0 | 0 | 0 | 0 | 0 | 0 | 0 | 0 | 0 | 0 | 0 | 0 | 0 | 0
F1_Commercial_Restaurant_New_Miscellaneous_Natural Gas_Miscellaneous_Baseline Forecast | F1 | Commercial | Restaurant | New | Miscellaneous | Natural Gas | Miscellaneous | Baseline Forecast | Units | 0 | 7155.7264 | 41670.4521 | 63727.7791 | 90100.5921 | 117280.1882 | 144596.3661 | 168238.4303 | 191549.163 | 215405.519 | 239650.2006 | 263710.6995 | 287394.8686 | 310756.2081 | 334151.3169 | 357475.6706 | 380935.194 | 403847.4154 | 425849.5533 | 447141.7859 | 468444.4796 | 490178.5252 | 512195.8224 | 534446.0775 | 556935.3731 | 579488.0319 | 602128.8565 | 624784.9308 | 647540.9516 | 670346.5763 | 693321.8779 | 716313.8807 | 726081.0933
F2_Commercial_Restaurant_New_Miscellaneous_Natural Gas_Miscellaneous_Baseline Forecast | F2 | Commercial | Restaurant | New | Miscellaneous | Natural Gas | Miscellaneous | Baseline Forecast | Usage (MMtherm) | 0 | 0.00054861 | 0.0035589 | 0.0053426 | 0.0075536 | 0.0098322 | 0.012122 | 0.014104 | 0.016059 | 0.018059 | 0.020091 | 0.022108 | 0.024094 | 0.026052 | 0.028014 | 0.029969 | 0.031936 | 0.033857 | 0.035701 | 0.037486 | 0.039272 | 0.041094 | 0.04294 | 0.044805 | 0.046691 | 0.048581 | 0.050479 | 0.052379 | 0.054287 | 0.056198 | 0.058125 | 0.060052 | 0.060871
F3_Commercial_Restaurant_New_Miscellaneous_Natural Gas_Miscellaneous_Baseline Forecast | F3 | Commercial | Restaurant | New | Miscellaneous | Natural Gas | Miscellaneous | Baseline Forecast | Summer Peak Demand (MW) | 0 | 0 | 0 | 0 | 0 | 0 | 0 | 0 | 0 | 0 | 0 | 0 | 0 | 0 | 0 | 0 | 0 | 0 | 0 | 0 | 0 | 0 | 0 | 0 | 0 | 0 | 0 | 0 | 0 | 0 | 0 | 0 | 0
F4_Commercial_Restaurant_New_Miscellaneous_Natural Gas_Miscellaneous_Baseline Forecast | F4 | Commercial | Restaurant | New | Miscellaneous | Natural Gas | Miscellaneous | Baseline Forecast | Winter Peak Demand (MW) | 0 | 0 | 0 | 0 | 0 | 0 | 0 | 0 | 0 | 0 | 0 | 0 | 0 | 0 | 0 | 0 | 0 | 0 | 0 | 0 | 0 | 0 | 0 | 0 | 0 | 0 | 0 | 0 | 0 | 0 | 0 | 0 | 0
F5_Commercial_Restaurant_New_Miscellaneous_Natural Gas_Miscellaneous_Baseline Forecast | F5 | Commercial | Restaurant | New | Miscellaneous | Natural Gas | Miscellaneous | Baseline Forecast | Turnover | 0 | 7155.7264 | 34514.7257 | 22057.3271 | 27395.0596 | 32986.4825 | 35444.5559 | 34522.8252 | 37349.454 | 40953.0537 | 43830.8261 | 48269.1311 | 58256.1016 | 55626.4189 | 59501.6678 | 64224.2342 | 67179.3724 | 68618.063 | 71177.0227 | 74089.1216 | 77198.21 | 81105.7662 | 86401.2789 | 87698.664 | 91303.5512 | 95255.2999 | 98346.7552 | 101009.4093 | 104269.4934 | 107572.3129 | 110968.2336 | 114448.6523 | 105068.9852
F6_Commercial_Restaurant_New_Miscellaneous_Natural Gas_Miscellaneous_Baseline Forecast | F6 | Commercial | Restaurant | New | Miscellaneous | Natural Gas | Miscellaneous | Baseline Forecast | Avg. Replacement Usage (kWh) | 0.079377 | 0.076668 | 0.085407 | 0.083835 | 0.083835 | 0.083835 | 0.083835 | 0.083835 | 0.083835 | 0.083835 | 0.083835 | 0.083835 | 0.083835 | 0.083835 | 0.083835 | 0.083835 | 0.083835 | 0.083835 | 0.083835 | 0.083835 | 0.083835 | 0.083835 | 0.083835 | 0.083835 | 0.083835 | 0.083835 | 0.083835 | 0.083835 | 0.083835 | 0.083835 | 0.083835 | 0.083835 | 0.083835
F7_Commercial_Restaurant_New_Miscellaneous_Natural Gas_Miscellaneous_Baseline Forecast | F7 | Commercial | Restaurant | New | Miscellaneous | Natural Gas | Miscellaneous | Baseline Forecast | Avg. Replacement Summer Demand (kW) | 0 | 0 | 0 | 0 | 0 | 0 | 0 | 0 | 0 | 0 | 0 | 0 | 0 | 0 | 0 | 0 | 0 | 0 | 0 | 0 | 0 | 0 | 0 | 0 | 0 | 0 | 0 | 0 | 0 | 0 | 0 | 0 | 0
F8_Commercial_Restaurant_New_Miscellaneous_Natural Gas_Miscellaneous_Baseline Forecast | F8 | Commercial | Restaurant | New | Miscellaneous | Natural Gas | Miscellaneous | Baseline Forecast | Avg. Replacement Winter Demand (kW) | 0 | 0 | 0 | 0 | 0 | 0 | 0 | 0 | 0 | 0 | 0 | 0 | 0 | 0 | 0 | 0 | 0 | 0 | 0 | 0 | 0 | 0 | 0 | 0 | 0 | 0 | 0 | 0 | 0 | 0 | 0 | 0 | 0
F1_Commercial_Retail_Existing_Space Heating_Natural Gas_Furnace_Baseline Forecast | F1 | Commercial | Retail | Existing | Space Heating | Natural Gas | Furnace | Baseline Forecast | Units | 15534470.3232 | 15455434.4446 | 15376398.5661 | 15280952.2176 | 15638002.1381 | 15595976.2462 | 15558875.6521 | 15525459.5659 | 15493176.5247 | 15461093.3775 | 15428849.6438 | 15396649.0865 | 15364722.9664 | 15333150.7904 | 15301733.2144 | 15270440.2167 | 15239118.7746 | 15208150.6176 | 15177970.7325 | 15148661.5893 | 15119780.8524 | 15090824.448 | 15061640.2564 | 15032185.4406 | 15002434.8074 | 14972493.5789 | 14942398.1418 | 14912215.1077 | 14881921.2017 | 14851538.4155 | 14820997.5257 | 14790366.1167 | 14992038.3918
F2_Commercial_Retail_Existing_Space Heating_Natural Gas_Furnace_Baseline Forecast | F2 | Commercial | Retail | Existing | Space Heating | Natural Gas | Furnace | Baseline Forecast | Usage (MMtherm) | 2.3507 | 2.2569 | 2.4858 | 2.4097 | 2.4492 | 2.4208 | 2.3931 | 2.359 | 2.325 | 2.2908 | 2.2565 | 2.2222 | 2.1879 | 2.1538 | 2.1197 | 2.0858 | 2.0521 | 2.0187 | 1.9855 | 1.9535 | 1.9224 | 1.8921 | 1.8616 | 1.8321 | 1.8036 | 1.7764 | 1.7504 | 1.7255 | 1.7016 | 1.6787 | 1.6566 | 1.6353 | 1.6469
F3_Commercial_Retail_Existing_Space Heating_Natural Gas_Furnace_Baseline Forecast | F3 | Commercial | Retail | Existing | Space Heating | Natural Gas | Furnace | Baseline Forecast | Summer Peak Demand (MW) | 0 | 0 | 0 | 0 | 0 | 0 | 0 | 0 | 0 | 0 | 0 | 0 | 0 | 0 | 0 | 0 | 0 | 0 | 0 | 0 | 0 | 0 | 0 | 0 | 0 | 0 | 0 | 0 | 0 | 0 | 0 | 0 | 0
F4_Commercial_Retail_Existing_Space Heating_Natural Gas_Furnace_Baseline Forecast | F4 | Commercial | Retail | Existing | Space Heating | Natural Gas | Furnace | Baseline Forecast | Winter Peak Demand (MW) | 0 | 0 | 0 | 0 | 0 | 0 | 0 | 0 | 0 | 0 | 0 | 0 | 0 | 0 | 0 | 0 | 0 | 0 | 0 | 0 | 0 | 0 | 0 | 0 | 0 | 0 | 0 | 0 | 0 | 0 | 0 | 0 | 0
F5_Commercial_Retail_Existing_Space Heating_Natural Gas_Furnace_Baseline Forecast | F5 | Commercial | Retail | Existing | Space Heating | Natural Gas | Furnace | Baseline Forecast | Turnover | 0 | 310142.4972 | 336247.4603 | 359562.4901 | 740060.6211 | 403567.7238 | 422486.1402 | 439888.6845 | 455840.3226 | 470433.0481 | 483763.6095 | 495937.1492 | 507052.6339 | 517197.3891 | 526442.6534 | 534858.8999 | 542506.5041 | 549459.6421 | 555790.4392 | 534896.3171 | 517661.9377 | 503617.5274 | 518808.2725 | 507884.8483 | 499225.5903 | 492536.3364 | 487553.161 | 484042.4822 | 481794.2193 | 480623.5274 | 480363.9313 | 480872.502 | 779268.0007
F6_Commercial_Retail_Existing_Space Heating_Natural Gas_Furnace_Baseline Forecast | F6 | Commercial | Retail | Existing | Space Heating | Natural Gas | Furnace | Baseline Forecast | Avg. Replacement Usage (kWh) | 0.14762 | 0.14258 | 0.15799 | 0.15426 | 0.15344 | 0.13718 | 0.13644 | 0.12026 | 0.1196 | 0.11894 | 0.11828 | 0.11762 | 0.11696 | 0.1163 | 0.11564 | 0.11498 | 0.11433 | 0.11367 | 0.11301 | 0.11235 | 0.11169 | 0.11103 | 0.11037 | 0.10971 | 0.10905 | 0.1084 | 0.10774 | 0.10708 | 0.10642 | 0.10577 | 0.10511 | 0.10445 | 0.10445
F7_Commercial_Retail_Existing_Space Heating_Natural Gas_Furnace_Baseline Forecast | F7 | Commercial | Retail | Existing | Space Heating | Natural Gas | Furnace | Baseline Forecast | Avg. Replacement Summer Demand (kW) | 0 | 0 | 0 | 0 | 0 | 0 | 0 | 0 | 0 | 0 | 0 | 0 | 0 | 0 | 0 | 0 | 0 | 0 | 0 | 0 | 0 | 0 | 0 | 0 | 0 | 0 | 0 | 0 | 0 | 0 | 0 | 0 | 0
F8_Commercial_Retail_Existing_Space Heating_Natural Gas_Furnace_Baseline Forecast | F8 | Commercial | Retail | Existing | Space Heating | Natural Gas | Furnace | Baseline Forecast | Avg. Replacement Winter Demand (kW) | 0 | 0 | 0 | 0 | 0 | 0 | 0 | 0 | 0 | 0 | 0 | 0 | 0 | 0 | 0 | 0 | 0 | 0 | 0 | 0 | 0 | 0 | 0 | 0 | 0 | 0 | 0 | 0 | 0 | 0 | 0 | 0 | 0
F1_Commercial_Retail_Existing_Space Heating_Natural Gas_Boiler_Baseline Forecast | F1 | Commercial | Retail | Existing | Space Heating | Natural Gas | Boiler | Baseline Forecast | Units | 714660.1746 | 711024.1449 | 707388.1153 | 702997.1253 | 719423.1348 | 717489.7422 | 715782.9368 | 714245.6365 | 712760.4617 | 711284.483 | 709801.1165 | 708319.7364 | 706850.9817 | 705398.5101 | 703953.1508 | 702513.5228 | 701072.5862 | 699647.9023 | 698259.4828 | 696911.1216 | 695582.4691 | 694250.3356 | 692907.7227 | 691552.6598 | 690183.988 | 688806.5478 | 687422.0133 | 686033.4489 | 684639.7838 | 683242.0299 | 681837.0024 | 680427.8106 | 689705.703
F2_Commercial_Retail_Existing_Space Heating_Natural Gas_Boiler_Baseline Forecast | F2 | Commercial | Retail | Existing | Space Heating | Natural Gas | Boiler | Baseline Forecast | Usage (MMtherm) | 0.41932 | 0.40507 | 0.44905 | 0.43826 | 0.45014 | 0.44776 | 0.44548 | 0.44326 | 0.44101 | 0.43869 | 0.43627 | 0.43376 | 0.43117 | 0.42847 | 0.42566 | 0.42274 | 0.41969 | 0.41653 | 0.41326 | 0.40989 | 0.40639 | 0.40287 | 0.39929 | 0.39568 | 0.39193 | 0.38824 | 0.38461 | 0.38103 | 0.3775 | 0.37402 | 0.37058 | 0.36718 | 0.37183
F3_Commercial_Retail_Existing_Space Heating_Natural Gas_Boiler_Baseline Forecast | F3 | Commercial | Retail | Existing | Space Heating | Natural Gas | Boiler | Baseline Forecast | Summer Peak Demand (MW) | 0 | 0 | 0 | 0 | 0 | 0 | 0 | 0 | 0 | 0 | 0 | 0 | 0 | 0 | 0 | 0 | 0 | 0 | 0 | 0 | 0 | 0 | 0 | 0 | 0 | 0 | 0 | 0 | 0 | 0 | 0 | 0 | 0
F4_Commercial_Retail_Existing_Space Heating_Natural Gas_Boiler_Baseline Forecast | F4 | Commercial | Retail | Existing | Space Heating | Natural Gas | Boiler | Baseline Forecast | Winter Peak Demand (MW) | 0 | 0 | 0 | 0 | 0 | 0 | 0 | 0 | 0 | 0 | 0 | 0 | 0 | 0 | 0 | 0 | 0 | 0 | 0 | 0 | 0 | 0 | 0 | 0 | 0 | 0 | 0 | 0 | 0 | 0 | 0 | 0 | 0
F5_Commercial_Retail_Existing_Space Heating_Natural Gas_Boiler_Baseline Forecast | F5 | Commercial | Retail | Existing | Space Heating | Natural Gas | Boiler | Baseline Forecast | Turnover | 0 | 13126.5996 | 14231.4769 | 15218.2719 | 32636.7132 | 17080.7676 | 17881.4785 | 18618.031 | 19293.1747 | 19910.8033 | 20475.0115 | 20990.2495 | 21460.7058 | 21890.0767 | 22281.3771 | 22637.5898 | 22961.2701 | 23255.5576 | 23523.5049 | 23767.456 | 23988.7504 | 23064.4612 | 22296.9348 | 21666.8216 | 22369.043 | 21868.5173 | 21466.7462 | 21151.0187 | 20909.8928 | 20733.2506 | 20611.9792 | 20538.1734 | 29825.3195
F6_Commercial_Retail_Existing_Space Heating_Natural Gas_Boiler_Baseline Forecast | F6 | Commercial | Retail | Existing | Space Heating | Natural Gas | Boiler | Baseline Forecast | Avg. Replacement Usage (kWh) | 0.68047 | 0.65724 | 0.72827 | 0.71107 | 0.70727 | 0.6212 | 0.61783 | 0.61448 | 0.61112 | 0.60776 | 0.6044 | 0.60104 | 0.59768 | 0.59433 | 0.59096 | 0.58761 | 0.58425 | 0.58089 | 0.57753 | 0.57417 | 0.57082 | 0.56747 | 0.5641 | 0.56075 | 0.55739 | 0.55404 | 0.55068 | 0.54733 | 0.54397 | 0.54062 | 0.53726 | 0.5339 | 0.5339
F7_Commercial_Retail_Existing_Space Heating_Natural Gas_Boiler_Baseline Forecast | F7 | Commercial | Retail | Existing | Space Heating | Natural Gas | Boiler | Baseline Forecast | Avg. Replacement Summer Demand (kW) | 0 | 0 | 0 | 0 | 0 | 0 | 0 | 0 | 0 | 0 | 0 | 0 | 0 | 0 | 0 | 0 | 0 | 0 | 0 | 0 | 0 | 0 | 0 | 0 | 0 | 0 | 0 | 0 | 0 | 0 | 0 | 0 | 0
F8_Commercial_Retail_Existing_Space Heating_Natural Gas_Boiler_Baseline Forecast | F8 | Commercial | Retail | Existing | Space Heating | Natural Gas | Boiler | Baseline Forecast | Avg. Replacement Winter Demand (kW) | 0 | 0 | 0 | 0 | 0 | 0 | 0 | 0 | 0 | 0 | 0 | 0 | 0 | 0 | 0 | 0 | 0 | 0 | 0 | 0 | 0 | 0 | 0 | 0 | 0 | 0 | 0 | 0 | 0 | 0 | 0 | 0 | 0
F1_Commercial_Retail_Existing_Space Heating_Natural Gas_Unit Heater_Baseline Forecast | F1 | Commercial | Retail | Existing | Space Heating | Natural Gas | Unit Heater | Baseline Forecast | Units | 1550434.3192 | 1542546.0593 | 1534657.7995 | 1525131.6753 | 1560767.422 | 1556572.9832 | 1552870.119 | 1549534.991 | 1546312.9478 | 1543110.8552 | 1539892.7351 | 1536678.9242 | 1533492.5039 | 1530341.4093 | 1527205.7447 | 1524082.5138 | 1520956.444 | 1517865.6342 | 1514853.4987 | 1511928.2685 | 1509045.7959 | 1506155.7712 | 1503243.0119 | 1500303.2427 | 1497333.9491 | 1494345.633 | 1491341.9259 | 1488329.4761 | 1485305.9607 | 1482273.5744 | 1479225.4084 | 1476168.2081 | 1496296.3238
F2_Commercial_Retail_Existing_Space Heating_Natural Gas_Unit Heater_Baseline Forecast | F2 | Commercial | Retail | Existing | Space Heating | Natural Gas | Unit Heater | Baseline Forecast | Usage (MMtherm) | 0.11731 | 0.11273 | 0.12427 | 0.12058 | 0.12274 | 0.12106 | 0.1194 | 0.11774 | 0.11607 | 0.11439 | 0.1127 | 0.11109 | 0.10953 | 0.10801 | 0.10647 | 0.10506 | 0.10373 | 0.1025 | 0.10122 | 0.10001 | 0.098853 | 0.097672 | 0.096788 | 0.095925 | 0.095077 | 0.094245 | 0.093423 | 0.092614 | 0.091815 | 0.091025 | 0.090241 | 0.089465 | 0.090659
F3_Commercial_Retail_Existing_Space Heating_Natural Gas_Unit Heater_Baseline Forecast | F3 | Commercial | Retail | Existing | Space Heating | Natural Gas | Unit Heater | Baseline Forecast | Summer Peak Demand (MW) | 0 | 0 | 0 | 0 | 0 | 0 | 0 | 0 | 0 | 0 | 0 | 0 | 0 | 0 | 0 | 0 | 0 | 0 | 0 | 0 | 0 | 0 | 0 | 0 | 0 | 0 | 0 | 0 | 0 | 0 | 0 | 0 | 0
F4_Commercial_Retail_Existing_Space Heating_Natural Gas_Unit Heater_Baseline Forecast | F4 | Commercial | Retail | Existing | Space Heating | Natural Gas | Unit Heater | Baseline Forecast | Winter Peak Demand (MW) | 0 | 0 | 0 | 0 | 0 | 0 | 0 | 0 | 0 | 0 | 0 | 0 | 0 | 0 | 0 | 0 | 0 | 0 | 0 | 0 | 0 | 0 | 0 | 0 | 0 | 0 | 0 | 0 | 0 | 0 | 0 | 0 | 0
F5_Commercial_Retail_Existing_Space Heating_Natural Gas_Unit Heater_Baseline Forecast | F5 | Commercial | Retail | Existing | Space Heating | Natural Gas | Unit Heater | Baseline Forecast | Turnover | 0 | 55090.9307 | 65249.0561 | 73736.9299 | 116995.159 | 87656.7631 | 93020.095 | 97585.9323 | 101459.3378 | 104735.9914 | 107499.9814 | 99611.7254 | 94305.9858 | 90996.0987 | 94191.0375 | 92831.0804 | 92421.777 | 92713.6067 | 108913.4882 | 110762.3341 | 112312.7976 | 122193.9275 | 109575.0104 | 108050.4927 | 106965.8015 | 105652.5748 | 104305.164 | 103050.7543 | 101247.0831 | 100682.8131 | 100972.1381 | 104429.663 | 124681.4753
F6_Commercial_Retail_Existing_Space Heating_Natural Gas_Unit Heater_Baseline Forecast | F6 | Commercial | Retail | Existing | Space Heating | Natural Gas | Unit Heater | Baseline Forecast | Avg. Replacement Usage (kWh) | 0.07566 | 0.073078 | 0.080976 | 0.079063 | 0.07864 | 0.070387 | 0.070006 | 0.069625 | 0.069245 | 0.068865 | 0.068484 | 0.068103 | 0.067723 | 0.067342 | 0.066961 | 0.066581 | 0.0662 | 0.06582 | 0.065439 | 0.065059 | 0.064678 | 0.064299 | 0.063918 | 0.063538 | 0.063157 | 0.062778 | 0.062397 | 0.062017 | 0.061636 | 0.061257 | 0.060876 | 0.060495 | 0.060495
F7_Commercial_Retail_Existing_Space Heating_Natural Gas_Unit Heater_Baseline Forecast | F7 | Commercial | Retail | Existing | Space Heating | Natural Gas | Unit Heater | Baseline Forecast | Avg. Replacement Summer Demand (kW) | 0 | 0 | 0 | 0 | 0 | 0 | 0 | 0 | 0 | 0 | 0 | 0 | 0 | 0 | 0 | 0 | 0 | 0 | 0 | 0 | 0 | 0 | 0 | 0 | 0 | 0 | 0 | 0 | 0 | 0 | 0 | 0 | 0
F8_Commercial_Retail_Existing_Space Heating_Natural Gas_Unit Heater_Baseline Forecast | F8 | Commercial | Retail | Existing | Space Heating | Natural Gas | Unit Heater | Baseline Forecast | Avg. Replacement Winter Demand (kW) | 0 | 0 | 0 | 0 | 0 | 0 | 0 | 0 | 0 | 0 | 0 | 0 | 0 | 0 | 0 | 0 | 0 | 0 | 0 | 0 | 0 | 0 | 0 | 0 | 0 | 0 | 0 | 0 | 0 | 0 | 0 | 0 | 0
F1_Commercial_Retail_Existing_Water Heating_Natural Gas_Water Heater_Baseline Forecast | F1 | Commercial | Retail | Existing | Water Heating | Natural Gas | Water Heater | Baseline Forecast | Units | 8573279.224 | 8529660.3145 | 8486041.405 | 8433365.763 | 8630417.1334 | 8607223.5711 | 8586748.2188 | 8568306.3001 | 8550489.6949 | 8532783.4085 | 8514988.4966 | 8497217.413 | 8479597.788 | 8462173.5003 | 8444834.5344 | 8427564.3217 | 8410278.4108 | 8393187.4736 | 8376531.5738 | 8360356.2254 | 8344417.3092 | 8328436.633 | 8312330.2439 | 8296074.5006 | 8279655.4996 | 8263131.3113 | 8246522.0172 | 8229864.3795 | 8213145.5529 | 8196377.6745 | 8179522.5407 | 8162617.4505 | 8273917.8482
F2_Commercial_Retail_Existing_Water Heating_Natural Gas_Water Heater_Baseline Forecast | F2 | Commercial | Retail | Existing | Water Heating | Natural Gas | Water Heater | Baseline Forecast | Usage (MMtherm) | 1.8425 | 1.7475 | 1.9057 | 1.826 | 1.8293 | 1.7916 | 1.7567 | 1.7257 | 1.6988 | 1.6767 | 1.6584 | 1.6431 | 1.6303 | 1.6194 | 1.61 | 1.6019 | 1.5948 | 1.5885 | 1.5829 | 1.5779 | 1.5733 | 1.5691 | 1.565 | 1.5612 | 1.5575 | 1.5539 | 1.5503 | 1.5469 | 1.5435 | 1.5401 | 1.5368 | 1.5335 | 1.5543
F3_Commercial_Retail_Existing_Water Heating_Natural Gas_Water Heater_Baseline Forecast | F3 | Commercial | Retail | Existing | Water Heating | Natural Gas | Water Heater | Baseline Forecast | Summer Peak Demand (MW) | 0 | 0 | 0 | 0 | 0 | 0 | 0 | 0 | 0 | 0 | 0 | 0 | 0 | 0 | 0 | 0 | 0 | 0 | 0 | 0 | 0 | 0 | 0 | 0 | 0 | 0 | 0 | 0 | 0 | 0 | 0 | 0 | 0
F4_Commercial_Retail_Existing_Water Heating_Natural Gas_Water Heater_Baseline Forecast | F4 | Commercial | Retail | Existing | Water Heating | Natural Gas | Water Heater | Baseline Forecast | Winter Peak Demand (MW) | 0 | 0 | 0 | 0 | 0 | 0 | 0 | 0 | 0 | 0 | 0 | 0 | 0 | 0 | 0 | 0 | 0 | 0 | 0 | 0 | 0 | 0 | 0 | 0 | 0 | 0 | 0 | 0 | 0 | 0 | 0 | 0 | 0
F5_Commercial_Retail_Existing_Water Heating_Natural Gas_Water Heater_Baseline Forecast | F5 | Commercial | Retail | Existing | Water Heating | Natural Gas | Water Heater | Baseline Forecast | Turnover | 0 | 341186.4126 | 441274.1531 | 519495.331 | 781314.9504 | 634368.7696 | 674101.6358 | 705576.5453 | 730392.7822 | 749863.4571 | 665204.289 | 617406.143 | 594984.1199 | 628225.9722 | 626031.0691 | 718473.3709 | 737964.8248 | 753203.1879 | 815208.579 | 744650.7642 | 726351.8357 | 705233.0277 | 693213.8042 | 681835.1753 | 664380.4145 | 663623.3369 | 672449.9729 | 705846.9156 | 709606.7513 | 733114.3564 | 729155.1706 | 722531.4567 | 839719.9618
F6_Commercial_Retail_Existing_Water Heating_Natural Gas_Water Heater_Baseline Forecast | F6 | Commercial | Retail | Existing | Water Heating | Natural Gas | Water Heater | Baseline Forecast | Avg. Replacement Usage (kWh) | 0.17782 | 0.17175 | 0.19132 | 0.1878 | 0.1878 | 0.1878 | 0.1878 | 0.1878 | 0.1878 | 0.1878 | 0.1878 | 0.1878 | 0.1878 | 0.1878 | 0.1878 | 0.1878 | 0.1878 | 0.1878 | 0.1878 | 0.1878 | 0.1878 | 0.1878 | 0.1878 | 0.1878 | 0.1878 | 0.1878 | 0.1878 | 0.1878 | 0.1878 | 0.1878 | 0.1878 | 0.1878 | 0.1878
F7_Commercial_Retail_Existing_Water Heating_Natural Gas_Water Heater_Baseline Forecast | F7 | Commercial | Retail | Existing | Water Heating | Natural Gas | Water Heater | Baseline Forecast | Avg. Replacement Summer Demand (kW) | 0 | 0 | 0 | 0 | 0 | 0 | 0 | 0 | 0 | 0 | 0 | 0 | 0 | 0 | 0 | 0 | 0 | 0 | 0 | 0 | 0 | 0 | 0 | 0 | 0 | 0 | 0 | 0 | 0 | 0 | 0 | 0 | 0
F8_Commercial_Retail_Existing_Water Heating_Natural Gas_Water Heater_Baseline Forecast | F8 | Commercial | Retail | Existing | Water Heating | Natural Gas | Water Heater | Baseline Forecast | Avg. Replacement Winter Demand (kW) | 0 | 0 | 0 | 0 | 0 | 0 | 0 | 0 | 0 | 0 | 0 | 0 | 0 | 0 | 0 | 0 | 0 | 0 | 0 | 0 | 0 | 0 | 0 | 0 | 0 | 0 | 0 | 0 | 0 | 0 | 0 | 0 | 0
F1_Commercial_Retail_Existing_Food Preparation_Natural Gas_Oven_Baseline Forecast | F1 | Commercial | Retail | Existing | Food Preparation | Natural Gas | Oven | Baseline Forecast | Units | 329940.3447 | 328261.6827 | 326583.0207 | 324555.8128 | 332139.2818 | 331246.6838 | 330458.6954 | 329748.9631 | 329063.2958 | 328381.8741 | 327697.0417 | 327013.1264 | 326335.0399 | 325664.4708 | 324997.1854 | 324332.5459 | 323667.3023 | 323009.5621 | 322368.5643 | 321746.0604 | 321132.6555 | 320517.6435 | 319897.7934 | 319272.1955 | 318640.3147 | 318004.3857 | 317365.1815 | 316724.1168 | 316080.6973 | 315435.39 | 314786.7247 | 314136.1368 | 318419.5027
F2_Commercial_Retail_Existing_Food Preparation_Natural Gas_Oven_Baseline Forecast | F2 | Commercial | Retail | Existing | Food Preparation | Natural Gas | Oven | Baseline Forecast | Usage (MMtherm) | 0.10999 | 0.10569 | 0.11714 | 0.11427 | 0.11694 | 0.11662 | 0.11635 | 0.11609 | 0.11585 | 0.1156 | 0.11535 | 0.1151 | 0.11485 | 0.1146 | 0.11436 | 0.11411 | 0.11385 | 0.1136 | 0.11335 | 0.11311 | 0.11287 | 0.11263 | 0.11239 | 0.11215 | 0.1119 | 0.11166 | 0.11141 | 0.11116 | 0.11092 | 0.11067 | 0.11042 | 0.11018 | 0.11166
F3_Commercial_Retail_Existing_Food Preparation_Natural Gas_Oven_Baseline Forecast | F3 | Commercial | Retail | Existing | Food Preparation | Natural Gas | Oven | Baseline Forecast | Summer Peak Demand (MW) | 0 | 0 | 0 | 0 | 0 | 0 | 0 | 0 | 0 | 0 | 0 | 0 | 0 | 0 | 0 | 0 | 0 | 0 | 0 | 0 | 0 | 0 | 0 | 0 | 0 | 0 | 0 | 0 | 0 | 0 | 0 | 0 | 0
F4_Commercial_Retail_Existing_Food Preparation_Natural Gas_Oven_Baseline Forecast | F4 | Commercial | Retail | Existing | Food Preparation | Natural Gas | Oven | Baseline Forecast | Winter Peak Demand (MW) | 0 | 0 | 0 | 0 | 0 | 0 | 0 | 0 | 0 | 0 | 0 | 0 | 0 | 0 | 0 | 0 | 0 | 0 | 0 | 0 | 0 | 0 | 0 | 0 | 0 | 0 | 0 | 0 | 0 | 0 | 0 | 0 | 0
F5_Commercial_Retail_Existing_Food Preparation_Natural Gas_Oven_Baseline Forecast | F5 | Commercial | Retail | Existing | Food Preparation | Natural Gas | Oven | Baseline Forecast | Turnover | 0 | 18236.7602 | 19655.4596 | 20785.596 | 29412.5186 | 22637.5937 | 23304.6961 | 23854.1489 | 24303.096 | 24667.366 | 23478.2227 | 22729.6819 | 22305.852 | 23356.5379 | 23125.6502 | 23044.0751 | 27970.1064 | 27644.8689 | 27366.7877 | 28935.8716 | 25975.7726 | 25451.5432 | 25154.74 | 24842.665 | 24546.7953 | 24686.8414 | 24868.5127 | 25061.1352 | 25876.5938 | 25722.7148 | 25548.3069 | 26710.2849 | 30542.9271
F6_Commercial_Retail_Existing_Food Preparation_Natural Gas_Oven_Baseline Forecast | F6 | Commercial | Retail | Existing | Food Preparation | Natural Gas | Oven | Baseline Forecast | Avg. Replacement Usage (kWh) | 0.33336 | 0.32197 | 0.35863 | 0.35209 | 0.35212 | 0.35209 | 0.35202 | 0.35196 | 0.35188 | 0.35181 | 0.35174 | 0.35168 | 0.35161 | 0.35154 | 0.35147 | 0.3514 | 0.35134 | 0.35126 | 0.35118 | 0.3511 | 0.35103 | 0.35095 | 0.35088 | 0.3508 | 0.35074 | 0.35068 | 0.35063 | 0.35059 | 0.35055 | 0.35052 | 0.35051 | 0.3505 | 0.3505
F7_Commercial_Retail_Existing_Food Preparation_Natural Gas_Oven_Baseline Forecast | F7 | Commercial | Retail | Existing | Food Preparation | Natural Gas | Oven | Baseline Forecast | Avg. Replacement Summer Demand (kW) | 0 | 0 | 0 | 0 | 0 | 0 | 0 | 0 | 0 | 0 | 0 | 0 | 0 | 0 | 0 | 0 | 0 | 0 | 0 | 0 | 0 | 0 | 0 | 0 | 0 | 0 | 0 | 0 | 0 | 0 | 0 | 0 | 0
F8_Commercial_Retail_Existing_Food Preparation_Natural Gas_Oven_Baseline Forecast | F8 | Commercial | Retail | Existing | Food Preparation | Natural Gas | Oven | Baseline Forecast | Avg. Replacement Winter Demand (kW) | 0 | 0 | 0 | 0 | 0 | 0 | 0 | 0 | 0 | 0 | 0 | 0 | 0 | 0 | 0 | 0 | 0 | 0 | 0 | 0 | 0 | 0 | 0 | 0 | 0 | 0 | 0 | 0 | 0 | 0 | 0 | 0 | 0
F1_Commercial_Retail_Existing_Food Preparation_Natural Gas_Conveyor Oven_Baseline Forecast | F1 | Commercial | Retail | Existing | Food Preparation | Natural Gas | Conveyor Oven | Baseline Forecast | Units | 164970.1724 | 164130.8414 | 163291.5104 | 162277.9064 | 166069.6409 | 165623.3419 | 165229.3477 | 164874.4815 | 164531.6479 | 164190.9371 | 163848.5209 | 163506.5632 | 163167.5199 | 162832.2354 | 162498.5927 | 162166.2729 | 161833.6511 | 161504.7811 | 161184.2822 | 160873.0302 | 160566.3277 | 160258.8217 | 159948.8967 | 159636.0978 | 159320.1573 | 159002.1929 | 158682.5908 | 158362.0584 | 158040.3486 | 157717.695 | 157393.3623 | 157068.0684 | 159209.7513
F2_Commercial_Retail_Existing_Food Preparation_Natural Gas_Conveyor Oven_Baseline Forecast | F2 | Commercial | Retail | Existing | Food Preparation | Natural Gas | Conveyor Oven | Baseline Forecast | Usage (MMtherm) | 0.094098 | 0.090424 | 0.10022 | 0.09776 | 0.10004 | 0.099775 | 0.099537 | 0.099323 | 0.099115 | 0.098909 | 0.098701 | 0.098493 | 0.098287 | 0.098082 | 0.097879 | 0.097676 | 0.097472 | 0.097271 | 0.097076 | 0.096885 | 0.096697 | 0.096509 | 0.096319 | 0.096126 | 0.095932 | 0.095737 | 0.09554 | 0.095344 | 0.095147 | 0.094949 | 0.094751 | 0.094552 | 0.095838
F3_Commercial_Retail_Existing_Food Preparation_Natural Gas_Conveyor Oven_Baseline Forecast | F3 | Commercial | Retail | Existing | Food Preparation | Natural Gas | Conveyor Oven | Baseline Forecast | Summer Peak Demand (MW) | 0 | 0 | 0 | 0 | 0 | 0 | 0 | 0 | 0 | 0 | 0 | 0 | 0 | 0 | 0 | 0 | 0 | 0 | 0 | 0 | 0 | 0 | 0 | 0 | 0 | 0 | 0 | 0 | 0 | 0 | 0 | 0 | 0
F4_Commercial_Retail_Existing_Food Preparation_Natural Gas_Conveyor Oven_Baseline Forecast | F4 | Commercial | Retail | Existing | Food Preparation | Natural Gas | Conveyor Oven | Baseline Forecast | Winter Peak Demand (MW) | 0 | 0 | 0 | 0 | 0 | 0 | 0 | 0 | 0 | 0 | 0 | 0 | 0 | 0 | 0 | 0 | 0 | 0 | 0 | 0 | 0 | 0 | 0 | 0 | 0 | 0 | 0 | 0 | 0 | 0 | 0 | 0 | 0
F5_Commercial_Retail_Existing_Food Preparation_Natural Gas_Conveyor Oven_Baseline Forecast | F5 | Commercial | Retail | Existing | Food Preparation | Natural Gas | Conveyor Oven | Baseline Forecast | Turnover | 0 | 3861.9021 | 4994.7991 | 5880.1877 | 10405.0365 | 7180.4445 | 7630.1824 | 7986.4481 | 8267.344 | 8487.7334 | 8659.6436 | 8792.9429 | 8895.5569 | 8973.7566 | 9032.3943 | 9075.4163 | 9105.8958 | 8012.5825 | 7360.9 | 7016.5859 | 7614.6128 | 7469.598 | 8405.443 | 8546.3954 | 8655.1439 | 9689.8796 | 8610.785 | 8695.258 | 8758.9214 | 8805.9685 | 8839.6964 | 8862.8104 | 11037.6002
F6_Commercial_Retail_Existing_Food Preparation_Natural Gas_Conveyor Oven_Baseline Forecast | F6 | Commercial | Retail | Existing | Food Preparation | Natural Gas | Conveyor Oven | Baseline Forecast | Avg. Replacement Usage (kWh) | 0.57039 | 0.55092 | 0.61369 | 0.6024 | 0.6024 | 0.60239 | 0.60236 | 0.60233 | 0.6023 | 0.60228 | 0.60225 | 0.60222 | 0.60219 | 0.60217 | 0.60214 | 0.60211 | 0.60209 | 0.60206 | 0.60204 | 0.60202 | 0.602 | 0.60198 | 0.60196 | 0.60194 | 0.60192 | 0.60191 | 0.6019 | 0.60189 | 0.60188 | 0.60188 | 0.60187 | 0.60187 | 0.60187
F7_Commercial_Retail_Existing_Food Preparation_Natural Gas_Conveyor Oven_Baseline Forecast | F7 | Commercial | Retail | Existing | Food Preparation | Natural Gas | Conveyor Oven | Baseline Forecast | Avg. Replacement Summer Demand (kW) | 0 | 0 | 0 | 0 | 0 | 0 | 0 | 0 | 0 | 0 | 0 | 0 | 0 | 0 | 0 | 0 | 0 | 0 | 0 | 0 | 0 | 0 | 0 | 0 | 0 | 0 | 0 | 0 | 0 | 0 | 0 | 0 | 0
F8_Commercial_Retail_Existing_Food Preparation_Natural Gas_Conveyor Oven_Baseline Forecast | F8 | Commercial | Retail | Existing | Food Preparation | Natural Gas | Conveyor Oven | Baseline Forecast | Avg. Replacement Winter Demand (kW) | 0 | 0 | 0 | 0 | 0 | 0 | 0 | 0 | 0 | 0 | 0 | 0 | 0 | 0 | 0 | 0 | 0 | 0 | 0 | 0 | 0 | 0 | 0 | 0 | 0 | 0 | 0 | 0 | 0 | 0 | 0 | 0 | 0
F1_Commercial_Retail_Existing_Food Preparation_Natural Gas_Double Rack Oven_Baseline Forecast | F1 | Commercial | Retail | Existing | Food Preparation | Natural Gas | Double Rack Oven | Baseline Forecast | Units | 164970.1724 | 164130.8414 | 163291.5104 | 162277.9064 | 166069.6409 | 165623.3419 | 165229.3477 | 164874.4815 | 164531.6479 | 164190.9371 | 163848.5209 | 163506.5632 | 163167.5199 | 162832.2354 | 162498.5927 | 162166.2729 | 161833.6511 | 161504.7811 | 161184.2822 | 160873.0302 | 160566.3277 | 160258.8217 | 159948.8967 | 159636.0978 | 159320.1573 | 159002.1929 | 158682.5908 | 158362.0584 | 158040.3486 | 157717.695 | 157393.3623 | 157068.0684 | 159209.7513
F2_Commercial_Retail_Existing_Food Preparation_Natural Gas_Double Rack Oven_Baseline Forecast | F2 | Commercial | Retail | Existing | Food Preparation | Natural Gas | Double Rack Oven | Baseline Forecast | Usage (MMtherm) | 0.14295 | 0.13737 | 0.15224 | 0.14851 | 0.15198 | 0.15157 | 0.15121 | 0.15088 | 0.15055 | 0.15023 | 0.1499 | 0.14956 | 0.14923 | 0.1489 | 0.14858 | 0.14824 | 0.14791 | 0.14757 | 0.14724 | 0.14692 | 0.14659 | 0.14626 | 0.14593 | 0.14561 | 0.14527 | 0.14494 | 0.14462 | 0.14429 | 0.14396 | 0.14364 | 0.14331 | 0.14299 | 0.14492
F3_Commercial_Retail_Existing_Food Preparation_Natural Gas_Double Rack Oven_Baseline Forecast | F3 | Commercial | Retail | Existing | Food Preparation | Natural Gas | Double Rack Oven | Baseline Forecast | Summer Peak Demand (MW) | 0 | 0 | 0 | 0 | 0 | 0 | 0 | 0 | 0 | 0 | 0 | 0 | 0 | 0 | 0 | 0 | 0 | 0 | 0 | 0 | 0 | 0 | 0 | 0 | 0 | 0 | 0 | 0 | 0 | 0 | 0 | 0 | 0
F4_Commercial_Retail_Existing_Food Preparation_Natural Gas_Double Rack Oven_Baseline Forecast | F4 | Commercial | Retail | Existing | Food Preparation | Natural Gas | Double Rack Oven | Baseline Forecast | Winter Peak Demand (MW) | 0 | 0 | 0 | 0 | 0 | 0 | 0 | 0 | 0 | 0 | 0 | 0 | 0 | 0 | 0 | 0 | 0 | 0 | 0 | 0 | 0 | 0 | 0 | 0 | 0 | 0 | 0 | 0 | 0 | 0 | 0 | 0 | 0
F5_Commercial_Retail_Existing_Food Preparation_Natural Gas_Double Rack Oven_Baseline Forecast | F5 | Commercial | Retail | Existing | Food Preparation | Natural Gas | Double Rack Oven | Baseline Forecast | Turnover | 0 | 5471.028 | 7075.9654 | 8330.2659 | 13160.579 | 10172.2964 | 10809.4251 | 11314.1348 | 11712.0707 | 12024.2889 | 12267.8284 | 12456.6691 | 11007.6184 | 10166.9912 | 9747.1547 | 10352.0264 | 10252.5426 | 11677.547 | 11948.5669 | 12160.3942 | 13285.8139 | 12259.091 | 12393.255 | 12183.0866 | 11823.7045 | 11432.9884 | 11222.1304 | 11020.5381 | 10722.5652 | 10691.1566 | 10813.4996 | 11390.8315 | 13637.4418
F6_Commercial_Retail_Existing_Food Preparation_Natural Gas_Double Rack Oven_Baseline Forecast | F6 | Commercial | Retail | Existing | Food Preparation | Natural Gas | Double Rack Oven | Baseline Forecast | Avg. Replacement Usage (kWh) | 0.86653 | 0.83692 | 0.93214 | 0.91514 | 0.91522 | 0.9151 | 0.91482 | 0.91458 | 0.91431 | 0.91404 | 0.91378 | 0.91353 | 0.91327 | 0.91301 | 0.91276 | 0.9125 | 0.91225 | 0.91198 | 0.9117 | 0.91142 | 0.91116 | 0.9109 | 0.91067 | 0.91044 | 0.91024 | 0.91007 | 0.90992 | 0.90979 | 0.90969 | 0.90961 | 0.90956 | 0.90953 | 0.90953
F7_Commercial_Retail_Existing_Food Preparation_Natural Gas_Double Rack Oven_Baseline Forecast | F7 | Commercial | Retail | Existing | Food Preparation | Natural Gas | Double Rack Oven | Baseline Forecast | Avg. Replacement Summer Demand (kW) | 0 | 0 | 0 | 0 | 0 | 0 | 0 | 0 | 0 | 0 | 0 | 0 | 0 | 0 | 0 | 0 | 0 | 0 | 0 | 0 | 0 | 0 | 0 | 0 | 0 | 0 | 0 | 0 | 0 | 0 | 0 | 0 | 0
F8_Commercial_Retail_Existing_Food Preparation_Natural Gas_Double Rack Oven_Baseline Forecast | F8 | Commercial | Retail | Existing | Food Preparation | Natural Gas | Double Rack Oven | Baseline Forecast | Avg. Replacement Winter Demand (kW) | 0 | 0 | 0 | 0 | 0 | 0 | 0 | 0 | 0 | 0 | 0 | 0 | 0 | 0 | 0 | 0 | 0 | 0 | 0 | 0 | 0 | 0 | 0 | 0 | 0 | 0 | 0 | 0 | 0 | 0 | 0 | 0 | 0
F1_Commercial_Retail_Existing_Food Preparation_Natural Gas_Fryer_Baseline Forecast | F1 | Commercial | Retail | Existing | Food Preparation | Natural Gas | Fryer | Baseline Forecast | Units | 659880.6894 | 656523.3654 | 653166.0414 | 649111.6256 | 664278.5636 | 662493.3676 | 660917.3907 | 659497.9262 | 658126.5916 | 656763.7483 | 655394.0835 | 654026.2528 | 652670.0797 | 651328.9416 | 649994.3708 | 648665.0918 | 647334.6045 | 646019.1243 | 644737.1286 | 643492.1208 | 642265.311 | 641035.2869 | 639795.5868 | 638544.391 | 637280.6293 | 636008.7714 | 634730.363 | 633448.2336 | 632161.3945 | 630870.7799 | 629573.4494 | 628272.2737 | 636839.0054
F2_Commercial_Retail_Existing_Food Preparation_Natural Gas_Fryer_Baseline Forecast | F2 | Commercial | Retail | Existing | Food Preparation | Natural Gas | Fryer | Baseline Forecast | Usage (MMtherm) | 0.35583 | 0.34193 | 0.37896 | 0.36789 | 0.36925 | 0.36071 | 0.35028 | 0.33835 | 0.32519 | 0.31457 | 0.30597 | 0.29899 | 0.29331 | 0.28867 | 0.28485 | 0.2817 | 0.27906 | 0.27685 | 0.27499 | 0.27342 | 0.27206 | 0.27087 | 0.26981 | 0.26886 | 0.26799 | 0.26718 | 0.26643 | 0.26572 | 0.26504 | 0.26439 | 0.26376 | 0.26314 | 0.26667
F3_Commercial_Retail_Existing_Food Preparation_Natural Gas_Fryer_Baseline Forecast | F3 | Commercial | Retail | Existing | Food Preparation | Natural Gas | Fryer | Baseline Forecast | Summer Peak Demand (MW) | 0 | 0 | 0 | 0 | 0 | 0 | 0 | 0 | 0 | 0 | 0 | 0 | 0 | 0 | 0 | 0 | 0 | 0 | 0 | 0 | 0 | 0 | 0 | 0 | 0 | 0 | 0 | 0 | 0 | 0 | 0 | 0 | 0
F4_Commercial_Retail_Existing_Food Preparation_Natural Gas_Fryer_Baseline Forecast | F4 | Commercial | Retail | Existing | Food Preparation | Natural Gas | Fryer | Baseline Forecast | Winter Peak Demand (MW) | 0 | 0 | 0 | 0 | 0 | 0 | 0 | 0 | 0 | 0 | 0 | 0 | 0 | 0 | 0 | 0 | 0 | 0 | 0 | 0 | 0 | 0 | 0 | 0 | 0 | 0 | 0 | 0 | 0 | 0 | 0 | 0 | 0
F5_Commercial_Retail_Existing_Food Preparation_Natural Gas_Fryer_Baseline Forecast | F5 | Commercial | Retail | Existing | Food Preparation | Natural Gas | Fryer | Baseline Forecast | Turnover | 0 | 0 | 0 | 11802.0296 | 48212.6207 | 49906.1252 | 63314.5498 | 73977.0413 | 82444.0318 | 65818.6459 | 52545.1062 | 44272.3301 | 44818.4404 | 45594.0963 | 48854.1687 | 53555.7877 | 61990.089 | 71722.1176 | 68067.0697 | 66512.9216 | 64686.4704 | 62825.9809 | 55579.0616 | 51565.2707 | 51290.9121 | 55235.9446 | 57723.7372 | 60037.3825 | 61892.7704 | 63961.9185 | 64520.9517 | 60759.91 | 66923.7031
F6_Commercial_Retail_Existing_Food Preparation_Natural Gas_Fryer_Baseline Forecast | F6 | Commercial | Retail | Existing | Food Preparation | Natural Gas | Fryer | Baseline Forecast | Avg. Replacement Usage (kWh) | 0.53923 | 0.52083 | 0.58017 | 0.41839 | 0.41839 | 0.41839 | 0.41839 | 0.41839 | 0.41839 | 0.41839 | 0.41839 | 0.41839 | 0.41839 | 0.41839 | 0.41839 | 0.41839 | 0.41839 | 0.41839 | 0.41839 | 0.41839 | 0.41839 | 0.41839 | 0.41839 | 0.41839 | 0.41839 | 0.41839 | 0.41839 | 0.41839 | 0.41839 | 0.41839 | 0.41839 | 0.41839 | 0.41839
F7_Commercial_Retail_Existing_Food Preparation_Natural Gas_Fryer_Baseline Forecast | F7 | Commercial | Retail | Existing | Food Preparation | Natural Gas | Fryer | Baseline Forecast | Avg. Replacement Summer Demand (kW) | 0 | 0 | 0 | 0 | 0 | 0 | 0 | 0 | 0 | 0 | 0 | 0 | 0 | 0 | 0 | 0 | 0 | 0 | 0 | 0 | 0 | 0 | 0 | 0 | 0 | 0 | 0 | 0 | 0 | 0 | 0 | 0 | 0
F8_Commercial_Retail_Existing_Food Preparation_Natural Gas_Fryer_Baseline Forecast | F8 | Commercial | Retail | Existing | Food Preparation | Natural Gas | Fryer | Baseline Forecast | Avg. Replacement Winter Demand (kW) | 0 | 0 | 0 | 0 | 0 | 0 | 0 | 0 | 0 | 0 | 0 | 0 | 0 | 0 | 0 | 0 | 0 | 0 | 0 | 0 | 0 | 0 | 0 | 0 | 0 | 0 | 0 | 0 | 0 | 0 | 0 | 0 | 0
F1_Commercial_Retail_Existing_Food Preparation_Natural Gas_Broiler_Baseline Forecast | F1 | Commercial | Retail | Existing | Food Preparation | Natural Gas | Broiler | Baseline Forecast | Units | 0 | 0 | 0 | 0 | 0 | 0 | 0 | 0 | 0 | 0 | 0 | 0 | 0 | 0 | 0 | 0 | 0 | 0 | 0 | 0 | 0 | 0 | 0 | 0 | 0 | 0 | 0 | 0 | 0 | 0 | 0 | 0 | 0
F2_Commercial_Retail_Existing_Food Preparation_Natural Gas_Broiler_Baseline Forecast | F2 | Commercial | Retail | Existing | Food Preparation | Natural Gas | Broiler | Baseline Forecast | Usage (MMtherm) | 0 | 0 | 0 | 0 | 0 | 0 | 0 | 0 | 0 | 0 | 0 | 0 | 0 | 0 | 0 | 0 | 0 | 0 | 0 | 0 | 0 | 0 | 0 | 0 | 0 | 0 | 0 | 0 | 0 | 0 | 0 | 0 | 0
F3_Commercial_Retail_Existing_Food Preparation_Natural Gas_Broiler_Baseline Forecast | F3 | Commercial | Retail | Existing | Food Preparation | Natural Gas | Broiler | Baseline Forecast | Summer Peak Demand (MW) | 0 | 0 | 0 | 0 | 0 | 0 | 0 | 0 | 0 | 0 | 0 | 0 | 0 | 0 | 0 | 0 | 0 | 0 | 0 | 0 | 0 | 0 | 0 | 0 | 0 | 0 | 0 | 0 | 0 | 0 | 0 | 0 | 0
F4_Commercial_Retail_Existing_Food Preparation_Natural Gas_Broiler_Baseline Forecast | F4 | Commercial | Retail | Existing | Food Preparation | Natural Gas | Broiler | Baseline Forecast | Winter Peak Demand (MW) | 0 | 0 | 0 | 0 | 0 | 0 | 0 | 0 | 0 | 0 | 0 | 0 | 0 | 0 | 0 | 0 | 0 | 0 | 0 | 0 | 0 | 0 | 0 | 0 | 0 | 0 | 0 | 0 | 0 | 0 | 0 | 0 | 0
F5_Commercial_Retail_Existing_Food Preparation_Natural Gas_Broiler_Baseline Forecast | F5 | Commercial | Retail | Existing | Food Preparation | Natural Gas | Broiler | Baseline Forecast | Turnover | 0 | 0 | 0 | 0 | 0 | 0 | 0 | 0 | 0 | 0 | 0 | 0 | 0 | 0 | 0 | 0 | 0 | 0 | 0 | 0 | 0 | 0 | 0 | 0 | 0 | 0 | 0 | 0 | 0 | 0 | 0 | 0 | 0
F6_Commercial_Retail_Existing_Food Preparation_Natural Gas_Broiler_Baseline Forecast | F6 | Commercial | Retail | Existing | Food Preparation | Natural Gas | Broiler | Baseline Forecast | Avg. Replacement Usage (kWh) | 0.59309 | 0.57283 | 0.63808 | 0.62638 | 0.6264 | 0.62637 | 0.62628 | 0.62622 | 0.62613 | 0.62606 | 0.62598 | 0.62591 | 0.62583 | 0.62575 | 0.62568 | 0.6256 | 0.62553 | 0.62545 | 0.62537 | 0.62528 | 0.6252 | 0.62513 | 0.62506 | 0.62499 | 0.62493 | 0.62488 | 0.62483 | 0.62479 | 0.62476 | 0.62474 | 0.62473 | 0.62472 | 0.62472
F7_Commercial_Retail_Existing_Food Preparation_Natural Gas_Broiler_Baseline Forecast | F7 | Commercial | Retail | Existing | Food Preparation | Natural Gas | Broiler | Baseline Forecast | Avg. Replacement Summer Demand (kW) | 0 | 0 | 0 | 0 | 0 | 0 | 0 | 0 | 0 | 0 | 0 | 0 | 0 | 0 | 0 | 0 | 0 | 0 | 0 | 0 | 0 | 0 | 0 | 0 | 0 | 0 | 0 | 0 | 0 | 0 | 0 | 0 | 0
F8_Commercial_Retail_Existing_Food Preparation_Natural Gas_Broiler_Baseline Forecast | F8 | Commercial | Retail | Existing | Food Preparation | Natural Gas | Broiler | Baseline Forecast | Avg. Replacement Winter Demand (kW) | 0 | 0 | 0 | 0 | 0 | 0 | 0 | 0 | 0 | 0 | 0 | 0 | 0 | 0 | 0 | 0 | 0 | 0 | 0 | 0 | 0 | 0 | 0 | 0 | 0 | 0 | 0 | 0 | 0 | 0 | 0 | 0 | 0
F1_Commercial_Retail_Existing_Food Preparation_Natural Gas_Griddle_Baseline Forecast | F1 | Commercial | Retail | Existing | Food Preparation | Natural Gas | Griddle | Baseline Forecast | Units | 0 | 0 | 0 | 0 | 0 | 0 | 0 | 0 | 0 | 0 | 0 | 0 | 0 | 0 | 0 | 0 | 0 | 0 | 0 | 0 | 0 | 0 | 0 | 0 | 0 | 0 | 0 | 0 | 0 | 0 | 0 | 0 | 0
F2_Commercial_Retail_Existing_Food Preparation_Natural Gas_Griddle_Baseline Forecast | F2 | Commercial | Retail | Existing | Food Preparation | Natural Gas | Griddle | Baseline Forecast | Usage (MMtherm) | 0 | 0 | 0 | 0 | 0 | 0 | 0 | 0 | 0 | 0 | 0 | 0 | 0 | 0 | 0 | 0 | 0 | 0 | 0 | 0 | 0 | 0 | 0 | 0 | 0 | 0 | 0 | 0 | 0 | 0 | 0 | 0 | 0
F3_Commercial_Retail_Existing_Food Preparation_Natural Gas_Griddle_Baseline Forecast | F3 | Commercial | Retail | Existing | Food Preparation | Natural Gas | Griddle | Baseline Forecast | Summer Peak Demand (MW) | 0 | 0 | 0 | 0 | 0 | 0 | 0 | 0 | 0 | 0 | 0 | 0 | 0 | 0 | 0 | 0 | 0 | 0 | 0 | 0 | 0 | 0 | 0 | 0 | 0 | 0 | 0 | 0 | 0 | 0 | 0 | 0 | 0
F4_Commercial_Retail_Existing_Food Preparation_Natural Gas_Griddle_Baseline Forecast | F4 | Commercial | Retail | Existing | Food Preparation | Natural Gas | Griddle | Baseline Forecast | Winter Peak Demand (MW) | 0 | 0 | 0 | 0 | 0 | 0 | 0 | 0 | 0 | 0 | 0 | 0 | 0 | 0 | 0 | 0 | 0 | 0 | 0 | 0 | 0 | 0 | 0 | 0 | 0 | 0 | 0 | 0 | 0 | 0 | 0 | 0 | 0
F5_Commercial_Retail_Existing_Food Preparation_Natural Gas_Griddle_Baseline Forecast | F5 | Commercial | Retail | Existing | Food Preparation | Natural Gas | Griddle | Baseline Forecast | Turnover | 0 | 0 | 0 | 0 | 0 | 0 | 0 | 0 | 0 | 0 | 0 | 0 | 0 | 0 | 0 | 0 | 0 | 0 | 0 | 0 | 0 | 0 | 0 | 0 | 0 | 0 | 0 | 0 | 0 | 0 | 0 | 0 | 0
F6_Commercial_Retail_Existing_Food Preparation_Natural Gas_Griddle_Baseline Forecast | F6 | Commercial | Retail | Existing | Food Preparation | Natural Gas | Griddle | Baseline Forecast | Avg. Replacement Usage (kWh) | 0.39369 | 0.38025 | 0.42359 | 0.37389 | 0.37389 | 0.37389 | 0.37389 | 0.37389 | 0.37389 | 0.37389 | 0.37389 | 0.37389 | 0.37389 | 0.37389 | 0.37389 | 0.37389 | 0.37389 | 0.37389 | 0.37389 | 0.37389 | 0.37389 | 0.37389 | 0.37389 | 0.37389 | 0.37389 | 0.37389 | 0.37389 | 0.37389 | 0.37389 | 0.37389 | 0.37389 | 0.37389 | 0.37389
F7_Commercial_Retail_Existing_Food Preparation_Natural Gas_Griddle_Baseline Forecast | F7 | Commercial | Retail | Existing | Food Preparation | Natural Gas | Griddle | Baseline Forecast | Avg. Replacement Summer Demand (kW) | 0 | 0 | 0 | 0 | 0 | 0 | 0 | 0 | 0 | 0 | 0 | 0 | 0 | 0 | 0 | 0 | 0 | 0 | 0 | 0 | 0 | 0 | 0 | 0 | 0 | 0 | 0 | 0 | 0 | 0 | 0 | 0 | 0
F8_Commercial_Retail_Existing_Food Preparation_Natural Gas_Griddle_Baseline Forecast | F8 | Commercial | Retail | Existing | Food Preparation | Natural Gas | Griddle | Baseline Forecast | Avg. Replacement Winter Demand (kW) | 0 | 0 | 0 | 0 | 0 | 0 | 0 | 0 | 0 | 0 | 0 | 0 | 0 | 0 | 0 | 0 | 0 | 0 | 0 | 0 | 0 | 0 | 0 | 0 | 0 | 0 | 0 | 0 | 0 | 0 | 0 | 0 | 0
F1_Commercial_Retail_Existing_Food Preparation_Natural Gas_Range_Baseline Forecast | F1 | Commercial | Retail | Existing | Food Preparation | Natural Gas | Range | Baseline Forecast | Units | 0 | 0 | 0 | 0 | 0 | 0 | 0 | 0 | 0 | 0 | 0 | 0 | 0 | 0 | 0 | 0 | 0 | 0 | 0 | 0 | 0 | 0 | 0 | 0 | 0 | 0 | 0 | 0 | 0 | 0 | 0 | 0 | 0
F2_Commercial_Retail_Existing_Food Preparation_Natural Gas_Range_Baseline Forecast | F2 | Commercial | Retail | Existing | Food Preparation | Natural Gas | Range | Baseline Forecast | Usage (MMtherm) | 0 | 0 | 0 | 0 | 0 | 0 | 0 | 0 | 0 | 0 | 0 | 0 | 0 | 0 | 0 | 0 | 0 | 0 | 0 | 0 | 0 | 0 | 0 | 0 | 0 | 0 | 0 | 0 | 0 | 0 | 0 | 0 | 0
F3_Commercial_Retail_Existing_Food Preparation_Natural Gas_Range_Baseline Forecast | F3 | Commercial | Retail | Existing | Food Preparation | Natural Gas | Range | Baseline Forecast | Summer Peak Demand (MW) | 0 | 0 | 0 | 0 | 0 | 0 | 0 | 0 | 0 | 0 | 0 | 0 | 0 | 0 | 0 | 0 | 0 | 0 | 0 | 0 | 0 | 0 | 0 | 0 | 0 | 0 | 0 | 0 | 0 | 0 | 0 | 0 | 0
F4_Commercial_Retail_Existing_Food Preparation_Natural Gas_Range_Baseline Forecast | F4 | Commercial | Retail | Existing | Food Preparation | Natural Gas | Range | Baseline Forecast | Winter Peak Demand (MW) | 0 | 0 | 0 | 0 | 0 | 0 | 0 | 0 | 0 | 0 | 0 | 0 | 0 | 0 | 0 | 0 | 0 | 0 | 0 | 0 | 0 | 0 | 0 | 0 | 0 | 0 | 0 | 0 | 0 | 0 | 0 | 0 | 0
F5_Commercial_Retail_Existing_Food Preparation_Natural Gas_Range_Baseline Forecast | F5 | Commercial | Retail | Existing | Food Preparation | Natural Gas | Range | Baseline Forecast | Turnover | 0 | 0 | 0 | 0 | 0 | 0 | 0 | 0 | 0 | 0 | 0 | 0 | 0 | 0 | 0 | 0 | 0 | 0 | 0 | 0 | 0 | 0 | 0 | 0 | 0 | 0 | 0 | 0 | 0 | 0 | 0 | 0 | 0
F6_Commercial_Retail_Existing_Food Preparation_Natural Gas_Range_Baseline Forecast | F6 | Commercial | Retail | Existing | Food Preparation | Natural Gas | Range | Baseline Forecast | Avg. Replacement Usage (kWh) | 0.40837 | 0.39443 | 0.43938 | 0.43131 | 0.43132 | 0.43131 | 0.43129 | 0.43127 | 0.43125 | 0.43123 | 0.43121 | 0.43119 | 0.43117 | 0.43115 | 0.43113 | 0.43111 | 0.43109 | 0.43107 | 0.43105 | 0.43103 | 0.43101 | 0.43099 | 0.43097 | 0.43095 | 0.43093 | 0.43091 | 0.4309 | 0.43089 | 0.43088 | 0.43087 | 0.43087 | 0.43086 | 0.43086
F7_Commercial_Retail_Existing_Food Preparation_Natural Gas_Range_Baseline Forecast | F7 | Commercial | Retail | Existing | Food Preparation | Natural Gas | Range | Baseline Forecast | Avg. Replacement Summer Demand (kW) | 0 | 0 | 0 | 0 | 0 | 0 | 0 | 0 | 0 | 0 | 0 | 0 | 0 | 0 | 0 | 0 | 0 | 0 | 0 | 0 | 0 | 0 | 0 | 0 | 0 | 0 | 0 | 0 | 0 | 0 | 0 | 0 | 0
F8_Commercial_Retail_Existing_Food Preparation_Natural Gas_Range_Baseline Forecast | F8 | Commercial | Retail | Existing | Food Preparation | Natural Gas | Range | Baseline Forecast | Avg. Replacement Winter Demand (kW) | 0 | 0 | 0 | 0 | 0 | 0 | 0 | 0 | 0 | 0 | 0 | 0 | 0 | 0 | 0 | 0 | 0 | 0 | 0 | 0 | 0 | 0 | 0 | 0 | 0 | 0 | 0 | 0 | 0 | 0 | 0 | 0 | 0
F1_Commercial_Retail_Existing_Food Preparation_Natural Gas_Steamer_Baseline Forecast | F1 | Commercial | Retail | Existing | Food Preparation | Natural Gas | Steamer | Baseline Forecast | Units | 0 | 0 | 0 | 0 | 0 | 0 | 0 | 0 | 0 | 0 | 0 | 0 | 0 | 0 | 0 | 0 | 0 | 0 | 0 | 0 | 0 | 0 | 0 | 0 | 0 | 0 | 0 | 0 | 0 | 0 | 0 | 0 | 0
F2_Commercial_Retail_Existing_Food Preparation_Natural Gas_Steamer_Baseline Forecast | F2 | Commercial | Retail | Existing | Food Preparation | Natural Gas | Steamer | Baseline Forecast | Usage (MMtherm) | 0 | 0 | 0 | 0 | 0 | 0 | 0 | 0 | 0 | 0 | 0 | 0 | 0 | 0 | 0 | 0 | 0 | 0 | 0 | 0 | 0 | 0 | 0 | 0 | 0 | 0 | 0 | 0 | 0 | 0 | 0 | 0 | 0
F3_Commercial_Retail_Existing_Food Preparation_Natural Gas_Steamer_Baseline Forecast | F3 | Commercial | Retail | Existing | Food Preparation | Natural Gas | Steamer | Baseline Forecast | Summer Peak Demand (MW) | 0 | 0 | 0 | 0 | 0 | 0 | 0 | 0 | 0 | 0 | 0 | 0 | 0 | 0 | 0 | 0 | 0 | 0 | 0 | 0 | 0 | 0 | 0 | 0 | 0 | 0 | 0 | 0 | 0 | 0 | 0 | 0 | 0
F4_Commercial_Retail_Existing_Food Preparation_Natural Gas_Steamer_Baseline Forecast | F4 | Commercial | Retail | Existing | Food Preparation | Natural Gas | Steamer | Baseline Forecast | Winter Peak Demand (MW) | 0 | 0 | 0 | 0 | 0 | 0 | 0 | 0 | 0 | 0 | 0 | 0 | 0 | 0 | 0 | 0 | 0 | 0 | 0 | 0 | 0 | 0 | 0 | 0 | 0 | 0 | 0 | 0 | 0 | 0 | 0 | 0 | 0
F5_Commercial_Retail_Existing_Food Preparation_Natural Gas_Steamer_Baseline Forecast | F5 | Commercial | Retail | Existing | Food Preparation | Natural Gas | Steamer | Baseline Forecast | Turnover | 0 | 0 | 0 | 0 | 0 | 0 | 0 | 0 | 0 | 0 | 0 | 0 | 0 | 0 | 0 | 0 | 0 | 0 | 0 | 0 | 0 | 0 | 0 | 0 | 0 | 0 | 0 | 0 | 0 | 0 | 0 | 0 | 0
F6_Commercial_Retail_Existing_Food Preparation_Natural Gas_Steamer_Baseline Forecast | F6 | Commercial | Retail | Existing | Food Preparation | Natural Gas | Steamer | Baseline Forecast | Avg. Replacement Usage (kWh) | 0.68205 | 0.65857 | 0.73265 | 0.24865 | 0.24865 | 0.24865 | 0.24865 | 0.24865 | 0.24865 | 0.24865 | 0.24865 | 0.24865 | 0.24865 | 0.24865 | 0.24865 | 0.24865 | 0.24865 | 0.24865 | 0.24865 | 0.24865 | 0.24865 | 0.24865 | 0.24865 | 0.24865 | 0.24865 | 0.24865 | 0.24865 | 0.24865 | 0.24865 | 0.24865 | 0.24865 | 0.24865 | 0.24865
F7_Commercial_Retail_Existing_Food Preparation_Natural Gas_Steamer_Baseline Forecast | F7 | Commercial | Retail | Existing | Food Preparation | Natural Gas | Steamer | Baseline Forecast | Avg. Replacement Summer Demand (kW) | 0 | 0 | 0 | 0 | 0 | 0 | 0 | 0 | 0 | 0 | 0 | 0 | 0 | 0 | 0 | 0 | 0 | 0 | 0 | 0 | 0 | 0 | 0 | 0 | 0 | 0 | 0 | 0 | 0 | 0 | 0 | 0 | 0
F8_Commercial_Retail_Existing_Food Preparation_Natural Gas_Steamer_Baseline Forecast | F8 | Commercial | Retail | Existing | Food Preparation | Natural Gas | Steamer | Baseline Forecast | Avg. Replacement Winter Demand (kW) | 0 | 0 | 0 | 0 | 0 | 0 | 0 | 0 | 0 | 0 | 0 | 0 | 0 | 0 | 0 | 0 | 0 | 0 | 0 | 0 | 0 | 0 | 0 | 0 | 0 | 0 | 0 | 0 | 0 | 0 | 0 | 0 | 0
F1_Commercial_Retail_Existing_Food Preparation_Natural Gas_Food Prep Other_Baseline Forecast | F1 | Commercial | Retail | Existing | Food Preparation | Natural Gas | Food Prep Other | Baseline Forecast | Units | 0 | 0 | 0 | 0 | 0 | 0 | 0 | 0 | 0 | 0 | 0 | 0 | 0 | 0 | 0 | 0 | 0 | 0 | 0 | 0 | 0 | 0 | 0 | 0 | 0 | 0 | 0 | 0 | 0 | 0 | 0 | 0 | 0
F2_Commercial_Retail_Existing_Food Preparation_Natural Gas_Food Prep Other_Baseline Forecast | F2 | Commercial | Retail | Existing | Food Preparation | Natural Gas | Food Prep Other | Baseline Forecast | Usage (MMtherm) | 0 | 0 | 0 | 0 | 0 | 0 | 0 | 0 | 0 | 0 | 0 | 0 | 0 | 0 | 0 | 0 | 0 | 0 | 0 | 0 | 0 | 0 | 0 | 0 | 0 | 0 | 0 | 0 | 0 | 0 | 0 | 0 | 0
F3_Commercial_Retail_Existing_Food Preparation_Natural Gas_Food Prep Other_Baseline Forecast | F3 | Commercial | Retail | Existing | Food Preparation | Natural Gas | Food Prep Other | Baseline Forecast | Summer Peak Demand (MW) | 0 | 0 | 0 | 0 | 0 | 0 | 0 | 0 | 0 | 0 | 0 | 0 | 0 | 0 | 0 | 0 | 0 | 0 | 0 | 0 | 0 | 0 | 0 | 0 | 0 | 0 | 0 | 0 | 0 | 0 | 0 | 0 | 0
F4_Commercial_Retail_Existing_Food Preparation_Natural Gas_Food Prep Other_Baseline Forecast | F4 | Commercial | Retail | Existing | Food Preparation | Natural Gas | Food Prep Other | Baseline Forecast | Winter Peak Demand (MW) | 0 | 0 | 0 | 0 | 0 | 0 | 0 | 0 | 0 | 0 | 0 | 0 | 0 | 0 | 0 | 0 | 0 | 0 | 0 | 0 | 0 | 0 | 0 | 0 | 0 | 0 | 0 | 0 | 0 | 0 | 0 | 0 | 0
F5_Commercial_Retail_Existing_Food Preparation_Natural Gas_Food Prep Other_Baseline Forecast | F5 | Commercial | Retail | Existing | Food Preparation | Natural Gas | Food Prep Other | Baseline Forecast | Turnover | 0 | 0 | 0 | 0 | 0 | 0 | 0 | 0 | 0 | 0 | 0 | 0 | 0 | 0 | 0 | 0 | 0 | 0 | 0 | 0 | 0 | 0 | 0 | 0 | 0 | 0 | 0 | 0 | 0 | 0 | 0 | 0 | 0
F6_Commercial_Retail_Existing_Food Preparation_Natural Gas_Food Prep Other_Baseline Forecast | F6 | Commercial | Retail | Existing | Food Preparation | Natural Gas | Food Prep Other | Baseline Forecast | Avg. Replacement Usage (kWh) | 0.17043 | 0.16461 | 0.18337 | 0.18 | 0.18 | 0.18 | 0.18 | 0.18 | 0.18 | 0.18 | 0.18 | 0.18 | 0.18 | 0.18 | 0.18 | 0.18 | 0.18 | 0.18 | 0.18 | 0.18 | 0.18 | 0.18 | 0.18 | 0.18 | 0.18 | 0.18 | 0.18 | 0.18 | 0.18 | 0.18 | 0.18 | 0.18 | 0.18
F7_Commercial_Retail_Existing_Food Preparation_Natural Gas_Food Prep Other_Baseline Forecast | F7 | Commercial | Retail | Existing | Food Preparation | Natural Gas | Food Prep Other | Baseline Forecast | Avg. Replacement Summer Demand (kW) | 0 | 0 | 0 | 0 | 0 | 0 | 0 | 0 | 0 | 0 | 0 | 0 | 0 | 0 | 0 | 0 | 0 | 0 | 0 | 0 | 0 | 0 | 0 | 0 | 0 | 0 | 0 | 0 | 0 | 0 | 0 | 0 | 0
F8_Commercial_Retail_Existing_Food Preparation_Natural Gas_Food Prep Other_Baseline Forecast | F8 | Commercial | Retail | Existing | Food Preparation | Natural Gas | Food Prep Other | Baseline Forecast | Avg. Replacement Winter Demand (kW) | 0 | 0 | 0 | 0 | 0 | 0 | 0 | 0 | 0 | 0 | 0 | 0 | 0 | 0 | 0 | 0 | 0 | 0 | 0 | 0 | 0 | 0 | 0 | 0 | 0 | 0 | 0 | 0 | 0 | 0 | 0 | 0 | 0
F1_Commercial_Retail_Existing_Miscellaneous_Natural Gas_Pool Heater_Baseline Forecast | F1 | Commercial | Retail | Existing | Miscellaneous | Natural Gas | Pool Heater | Baseline Forecast | Units | 0 | 0 | 0 | 0 | 0 | 0 | 0 | 0 | 0 | 0 | 0 | 0 | 0 | 0 | 0 | 0 | 0 | 0 | 0 | 0 | 0 | 0 | 0 | 0 | 0 | 0 | 0 | 0 | 0 | 0 | 0 | 0 | 0
F2_Commercial_Retail_Existing_Miscellaneous_Natural Gas_Pool Heater_Baseline Forecast | F2 | Commercial | Retail | Existing | Miscellaneous | Natural Gas | Pool Heater | Baseline Forecast | Usage (MMtherm) | 0 | 0 | 0 | 0 | 0 | 0 | 0 | 0 | 0 | 0 | 0 | 0 | 0 | 0 | 0 | 0 | 0 | 0 | 0 | 0 | 0 | 0 | 0 | 0 | 0 | 0 | 0 | 0 | 0 | 0 | 0 | 0 | 0
F3_Commercial_Retail_Existing_Miscellaneous_Natural Gas_Pool Heater_Baseline Forecast | F3 | Commercial | Retail | Existing | Miscellaneous | Natural Gas | Pool Heater | Baseline Forecast | Summer Peak Demand (MW) | 0 | 0 | 0 | 0 | 0 | 0 | 0 | 0 | 0 | 0 | 0 | 0 | 0 | 0 | 0 | 0 | 0 | 0 | 0 | 0 | 0 | 0 | 0 | 0 | 0 | 0 | 0 | 0 | 0 | 0 | 0 | 0 | 0
F4_Commercial_Retail_Existing_Miscellaneous_Natural Gas_Pool Heater_Baseline Forecast | F4 | Commercial | Retail | Existing | Miscellaneous | Natural Gas | Pool Heater | Baseline Forecast | Winter Peak Demand (MW) | 0 | 0 | 0 | 0 | 0 | 0 | 0 | 0 | 0 | 0 | 0 | 0 | 0 | 0 | 0 | 0 | 0 | 0 | 0 | 0 | 0 | 0 | 0 | 0 | 0 | 0 | 0 | 0 | 0 | 0 | 0 | 0 | 0
F5_Commercial_Retail_Existing_Miscellaneous_Natural Gas_Pool Heater_Baseline Forecast | F5 | Commercial | Retail | Existing | Miscellaneous | Natural Gas | Pool Heater | Baseline Forecast | Turnover | 0 | 0 | 0 | 0 | 0 | 0 | 0 | 0 | 0 | 0 | 0 | 0 | 0 | 0 | 0 | 0 | 0 | 0 | 0 | 0 | 0 | 0 | 0 | 0 | 0 | 0 | 0 | 0 | 0 | 0 | 0 | 0 | 0
F6_Commercial_Retail_Existing_Miscellaneous_Natural Gas_Pool Heater_Baseline Forecast | F6 | Commercial | Retail | Existing | Miscellaneous | Natural Gas | Pool Heater | Baseline Forecast | Avg. Replacement Usage (kWh) | 0.01 | 0.0096587 | 0.01076 | 0.010562 | 0.010562 | 0.010562 | 0.010562 | 0.010562 | 0.010562 | 0.010562 | 0.010562 | 0.010562 | 0.010562 | 0.010562 | 0.010562 | 0.010562 | 0.010562 | 0.010562 | 0.010562 | 0.010562 | 0.010562 | 0.010562 | 0.010562 | 0.010562 | 0.010562 | 0.010562 | 0.010562 | 0.010562 | 0.010562 | 0.010562 | 0.010562 | 0.010562 | 0.010562
F7_Commercial_Retail_Existing_Miscellaneous_Natural Gas_Pool Heater_Baseline Forecast | F7 | Commercial | Retail | Existing | Miscellaneous | Natural Gas | Pool Heater | Baseline Forecast | Avg. Replacement Summer Demand (kW) | 0 | 0 | 0 | 0 | 0 | 0 | 0 | 0 | 0 | 0 | 0 | 0 | 0 | 0 | 0 | 0 | 0 | 0 | 0 | 0 | 0 | 0 | 0 | 0 | 0 | 0 | 0 | 0 | 0 | 0 | 0 | 0 | 0
F8_Commercial_Retail_Existing_Miscellaneous_Natural Gas_Pool Heater_Baseline Forecast | F8 | Commercial | Retail | Existing | Miscellaneous | Natural Gas | Pool Heater | Baseline Forecast | Avg. Replacement Winter Demand (kW) | 0 | 0 | 0 | 0 | 0 | 0 | 0 | 0 | 0 | 0 | 0 | 0 | 0 | 0 | 0 | 0 | 0 | 0 | 0 | 0 | 0 | 0 | 0 | 0 | 0 | 0 | 0 | 0 | 0 | 0 | 0 | 0 | 0
F1_Commercial_Retail_Existing_Miscellaneous_Natural Gas_Miscellaneous_Baseline Forecast | F1 | Commercial | Retail | Existing | Miscellaneous | Natural Gas | Miscellaneous | Baseline Forecast | Units | 20038376.9356 | 19936426.1968 | 19834475.4581 | 19711356.3643 | 20171925.7138 | 20117715.2615 | 20069858.0978 | 20026753.6908 | 19985110.8324 | 19943725.8232 | 19902133.6688 | 19860597.2087 | 19819414.7536 | 19778688.8614 | 19738162.3924 | 19697796.6206 | 19657394.1576 | 19617447.4075 | 19578517.4729 | 19540710.7343 | 19503456.6098 | 19466104.8795 | 19428459.3196 | 19390464.6735 | 19352088.4439 | 19313466.3595 | 19274645.3569 | 19235711.3603 | 19196634.3468 | 19157442.684 | 19118047.0788 | 19078534.7099 | 19338677.797
F2_Commercial_Retail_Existing_Miscellaneous_Natural Gas_Miscellaneous_Baseline Forecast | F2 | Commercial | Retail | Existing | Miscellaneous | Natural Gas | Miscellaneous | Baseline Forecast | Usage (MMtherm) | 0.080736 | 0.077583 | 0.085985 | 0.083878 | 0.085838 | 0.085608 | 0.085404 | 0.085221 | 0.085043 | 0.084867 | 0.08469 | 0.084514 | 0.084338 | 0.084165 | 0.083993 | 0.083821 | 0.083649 | 0.083479 | 0.083313 | 0.083152 | 0.082994 | 0.082835 | 0.082675 | 0.082513 | 0.08235 | 0.082185 | 0.08202 | 0.081854 | 0.081688 | 0.081521 | 0.081354 | 0.081186 | 0.082293
F3_Commercial_Retail_Existing_Miscellaneous_Natural Gas_Miscellaneous_Baseline Forecast | F3 | Commercial | Retail | Existing | Miscellaneous | Natural Gas | Miscellaneous | Baseline Forecast | Summer Peak Demand (MW) | 0 | 0 | 0 | 0 | 0 | 0 | 0 | 0 | 0 | 0 | 0 | 0 | 0 | 0 | 0 | 0 | 0 | 0 | 0 | 0 | 0 | 0 | 0 | 0 | 0 | 0 | 0 | 0 | 0 | 0 | 0 | 0 | 0
F4_Commercial_Retail_Existing_Miscellaneous_Natural Gas_Miscellaneous_Baseline Forecast | F4 | Commercial | Retail | Existing | Miscellaneous | Natural Gas | Miscellaneous | Baseline Forecast | Winter Peak Demand (MW) | 0 | 0 | 0 | 0 | 0 | 0 | 0 | 0 | 0 | 0 | 0 | 0 | 0 | 0 | 0 | 0 | 0 | 0 | 0 | 0 | 0 | 0 | 0 | 0 | 0 | 0 | 0 | 0 | 0 | 0 | 0 | 0 | 0
F5_Commercial_Retail_Existing_Miscellaneous_Natural Gas_Miscellaneous_Baseline Forecast | F5 | Commercial | Retail | Existing | Miscellaneous | Natural Gas | Miscellaneous | Baseline Forecast | Turnover | 0 | 1708836.5312 | 2023926.0672 | 2287206.9484 | 2662395.9954 | 2168773.4262 | 2179617.042 | 2241835.7803 | 2225360.4684 | 2212918.8775 | 2211101.2707 | 2691865.7509 | 2708815.3422 | 2709785.4774 | 2807059.1118 | 2646951.8237 | 2653467.1666 | 2687427.863 | 2671412.5893 | 2659941.053 | 2658088.927 | 2792047.4306 | 2772799.2326 | 2751431.2645 | 2779602.9302 | 2727433.2332 | 2727227.0418 | 2738842.1102 | 2727034.5877 | 2718117.6502 | 2714813.2316 | 2749059.4539 | 2999220.6658
F6_Commercial_Retail_Existing_Miscellaneous_Natural Gas_Miscellaneous_Baseline Forecast | F6 | Commercial | Retail | Existing | Miscellaneous | Natural Gas | Miscellaneous | Baseline Forecast | Avg. Replacement Usage (kWh) | 0.0040291 | 0.0038915 | 0.0043351 | 0.0042553 | 0.0042553 | 0.0042553 | 0.0042553 | 0.0042553 | 0.0042553 | 0.0042553 | 0.0042553 | 0.0042553 | 0.0042553 | 0.0042553 | 0.0042553 | 0.0042553 | 0.0042553 | 0.0042553 | 0.0042553 | 0.0042553 | 0.0042553 | 0.0042553 | 0.0042553 | 0.0042553 | 0.0042553 | 0.0042553 | 0.0042553 | 0.0042553 | 0.0042553 | 0.0042553 | 0.0042553 | 0.0042553 | 0.0042553
F7_Commercial_Retail_Existing_Miscellaneous_Natural Gas_Miscellaneous_Baseline Forecast | F7 | Commercial | Retail | Existing | Miscellaneous | Natural Gas | Miscellaneous | Baseline Forecast | Avg. Replacement Summer Demand (kW) | 0 | 0 | 0 | 0 | 0 | 0 | 0 | 0 | 0 | 0 | 0 | 0 | 0 | 0 | 0 | 0 | 0 | 0 | 0 | 0 | 0 | 0 | 0 | 0 | 0 | 0 | 0 | 0 | 0 | 0 | 0 | 0 | 0
F8_Commercial_Retail_Existing_Miscellaneous_Natural Gas_Miscellaneous_Baseline Forecast | F8 | Commercial | Retail | Existing | Miscellaneous | Natural Gas | Miscellaneous | Baseline Forecast | Avg. Replacement Winter Demand (kW) | 0 | 0 | 0 | 0 | 0 | 0 | 0 | 0 | 0 | 0 | 0 | 0 | 0 | 0 | 0 | 0 | 0 | 0 | 0 | 0 | 0 | 0 | 0 | 0 | 0 | 0 | 0 | 0 | 0 | 0 | 0 | 0 | 0
F1_Commercial_Retail_New_Space Heating_Natural Gas_Furnace_Baseline Forecast | F1 | Commercial | Retail | New | Space Heating | Natural Gas | Furnace | Baseline Forecast | Units | 0 | 0 | 0 | 0 | 0 | 0 | 0 | 0 | 0 | 0 | 0 | 0 | 0 | 0 | 0 | 0 | 0 | 0 | 0 | 0 | 0 | 0 | 0 | 0 | 0 | 0 | 0 | 0 | 0 | 0 | 0 | 0 | 0
F2_Commercial_Retail_New_Space Heating_Natural Gas_Furnace_Baseline Forecast | F2 | Commercial | Retail | New | Space Heating | Natural Gas | Furnace | Baseline Forecast | Usage (MMtherm) | 0 | 0 | 0 | 0 | 0 | 0 | 0 | 0 | 0 | 0 | 0 | 0 | 0 | 0 | 0 | 0 | 0 | 0 | 0 | 0 | 0 | 0 | 0 | 0 | 0 | 0 | 0 | 0 | 0 | 0 | 0 | 0 | 0
F3_Commercial_Retail_New_Space Heating_Natural Gas_Furnace_Baseline Forecast | F3 | Commercial | Retail | New | Space Heating | Natural Gas | Furnace | Baseline Forecast | Summer Peak Demand (MW) | 0 | 0 | 0 | 0 | 0 | 0 | 0 | 0 | 0 | 0 | 0 | 0 | 0 | 0 | 0 | 0 | 0 | 0 | 0 | 0 | 0 | 0 | 0 | 0 | 0 | 0 | 0 | 0 | 0 | 0 | 0 | 0 | 0
F4_Commercial_Retail_New_Space Heating_Natural Gas_Furnace_Baseline Forecast | F4 | Commercial | Retail | New | Space Heating | Natural Gas | Furnace | Baseline Forecast | Winter Peak Demand (MW) | 0 | 0 | 0 | 0 | 0 | 0 | 0 | 0 | 0 | 0 | 0 | 0 | 0 | 0 | 0 | 0 | 0 | 0 | 0 | 0 | 0 | 0 | 0 | 0 | 0 | 0 | 0 | 0 | 0 | 0 | 0 | 0 | 0
F5_Commercial_Retail_New_Space Heating_Natural Gas_Furnace_Baseline Forecast | F5 | Commercial | Retail | New | Space Heating | Natural Gas | Furnace | Baseline Forecast | Turnover | 0 | 0 | 0 | 0 | 0 | 0 | 0 | 0 | 0 | 0 | 0 | 0 | 0 | 0 | 0 | 0 | 0 | 0 | 0 | 0 | 0 | 0 | 0 | 0 | 0 | 0 | 0 | 0 | 0 | 0 | 0 | 0 | 0
F6_Commercial_Retail_New_Space Heating_Natural Gas_Furnace_Baseline Forecast | F6 | Commercial | Retail | New | Space Heating | Natural Gas | Furnace | Baseline Forecast | Avg. Replacement Usage (kWh) | 0.14766 | 0.14262 | 0.15803 | 0.1543 | 0.15347 | 0.13721 | 0.13647 | 0.12029 | 0.11963 | 0.11897 | 0.11831 | 0.11765 | 0.11699 | 0.11633 | 0.11567 | 0.11501 | 0.11435 | 0.11369 | 0.11303 | 0.11237 | 0.11171 | 0.11106 | 0.1104 | 0.10974 | 0.10908 | 0.10842 | 0.10776 | 0.1071 | 0.10645 | 0.10579 | 0.10513 | 0.10447 | 0.10447
F7_Commercial_Retail_New_Space Heating_Natural Gas_Furnace_Baseline Forecast | F7 | Commercial | Retail | New | Space Heating | Natural Gas | Furnace | Baseline Forecast | Avg. Replacement Summer Demand (kW) | 0 | 0 | 0 | 0 | 0 | 0 | 0 | 0 | 0 | 0 | 0 | 0 | 0 | 0 | 0 | 0 | 0 | 0 | 0 | 0 | 0 | 0 | 0 | 0 | 0 | 0 | 0 | 0 | 0 | 0 | 0 | 0 | 0
F8_Commercial_Retail_New_Space Heating_Natural Gas_Furnace_Baseline Forecast | F8 | Commercial | Retail | New | Space Heating | Natural Gas | Furnace | Baseline Forecast | Avg. Replacement Winter Demand (kW) | 0 | 0 | 0 | 0 | 0 | 0 | 0 | 0 | 0 | 0 | 0 | 0 | 0 | 0 | 0 | 0 | 0 | 0 | 0 | 0 | 0 | 0 | 0 | 0 | 0 | 0 | 0 | 0 | 0 | 0 | 0 | 0 | 0
F1_Commercial_Retail_New_Space Heating_Natural Gas_Boiler_Baseline Forecast | F1 | Commercial | Retail | New | Space Heating | Natural Gas | Boiler | Baseline Forecast | Units | 0 | 0 | 0 | 0 | 0 | 0 | 0 | 0 | 0 | 0 | 0 | 0 | 0 | 0 | 0 | 0 | 0 | 0 | 0 | 0 | 0 | 0 | 0 | 0 | 0 | 0 | 0 | 0 | 0 | 0 | 0 | 0 | 0
F2_Commercial_Retail_New_Space Heating_Natural Gas_Boiler_Baseline Forecast | F2 | Commercial | Retail | New | Space Heating | Natural Gas | Boiler | Baseline Forecast | Usage (MMtherm) | 0 | 0 | 0 | 0 | 0 | 0 | 0 | 0 | 0 | 0 | 0 | 0 | 0 | 0 | 0 | 0 | 0 | 0 | 0 | 0 | 0 | 0 | 0 | 0 | 0 | 0 | 0 | 0 | 0 | 0 | 0 | 0 | 0
F3_Commercial_Retail_New_Space Heating_Natural Gas_Boiler_Baseline Forecast | F3 | Commercial | Retail | New | Space Heating | Natural Gas | Boiler | Baseline Forecast | Summer Peak Demand (MW) | 0 | 0 | 0 | 0 | 0 | 0 | 0 | 0 | 0 | 0 | 0 | 0 | 0 | 0 | 0 | 0 | 0 | 0 | 0 | 0 | 0 | 0 | 0 | 0 | 0 | 0 | 0 | 0 | 0 | 0 | 0 | 0 | 0
F4_Commercial_Retail_New_Space Heating_Natural Gas_Boiler_Baseline Forecast | F4 | Commercial | Retail | New | Space Heating | Natural Gas | Boiler | Baseline Forecast | Winter Peak Demand (MW) | 0 | 0 | 0 | 0 | 0 | 0 | 0 | 0 | 0 | 0 | 0 | 0 | 0 | 0 | 0 | 0 | 0 | 0 | 0 | 0 | 0 | 0 | 0 | 0 | 0 | 0 | 0 | 0 | 0 | 0 | 0 | 0 | 0
F5_Commercial_Retail_New_Space Heating_Natural Gas_Boiler_Baseline Forecast | F5 | Commercial | Retail | New | Space Heating | Natural Gas | Boiler | Baseline Forecast | Turnover | 0 | 0 | 0 | 0 | 0 | 0 | 0 | 0 | 0 | 0 | 0 | 0 | 0 | 0 | 0 | 0 | 0 | 0 | 0 | 0 | 0 | 0 | 0 | 0 | 0 | 0 | 0 | 0 | 0 | 0 | 0 | 0 | 0
F6_Commercial_Retail_New_Space Heating_Natural Gas_Boiler_Baseline Forecast | F6 | Commercial | Retail | New | Space Heating | Natural Gas | Boiler | Baseline Forecast | Avg. Replacement Usage (kWh) | 0.69363 | 0.66995 | 0.74236 | 0.72483 | 0.72095 | 0.62121 | 0.61784 | 0.61448 | 0.61112 | 0.60777 | 0.60441 | 0.60105 | 0.59769 | 0.59433 | 0.59097 | 0.58761 | 0.58426 | 0.5809 | 0.57754 | 0.57418 | 0.57082 | 0.56747 | 0.56411 | 0.56076 | 0.5574 | 0.55405 | 0.55069 | 0.54733 | 0.54398 | 0.54062 | 0.53726 | 0.53391 | 0.53391
F7_Commercial_Retail_New_Space Heating_Natural Gas_Boiler_Baseline Forecast | F7 | Commercial | Retail | New | Space Heating | Natural Gas | Boiler | Baseline Forecast | Avg. Replacement Summer Demand (kW) | 0 | 0 | 0 | 0 | 0 | 0 | 0 | 0 | 0 | 0 | 0 | 0 | 0 | 0 | 0 | 0 | 0 | 0 | 0 | 0 | 0 | 0 | 0 | 0 | 0 | 0 | 0 | 0 | 0 | 0 | 0 | 0 | 0
F8_Commercial_Retail_New_Space Heating_Natural Gas_Boiler_Baseline Forecast | F8 | Commercial | Retail | New | Space Heating | Natural Gas | Boiler | Baseline Forecast | Avg. Replacement Winter Demand (kW) | 0 | 0 | 0 | 0 | 0 | 0 | 0 | 0 | 0 | 0 | 0 | 0 | 0 | 0 | 0 | 0 | 0 | 0 | 0 | 0 | 0 | 0 | 0 | 0 | 0 | 0 | 0 | 0 | 0 | 0 | 0 | 0 | 0
F1_Commercial_Retail_New_Space Heating_Natural Gas_Unit Heater_Baseline Forecast | F1 | Commercial | Retail | New | Space Heating | Natural Gas | Unit Heater | Baseline Forecast | Units | 0 | 2455.3472 | 14298.3985 | 21866.9377 | 30916.2514 | 40242.3968 | 49615.4076 | 57727.7183 | 65726.3391 | 73912.1798 | 82231.2669 | 90487.1553 | 98613.9135 | 106629.899 | 114657.4718 | 122660.7664 | 130710.4418 | 138572.3213 | 146121.9235 | 153427.9356 | 160737.5372 | 168195.1487 | 175749.9525 | 183384.6912 | 191101.452 | 198839.9546 | 206608.7096 | 214382.6972 | 222190.9795 | 230016.2824 | 237899.8067 | 245789.0616 | 249140.489
F2_Commercial_Retail_New_Space Heating_Natural Gas_Unit Heater_Baseline Forecast | F2 | Commercial | Retail | New | Space Heating | Natural Gas | Unit Heater | Baseline Forecast | Usage (MMtherm) | 0 | 0.00017943 | 0.0011578 | 0.0017289 | 0.0024313 | 0.0030746 | 0.0037142 | 0.0042588 | 0.0047894 | 0.0053268 | 0.005867 | 0.006394 | 0.0068937 | 0.0073739 | 0.0078423 | 0.0083072 | 0.0087727 | 0.0092228 | 0.0096438 | 0.010026 | 0.010418 | 0.010815 | 0.011234 | 0.011652 | 0.012069 | 0.012483 | 0.012892 | 0.013295 | 0.013695 | 0.01409 | 0.014482 | 0.014869 | 0.015072
F3_Commercial_Retail_New_Space Heating_Natural Gas_Unit Heater_Baseline Forecast | F3 | Commercial | Retail | New | Space Heating | Natural Gas | Unit Heater | Baseline Forecast | Summer Peak Demand (MW) | 0 | 0 | 0 | 0 | 0 | 0 | 0 | 0 | 0 | 0 | 0 | 0 | 0 | 0 | 0 | 0 | 0 | 0 | 0 | 0 | 0 | 0 | 0 | 0 | 0 | 0 | 0 | 0 | 0 | 0 | 0 | 0 | 0
F4_Commercial_Retail_New_Space Heating_Natural Gas_Unit Heater_Baseline Forecast | F4 | Commercial | Retail | New | Space Heating | Natural Gas | Unit Heater | Baseline Forecast | Winter Peak Demand (MW) | 0 | 0 | 0 | 0 | 0 | 0 | 0 | 0 | 0 | 0 | 0 | 0 | 0 | 0 | 0 | 0 | 0 | 0 | 0 | 0 | 0 | 0 | 0 | 0 | 0 | 0 | 0 | 0 | 0 | 0 | 0 | 0 | 0
F5_Commercial_Retail_New_Space Heating_Natural Gas_Unit Heater_Baseline Forecast | F5 | Commercial | Retail | New | Space Heating | Natural Gas | Unit Heater | Baseline Forecast | Turnover | 0 | 2455.3472 | 11843.0513 | 7568.5393 | 9049.3136 | 9326.1454 | 9373.0108 | 8112.3107 | 7998.6208 | 8185.8407 | 8319.0871 | 8606.6523 | 10119.2774 | 10805.0791 | 11710.9835 | 12492.8102 | 13236.8332 | 13466.9162 | 14211.9625 | 16921.1872 | 15494.2116 | 16133.9475 | 16517.9312 | 16874.6566 | 16942.374 | 17397.734 | 17993.6202 | 18500.8252 | 19116.7791 | 20376.3268 | 21054.8167 | 21747.7255 | 17817.6118
F6_Commercial_Retail_New_Space Heating_Natural Gas_Unit Heater_Baseline Forecast | F6 | Commercial | Retail | New | Space Heating | Natural Gas | Unit Heater | Baseline Forecast | Avg. Replacement Usage (kWh) | 0.07566 | 0.073078 | 0.080976 | 0.079063 | 0.07864 | 0.070387 | 0.070006 | 0.069625 | 0.069245 | 0.068865 | 0.068484 | 0.068103 | 0.067723 | 0.067342 | 0.066961 | 0.066581 | 0.0662 | 0.06582 | 0.065439 | 0.065059 | 0.064678 | 0.064299 | 0.063918 | 0.063538 | 0.063157 | 0.062778 | 0.062397 | 0.062017 | 0.061636 | 0.061257 | 0.060876 | 0.060495 | 0.060495
F7_Commercial_Retail_New_Space Heating_Natural Gas_Unit Heater_Baseline Forecast | F7 | Commercial | Retail | New | Space Heating | Natural Gas | Unit Heater | Baseline Forecast | Avg. Replacement Summer Demand (kW) | 0 | 0 | 0 | 0 | 0 | 0 | 0 | 0 | 0 | 0 | 0 | 0 | 0 | 0 | 0 | 0 | 0 | 0 | 0 | 0 | 0 | 0 | 0 | 0 | 0 | 0 | 0 | 0 | 0 | 0 | 0 | 0 | 0
F8_Commercial_Retail_New_Space Heating_Natural Gas_Unit Heater_Baseline Forecast | F8 | Commercial | Retail | New | Space Heating | Natural Gas | Unit Heater | Baseline Forecast | Avg. Replacement Winter Demand (kW) | 0 | 0 | 0 | 0 | 0 | 0 | 0 | 0 | 0 | 0 | 0 | 0 | 0 | 0 | 0 | 0 | 0 | 0 | 0 | 0 | 0 | 0 | 0 | 0 | 0 | 0 | 0 | 0 | 0 | 0 | 0 | 0 | 0
F1_Commercial_Retail_New_Water Heating_Natural Gas_Water Heater_Baseline Forecast | F1 | Commercial | Retail | New | Water Heating | Natural Gas | Water Heater | Baseline Forecast | Units | 0 | 0 | 0 | 0 | 0 | 0 | 0 | 0 | 0 | 0 | 0 | 0 | 0 | 0 | 0 | 0 | 0 | 0 | 0 | 0 | 0 | 0 | 0 | 0 | 0 | 0 | 0 | 0 | 0 | 0 | 0 | 0 | 0
F2_Commercial_Retail_New_Water Heating_Natural Gas_Water Heater_Baseline Forecast | F2 | Commercial | Retail | New | Water Heating | Natural Gas | Water Heater | Baseline Forecast | Usage (MMtherm) | 0 | 0 | 0 | 0 | 0 | 0 | 0 | 0 | 0 | 0 | 0 | 0 | 0 | 0 | 0 | 0 | 0 | 0 | 0 | 0 | 0 | 0 | 0 | 0 | 0 | 0 | 0 | 0 | 0 | 0 | 0 | 0 | 0
F3_Commercial_Retail_New_Water Heating_Natural Gas_Water Heater_Baseline Forecast | F3 | Commercial | Retail | New | Water Heating | Natural Gas | Water Heater | Baseline Forecast | Summer Peak Demand (MW) | 0 | 0 | 0 | 0 | 0 | 0 | 0 | 0 | 0 | 0 | 0 | 0 | 0 | 0 | 0 | 0 | 0 | 0 | 0 | 0 | 0 | 0 | 0 | 0 | 0 | 0 | 0 | 0 | 0 | 0 | 0 | 0 | 0
F4_Commercial_Retail_New_Water Heating_Natural Gas_Water Heater_Baseline Forecast | F4 | Commercial | Retail | New | Water Heating | Natural Gas | Water Heater | Baseline Forecast | Winter Peak Demand (MW) | 0 | 0 | 0 | 0 | 0 | 0 | 0 | 0 | 0 | 0 | 0 | 0 | 0 | 0 | 0 | 0 | 0 | 0 | 0 | 0 | 0 | 0 | 0 | 0 | 0 | 0 | 0 | 0 | 0 | 0 | 0 | 0 | 0
F5_Commercial_Retail_New_Water Heating_Natural Gas_Water Heater_Baseline Forecast | F5 | Commercial | Retail | New | Water Heating | Natural Gas | Water Heater | Baseline Forecast | Turnover | 0 | 0 | 0 | 0 | 0 | 0 | 0 | 0 | 0 | 0 | 0 | 0 | 0 | 0 | 0 | 0 | 0 | 0 | 0 | 0 | 0 | 0 | 0 | 0 | 0 | 0 | 0 | 0 | 0 | 0 | 0 | 0 | 0
F6_Commercial_Retail_New_Water Heating_Natural Gas_Water Heater_Baseline Forecast | F6 | Commercial | Retail | New | Water Heating | Natural Gas | Water Heater | Baseline Forecast | Avg. Replacement Usage (kWh) | 0.17782 | 0.17175 | 0.19132 | 0.1878 | 0.1878 | 0.1878 | 0.1878 | 0.1878 | 0.1878 | 0.1878 | 0.1878 | 0.1878 | 0.1878 | 0.1878 | 0.1878 | 0.1878 | 0.1878 | 0.1878 | 0.1878 | 0.1878 | 0.1878 | 0.1878 | 0.1878 | 0.1878 | 0.1878 | 0.1878 | 0.1878 | 0.1878 | 0.1878 | 0.1878 | 0.1878 | 0.1878 | 0.1878
F7_Commercial_Retail_New_Water Heating_Natural Gas_Water Heater_Baseline Forecast | F7 | Commercial | Retail | New | Water Heating | Natural Gas | Water Heater | Baseline Forecast | Avg. Replacement Summer Demand (kW) | 0 | 0 | 0 | 0 | 0 | 0 | 0 | 0 | 0 | 0 | 0 | 0 | 0 | 0 | 0 | 0 | 0 | 0 | 0 | 0 | 0 | 0 | 0 | 0 | 0 | 0 | 0 | 0 | 0 | 0 | 0 | 0 | 0
F8_Commercial_Retail_New_Water Heating_Natural Gas_Water Heater_Baseline Forecast | F8 | Commercial | Retail | New | Water Heating | Natural Gas | Water Heater | Baseline Forecast | Avg. Replacement Winter Demand (kW) | 0 | 0 | 0 | 0 | 0 | 0 | 0 | 0 | 0 | 0 | 0 | 0 | 0 | 0 | 0 | 0 | 0 | 0 | 0 | 0 | 0 | 0 | 0 | 0 | 0 | 0 | 0 | 0 | 0 | 0 | 0 | 0 | 0
F1_Commercial_Retail_New_Food Preparation_Natural Gas_Oven_Baseline Forecast | F1 | Commercial | Retail | New | Food Preparation | Natural Gas | Oven | Baseline Forecast | Units | 0 | 1306.2761 | 7606.9306 | 11633.4902 | 16447.8406 | 21409.4691 | 26396.0306 | 30711.8835 | 34967.2519 | 39322.2238 | 43748.0843 | 48140.3224 | 52463.8616 | 56728.4683 | 60999.2395 | 65257.0945 | 69539.6247 | 73722.2449 | 77738.7297 | 81625.6215 | 85514.4229 | 89481.9675 | 93501.2196 | 97562.9981 | 101668.4134 | 105785.3957 | 109918.4726 | 114054.3333 | 118208.4392 | 122371.6003 | 126565.7359 | 130762.9203 | 132545.9225
F2_Commercial_Retail_New_Food Preparation_Natural Gas_Oven_Baseline Forecast | F2 | Commercial | Retail | New | Food Preparation | Natural Gas | Oven | Baseline Forecast | Usage (MMtherm) | 0 | 0.00042059 | 0.0027282 | 0.0040957 | 0.0057909 | 0.0075378 | 0.0092932 | 0.010812 | 0.01231 | 0.013842 | 0.015398 | 0.016943 | 0.018462 | 0.01996 | 0.021459 | 0.022954 | 0.024456 | 0.025921 | 0.027328 | 0.028689 | 0.03005 | 0.031438 | 0.032843 | 0.034264 | 0.035699 | 0.037137 | 0.03858 | 0.040024 | 0.041475 | 0.042928 | 0.044393 | 0.045858 | 0.046478
F3_Commercial_Retail_New_Food Preparation_Natural Gas_Oven_Baseline Forecast | F3 | Commercial | Retail | New | Food Preparation | Natural Gas | Oven | Baseline Forecast | Summer Peak Demand (MW) | 0 | 0 | 0 | 0 | 0 | 0 | 0 | 0 | 0 | 0 | 0 | 0 | 0 | 0 | 0 | 0 | 0 | 0 | 0 | 0 | 0 | 0 | 0 | 0 | 0 | 0 | 0 | 0 | 0 | 0 | 0 | 0 | 0
F4_Commercial_Retail_New_Food Preparation_Natural Gas_Oven_Baseline Forecast | F4 | Commercial | Retail | New | Food Preparation | Natural Gas | Oven | Baseline Forecast | Winter Peak Demand (MW) | 0 | 0 | 0 | 0 | 0 | 0 | 0 | 0 | 0 | 0 | 0 | 0 | 0 | 0 | 0 | 0 | 0 | 0 | 0 | 0 | 0 | 0 | 0 | 0 | 0 | 0 | 0 | 0 | 0 | 0 | 0 | 0 | 0
F5_Commercial_Retail_New_Food Preparation_Natural Gas_Oven_Baseline Forecast | F5 | Commercial | Retail | New | Food Preparation | Natural Gas | Oven | Baseline Forecast | Turnover | 0 | 1306.2761 | 6300.6546 | 4026.5596 | 4814.3504 | 4961.6285 | 4986.5615 | 4315.8529 | 4255.3684 | 4354.9718 | 4643.5733 | 5623.7744 | 6020.9127 | 6481.4764 | 6945.1008 | 7317.5564 | 7916.1479 | 9313.7025 | 8383.5571 | 8519.9055 | 8728.0446 | 9010.691 | 9114.9377 | 9448.8199 | 9842.0067 | 10297.3764 | 11109.2452 | 11457.4279 | 11803.931 | 12122.0785 | 12432.2941 | 12748.5287 | 10873.9576
F6_Commercial_Retail_New_Food Preparation_Natural Gas_Oven_Baseline Forecast | F6 | Commercial | Retail | New | Food Preparation | Natural Gas | Oven | Baseline Forecast | Avg. Replacement Usage (kWh) | 0.33336 | 0.32197 | 0.35863 | 0.35209 | 0.35212 | 0.35209 | 0.35202 | 0.35196 | 0.35188 | 0.35181 | 0.35174 | 0.35168 | 0.35161 | 0.35154 | 0.35147 | 0.3514 | 0.35134 | 0.35126 | 0.35118 | 0.3511 | 0.35103 | 0.35095 | 0.35088 | 0.3508 | 0.35074 | 0.35068 | 0.35063 | 0.35059 | 0.35055 | 0.35052 | 0.35051 | 0.3505 | 0.3505
F7_Commercial_Retail_New_Food Preparation_Natural Gas_Oven_Baseline Forecast | F7 | Commercial | Retail | New | Food Preparation | Natural Gas | Oven | Baseline Forecast | Avg. Replacement Summer Demand (kW) | 0 | 0 | 0 | 0 | 0 | 0 | 0 | 0 | 0 | 0 | 0 | 0 | 0 | 0 | 0 | 0 | 0 | 0 | 0 | 0 | 0 | 0 | 0 | 0 | 0 | 0 | 0 | 0 | 0 | 0 | 0 | 0 | 0
F8_Commercial_Retail_New_Food Preparation_Natural Gas_Oven_Baseline Forecast | F8 | Commercial | Retail | New | Food Preparation | Natural Gas | Oven | Baseline Forecast | Avg. Replacement Winter Demand (kW) | 0 | 0 | 0 | 0 | 0 | 0 | 0 | 0 | 0 | 0 | 0 | 0 | 0 | 0 | 0 | 0 | 0 | 0 | 0 | 0 | 0 | 0 | 0 | 0 | 0 | 0 | 0 | 0 | 0 | 0 | 0 | 0 | 0
F1_Commercial_Retail_New_Food Preparation_Natural Gas_Conveyor Oven_Baseline Forecast | F1 | Commercial | Retail | New | Food Preparation | Natural Gas | Conveyor Oven | Baseline Forecast | Units | 0 | 653.138 | 3803.4653 | 5816.7451 | 8223.9203 | 10704.7346 | 13198.0153 | 15355.9417 | 17483.626 | 19661.1119 | 21874.0422 | 24070.1612 | 26231.9308 | 28364.2341 | 30499.6198 | 32628.5472 | 34769.8123 | 36861.1225 | 38869.3649 | 40812.8107 | 42757.2115 | 44740.9838 | 46750.6098 | 48781.4991 | 50834.2067 | 52892.6978 | 54959.2363 | 57027.1666 | 59104.2196 | 61185.8001 | 63282.8679 | 65381.4601 | 66272.9612
F2_Commercial_Retail_New_Food Preparation_Natural Gas_Conveyor Oven_Baseline Forecast | F2 | Commercial | Retail | New | Food Preparation | Natural Gas | Conveyor Oven | Baseline Forecast | Usage (MMtherm) | 0 | 0.00035982 | 0.0023342 | 0.003504 | 0.0049541 | 0.0064485 | 0.0079504 | 0.0092502 | 0.010532 | 0.011843 | 0.013176 | 0.014498 | 0.0158 | 0.017084 | 0.01837 | 0.019652 | 0.020941 | 0.0222 | 0.023409 | 0.024579 | 0.025749 | 0.026942 | 0.028151 | 0.029372 | 0.030607 | 0.031845 | 0.033088 | 0.034332 | 0.035581 | 0.036833 | 0.038094 | 0.039357 | 0.039893
F3_Commercial_Retail_New_Food Preparation_Natural Gas_Conveyor Oven_Baseline Forecast | F3 | Commercial | Retail | New | Food Preparation | Natural Gas | Conveyor Oven | Baseline Forecast | Summer Peak Demand (MW) | 0 | 0 | 0 | 0 | 0 | 0 | 0 | 0 | 0 | 0 | 0 | 0 | 0 | 0 | 0 | 0 | 0 | 0 | 0 | 0 | 0 | 0 | 0 | 0 | 0 | 0 | 0 | 0 | 0 | 0 | 0 | 0 | 0
F4_Commercial_Retail_New_Food Preparation_Natural Gas_Conveyor Oven_Baseline Forecast | F4 | Commercial | Retail | New | Food Preparation | Natural Gas | Conveyor Oven | Baseline Forecast | Winter Peak Demand (MW) | 0 | 0 | 0 | 0 | 0 | 0 | 0 | 0 | 0 | 0 | 0 | 0 | 0 | 0 | 0 | 0 | 0 | 0 | 0 | 0 | 0 | 0 | 0 | 0 | 0 | 0 | 0 | 0 | 0 | 0 | 0 | 0 | 0
F5_Commercial_Retail_New_Food Preparation_Natural Gas_Conveyor Oven_Baseline Forecast | F5 | Commercial | Retail | New | Food Preparation | Natural Gas | Conveyor Oven | Baseline Forecast | Turnover | 0 | 653.138 | 3150.3273 | 2013.2798 | 2407.1752 | 2480.8142 | 2493.2807 | 2157.9265 | 2127.6842 | 2177.4859 | 2212.9303 | 2196.119 | 2161.7696 | 2132.3033 | 2135.3856 | 2128.9275 | 2141.2651 | 2221.9378 | 2742.8099 | 2933.7559 | 3218.0837 | 3498.8816 | 3891.5858 | 4622.6656 | 4253.5953 | 4357.9558 | 4368.0003 | 4351.5916 | 4248.4248 | 4237.2109 | 4261.7044 | 4265.3785 | 3048.7762
F6_Commercial_Retail_New_Food Preparation_Natural Gas_Conveyor Oven_Baseline Forecast | F6 | Commercial | Retail | New | Food Preparation | Natural Gas | Conveyor Oven | Baseline Forecast | Avg. Replacement Usage (kWh) | 0.57039 | 0.55092 | 0.61369 | 0.6024 | 0.6024 | 0.60239 | 0.60236 | 0.60233 | 0.6023 | 0.60228 | 0.60225 | 0.60222 | 0.60219 | 0.60217 | 0.60214 | 0.60211 | 0.60209 | 0.60206 | 0.60204 | 0.60202 | 0.602 | 0.60198 | 0.60196 | 0.60194 | 0.60192 | 0.60191 | 0.6019 | 0.60189 | 0.60188 | 0.60188 | 0.60187 | 0.60187 | 0.60187
F7_Commercial_Retail_New_Food Preparation_Natural Gas_Conveyor Oven_Baseline Forecast | F7 | Commercial | Retail | New | Food Preparation | Natural Gas | Conveyor Oven | Baseline Forecast | Avg. Replacement Summer Demand (kW) | 0 | 0 | 0 | 0 | 0 | 0 | 0 | 0 | 0 | 0 | 0 | 0 | 0 | 0 | 0 | 0 | 0 | 0 | 0 | 0 | 0 | 0 | 0 | 0 | 0 | 0 | 0 | 0 | 0 | 0 | 0 | 0 | 0
F8_Commercial_Retail_New_Food Preparation_Natural Gas_Conveyor Oven_Baseline Forecast | F8 | Commercial | Retail | New | Food Preparation | Natural Gas | Conveyor Oven | Baseline Forecast | Avg. Replacement Winter Demand (kW) | 0 | 0 | 0 | 0 | 0 | 0 | 0 | 0 | 0 | 0 | 0 | 0 | 0 | 0 | 0 | 0 | 0 | 0 | 0 | 0 | 0 | 0 | 0 | 0 | 0 | 0 | 0 | 0 | 0 | 0 | 0 | 0 | 0
F1_Commercial_Retail_New_Food Preparation_Natural Gas_Double Rack Oven_Baseline Forecast | F1 | Commercial | Retail | New | Food Preparation | Natural Gas | Double Rack Oven | Baseline Forecast | Units | 0 | 653.138 | 3803.4653 | 5816.7451 | 8223.9203 | 10704.7346 | 13198.0153 | 15355.9417 | 17483.626 | 19661.1119 | 21874.0422 | 24070.1612 | 26231.9308 | 28364.2341 | 30499.6198 | 32628.5472 | 34769.8123 | 36861.1225 | 38869.3649 | 40812.8107 | 42757.2115 | 44740.9838 | 46750.6098 | 48781.4991 | 50834.2067 | 52892.6978 | 54959.2363 | 57027.1666 | 59104.2196 | 61185.8001 | 63282.8679 | 65381.4601 | 66272.9612
F2_Commercial_Retail_New_Food Preparation_Natural Gas_Double Rack Oven_Baseline Forecast | F2 | Commercial | Retail | New | Food Preparation | Natural Gas | Double Rack Oven | Baseline Forecast | Usage (MMtherm) | 0 | 0.00054662 | 0.0035455 | 0.0053227 | 0.0075258 | 0.009796 | 0.012077 | 0.01405 | 0.015996 | 0.017986 | 0.020008 | 0.022015 | 0.023989 | 0.025934 | 0.027881 | 0.02982 | 0.031769 | 0.03367 | 0.035493 | 0.037257 | 0.03902 | 0.040819 | 0.042641 | 0.044482 | 0.046343 | 0.048208 | 0.05008 | 0.051952 | 0.053833 | 0.055716 | 0.057614 | 0.059514 | 0.060317
F3_Commercial_Retail_New_Food Preparation_Natural Gas_Double Rack Oven_Baseline Forecast | F3 | Commercial | Retail | New | Food Preparation | Natural Gas | Double Rack Oven | Baseline Forecast | Summer Peak Demand (MW) | 0 | 0 | 0 | 0 | 0 | 0 | 0 | 0 | 0 | 0 | 0 | 0 | 0 | 0 | 0 | 0 | 0 | 0 | 0 | 0 | 0 | 0 | 0 | 0 | 0 | 0 | 0 | 0 | 0 | 0 | 0 | 0 | 0
F4_Commercial_Retail_New_Food Preparation_Natural Gas_Double Rack Oven_Baseline Forecast | F4 | Commercial | Retail | New | Food Preparation | Natural Gas | Double Rack Oven | Baseline Forecast | Winter Peak Demand (MW) | 0 | 0 | 0 | 0 | 0 | 0 | 0 | 0 | 0 | 0 | 0 | 0 | 0 | 0 | 0 | 0 | 0 | 0 | 0 | 0 | 0 | 0 | 0 | 0 | 0 | 0 | 0 | 0 | 0 | 0 | 0 | 0 | 0
F5_Commercial_Retail_New_Food Preparation_Natural Gas_Double Rack Oven_Baseline Forecast | F5 | Commercial | Retail | New | Food Preparation | Natural Gas | Double Rack Oven | Baseline Forecast | Turnover | 0 | 653.138 | 3150.3273 | 2013.2798 | 2407.1752 | 2480.8142 | 2493.2807 | 2157.9265 | 2127.6842 | 2177.4859 | 2212.9303 | 2196.119 | 2292.3972 | 2866.8709 | 3125.6956 | 3402.6105 | 3656.3744 | 3973.2699 | 4600.0187 | 4144.3336 | 4243.8654 | 4285.2341 | 4293.2873 | 4228.3866 | 4376.1519 | 4555.4409 | 4753.9119 | 4944.697 | 5198.359 | 5649.224 | 5847.8986 | 6020.6215 | 4952.694
F6_Commercial_Retail_New_Food Preparation_Natural Gas_Double Rack Oven_Baseline Forecast | F6 | Commercial | Retail | New | Food Preparation | Natural Gas | Double Rack Oven | Baseline Forecast | Avg. Replacement Usage (kWh) | 0.86653 | 0.83692 | 0.93214 | 0.91514 | 0.91522 | 0.9151 | 0.91482 | 0.91458 | 0.91431 | 0.91404 | 0.91378 | 0.91353 | 0.91327 | 0.91301 | 0.91276 | 0.9125 | 0.91225 | 0.91198 | 0.9117 | 0.91142 | 0.91116 | 0.9109 | 0.91067 | 0.91044 | 0.91024 | 0.91007 | 0.90992 | 0.90979 | 0.90969 | 0.90961 | 0.90956 | 0.90953 | 0.90953
F7_Commercial_Retail_New_Food Preparation_Natural Gas_Double Rack Oven_Baseline Forecast | F7 | Commercial | Retail | New | Food Preparation | Natural Gas | Double Rack Oven | Baseline Forecast | Avg. Replacement Summer Demand (kW) | 0 | 0 | 0 | 0 | 0 | 0 | 0 | 0 | 0 | 0 | 0 | 0 | 0 | 0 | 0 | 0 | 0 | 0 | 0 | 0 | 0 | 0 | 0 | 0 | 0 | 0 | 0 | 0 | 0 | 0 | 0 | 0 | 0
F8_Commercial_Retail_New_Food Preparation_Natural Gas_Double Rack Oven_Baseline Forecast | F8 | Commercial | Retail | New | Food Preparation | Natural Gas | Double Rack Oven | Baseline Forecast | Avg. Replacement Winter Demand (kW) | 0 | 0 | 0 | 0 | 0 | 0 | 0 | 0 | 0 | 0 | 0 | 0 | 0 | 0 | 0 | 0 | 0 | 0 | 0 | 0 | 0 | 0 | 0 | 0 | 0 | 0 | 0 | 0 | 0 | 0 | 0 | 0 | 0
F1_Commercial_Retail_New_Food Preparation_Natural Gas_Fryer_Baseline Forecast | F1 | Commercial | Retail | New | Food Preparation | Natural Gas | Fryer | Baseline Forecast | Units | 0 | 2612.5521 | 15213.8613 | 23266.9804 | 32895.6812 | 42818.9382 | 52792.0611 | 61423.767 | 69934.5038 | 78644.4475 | 87496.1687 | 96280.6448 | 104927.7231 | 113456.9365 | 121998.4791 | 130514.189 | 139079.2493 | 147444.4899 | 155477.4595 | 163251.243 | 171028.8458 | 178963.935 | 187002.4393 | 195125.9963 | 203336.8269 | 211570.7914 | 219836.9451 | 228108.6666 | 236416.8784 | 244743.2006 | 253131.4718 | 261525.8405 | 265091.845
F2_Commercial_Retail_New_Food Preparation_Natural Gas_Fryer_Baseline Forecast | F2 | Commercial | Retail | New | Food Preparation | Natural Gas | Fryer | Baseline Forecast | Usage (MMtherm) | 0 | 0.0013607 | 0.0088267 | 0.012034 | 0.016062 | 0.020214 | 0.024387 | 0.027998 | 0.031559 | 0.035124 | 0.038383 | 0.041704 | 0.045037 | 0.048378 | 0.051667 | 0.054606 | 0.058189 | 0.061689 | 0.06505 | 0.068302 | 0.071557 | 0.074876 | 0.07824 | 0.081638 | 0.085074 | 0.088519 | 0.091977 | 0.095438 | 0.098914 | 0.1024 | 0.10591 | 0.10942 | 0.11091
F3_Commercial_Retail_New_Food Preparation_Natural Gas_Fryer_Baseline Forecast | F3 | Commercial | Retail | New | Food Preparation | Natural Gas | Fryer | Baseline Forecast | Summer Peak Demand (MW) | 0 | 0 | 0 | 0 | 0 | 0 | 0 | 0 | 0 | 0 | 0 | 0 | 0 | 0 | 0 | 0 | 0 | 0 | 0 | 0 | 0 | 0 | 0 | 0 | 0 | 0 | 0 | 0 | 0 | 0 | 0 | 0 | 0
F4_Commercial_Retail_New_Food Preparation_Natural Gas_Fryer_Baseline Forecast | F4 | Commercial | Retail | New | Food Preparation | Natural Gas | Fryer | Baseline Forecast | Winter Peak Demand (MW) | 0 | 0 | 0 | 0 | 0 | 0 | 0 | 0 | 0 | 0 | 0 | 0 | 0 | 0 | 0 | 0 | 0 | 0 | 0 | 0 | 0 | 0 | 0 | 0 | 0 | 0 | 0 | 0 | 0 | 0 | 0 | 0 | 0
F5_Commercial_Retail_New_Food Preparation_Natural Gas_Fryer_Baseline Forecast | F5 | Commercial | Retail | New | Food Preparation | Natural Gas | Fryer | Baseline Forecast | Turnover | 0 | 2612.5521 | 12601.3091 | 8053.1191 | 9628.7009 | 9923.257 | 9973.1229 | 8631.7058 | 8510.7369 | 9232.4541 | 11789.9913 | 12745.7161 | 13741.8104 | 14589.6505 | 16069.3817 | 18882.8151 | 17368.6111 | 17667.6014 | 17910.0726 | 18237.6812 | 18545.4386 | 19435.5767 | 20641.9644 | 22653.3312 | 23558.9096 | 24307.0682 | 24928.9074 | 25637.3632 | 26647.3377 | 26487.7987 | 27124.2238 | 27977.3594 | 24030.0596
F6_Commercial_Retail_New_Food Preparation_Natural Gas_Fryer_Baseline Forecast | F6 | Commercial | Retail | New | Food Preparation | Natural Gas | Fryer | Baseline Forecast | Avg. Replacement Usage (kWh) | 0.53923 | 0.52083 | 0.58017 | 0.41839 | 0.41839 | 0.41839 | 0.41839 | 0.41839 | 0.41839 | 0.41839 | 0.41839 | 0.41839 | 0.41839 | 0.41839 | 0.41839 | 0.41839 | 0.41839 | 0.41839 | 0.41839 | 0.41839 | 0.41839 | 0.41839 | 0.41839 | 0.41839 | 0.41839 | 0.41839 | 0.41839 | 0.41839 | 0.41839 | 0.41839 | 0.41839 | 0.41839 | 0.41839
F7_Commercial_Retail_New_Food Preparation_Natural Gas_Fryer_Baseline Forecast | F7 | Commercial | Retail | New | Food Preparation | Natural Gas | Fryer | Baseline Forecast | Avg. Replacement Summer Demand (kW) | 0 | 0 | 0 | 0 | 0 | 0 | 0 | 0 | 0 | 0 | 0 | 0 | 0 | 0 | 0 | 0 | 0 | 0 | 0 | 0 | 0 | 0 | 0 | 0 | 0 | 0 | 0 | 0 | 0 | 0 | 0 | 0 | 0
F8_Commercial_Retail_New_Food Preparation_Natural Gas_Fryer_Baseline Forecast | F8 | Commercial | Retail | New | Food Preparation | Natural Gas | Fryer | Baseline Forecast | Avg. Replacement Winter Demand (kW) | 0 | 0 | 0 | 0 | 0 | 0 | 0 | 0 | 0 | 0 | 0 | 0 | 0 | 0 | 0 | 0 | 0 | 0 | 0 | 0 | 0 | 0 | 0 | 0 | 0 | 0 | 0 | 0 | 0 | 0 | 0 | 0 | 0
F1_Commercial_Retail_New_Food Preparation_Natural Gas_Broiler_Baseline Forecast | F1 | Commercial | Retail | New | Food Preparation | Natural Gas | Broiler | Baseline Forecast | Units | 0 | 0 | 0 | 0 | 0 | 0 | 0 | 0 | 0 | 0 | 0 | 0 | 0 | 0 | 0 | 0 | 0 | 0 | 0 | 0 | 0 | 0 | 0 | 0 | 0 | 0 | 0 | 0 | 0 | 0 | 0 | 0 | 0
F2_Commercial_Retail_New_Food Preparation_Natural Gas_Broiler_Baseline Forecast | F2 | Commercial | Retail | New | Food Preparation | Natural Gas | Broiler | Baseline Forecast | Usage (MMtherm) | 0 | 0 | 0 | 0 | 0 | 0 | 0 | 0 | 0 | 0 | 0 | 0 | 0 | 0 | 0 | 0 | 0 | 0 | 0 | 0 | 0 | 0 | 0 | 0 | 0 | 0 | 0 | 0 | 0 | 0 | 0 | 0 | 0
F3_Commercial_Retail_New_Food Preparation_Natural Gas_Broiler_Baseline Forecast | F3 | Commercial | Retail | New | Food Preparation | Natural Gas | Broiler | Baseline Forecast | Summer Peak Demand (MW) | 0 | 0 | 0 | 0 | 0 | 0 | 0 | 0 | 0 | 0 | 0 | 0 | 0 | 0 | 0 | 0 | 0 | 0 | 0 | 0 | 0 | 0 | 0 | 0 | 0 | 0 | 0 | 0 | 0 | 0 | 0 | 0 | 0
F4_Commercial_Retail_New_Food Preparation_Natural Gas_Broiler_Baseline Forecast | F4 | Commercial | Retail | New | Food Preparation | Natural Gas | Broiler | Baseline Forecast | Winter Peak Demand (MW) | 0 | 0 | 0 | 0 | 0 | 0 | 0 | 0 | 0 | 0 | 0 | 0 | 0 | 0 | 0 | 0 | 0 | 0 | 0 | 0 | 0 | 0 | 0 | 0 | 0 | 0 | 0 | 0 | 0 | 0 | 0 | 0 | 0
F5_Commercial_Retail_New_Food Preparation_Natural Gas_Broiler_Baseline Forecast | F5 | Commercial | Retail | New | Food Preparation | Natural Gas | Broiler | Baseline Forecast | Turnover | 0 | 0 | 0 | 0 | 0 | 0 | 0 | 0 | 0 | 0 | 0 | 0 | 0 | 0 | 0 | 0 | 0 | 0 | 0 | 0 | 0 | 0 | 0 | 0 | 0 | 0 | 0 | 0 | 0 | 0 | 0 | 0 | 0
F6_Commercial_Retail_New_Food Preparation_Natural Gas_Broiler_Baseline Forecast | F6 | Commercial | Retail | New | Food Preparation | Natural Gas | Broiler | Baseline Forecast | Avg. Replacement Usage (kWh) | 0.59309 | 0.57283 | 0.63808 | 0.62638 | 0.6264 | 0.62637 | 0.62628 | 0.62622 | 0.62613 | 0.62606 | 0.62598 | 0.62591 | 0.62583 | 0.62575 | 0.62568 | 0.6256 | 0.62553 | 0.62545 | 0.62537 | 0.62528 | 0.6252 | 0.62513 | 0.62506 | 0.62499 | 0.62493 | 0.62488 | 0.62483 | 0.62479 | 0.62476 | 0.62474 | 0.62473 | 0.62472 | 0.62472
F7_Commercial_Retail_New_Food Preparation_Natural Gas_Broiler_Baseline Forecast | F7 | Commercial | Retail | New | Food Preparation | Natural Gas | Broiler | Baseline Forecast | Avg. Replacement Summer Demand (kW) | 0 | 0 | 0 | 0 | 0 | 0 | 0 | 0 | 0 | 0 | 0 | 0 | 0 | 0 | 0 | 0 | 0 | 0 | 0 | 0 | 0 | 0 | 0 | 0 | 0 | 0 | 0 | 0 | 0 | 0 | 0 | 0 | 0
F8_Commercial_Retail_New_Food Preparation_Natural Gas_Broiler_Baseline Forecast | F8 | Commercial | Retail | New | Food Preparation | Natural Gas | Broiler | Baseline Forecast | Avg. Replacement Winter Demand (kW) | 0 | 0 | 0 | 0 | 0 | 0 | 0 | 0 | 0 | 0 | 0 | 0 | 0 | 0 | 0 | 0 | 0 | 0 | 0 | 0 | 0 | 0 | 0 | 0 | 0 | 0 | 0 | 0 | 0 | 0 | 0 | 0 | 0
F1_Commercial_Retail_New_Food Preparation_Natural Gas_Griddle_Baseline Forecast | F1 | Commercial | Retail | New | Food Preparation | Natural Gas | Griddle | Baseline Forecast | Units | 0 | 0 | 0 | 0 | 0 | 0 | 0 | 0 | 0 | 0 | 0 | 0 | 0 | 0 | 0 | 0 | 0 | 0 | 0 | 0 | 0 | 0 | 0 | 0 | 0 | 0 | 0 | 0 | 0 | 0 | 0 | 0 | 0
F2_Commercial_Retail_New_Food Preparation_Natural Gas_Griddle_Baseline Forecast | F2 | Commercial | Retail | New | Food Preparation | Natural Gas | Griddle | Baseline Forecast | Usage (MMtherm) | 0 | 0 | 0 | 0 | 0 | 0 | 0 | 0 | 0 | 0 | 0 | 0 | 0 | 0 | 0 | 0 | 0 | 0 | 0 | 0 | 0 | 0 | 0 | 0 | 0 | 0 | 0 | 0 | 0 | 0 | 0 | 0 | 0
F3_Commercial_Retail_New_Food Preparation_Natural Gas_Griddle_Baseline Forecast | F3 | Commercial | Retail | New | Food Preparation | Natural Gas | Griddle | Baseline Forecast | Summer Peak Demand (MW) | 0 | 0 | 0 | 0 | 0 | 0 | 0 | 0 | 0 | 0 | 0 | 0 | 0 | 0 | 0 | 0 | 0 | 0 | 0 | 0 | 0 | 0 | 0 | 0 | 0 | 0 | 0 | 0 | 0 | 0 | 0 | 0 | 0
F4_Commercial_Retail_New_Food Preparation_Natural Gas_Griddle_Baseline Forecast | F4 | Commercial | Retail | New | Food Preparation | Natural Gas | Griddle | Baseline Forecast | Winter Peak Demand (MW) | 0 | 0 | 0 | 0 | 0 | 0 | 0 | 0 | 0 | 0 | 0 | 0 | 0 | 0 | 0 | 0 | 0 | 0 | 0 | 0 | 0 | 0 | 0 | 0 | 0 | 0 | 0 | 0 | 0 | 0 | 0 | 0 | 0
F5_Commercial_Retail_New_Food Preparation_Natural Gas_Griddle_Baseline Forecast | F5 | Commercial | Retail | New | Food Preparation | Natural Gas | Griddle | Baseline Forecast | Turnover | 0 | 0 | 0 | 0 | 0 | 0 | 0 | 0 | 0 | 0 | 0 | 0 | 0 | 0 | 0 | 0 | 0 | 0 | 0 | 0 | 0 | 0 | 0 | 0 | 0 | 0 | 0 | 0 | 0 | 0 | 0 | 0 | 0
F6_Commercial_Retail_New_Food Preparation_Natural Gas_Griddle_Baseline Forecast | F6 | Commercial | Retail | New | Food Preparation | Natural Gas | Griddle | Baseline Forecast | Avg. Replacement Usage (kWh) | 0.39369 | 0.38025 | 0.42359 | 0.37389 | 0.37389 | 0.37389 | 0.37389 | 0.37389 | 0.37389 | 0.37389 | 0.37389 | 0.37389 | 0.37389 | 0.37389 | 0.37389 | 0.37389 | 0.37389 | 0.37389 | 0.37389 | 0.37389 | 0.37389 | 0.37389 | 0.37389 | 0.37389 | 0.37389 | 0.37389 | 0.37389 | 0.37389 | 0.37389 | 0.37389 | 0.37389 | 0.37389 | 0.37389
F7_Commercial_Retail_New_Food Preparation_Natural Gas_Griddle_Baseline Forecast | F7 | Commercial | Retail | New | Food Preparation | Natural Gas | Griddle | Baseline Forecast | Avg. Replacement Summer Demand (kW) | 0 | 0 | 0 | 0 | 0 | 0 | 0 | 0 | 0 | 0 | 0 | 0 | 0 | 0 | 0 | 0 | 0 | 0 | 0 | 0 | 0 | 0 | 0 | 0 | 0 | 0 | 0 | 0 | 0 | 0 | 0 | 0 | 0
F8_Commercial_Retail_New_Food Preparation_Natural Gas_Griddle_Baseline Forecast | F8 | Commercial | Retail | New | Food Preparation | Natural Gas | Griddle | Baseline Forecast | Avg. Replacement Winter Demand (kW) | 0 | 0 | 0 | 0 | 0 | 0 | 0 | 0 | 0 | 0 | 0 | 0 | 0 | 0 | 0 | 0 | 0 | 0 | 0 | 0 | 0 | 0 | 0 | 0 | 0 | 0 | 0 | 0 | 0 | 0 | 0 | 0 | 0
F1_Commercial_Retail_New_Food Preparation_Natural Gas_Range_Baseline Forecast | F1 | Commercial | Retail | New | Food Preparation | Natural Gas | Range | Baseline Forecast | Units | 0 | 0 | 0 | 0 | 0 | 0 | 0 | 0 | 0 | 0 | 0 | 0 | 0 | 0 | 0 | 0 | 0 | 0 | 0 | 0 | 0 | 0 | 0 | 0 | 0 | 0 | 0 | 0 | 0 | 0 | 0 | 0 | 0
F2_Commercial_Retail_New_Food Preparation_Natural Gas_Range_Baseline Forecast | F2 | Commercial | Retail | New | Food Preparation | Natural Gas | Range | Baseline Forecast | Usage (MMtherm) | 0 | 0 | 0 | 0 | 0 | 0 | 0 | 0 | 0 | 0 | 0 | 0 | 0 | 0 | 0 | 0 | 0 | 0 | 0 | 0 | 0 | 0 | 0 | 0 | 0 | 0 | 0 | 0 | 0 | 0 | 0 | 0 | 0
F3_Commercial_Retail_New_Food Preparation_Natural Gas_Range_Baseline Forecast | F3 | Commercial | Retail | New | Food Preparation | Natural Gas | Range | Baseline Forecast | Summer Peak Demand (MW) | 0 | 0 | 0 | 0 | 0 | 0 | 0 | 0 | 0 | 0 | 0 | 0 | 0 | 0 | 0 | 0 | 0 | 0 | 0 | 0 | 0 | 0 | 0 | 0 | 0 | 0 | 0 | 0 | 0 | 0 | 0 | 0 | 0
F4_Commercial_Retail_New_Food Preparation_Natural Gas_Range_Baseline Forecast | F4 | Commercial | Retail | New | Food Preparation | Natural Gas | Range | Baseline Forecast | Winter Peak Demand (MW) | 0 | 0 | 0 | 0 | 0 | 0 | 0 | 0 | 0 | 0 | 0 | 0 | 0 | 0 | 0 | 0 | 0 | 0 | 0 | 0 | 0 | 0 | 0 | 0 | 0 | 0 | 0 | 0 | 0 | 0 | 0 | 0 | 0
F5_Commercial_Retail_New_Food Preparation_Natural Gas_Range_Baseline Forecast | F5 | Commercial | Retail | New | Food Preparation | Natural Gas | Range | Baseline Forecast | Turnover | 0 | 0 | 0 | 0 | 0 | 0 | 0 | 0 | 0 | 0 | 0 | 0 | 0 | 0 | 0 | 0 | 0 | 0 | 0 | 0 | 0 | 0 | 0 | 0 | 0 | 0 | 0 | 0 | 0 | 0 | 0 | 0 | 0
F6_Commercial_Retail_New_Food Preparation_Natural Gas_Range_Baseline Forecast | F6 | Commercial | Retail | New | Food Preparation | Natural Gas | Range | Baseline Forecast | Avg. Replacement Usage (kWh) | 0.40837 | 0.39443 | 0.43938 | 0.43131 | 0.43132 | 0.43131 | 0.43129 | 0.43127 | 0.43125 | 0.43123 | 0.43121 | 0.43119 | 0.43117 | 0.43115 | 0.43113 | 0.43111 | 0.43109 | 0.43107 | 0.43105 | 0.43103 | 0.43101 | 0.43099 | 0.43097 | 0.43095 | 0.43093 | 0.43091 | 0.4309 | 0.43089 | 0.43088 | 0.43087 | 0.43087 | 0.43086 | 0.43086
F7_Commercial_Retail_New_Food Preparation_Natural Gas_Range_Baseline Forecast | F7 | Commercial | Retail | New | Food Preparation | Natural Gas | Range | Baseline Forecast | Avg. Replacement Summer Demand (kW) | 0 | 0 | 0 | 0 | 0 | 0 | 0 | 0 | 0 | 0 | 0 | 0 | 0 | 0 | 0 | 0 | 0 | 0 | 0 | 0 | 0 | 0 | 0 | 0 | 0 | 0 | 0 | 0 | 0 | 0 | 0 | 0 | 0
F8_Commercial_Retail_New_Food Preparation_Natural Gas_Range_Baseline Forecast | F8 | Commercial | Retail | New | Food Preparation | Natural Gas | Range | Baseline Forecast | Avg. Replacement Winter Demand (kW) | 0 | 0 | 0 | 0 | 0 | 0 | 0 | 0 | 0 | 0 | 0 | 0 | 0 | 0 | 0 | 0 | 0 | 0 | 0 | 0 | 0 | 0 | 0 | 0 | 0 | 0 | 0 | 0 | 0 | 0 | 0 | 0 | 0
F1_Commercial_Retail_New_Food Preparation_Natural Gas_Steamer_Baseline Forecast | F1 | Commercial | Retail | New | Food Preparation | Natural Gas | Steamer | Baseline Forecast | Units | 0 | 0 | 0 | 0 | 0 | 0 | 0 | 0 | 0 | 0 | 0 | 0 | 0 | 0 | 0 | 0 | 0 | 0 | 0 | 0 | 0 | 0 | 0 | 0 | 0 | 0 | 0 | 0 | 0 | 0 | 0 | 0 | 0
F2_Commercial_Retail_New_Food Preparation_Natural Gas_Steamer_Baseline Forecast | F2 | Commercial | Retail | New | Food Preparation | Natural Gas | Steamer | Baseline Forecast | Usage (MMtherm) | 0 | 0 | 0 | 0 | 0 | 0 | 0 | 0 | 0 | 0 | 0 | 0 | 0 | 0 | 0 | 0 | 0 | 0 | 0 | 0 | 0 | 0 | 0 | 0 | 0 | 0 | 0 | 0 | 0 | 0 | 0 | 0 | 0
F3_Commercial_Retail_New_Food Preparation_Natural Gas_Steamer_Baseline Forecast | F3 | Commercial | Retail | New | Food Preparation | Natural Gas | Steamer | Baseline Forecast | Summer Peak Demand (MW) | 0 | 0 | 0 | 0 | 0 | 0 | 0 | 0 | 0 | 0 | 0 | 0 | 0 | 0 | 0 | 0 | 0 | 0 | 0 | 0 | 0 | 0 | 0 | 0 | 0 | 0 | 0 | 0 | 0 | 0 | 0 | 0 | 0
F4_Commercial_Retail_New_Food Preparation_Natural Gas_Steamer_Baseline Forecast | F4 | Commercial | Retail | New | Food Preparation | Natural Gas | Steamer | Baseline Forecast | Winter Peak Demand (MW) | 0 | 0 | 0 | 0 | 0 | 0 | 0 | 0 | 0 | 0 | 0 | 0 | 0 | 0 | 0 | 0 | 0 | 0 | 0 | 0 | 0 | 0 | 0 | 0 | 0 | 0 | 0 | 0 | 0 | 0 | 0 | 0 | 0
F5_Commercial_Retail_New_Food Preparation_Natural Gas_Steamer_Baseline Forecast | F5 | Commercial | Retail | New | Food Preparation | Natural Gas | Steamer | Baseline Forecast | Turnover | 0 | 0 | 0 | 0 | 0 | 0 | 0 | 0 | 0 | 0 | 0 | 0 | 0 | 0 | 0 | 0 | 0 | 0 | 0 | 0 | 0 | 0 | 0 | 0 | 0 | 0 | 0 | 0 | 0 | 0 | 0 | 0 | 0
F6_Commercial_Retail_New_Food Preparation_Natural Gas_Steamer_Baseline Forecast | F6 | Commercial | Retail | New | Food Preparation | Natural Gas | Steamer | Baseline Forecast | Avg. Replacement Usage (kWh) | 0.68205 | 0.65857 | 0.73265 | 0.24865 | 0.24865 | 0.24865 | 0.24865 | 0.24865 | 0.24865 | 0.24865 | 0.24865 | 0.24865 | 0.24865 | 0.24865 | 0.24865 | 0.24865 | 0.24865 | 0.24865 | 0.24865 | 0.24865 | 0.24865 | 0.24865 | 0.24865 | 0.24865 | 0.24865 | 0.24865 | 0.24865 | 0.24865 | 0.24865 | 0.24865 | 0.24865 | 0.24865 | 0.24865
F7_Commercial_Retail_New_Food Preparation_Natural Gas_Steamer_Baseline Forecast | F7 | Commercial | Retail | New | Food Preparation | Natural Gas | Steamer | Baseline Forecast | Avg. Replacement Summer Demand (kW) | 0 | 0 | 0 | 0 | 0 | 0 | 0 | 0 | 0 | 0 | 0 | 0 | 0 | 0 | 0 | 0 | 0 | 0 | 0 | 0 | 0 | 0 | 0 | 0 | 0 | 0 | 0 | 0 | 0 | 0 | 0 | 0 | 0
F8_Commercial_Retail_New_Food Preparation_Natural Gas_Steamer_Baseline Forecast | F8 | Commercial | Retail | New | Food Preparation | Natural Gas | Steamer | Baseline Forecast | Avg. Replacement Winter Demand (kW) | 0 | 0 | 0 | 0 | 0 | 0 | 0 | 0 | 0 | 0 | 0 | 0 | 0 | 0 | 0 | 0 | 0 | 0 | 0 | 0 | 0 | 0 | 0 | 0 | 0 | 0 | 0 | 0 | 0 | 0 | 0 | 0 | 0
F1_Commercial_Retail_New_Food Preparation_Natural Gas_Food Prep Other_Baseline Forecast | F1 | Commercial | Retail | New | Food Preparation | Natural Gas | Food Prep Other | Baseline Forecast | Units | 0 | 0 | 0 | 0 | 0 | 0 | 0 | 0 | 0 | 0 | 0 | 0 | 0 | 0 | 0 | 0 | 0 | 0 | 0 | 0 | 0 | 0 | 0 | 0 | 0 | 0 | 0 | 0 | 0 | 0 | 0 | 0 | 0
F2_Commercial_Retail_New_Food Preparation_Natural Gas_Food Prep Other_Baseline Forecast | F2 | Commercial | Retail | New | Food Preparation | Natural Gas | Food Prep Other | Baseline Forecast | Usage (MMtherm) | 0 | 0 | 0 | 0 | 0 | 0 | 0 | 0 | 0 | 0 | 0 | 0 | 0 | 0 | 0 | 0 | 0 | 0 | 0 | 0 | 0 | 0 | 0 | 0 | 0 | 0 | 0 | 0 | 0 | 0 | 0 | 0 | 0
F3_Commercial_Retail_New_Food Preparation_Natural Gas_Food Prep Other_Baseline Forecast | F3 | Commercial | Retail | New | Food Preparation | Natural Gas | Food Prep Other | Baseline Forecast | Summer Peak Demand (MW) | 0 | 0 | 0 | 0 | 0 | 0 | 0 | 0 | 0 | 0 | 0 | 0 | 0 | 0 | 0 | 0 | 0 | 0 | 0 | 0 | 0 | 0 | 0 | 0 | 0 | 0 | 0 | 0 | 0 | 0 | 0 | 0 | 0
F4_Commercial_Retail_New_Food Preparation_Natural Gas_Food Prep Other_Baseline Forecast | F4 | Commercial | Retail | New | Food Preparation | Natural Gas | Food Prep Other | Baseline Forecast | Winter Peak Demand (MW) | 0 | 0 | 0 | 0 | 0 | 0 | 0 | 0 | 0 | 0 | 0 | 0 | 0 | 0 | 0 | 0 | 0 | 0 | 0 | 0 | 0 | 0 | 0 | 0 | 0 | 0 | 0 | 0 | 0 | 0 | 0 | 0 | 0
F5_Commercial_Retail_New_Food Preparation_Natural Gas_Food Prep Other_Baseline Forecast | F5 | Commercial | Retail | New | Food Preparation | Natural Gas | Food Prep Other | Baseline Forecast | Turnover | 0 | 0 | 0 | 0 | 0 | 0 | 0 | 0 | 0 | 0 | 0 | 0 | 0 | 0 | 0 | 0 | 0 | 0 | 0 | 0 | 0 | 0 | 0 | 0 | 0 | 0 | 0 | 0 | 0 | 0 | 0 | 0 | 0
F6_Commercial_Retail_New_Food Preparation_Natural Gas_Food Prep Other_Baseline Forecast | F6 | Commercial | Retail | New | Food Preparation | Natural Gas | Food Prep Other | Baseline Forecast | Avg. Replacement Usage (kWh) | 0.17043 | 0.16461 | 0.18337 | 0.18 | 0.18 | 0.18 | 0.18 | 0.18 | 0.18 | 0.18 | 0.18 | 0.18 | 0.18 | 0.18 | 0.18 | 0.18 | 0.18 | 0.18 | 0.18 | 0.18 | 0.18 | 0.18 | 0.18 | 0.18 | 0.18 | 0.18 | 0.18 | 0.18 | 0.18 | 0.18 | 0.18 | 0.18 | 0.18
F7_Commercial_Retail_New_Food Preparation_Natural Gas_Food Prep Other_Baseline Forecast | F7 | Commercial | Retail | New | Food Preparation | Natural Gas | Food Prep Other | Baseline Forecast | Avg. Replacement Summer Demand (kW) | 0 | 0 | 0 | 0 | 0 | 0 | 0 | 0 | 0 | 0 | 0 | 0 | 0 | 0 | 0 | 0 | 0 | 0 | 0 | 0 | 0 | 0 | 0 | 0 | 0 | 0 | 0 | 0 | 0 | 0 | 0 | 0 | 0
F8_Commercial_Retail_New_Food Preparation_Natural Gas_Food Prep Other_Baseline Forecast | F8 | Commercial | Retail | New | Food Preparation | Natural Gas | Food Prep Other | Baseline Forecast | Avg. Replacement Winter Demand (kW) | 0 | 0 | 0 | 0 | 0 | 0 | 0 | 0 | 0 | 0 | 0 | 0 | 0 | 0 | 0 | 0 | 0 | 0 | 0 | 0 | 0 | 0 | 0 | 0 | 0 | 0 | 0 | 0 | 0 | 0 | 0 | 0 | 0
F1_Commercial_Retail_New_Miscellaneous_Natural Gas_Pool Heater_Baseline Forecast | F1 | Commercial | Retail | New | Miscellaneous | Natural Gas | Pool Heater | Baseline Forecast | Units | 0 | 0 | 0 | 0 | 0 | 0 | 0 | 0 | 0 | 0 | 0 | 0 | 0 | 0 | 0 | 0 | 0 | 0 | 0 | 0 | 0 | 0 | 0 | 0 | 0 | 0 | 0 | 0 | 0 | 0 | 0 | 0 | 0
F2_Commercial_Retail_New_Miscellaneous_Natural Gas_Pool Heater_Baseline Forecast | F2 | Commercial | Retail | New | Miscellaneous | Natural Gas | Pool Heater | Baseline Forecast | Usage (MMtherm) | 0 | 0 | 0 | 0 | 0 | 0 | 0 | 0 | 0 | 0 | 0 | 0 | 0 | 0 | 0 | 0 | 0 | 0 | 0 | 0 | 0 | 0 | 0 | 0 | 0 | 0 | 0 | 0 | 0 | 0 | 0 | 0 | 0
F3_Commercial_Retail_New_Miscellaneous_Natural Gas_Pool Heater_Baseline Forecast | F3 | Commercial | Retail | New | Miscellaneous | Natural Gas | Pool Heater | Baseline Forecast | Summer Peak Demand (MW) | 0 | 0 | 0 | 0 | 0 | 0 | 0 | 0 | 0 | 0 | 0 | 0 | 0 | 0 | 0 | 0 | 0 | 0 | 0 | 0 | 0 | 0 | 0 | 0 | 0 | 0 | 0 | 0 | 0 | 0 | 0 | 0 | 0
F4_Commercial_Retail_New_Miscellaneous_Natural Gas_Pool Heater_Baseline Forecast | F4 | Commercial | Retail | New | Miscellaneous | Natural Gas | Pool Heater | Baseline Forecast | Winter Peak Demand (MW) | 0 | 0 | 0 | 0 | 0 | 0 | 0 | 0 | 0 | 0 | 0 | 0 | 0 | 0 | 0 | 0 | 0 | 0 | 0 | 0 | 0 | 0 | 0 | 0 | 0 | 0 | 0 | 0 | 0 | 0 | 0 | 0 | 0
F5_Commercial_Retail_New_Miscellaneous_Natural Gas_Pool Heater_Baseline Forecast | F5 | Commercial | Retail | New | Miscellaneous | Natural Gas | Pool Heater | Baseline Forecast | Turnover | 0 | 0 | 0 | 0 | 0 | 0 | 0 | 0 | 0 | 0 | 0 | 0 | 0 | 0 | 0 | 0 | 0 | 0 | 0 | 0 | 0 | 0 | 0 | 0 | 0 | 0 | 0 | 0 | 0 | 0 | 0 | 0 | 0
F6_Commercial_Retail_New_Miscellaneous_Natural Gas_Pool Heater_Baseline Forecast | F6 | Commercial | Retail | New | Miscellaneous | Natural Gas | Pool Heater | Baseline Forecast | Avg. Replacement Usage (kWh) | 0.01 | 0.0096587 | 0.01076 | 0.010562 | 0.010562 | 0.010562 | 0.010562 | 0.010562 | 0.010562 | 0.010562 | 0.010562 | 0.010562 | 0.010562 | 0.010562 | 0.010562 | 0.010562 | 0.010562 | 0.010562 | 0.010562 | 0.010562 | 0.010562 | 0.010562 | 0.010562 | 0.010562 | 0.010562 | 0.010562 | 0.010562 | 0.010562 | 0.010562 | 0.010562 | 0.010562 | 0.010562 | 0.010562
F7_Commercial_Retail_New_Miscellaneous_Natural Gas_Pool Heater_Baseline Forecast | F7 | Commercial | Retail | New | Miscellaneous | Natural Gas | Pool Heater | Baseline Forecast | Avg. Replacement Summer Demand (kW) | 0 | 0 | 0 | 0 | 0 | 0 | 0 | 0 | 0 | 0 | 0 | 0 | 0 | 0 | 0 | 0 | 0 | 0 | 0 | 0 | 0 | 0 | 0 | 0 | 0 | 0 | 0 | 0 | 0 | 0 | 0 | 0 | 0
F8_Commercial_Retail_New_Miscellaneous_Natural Gas_Pool Heater_Baseline Forecast | F8 | Commercial | Retail | New | Miscellaneous | Natural Gas | Pool Heater | Baseline Forecast | Avg. Replacement Winter Demand (kW) | 0 | 0 | 0 | 0 | 0 | 0 | 0 | 0 | 0 | 0 | 0 | 0 | 0 | 0 | 0 | 0 | 0 | 0 | 0 | 0 | 0 | 0 | 0 | 0 | 0 | 0 | 0 | 0 | 0 | 0 | 0 | 0 | 0
F1_Commercial_Retail_New_Miscellaneous_Natural Gas_Miscellaneous_Baseline Forecast | F1 | Commercial | Retail | New | Miscellaneous | Natural Gas | Miscellaneous | Baseline Forecast | Units | 0 | 158668.9991 | 923988.5074 | 1413081.2748 | 1997864.3742 | 2600536.8469 | 3206237.8463 | 3730470.1135 | 4247355.5338 | 4776339.4458 | 5313933.9785 | 5847444.4966 | 6372610.3857 | 6890617.946 | 7409374.2968 | 7926561.7446 | 8446746.4076 | 8954795.3526 | 9442664.3716 | 9914792.1569 | 10387151.902 | 10869076.3204 | 11357281.4777 | 11850652.1747 | 12349323.2853 | 12849399.3963 | 13351430.4669 | 13853799.682 | 14358385.0809 | 14864070.383 | 15373518.0516 | 15883336.0476 | 16099911.384
F2_Commercial_Retail_New_Miscellaneous_Natural Gas_Miscellaneous_Baseline Forecast | F2 | Commercial | Retail | New | Miscellaneous | Natural Gas | Miscellaneous | Baseline Forecast | Usage (MMtherm) | 0 | 0.00061747 | 0.0040056 | 0.0060131 | 0.0085016 | 0.011066 | 0.013644 | 0.015874 | 0.018074 | 0.020325 | 0.022613 | 0.024883 | 0.027118 | 0.029322 | 0.031529 | 0.03373 | 0.035944 | 0.038106 | 0.040182 | 0.042191 | 0.044201 | 0.046252 | 0.048329 | 0.050429 | 0.052551 | 0.054679 | 0.056815 | 0.058953 | 0.0611 | 0.063252 | 0.065419 | 0.067589 | 0.068511
F3_Commercial_Retail_New_Miscellaneous_Natural Gas_Miscellaneous_Baseline Forecast | F3 | Commercial | Retail | New | Miscellaneous | Natural Gas | Miscellaneous | Baseline Forecast | Summer Peak Demand (MW) | 0 | 0 | 0 | 0 | 0 | 0 | 0 | 0 | 0 | 0 | 0 | 0 | 0 | 0 | 0 | 0 | 0 | 0 | 0 | 0 | 0 | 0 | 0 | 0 | 0 | 0 | 0 | 0 | 0 | 0 | 0 | 0 | 0
F4_Commercial_Retail_New_Miscellaneous_Natural Gas_Miscellaneous_Baseline Forecast | F4 | Commercial | Retail | New | Miscellaneous | Natural Gas | Miscellaneous | Baseline Forecast | Winter Peak Demand (MW) | 0 | 0 | 0 | 0 | 0 | 0 | 0 | 0 | 0 | 0 | 0 | 0 | 0 | 0 | 0 | 0 | 0 | 0 | 0 | 0 | 0 | 0 | 0 | 0 | 0 | 0 | 0 | 0 | 0 | 0 | 0 | 0 | 0
F5_Commercial_Retail_New_Miscellaneous_Natural Gas_Miscellaneous_Baseline Forecast | F5 | Commercial | Retail | New | Miscellaneous | Natural Gas | Miscellaneous | Baseline Forecast | Turnover | 0 | 158668.9991 | 765319.5083 | 489092.7674 | 607450.0992 | 731432.688 | 785937.2936 | 765499.105 | 828175.951 | 908081.1231 | 971892.0144 | 1070305.7002 | 1291753.8843 | 1233444.0648 | 1319372.7096 | 1424089.5243 | 1489615.9016 | 1521517.0099 | 1578258.6396 | 1642830.6752 | 1711770.6974 | 1798415.7144 | 1915836.8768 | 1944604.7161 | 2024538.44 | 2112163.3686 | 2180712.4009 | 2239753.32 | 2312041.4783 | 2385277.2374 | 2460577.3989 | 2537751.1928 | 2329769.1773
F6_Commercial_Retail_New_Miscellaneous_Natural Gas_Miscellaneous_Baseline Forecast | F6 | Commercial | Retail | New | Miscellaneous | Natural Gas | Miscellaneous | Baseline Forecast | Avg. Replacement Usage (kWh) | 0.0040291 | 0.0038915 | 0.0043351 | 0.0042553 | 0.0042553 | 0.0042553 | 0.0042553 | 0.0042553 | 0.0042553 | 0.0042553 | 0.0042553 | 0.0042553 | 0.0042553 | 0.0042553 | 0.0042553 | 0.0042553 | 0.0042553 | 0.0042553 | 0.0042553 | 0.0042553 | 0.0042553 | 0.0042553 | 0.0042553 | 0.0042553 | 0.0042553 | 0.0042553 | 0.0042553 | 0.0042553 | 0.0042553 | 0.0042553 | 0.0042553 | 0.0042553 | 0.0042553
F7_Commercial_Retail_New_Miscellaneous_Natural Gas_Miscellaneous_Baseline Forecast | F7 | Commercial | Retail | New | Miscellaneous | Natural Gas | Miscellaneous | Baseline Forecast | Avg. Replacement Summer Demand (kW) | 0 | 0 | 0 | 0 | 0 | 0 | 0 | 0 | 0 | 0 | 0 | 0 | 0 | 0 | 0 | 0 | 0 | 0 | 0 | 0 | 0 | 0 | 0 | 0 | 0 | 0 | 0 | 0 | 0 | 0 | 0 | 0 | 0
F8_Commercial_Retail_New_Miscellaneous_Natural Gas_Miscellaneous_Baseline Forecast | F8 | Commercial | Retail | New | Miscellaneous | Natural Gas | Miscellaneous | Baseline Forecast | Avg. Replacement Winter Demand (kW) | 0 | 0 | 0 | 0 | 0 | 0 | 0 | 0 | 0 | 0 | 0 | 0 | 0 | 0 | 0 | 0 | 0 | 0 | 0 | 0 | 0 | 0 | 0 | 0 | 0 | 0 | 0 | 0 | 0 | 0 | 0 | 0 | 0
F1_Commercial_Grocery_Existing_Space Heating_Natural Gas_Furnace_Baseline Forecast | F1 | Commercial | Grocery | Existing | Space Heating | Natural Gas | Furnace | Baseline Forecast | Units | 1830365.9982 | 1821053.5092 | 1811741.0201 | 1800494.9495 | 1842564.7478 | 1837613.001 | 1833241.5829 | 1829304.2959 | 1825500.5111 | 1821720.2791 | 1817921.1259 | 1814127.0599 | 1810365.3298 | 1806645.3035 | 1802943.4932 | 1799256.3614 | 1795565.8782 | 1791917.0211 | 1788361.0431 | 1784907.6611 | 1781504.7567 | 1778092.9366 | 1774654.2772 | 1771183.7312 | 1767678.3302 | 1764150.4722 | 1760604.4443 | 1757048.0952 | 1753478.6825 | 1749898.7974 | 1746300.2836 | 1742691.1042 | 1766453.3612
F2_Commercial_Grocery_Existing_Space Heating_Natural Gas_Furnace_Baseline Forecast | F2 | Commercial | Grocery | Existing | Space Heating | Natural Gas | Furnace | Baseline Forecast | Usage (MMtherm) | 0.3488 | 0.33518 | 0.36951 | 0.35854 | 0.36495 | 0.36107 | 0.35727 | 0.35243 | 0.34758 | 0.34269 | 0.33778 | 0.33285 | 0.3279 | 0.32297 | 0.31802 | 0.31308 | 0.30815 | 0.30324 | 0.29835 | 0.29361 | 0.289 | 0.2845 | 0.27995 | 0.27555 | 0.27128 | 0.26721 | 0.26332 | 0.25959 | 0.25601 | 0.25258 | 0.24927 | 0.24607 | 0.24781
F3_Commercial_Grocery_Existing_Space Heating_Natural Gas_Furnace_Baseline Forecast | F3 | Commercial | Grocery | Existing | Space Heating | Natural Gas | Furnace | Baseline Forecast | Summer Peak Demand (MW) | 0 | 0 | 0 | 0 | 0 | 0 | 0 | 0 | 0 | 0 | 0 | 0 | 0 | 0 | 0 | 0 | 0 | 0 | 0 | 0 | 0 | 0 | 0 | 0 | 0 | 0 | 0 | 0 | 0 | 0 | 0 | 0 | 0
F4_Commercial_Grocery_Existing_Space Heating_Natural Gas_Furnace_Baseline Forecast | F4 | Commercial | Grocery | Existing | Space Heating | Natural Gas | Furnace | Baseline Forecast | Winter Peak Demand (MW) | 0 | 0 | 0 | 0 | 0 | 0 | 0 | 0 | 0 | 0 | 0 | 0 | 0 | 0 | 0 | 0 | 0 | 0 | 0 | 0 | 0 | 0 | 0 | 0 | 0 | 0 | 0 | 0 | 0 | 0 | 0 | 0 | 0
F5_Commercial_Grocery_Existing_Space Heating_Natural Gas_Furnace_Baseline Forecast | F5 | Commercial | Grocery | Existing | Space Heating | Natural Gas | Furnace | Baseline Forecast | Turnover | 0 | 36542.8798 | 39618.7257 | 42365.8446 | 87198.4541 | 47550.8095 | 49779.8927 | 51830.3666 | 53709.8858 | 55429.2897 | 56999.9777 | 58434.3384 | 59744.0325 | 60939.3494 | 62028.6828 | 63020.3363 | 63921.4237 | 64740.6848 | 65486.6179 | 63024.745 | 60994.0854 | 59339.2873 | 61129.1535 | 59842.0891 | 58821.8025 | 58033.6339 | 57446.4858 | 57032.8362 | 56767.9321 | 56629.9941 | 56599.4069 | 56659.3298 | 91818.1066
F6_Commercial_Grocery_Existing_Space Heating_Natural Gas_Furnace_Baseline Forecast | F6 | Commercial | Grocery | Existing | Space Heating | Natural Gas | Furnace | Baseline Forecast | Avg. Replacement Usage (kWh) | 0.19056 | 0.18406 | 0.20395 | 0.19913 | 0.19807 | 0.17708 | 0.17612 | 0.15369 | 0.15284 | 0.152 | 0.15116 | 0.15031 | 0.14947 | 0.14863 | 0.14778 | 0.14694 | 0.1461 | 0.14526 | 0.14441 | 0.14357 | 0.14273 | 0.14188 | 0.14104 | 0.1402 | 0.13936 | 0.13852 | 0.13767 | 0.13683 | 0.13599 | 0.13515 | 0.13431 | 0.13347 | 0.13347
F7_Commercial_Grocery_Existing_Space Heating_Natural Gas_Furnace_Baseline Forecast | F7 | Commercial | Grocery | Existing | Space Heating | Natural Gas | Furnace | Baseline Forecast | Avg. Replacement Summer Demand (kW) | 0 | 0 | 0 | 0 | 0 | 0 | 0 | 0 | 0 | 0 | 0 | 0 | 0 | 0 | 0 | 0 | 0 | 0 | 0 | 0 | 0 | 0 | 0 | 0 | 0 | 0 | 0 | 0 | 0 | 0 | 0 | 0 | 0
F8_Commercial_Grocery_Existing_Space Heating_Natural Gas_Furnace_Baseline Forecast | F8 | Commercial | Grocery | Existing | Space Heating | Natural Gas | Furnace | Baseline Forecast | Avg. Replacement Winter Demand (kW) | 0 | 0 | 0 | 0 | 0 | 0 | 0 | 0 | 0 | 0 | 0 | 0 | 0 | 0 | 0 | 0 | 0 | 0 | 0 | 0 | 0 | 0 | 0 | 0 | 0 | 0 | 0 | 0 | 0 | 0 | 0 | 0 | 0
F1_Commercial_Grocery_Existing_Space Heating_Natural Gas_Boiler_Baseline Forecast | F1 | Commercial | Grocery | Existing | Space Heating | Natural Gas | Boiler | Baseline Forecast | Units | 12218.0928 | 12155.9299 | 12093.767 | 12018.6971 | 12299.5221 | 12266.4682 | 12237.288 | 12211.0057 | 12185.6146 | 12160.3808 | 12135.0206 | 12109.6944 | 12084.584 | 12059.752 | 12035.0416 | 12010.4292 | 11985.7944 | 11961.4375 | 11937.7006 | 11914.6485 | 11891.9334 | 11869.1587 | 11846.2049 | 11823.0383 | 11799.639 | 11776.0897 | 11752.4192 | 11728.6798 | 11704.8532 | 11680.9567 | 11656.9358 | 11632.8438 | 11791.462
F2_Commercial_Grocery_Existing_Space Heating_Natural Gas_Boiler_Baseline Forecast | F2 | Commercial | Grocery | Existing | Space Heating | Natural Gas | Boiler | Baseline Forecast | Usage (MMtherm) | 0.0090279 | 0.0087049 | 0.0096309 | 0.0093802 | 0.009604 | 0.0095458 | 0.0094902 | 0.0094364 | 0.0093824 | 0.0093277 | 0.0092717 | 0.0092146 | 0.0091563 | 0.0090969 | 0.009036 | 0.0089737 | 0.0089097 | 0.0088444 | 0.0087776 | 0.0087097 | 0.0086402 | 0.0085703 | 0.0084995 | 0.0084282 | 0.008355 | 0.0082826 | 0.0082107 | 0.0081395 | 0.0080688 | 0.0079988 | 0.0079291 | 0.0078599 | 0.0079635
F3_Commercial_Grocery_Existing_Space Heating_Natural Gas_Boiler_Baseline Forecast | F3 | Commercial | Grocery | Existing | Space Heating | Natural Gas | Boiler | Baseline Forecast | Summer Peak Demand (MW) | 0 | 0 | 0 | 0 | 0 | 0 | 0 | 0 | 0 | 0 | 0 | 0 | 0 | 0 | 0 | 0 | 0 | 0 | 0 | 0 | 0 | 0 | 0 | 0 | 0 | 0 | 0 | 0 | 0 | 0 | 0 | 0 | 0
F4_Commercial_Grocery_Existing_Space Heating_Natural Gas_Boiler_Baseline Forecast | F4 | Commercial | Grocery | Existing | Space Heating | Natural Gas | Boiler | Baseline Forecast | Winter Peak Demand (MW) | 0 | 0 | 0 | 0 | 0 | 0 | 0 | 0 | 0 | 0 | 0 | 0 | 0 | 0 | 0 | 0 | 0 | 0 | 0 | 0 | 0 | 0 | 0 | 0 | 0 | 0 | 0 | 0 | 0 | 0 | 0 | 0 | 0
F5_Commercial_Grocery_Existing_Space Heating_Natural Gas_Boiler_Baseline Forecast | F5 | Commercial | Grocery | Existing | Space Heating | Natural Gas | Boiler | Baseline Forecast | Turnover | 0 | 224.4172 | 243.3066 | 260.1772 | 557.9692 | 292.0191 | 305.7083 | 318.3007 | 329.8432 | 340.4024 | 350.0483 | 358.857 | 366.9001 | 374.2408 | 380.9306 | 387.0205 | 392.5543 | 397.5856 | 402.1665 | 406.3372 | 410.1205 | 394.3185 | 381.1966 | 370.4239 | 382.4294 | 373.8722 | 367.0034 | 361.6056 | 357.4832 | 354.4633 | 352.39 | 351.1282 | 509.9046
F6_Commercial_Grocery_Existing_Space Heating_Natural Gas_Boiler_Baseline Forecast | F6 | Commercial | Grocery | Existing | Space Heating | Natural Gas | Boiler | Baseline Forecast | Avg. Replacement Usage (kWh) | 0.81487 | 0.78706 | 0.87212 | 0.85152 | 0.84697 | 0.78218 | 0.77795 | 0.77372 | 0.76949 | 0.76526 | 0.76103 | 0.7568 | 0.75257 | 0.74835 | 0.74411 | 0.73989 | 0.73566 | 0.73143 | 0.7272 | 0.72297 | 0.71874 | 0.71453 | 0.71029 | 0.70607 | 0.70184 | 0.69762 | 0.69339 | 0.68917 | 0.68494 | 0.68072 | 0.67649 | 0.67226 | 0.67226
F7_Commercial_Grocery_Existing_Space Heating_Natural Gas_Boiler_Baseline Forecast | F7 | Commercial | Grocery | Existing | Space Heating | Natural Gas | Boiler | Baseline Forecast | Avg. Replacement Summer Demand (kW) | 0 | 0 | 0 | 0 | 0 | 0 | 0 | 0 | 0 | 0 | 0 | 0 | 0 | 0 | 0 | 0 | 0 | 0 | 0 | 0 | 0 | 0 | 0 | 0 | 0 | 0 | 0 | 0 | 0 | 0 | 0 | 0 | 0
F8_Commercial_Grocery_Existing_Space Heating_Natural Gas_Boiler_Baseline Forecast | F8 | Commercial | Grocery | Existing | Space Heating | Natural Gas | Boiler | Baseline Forecast | Avg. Replacement Winter Demand (kW) | 0 | 0 | 0 | 0 | 0 | 0 | 0 | 0 | 0 | 0 | 0 | 0 | 0 | 0 | 0 | 0 | 0 | 0 | 0 | 0 | 0 | 0 | 0 | 0 | 0 | 0 | 0 | 0 | 0 | 0 | 0 | 0 | 0
F1_Commercial_Grocery_Existing_Space Heating_Natural Gas_Unit Heater_Baseline Forecast | F1 | Commercial | Grocery | Existing | Space Heating | Natural Gas | Unit Heater | Baseline Forecast | Units | 0 | 0 | 0 | 0 | 0 | 0 | 0 | 0 | 0 | 0 | 0 | 0 | 0 | 0 | 0 | 0 | 0 | 0 | 0 | 0 | 0 | 0 | 0 | 0 | 0 | 0 | 0 | 0 | 0 | 0 | 0 | 0 | 0
F2_Commercial_Grocery_Existing_Space Heating_Natural Gas_Unit Heater_Baseline Forecast | F2 | Commercial | Grocery | Existing | Space Heating | Natural Gas | Unit Heater | Baseline Forecast | Usage (MMtherm) | 0 | 0 | 0 | 0 | 0 | 0 | 0 | 0 | 0 | 0 | 0 | 0 | 0 | 0 | 0 | 0 | 0 | 0 | 0 | 0 | 0 | 0 | 0 | 0 | 0 | 0 | 0 | 0 | 0 | 0 | 0 | 0 | 0
F3_Commercial_Grocery_Existing_Space Heating_Natural Gas_Unit Heater_Baseline Forecast | F3 | Commercial | Grocery | Existing | Space Heating | Natural Gas | Unit Heater | Baseline Forecast | Summer Peak Demand (MW) | 0 | 0 | 0 | 0 | 0 | 0 | 0 | 0 | 0 | 0 | 0 | 0 | 0 | 0 | 0 | 0 | 0 | 0 | 0 | 0 | 0 | 0 | 0 | 0 | 0 | 0 | 0 | 0 | 0 | 0 | 0 | 0 | 0
F4_Commercial_Grocery_Existing_Space Heating_Natural Gas_Unit Heater_Baseline Forecast | F4 | Commercial | Grocery | Existing | Space Heating | Natural Gas | Unit Heater | Baseline Forecast | Winter Peak Demand (MW) | 0 | 0 | 0 | 0 | 0 | 0 | 0 | 0 | 0 | 0 | 0 | 0 | 0 | 0 | 0 | 0 | 0 | 0 | 0 | 0 | 0 | 0 | 0 | 0 | 0 | 0 | 0 | 0 | 0 | 0 | 0 | 0 | 0
F5_Commercial_Grocery_Existing_Space Heating_Natural Gas_Unit Heater_Baseline Forecast | F5 | Commercial | Grocery | Existing | Space Heating | Natural Gas | Unit Heater | Baseline Forecast | Turnover | 0 | 0 | 0 | 0 | 0 | 0 | 0 | 0 | 0 | 0 | 0 | 0 | 0 | 0 | 0 | 0 | 0 | 0 | 0 | 0 | 0 | 0 | 0 | 0 | 0 | 0 | 0 | 0 | 0 | 0 | 0 | 0 | 0
F6_Commercial_Grocery_Existing_Space Heating_Natural Gas_Unit Heater_Baseline Forecast | F6 | Commercial | Grocery | Existing | Space Heating | Natural Gas | Unit Heater | Baseline Forecast | Avg. Replacement Usage (kWh) | 0.095281 | 0.092029 | 0.10198 | 0.099566 | 0.099034 | 0.08864 | 0.08816 | 0.087681 | 0.087202 | 0.086723 | 0.086243 | 0.085764 | 0.085285 | 0.084806 | 0.084326 | 0.083847 | 0.083368 | 0.082889 | 0.08241 | 0.08193 | 0.081451 | 0.080973 | 0.080494 | 0.080015 | 0.079536 | 0.079058 | 0.078578 | 0.078099 | 0.07762 | 0.077142 | 0.076662 | 0.076183 | 0.076183
F7_Commercial_Grocery_Existing_Space Heating_Natural Gas_Unit Heater_Baseline Forecast | F7 | Commercial | Grocery | Existing | Space Heating | Natural Gas | Unit Heater | Baseline Forecast | Avg. Replacement Summer Demand (kW) | 0 | 0 | 0 | 0 | 0 | 0 | 0 | 0 | 0 | 0 | 0 | 0 | 0 | 0 | 0 | 0 | 0 | 0 | 0 | 0 | 0 | 0 | 0 | 0 | 0 | 0 | 0 | 0 | 0 | 0 | 0 | 0 | 0
F8_Commercial_Grocery_Existing_Space Heating_Natural Gas_Unit Heater_Baseline Forecast | F8 | Commercial | Grocery | Existing | Space Heating | Natural Gas | Unit Heater | Baseline Forecast | Avg. Replacement Winter Demand (kW) | 0 | 0 | 0 | 0 | 0 | 0 | 0 | 0 | 0 | 0 | 0 | 0 | 0 | 0 | 0 | 0 | 0 | 0 | 0 | 0 | 0 | 0 | 0 | 0 | 0 | 0 | 0 | 0 | 0 | 0 | 0 | 0 | 0
F1_Commercial_Grocery_Existing_Water Heating_Natural Gas_Water Heater_Baseline Forecast | F1 | Commercial | Grocery | Existing | Water Heating | Natural Gas | Water Heater | Baseline Forecast | Units | 1389198.4354 | 1382130.5074 | 1375062.5793 | 1366527.1149 | 1398456.9574 | 1394698.7151 | 1391380.9266 | 1388392.632 | 1385505.6619 | 1382636.5678 | 1379753.1129 | 1376873.5191 | 1374018.4674 | 1371195.0678 | 1368385.4936 | 1365587.06 | 1362786.0827 | 1360016.6986 | 1357317.8072 | 1354696.7834 | 1352114.0707 | 1349524.5912 | 1346914.7415 | 1344280.6907 | 1341620.1858 | 1338942.6367 | 1336251.2972 | 1333552.1241 | 1330843.0361 | 1328125.9999 | 1325394.8249 | 1322655.5551 | 1340690.4674
F2_Commercial_Grocery_Existing_Water Heating_Natural Gas_Water Heater_Baseline Forecast | F2 | Commercial | Grocery | Existing | Water Heating | Natural Gas | Water Heater | Baseline Forecast | Usage (MMtherm) | 0.50412 | 0.47811 | 0.52138 | 0.49957 | 0.50045 | 0.49012 | 0.48059 | 0.47208 | 0.46473 | 0.45868 | 0.45366 | 0.44948 | 0.44596 | 0.44298 | 0.44042 | 0.4382 | 0.43625 | 0.43453 | 0.43299 | 0.43162 | 0.43037 | 0.42921 | 0.42811 | 0.42705 | 0.42603 | 0.42504 | 0.42408 | 0.42313 | 0.4222 | 0.42128 | 0.42037 | 0.41947 | 0.42516
F3_Commercial_Grocery_Existing_Water Heating_Natural Gas_Water Heater_Baseline Forecast | F3 | Commercial | Grocery | Existing | Water Heating | Natural Gas | Water Heater | Baseline Forecast | Summer Peak Demand (MW) | 0 | 0 | 0 | 0 | 0 | 0 | 0 | 0 | 0 | 0 | 0 | 0 | 0 | 0 | 0 | 0 | 0 | 0 | 0 | 0 | 0 | 0 | 0 | 0 | 0 | 0 | 0 | 0 | 0 | 0 | 0 | 0 | 0
F4_Commercial_Grocery_Existing_Water Heating_Natural Gas_Water Heater_Baseline Forecast | F4 | Commercial | Grocery | Existing | Water Heating | Natural Gas | Water Heater | Baseline Forecast | Winter Peak Demand (MW) | 0 | 0 | 0 | 0 | 0 | 0 | 0 | 0 | 0 | 0 | 0 | 0 | 0 | 0 | 0 | 0 | 0 | 0 | 0 | 0 | 0 | 0 | 0 | 0 | 0 | 0 | 0 | 0 | 0 | 0 | 0 | 0 | 0
F5_Commercial_Grocery_Existing_Water Heating_Natural Gas_Water Heater_Baseline Forecast | F5 | Commercial | Grocery | Existing | Water Heating | Natural Gas | Water Heater | Baseline Forecast | Turnover | 0 | 55285.2203 | 71503.2541 | 84178.0703 | 126602.841 | 102791.9515 | 109230.1922 | 114330.3288 | 118351.5063 | 121506.4988 | 107788.4825 | 100043.3586 | 96410.1351 | 101796.5839 | 101440.9258 | 116420.1068 | 119578.4662 | 122047.6626 | 132094.9024 | 120661.8436 | 117696.7188 | 114274.6659 | 112327.0929 | 110483.3208 | 107654.9834 | 107532.3079 | 108962.5598 | 114374.1391 | 114983.376 | 118792.5052 | 118150.966 | 117077.6716 | 136066.6819
F6_Commercial_Grocery_Existing_Water Heating_Natural Gas_Water Heater_Baseline Forecast | F6 | Commercial | Grocery | Existing | Water Heating | Natural Gas | Water Heater | Baseline Forecast | Avg. Replacement Usage (kWh) | 0.30018 | 0.28993 | 0.32298 | 0.31703 | 0.31703 | 0.31703 | 0.31703 | 0.31703 | 0.31703 | 0.31703 | 0.31703 | 0.31703 | 0.31703 | 0.31703 | 0.31703 | 0.31703 | 0.31703 | 0.31703 | 0.31703 | 0.31703 | 0.31703 | 0.31703 | 0.31703 | 0.31703 | 0.31703 | 0.31703 | 0.31703 | 0.31703 | 0.31703 | 0.31703 | 0.31703 | 0.31703 | 0.31703
F7_Commercial_Grocery_Existing_Water Heating_Natural Gas_Water Heater_Baseline Forecast | F7 | Commercial | Grocery | Existing | Water Heating | Natural Gas | Water Heater | Baseline Forecast | Avg. Replacement Summer Demand (kW) | 0 | 0 | 0 | 0 | 0 | 0 | 0 | 0 | 0 | 0 | 0 | 0 | 0 | 0 | 0 | 0 | 0 | 0 | 0 | 0 | 0 | 0 | 0 | 0 | 0 | 0 | 0 | 0 | 0 | 0 | 0 | 0 | 0
F8_Commercial_Grocery_Existing_Water Heating_Natural Gas_Water Heater_Baseline Forecast | F8 | Commercial | Grocery | Existing | Water Heating | Natural Gas | Water Heater | Baseline Forecast | Avg. Replacement Winter Demand (kW) | 0 | 0 | 0 | 0 | 0 | 0 | 0 | 0 | 0 | 0 | 0 | 0 | 0 | 0 | 0 | 0 | 0 | 0 | 0 | 0 | 0 | 0 | 0 | 0 | 0 | 0 | 0 | 0 | 0 | 0 | 0 | 0 | 0
F1_Commercial_Grocery_Existing_Food Preparation_Natural Gas_Oven_Baseline Forecast | F1 | Commercial | Grocery | Existing | Food Preparation | Natural Gas | Oven | Baseline Forecast | Units | 318485.1206 | 316864.7402 | 315244.3598 | 313287.5346 | 320607.7126 | 319746.1048 | 318985.4746 | 318300.3835 | 317638.522 | 316980.7587 | 316319.703 | 315659.5326 | 315004.9886 | 314357.7011 | 313713.5832 | 313072.0194 | 312429.8724 | 311794.9684 | 311176.2254 | 310575.3342 | 309983.2262 | 309389.5668 | 308791.2374 | 308187.3597 | 307577.4171 | 306963.5671 | 306346.5554 | 305727.7479 | 305106.6673 | 304483.7645 | 303857.6202 | 303229.6202 | 307364.2716
F2_Commercial_Grocery_Existing_Food Preparation_Natural Gas_Oven_Baseline Forecast | F2 | Commercial | Grocery | Existing | Food Preparation | Natural Gas | Oven | Baseline Forecast | Usage (MMtherm) | 0.014501 | 0.013935 | 0.015443 | 0.015065 | 0.015417 | 0.015376 | 0.015339 | 0.015306 | 0.015273 | 0.015241 | 0.015208 | 0.015175 | 0.015142 | 0.01511 | 0.015077 | 0.015044 | 0.01501 | 0.014977 | 0.014944 | 0.014912 | 0.014881 | 0.014849 | 0.014817 | 0.014785 | 0.014753 | 0.014721 | 0.014688 | 0.014656 | 0.014623 | 0.014591 | 0.014558 | 0.014526 | 0.014722
F3_Commercial_Grocery_Existing_Food Preparation_Natural Gas_Oven_Baseline Forecast | F3 | Commercial | Grocery | Existing | Food Preparation | Natural Gas | Oven | Baseline Forecast | Summer Peak Demand (MW) | 0 | 0 | 0 | 0 | 0 | 0 | 0 | 0 | 0 | 0 | 0 | 0 | 0 | 0 | 0 | 0 | 0 | 0 | 0 | 0 | 0 | 0 | 0 | 0 | 0 | 0 | 0 | 0 | 0 | 0 | 0 | 0 | 0
F4_Commercial_Grocery_Existing_Food Preparation_Natural Gas_Oven_Baseline Forecast | F4 | Commercial | Grocery | Existing | Food Preparation | Natural Gas | Oven | Baseline Forecast | Winter Peak Demand (MW) | 0 | 0 | 0 | 0 | 0 | 0 | 0 | 0 | 0 | 0 | 0 | 0 | 0 | 0 | 0 | 0 | 0 | 0 | 0 | 0 | 0 | 0 | 0 | 0 | 0 | 0 | 0 | 0 | 0 | 0 | 0 | 0 | 0
F5_Commercial_Grocery_Existing_Food Preparation_Natural Gas_Oven_Baseline Forecast | F5 | Commercial | Grocery | Existing | Food Preparation | Natural Gas | Oven | Baseline Forecast | Turnover | 0 | 17603.5967 | 18973.0402 | 20063.9393 | 28391.3431 | 21851.6373 | 22495.5786 | 23025.9549 | 23459.3149 | 23810.9379 | 22663.0805 | 21940.5283 | 21531.4134 | 22545.6205 | 22322.749 | 22244.0061 | 26999.0101 | 26685.0646 | 26416.6381 | 27931.2448 | 25073.9178 | 24567.8891 | 24281.3907 | 23980.1506 | 23694.5532 | 23829.7371 | 24005.1009 | 24191.0357 | 24978.1823 | 24829.6459 | 24661.2932 | 25782.9284 | 29482.5049
F6_Commercial_Grocery_Existing_Food Preparation_Natural Gas_Oven_Baseline Forecast | F6 | Commercial | Grocery | Existing | Food Preparation | Natural Gas | Oven | Baseline Forecast | Avg. Replacement Usage (kWh) | 0.04553 | 0.043976 | 0.048983 | 0.048089 | 0.048093 | 0.048089 | 0.048079 | 0.048071 | 0.048061 | 0.048051 | 0.048042 | 0.048033 | 0.048024 | 0.048014 | 0.048005 | 0.047996 | 0.047986 | 0.047976 | 0.047966 | 0.047955 | 0.047944 | 0.047933 | 0.047923 | 0.047913 | 0.047904 | 0.047897 | 0.04789 | 0.047884 | 0.047879 | 0.047875 | 0.047873 | 0.047872 | 0.047872
F7_Commercial_Grocery_Existing_Food Preparation_Natural Gas_Oven_Baseline Forecast | F7 | Commercial | Grocery | Existing | Food Preparation | Natural Gas | Oven | Baseline Forecast | Avg. Replacement Summer Demand (kW) | 0 | 0 | 0 | 0 | 0 | 0 | 0 | 0 | 0 | 0 | 0 | 0 | 0 | 0 | 0 | 0 | 0 | 0 | 0 | 0 | 0 | 0 | 0 | 0 | 0 | 0 | 0 | 0 | 0 | 0 | 0 | 0 | 0
F8_Commercial_Grocery_Existing_Food Preparation_Natural Gas_Oven_Baseline Forecast | F8 | Commercial | Grocery | Existing | Food Preparation | Natural Gas | Oven | Baseline Forecast | Avg. Replacement Winter Demand (kW) | 0 | 0 | 0 | 0 | 0 | 0 | 0 | 0 | 0 | 0 | 0 | 0 | 0 | 0 | 0 | 0 | 0 | 0 | 0 | 0 | 0 | 0 | 0 | 0 | 0 | 0 | 0 | 0 | 0 | 0 | 0 | 0 | 0
F1_Commercial_Grocery_Existing_Food Preparation_Natural Gas_Conveyor Oven_Baseline Forecast | F1 | Commercial | Grocery | Existing | Food Preparation | Natural Gas | Conveyor Oven | Baseline Forecast | Units | 159242.5603 | 158432.3701 | 157622.1799 | 156643.7673 | 160303.8563 | 159873.0524 | 159492.7373 | 159150.1918 | 158819.261 | 158490.3793 | 158159.8515 | 157829.7663 | 157502.4943 | 157178.8505 | 156856.7916 | 156536.0097 | 156214.9362 | 155897.4842 | 155588.1127 | 155287.6671 | 154991.6131 | 154694.7834 | 154395.6187 | 154093.6798 | 153788.7086 | 153481.7835 | 153173.2777 | 152863.8739 | 152553.3336 | 152241.8822 | 151928.8101 | 151614.8101 | 153682.1358
F2_Commercial_Grocery_Existing_Food Preparation_Natural Gas_Conveyor Oven_Baseline Forecast | F2 | Commercial | Grocery | Existing | Food Preparation | Natural Gas | Conveyor Oven | Baseline Forecast | Usage (MMtherm) | 0.012406 | 0.011921 | 0.013212 | 0.012889 | 0.01319 | 0.013154 | 0.013123 | 0.013095 | 0.013067 | 0.01304 | 0.013013 | 0.012985 | 0.012958 | 0.012931 | 0.012904 | 0.012878 | 0.012851 | 0.012824 | 0.012798 | 0.012773 | 0.012749 | 0.012724 | 0.012699 | 0.012673 | 0.012648 | 0.012622 | 0.012596 | 0.01257 | 0.012544 | 0.012518 | 0.012492 | 0.012466 | 0.012635
F3_Commercial_Grocery_Existing_Food Preparation_Natural Gas_Conveyor Oven_Baseline Forecast | F3 | Commercial | Grocery | Existing | Food Preparation | Natural Gas | Conveyor Oven | Baseline Forecast | Summer Peak Demand (MW) | 0 | 0 | 0 | 0 | 0 | 0 | 0 | 0 | 0 | 0 | 0 | 0 | 0 | 0 | 0 | 0 | 0 | 0 | 0 | 0 | 0 | 0 | 0 | 0 | 0 | 0 | 0 | 0 | 0 | 0 | 0 | 0 | 0
F4_Commercial_Grocery_Existing_Food Preparation_Natural Gas_Conveyor Oven_Baseline Forecast | F4 | Commercial | Grocery | Existing | Food Preparation | Natural Gas | Conveyor Oven | Baseline Forecast | Winter Peak Demand (MW) | 0 | 0 | 0 | 0 | 0 | 0 | 0 | 0 | 0 | 0 | 0 | 0 | 0 | 0 | 0 | 0 | 0 | 0 | 0 | 0 | 0 | 0 | 0 | 0 | 0 | 0 | 0 | 0 | 0 | 0 | 0 | 0 | 0
F5_Commercial_Grocery_Existing_Food Preparation_Natural Gas_Conveyor Oven_Baseline Forecast | F5 | Commercial | Grocery | Existing | Food Preparation | Natural Gas | Conveyor Oven | Baseline Forecast | Turnover | 0 | 3727.8205 | 4821.3843 | 5676.033 | 10043.7832 | 6931.1461 | 7365.2695 | 7709.166 | 7980.3095 | 8193.0471 | 8358.9887 | 8487.6601 | 8586.7113 | 8662.1961 | 8718.7979 | 8760.3263 | 8789.7475 | 7734.3931 | 7105.3363 | 6772.9765 | 7350.2404 | 7210.2604 | 8113.6138 | 8249.6724 | 8354.6453 | 9353.4559 | 8311.8265 | 8393.3667 | 8454.8197 | 8500.2334 | 8532.7903 | 8555.1018 | 10654.3849
F6_Commercial_Grocery_Existing_Food Preparation_Natural Gas_Conveyor Oven_Baseline Forecast | F6 | Commercial | Grocery | Existing | Food Preparation | Natural Gas | Conveyor Oven | Baseline Forecast | Avg. Replacement Usage (kWh) | 0.077906 | 0.075245 | 0.083819 | 0.082277 | 0.082277 | 0.082275 | 0.082271 | 0.082268 | 0.082264 | 0.08226 | 0.082256 | 0.082253 | 0.082249 | 0.082245 | 0.082241 | 0.082238 | 0.082235 | 0.082231 | 0.082228 | 0.082225 | 0.082222 | 0.082219 | 0.082217 | 0.082214 | 0.082212 | 0.08221 | 0.082209 | 0.082207 | 0.082206 | 0.082205 | 0.082205 | 0.082205 | 0.082205
F7_Commercial_Grocery_Existing_Food Preparation_Natural Gas_Conveyor Oven_Baseline Forecast | F7 | Commercial | Grocery | Existing | Food Preparation | Natural Gas | Conveyor Oven | Baseline Forecast | Avg. Replacement Summer Demand (kW) | 0 | 0 | 0 | 0 | 0 | 0 | 0 | 0 | 0 | 0 | 0 | 0 | 0 | 0 | 0 | 0 | 0 | 0 | 0 | 0 | 0 | 0 | 0 | 0 | 0 | 0 | 0 | 0 | 0 | 0 | 0 | 0 | 0
F8_Commercial_Grocery_Existing_Food Preparation_Natural Gas_Conveyor Oven_Baseline Forecast | F8 | Commercial | Grocery | Existing | Food Preparation | Natural Gas | Conveyor Oven | Baseline Forecast | Avg. Replacement Winter Demand (kW) | 0 | 0 | 0 | 0 | 0 | 0 | 0 | 0 | 0 | 0 | 0 | 0 | 0 | 0 | 0 | 0 | 0 | 0 | 0 | 0 | 0 | 0 | 0 | 0 | 0 | 0 | 0 | 0 | 0 | 0 | 0 | 0 | 0
F1_Commercial_Grocery_Existing_Food Preparation_Natural Gas_Double Rack Oven_Baseline Forecast | F1 | Commercial | Grocery | Existing | Food Preparation | Natural Gas | Double Rack Oven | Baseline Forecast | Units | 159242.5603 | 158432.3701 | 157622.1799 | 156643.7673 | 160303.8563 | 159873.0524 | 159492.7373 | 159150.1918 | 158819.261 | 158490.3793 | 158159.8515 | 157829.7663 | 157502.4943 | 157178.8505 | 156856.7916 | 156536.0097 | 156214.9362 | 155897.4842 | 155588.1127 | 155287.6671 | 154991.6131 | 154694.7834 | 154395.6187 | 154093.6798 | 153788.7086 | 153481.7835 | 153173.2777 | 152863.8739 | 152553.3336 | 152241.8822 | 151928.8101 | 151614.8101 | 153682.1358
F2_Commercial_Grocery_Existing_Food Preparation_Natural Gas_Double Rack Oven_Baseline Forecast | F2 | Commercial | Grocery | Existing | Food Preparation | Natural Gas | Double Rack Oven | Baseline Forecast | Usage (MMtherm) | 0.018847 | 0.018111 | 0.020072 | 0.01958 | 0.020038 | 0.019984 | 0.019936 | 0.019892 | 0.019849 | 0.019806 | 0.019763 | 0.019719 | 0.019675 | 0.019632 | 0.019588 | 0.019545 | 0.019501 | 0.019456 | 0.019412 | 0.019369 | 0.019326 | 0.019283 | 0.01924 | 0.019197 | 0.019153 | 0.01911 | 0.019066 | 0.019023 | 0.01898 | 0.018937 | 0.018895 | 0.018852 | 0.019106
F3_Commercial_Grocery_Existing_Food Preparation_Natural Gas_Double Rack Oven_Baseline Forecast | F3 | Commercial | Grocery | Existing | Food Preparation | Natural Gas | Double Rack Oven | Baseline Forecast | Summer Peak Demand (MW) | 0 | 0 | 0 | 0 | 0 | 0 | 0 | 0 | 0 | 0 | 0 | 0 | 0 | 0 | 0 | 0 | 0 | 0 | 0 | 0 | 0 | 0 | 0 | 0 | 0 | 0 | 0 | 0 | 0 | 0 | 0 | 0 | 0
F4_Commercial_Grocery_Existing_Food Preparation_Natural Gas_Double Rack Oven_Baseline Forecast | F4 | Commercial | Grocery | Existing | Food Preparation | Natural Gas | Double Rack Oven | Baseline Forecast | Winter Peak Demand (MW) | 0 | 0 | 0 | 0 | 0 | 0 | 0 | 0 | 0 | 0 | 0 | 0 | 0 | 0 | 0 | 0 | 0 | 0 | 0 | 0 | 0 | 0 | 0 | 0 | 0 | 0 | 0 | 0 | 0 | 0 | 0 | 0 | 0
F5_Commercial_Grocery_Existing_Food Preparation_Natural Gas_Double Rack Oven_Baseline Forecast | F5 | Commercial | Grocery | Existing | Food Preparation | Natural Gas | Double Rack Oven | Baseline Forecast | Turnover | 0 | 5281.079 | 6830.2945 | 8041.0467 | 12703.6558 | 9819.1237 | 10434.1318 | 10921.3185 | 11305.4384 | 11606.8167 | 11841.9007 | 12024.1851 | 10625.4441 | 9814.0026 | 9408.7425 | 9992.6136 | 9896.5838 | 11272.1133 | 11533.7237 | 11738.1965 | 12824.5427 | 11833.4667 | 11962.9726 | 11760.1011 | 11413.1964 | 11036.0456 | 10832.5084 | 10637.9151 | 10350.2876 | 10319.9695 | 10438.0649 | 10995.3523 | 13163.9624
F6_Commercial_Grocery_Existing_Food Preparation_Natural Gas_Double Rack Oven_Baseline Forecast | F6 | Commercial | Grocery | Existing | Food Preparation | Natural Gas | Double Rack Oven | Baseline Forecast | Avg. Replacement Usage (kWh) | 0.11835 | 0.11431 | 0.12731 | 0.12499 | 0.125 | 0.12499 | 0.12495 | 0.12492 | 0.12488 | 0.12484 | 0.12481 | 0.12477 | 0.12474 | 0.1247 | 0.12467 | 0.12463 | 0.1246 | 0.12456 | 0.12452 | 0.12448 | 0.12445 | 0.12441 | 0.12438 | 0.12435 | 0.12432 | 0.1243 | 0.12428 | 0.12426 | 0.12425 | 0.12424 | 0.12423 | 0.12423 | 0.12423
F7_Commercial_Grocery_Existing_Food Preparation_Natural Gas_Double Rack Oven_Baseline Forecast | F7 | Commercial | Grocery | Existing | Food Preparation | Natural Gas | Double Rack Oven | Baseline Forecast | Avg. Replacement Summer Demand (kW) | 0 | 0 | 0 | 0 | 0 | 0 | 0 | 0 | 0 | 0 | 0 | 0 | 0 | 0 | 0 | 0 | 0 | 0 | 0 | 0 | 0 | 0 | 0 | 0 | 0 | 0 | 0 | 0 | 0 | 0 | 0 | 0 | 0
F8_Commercial_Grocery_Existing_Food Preparation_Natural Gas_Double Rack Oven_Baseline Forecast | F8 | Commercial | Grocery | Existing | Food Preparation | Natural Gas | Double Rack Oven | Baseline Forecast | Avg. Replacement Winter Demand (kW) | 0 | 0 | 0 | 0 | 0 | 0 | 0 | 0 | 0 | 0 | 0 | 0 | 0 | 0 | 0 | 0 | 0 | 0 | 0 | 0 | 0 | 0 | 0 | 0 | 0 | 0 | 0 | 0 | 0 | 0 | 0 | 0 | 0
F1_Commercial_Grocery_Existing_Food Preparation_Natural Gas_Fryer_Baseline Forecast | F1 | Commercial | Grocery | Existing | Food Preparation | Natural Gas | Fryer | Baseline Forecast | Units | 636970.2411 | 633729.4803 | 630488.7195 | 626575.0693 | 641215.4252 | 639492.2095 | 637970.9491 | 636600.7671 | 635277.044 | 633961.5173 | 632639.406 | 631319.0651 | 630009.9771 | 628715.4022 | 627427.1663 | 626144.0387 | 624859.7447 | 623589.9368 | 622352.4508 | 621150.6685 | 619966.4524 | 618779.1336 | 617582.4748 | 616374.7193 | 615154.8343 | 613927.1341 | 612693.1108 | 611455.4958 | 610213.3346 | 608967.5289 | 607715.2405 | 606459.2404 | 614728.5431
F2_Commercial_Grocery_Existing_Food Preparation_Natural Gas_Fryer_Baseline Forecast | F2 | Commercial | Grocery | Existing | Food Preparation | Natural Gas | Fryer | Baseline Forecast | Usage (MMtherm) | 0.046912 | 0.045081 | 0.049962 | 0.048503 | 0.048681 | 0.047556 | 0.046182 | 0.044608 | 0.042873 | 0.041473 | 0.040339 | 0.039419 | 0.038671 | 0.038058 | 0.037555 | 0.037139 | 0.036791 | 0.0365 | 0.036255 | 0.036047 | 0.035868 | 0.035712 | 0.035572 | 0.035447 | 0.035332 | 0.035225 | 0.035126 | 0.035032 | 0.034943 | 0.034857 | 0.034774 | 0.034693 | 0.035158
F3_Commercial_Grocery_Existing_Food Preparation_Natural Gas_Fryer_Baseline Forecast | F3 | Commercial | Grocery | Existing | Food Preparation | Natural Gas | Fryer | Baseline Forecast | Summer Peak Demand (MW) | 0 | 0 | 0 | 0 | 0 | 0 | 0 | 0 | 0 | 0 | 0 | 0 | 0 | 0 | 0 | 0 | 0 | 0 | 0 | 0 | 0 | 0 | 0 | 0 | 0 | 0 | 0 | 0 | 0 | 0 | 0 | 0 | 0
F4_Commercial_Grocery_Existing_Food Preparation_Natural Gas_Fryer_Baseline Forecast | F4 | Commercial | Grocery | Existing | Food Preparation | Natural Gas | Fryer | Baseline Forecast | Winter Peak Demand (MW) | 0 | 0 | 0 | 0 | 0 | 0 | 0 | 0 | 0 | 0 | 0 | 0 | 0 | 0 | 0 | 0 | 0 | 0 | 0 | 0 | 0 | 0 | 0 | 0 | 0 | 0 | 0 | 0 | 0 | 0 | 0 | 0 | 0
F5_Commercial_Grocery_Existing_Food Preparation_Natural Gas_Fryer_Baseline Forecast | F5 | Commercial | Grocery | Existing | Food Preparation | Natural Gas | Fryer | Baseline Forecast | Turnover | 0 | 0 | 0 | 11392.274 | 46538.723 | 48173.4306 | 61116.3271 | 71408.6267 | 79581.6512 | 63533.4833 | 50720.7886 | 42735.2357 | 43262.3855 | 44011.1114 | 47157.997 | 51696.3802 | 59837.8504 | 69231.9919 | 65703.8439 | 64203.6544 | 62440.6159 | 60644.7208 | 53649.4079 | 49774.9721 | 49510.139 | 53318.2036 | 55719.6223 | 57952.94 | 59743.9105 | 61741.2197 | 62280.8438 | 58650.3821 | 64600.1739
F6_Commercial_Grocery_Existing_Food Preparation_Natural Gas_Fryer_Baseline Forecast | F6 | Commercial | Grocery | Existing | Food Preparation | Natural Gas | Fryer | Baseline Forecast | Avg. Replacement Usage (kWh) | 0.073649 | 0.071136 | 0.079241 | 0.057144 | 0.057144 | 0.057144 | 0.057144 | 0.057144 | 0.057144 | 0.057144 | 0.057144 | 0.057144 | 0.057144 | 0.057144 | 0.057144 | 0.057144 | 0.057144 | 0.057144 | 0.057144 | 0.057144 | 0.057144 | 0.057144 | 0.057144 | 0.057144 | 0.057144 | 0.057144 | 0.057144 | 0.057144 | 0.057144 | 0.057144 | 0.057144 | 0.057144 | 0.057144
F7_Commercial_Grocery_Existing_Food Preparation_Natural Gas_Fryer_Baseline Forecast | F7 | Commercial | Grocery | Existing | Food Preparation | Natural Gas | Fryer | Baseline Forecast | Avg. Replacement Summer Demand (kW) | 0 | 0 | 0 | 0 | 0 | 0 | 0 | 0 | 0 | 0 | 0 | 0 | 0 | 0 | 0 | 0 | 0 | 0 | 0 | 0 | 0 | 0 | 0 | 0 | 0 | 0 | 0 | 0 | 0 | 0 | 0 | 0 | 0
F8_Commercial_Grocery_Existing_Food Preparation_Natural Gas_Fryer_Baseline Forecast | F8 | Commercial | Grocery | Existing | Food Preparation | Natural Gas | Fryer | Baseline Forecast | Avg. Replacement Winter Demand (kW) | 0 | 0 | 0 | 0 | 0 | 0 | 0 | 0 | 0 | 0 | 0 | 0 | 0 | 0 | 0 | 0 | 0 | 0 | 0 | 0 | 0 | 0 | 0 | 0 | 0 | 0 | 0 | 0 | 0 | 0 | 0 | 0 | 0
F1_Commercial_Grocery_Existing_Food Preparation_Natural Gas_Broiler_Baseline Forecast | F1 | Commercial | Grocery | Existing | Food Preparation | Natural Gas | Broiler | Baseline Forecast | Units | 0 | 0 | 0 | 0 | 0 | 0 | 0 | 0 | 0 | 0 | 0 | 0 | 0 | 0 | 0 | 0 | 0 | 0 | 0 | 0 | 0 | 0 | 0 | 0 | 0 | 0 | 0 | 0 | 0 | 0 | 0 | 0 | 0
F2_Commercial_Grocery_Existing_Food Preparation_Natural Gas_Broiler_Baseline Forecast | F2 | Commercial | Grocery | Existing | Food Preparation | Natural Gas | Broiler | Baseline Forecast | Usage (MMtherm) | 0 | 0 | 0 | 0 | 0 | 0 | 0 | 0 | 0 | 0 | 0 | 0 | 0 | 0 | 0 | 0 | 0 | 0 | 0 | 0 | 0 | 0 | 0 | 0 | 0 | 0 | 0 | 0 | 0 | 0 | 0 | 0 | 0
F3_Commercial_Grocery_Existing_Food Preparation_Natural Gas_Broiler_Baseline Forecast | F3 | Commercial | Grocery | Existing | Food Preparation | Natural Gas | Broiler | Baseline Forecast | Summer Peak Demand (MW) | 0 | 0 | 0 | 0 | 0 | 0 | 0 | 0 | 0 | 0 | 0 | 0 | 0 | 0 | 0 | 0 | 0 | 0 | 0 | 0 | 0 | 0 | 0 | 0 | 0 | 0 | 0 | 0 | 0 | 0 | 0 | 0 | 0
F4_Commercial_Grocery_Existing_Food Preparation_Natural Gas_Broiler_Baseline Forecast | F4 | Commercial | Grocery | Existing | Food Preparation | Natural Gas | Broiler | Baseline Forecast | Winter Peak Demand (MW) | 0 | 0 | 0 | 0 | 0 | 0 | 0 | 0 | 0 | 0 | 0 | 0 | 0 | 0 | 0 | 0 | 0 | 0 | 0 | 0 | 0 | 0 | 0 | 0 | 0 | 0 | 0 | 0 | 0 | 0 | 0 | 0 | 0
F5_Commercial_Grocery_Existing_Food Preparation_Natural Gas_Broiler_Baseline Forecast | F5 | Commercial | Grocery | Existing | Food Preparation | Natural Gas | Broiler | Baseline Forecast | Turnover | 0 | 0 | 0 | 0 | 0 | 0 | 0 | 0 | 0 | 0 | 0 | 0 | 0 | 0 | 0 | 0 | 0 | 0 | 0 | 0 | 0 | 0 | 0 | 0 | 0 | 0 | 0 | 0 | 0 | 0 | 0 | 0 | 0
F6_Commercial_Grocery_Existing_Food Preparation_Natural Gas_Broiler_Baseline Forecast | F6 | Commercial | Grocery | Existing | Food Preparation | Natural Gas | Broiler | Baseline Forecast | Avg. Replacement Usage (kWh) | 0.081005 | 0.078238 | 0.08715 | 0.085552 | 0.085555 | 0.08555 | 0.085539 | 0.08553 | 0.085519 | 0.085508 | 0.085498 | 0.085488 | 0.085477 | 0.085467 | 0.085457 | 0.085446 | 0.085436 | 0.085425 | 0.085414 | 0.085403 | 0.085392 | 0.085381 | 0.085372 | 0.085362 | 0.085354 | 0.085347 | 0.085341 | 0.085336 | 0.085331 | 0.085328 | 0.085326 | 0.085325 | 0.085325
F7_Commercial_Grocery_Existing_Food Preparation_Natural Gas_Broiler_Baseline Forecast | F7 | Commercial | Grocery | Existing | Food Preparation | Natural Gas | Broiler | Baseline Forecast | Avg. Replacement Summer Demand (kW) | 0 | 0 | 0 | 0 | 0 | 0 | 0 | 0 | 0 | 0 | 0 | 0 | 0 | 0 | 0 | 0 | 0 | 0 | 0 | 0 | 0 | 0 | 0 | 0 | 0 | 0 | 0 | 0 | 0 | 0 | 0 | 0 | 0
F8_Commercial_Grocery_Existing_Food Preparation_Natural Gas_Broiler_Baseline Forecast | F8 | Commercial | Grocery | Existing | Food Preparation | Natural Gas | Broiler | Baseline Forecast | Avg. Replacement Winter Demand (kW) | 0 | 0 | 0 | 0 | 0 | 0 | 0 | 0 | 0 | 0 | 0 | 0 | 0 | 0 | 0 | 0 | 0 | 0 | 0 | 0 | 0 | 0 | 0 | 0 | 0 | 0 | 0 | 0 | 0 | 0 | 0 | 0 | 0
F1_Commercial_Grocery_Existing_Food Preparation_Natural Gas_Griddle_Baseline Forecast | F1 | Commercial | Grocery | Existing | Food Preparation | Natural Gas | Griddle | Baseline Forecast | Units | 636970.2411 | 633729.4803 | 630488.7195 | 626575.0693 | 641215.4252 | 639492.2095 | 637970.9491 | 636600.7671 | 635277.044 | 633961.5173 | 632639.406 | 631319.0651 | 630009.9771 | 628715.4022 | 627427.1663 | 626144.0387 | 624859.7447 | 623589.9368 | 622352.4508 | 621150.6685 | 619966.4524 | 618779.1336 | 617582.4748 | 616374.7193 | 615154.8343 | 613927.1341 | 612693.1108 | 611455.4958 | 610213.3346 | 608967.5289 | 607715.2405 | 606459.2404 | 614728.5431
F2_Commercial_Grocery_Existing_Food Preparation_Natural Gas_Griddle_Baseline Forecast | F2 | Commercial | Grocery | Existing | Food Preparation | Natural Gas | Griddle | Baseline Forecast | Usage (MMtherm) | 0.03425 | 0.032913 | 0.036477 | 0.035399 | 0.03594 | 0.035618 | 0.035295 | 0.034969 | 0.034637 | 0.0343 | 0.033957 | 0.033611 | 0.033298 | 0.033005 | 0.032758 | 0.032548 | 0.032367 | 0.032179 | 0.032009 | 0.031902 | 0.031805 | 0.031715 | 0.03163 | 0.03155 | 0.031473 | 0.031398 | 0.031326 | 0.031255 | 0.031186 | 0.031117 | 0.031049 | 0.030982 | 0.031402
F3_Commercial_Grocery_Existing_Food Preparation_Natural Gas_Griddle_Baseline Forecast | F3 | Commercial | Grocery | Existing | Food Preparation | Natural Gas | Griddle | Baseline Forecast | Summer Peak Demand (MW) | 0 | 0 | 0 | 0 | 0 | 0 | 0 | 0 | 0 | 0 | 0 | 0 | 0 | 0 | 0 | 0 | 0 | 0 | 0 | 0 | 0 | 0 | 0 | 0 | 0 | 0 | 0 | 0 | 0 | 0 | 0 | 0 | 0
F4_Commercial_Grocery_Existing_Food Preparation_Natural Gas_Griddle_Baseline Forecast | F4 | Commercial | Grocery | Existing | Food Preparation | Natural Gas | Griddle | Baseline Forecast | Winter Peak Demand (MW) | 0 | 0 | 0 | 0 | 0 | 0 | 0 | 0 | 0 | 0 | 0 | 0 | 0 | 0 | 0 | 0 | 0 | 0 | 0 | 0 | 0 | 0 | 0 | 0 | 0 | 0 | 0 | 0 | 0 | 0 | 0 | 0 | 0
F5_Commercial_Grocery_Existing_Food Preparation_Natural Gas_Griddle_Baseline Forecast | F5 | Commercial | Grocery | Existing | Food Preparation | Natural Gas | Griddle | Baseline Forecast | Turnover | 0 | 21124.316 | 27321.1778 | 32164.1869 | 50814.6232 | 39276.4948 | 41736.5272 | 43685.274 | 45221.7538 | 46427.2669 | 47367.6028 | 48096.7404 | 42501.7763 | 39256.0105 | 37634.9701 | 39970.4545 | 39586.3353 | 45088.4532 | 46134.8948 | 46952.786 | 51298.1707 | 47333.8667 | 47851.8906 | 47040.4042 | 45652.7854 | 44144.1822 | 43330.0336 | 42551.6606 | 41401.1504 | 41279.8779 | 41752.2597 | 43981.4094 | 52655.8495
F6_Commercial_Grocery_Existing_Food Preparation_Natural Gas_Griddle_Baseline Forecast | F6 | Commercial | Grocery | Existing | Food Preparation | Natural Gas | Griddle | Baseline Forecast | Avg. Replacement Usage (kWh) | 0.05377 | 0.051935 | 0.057854 | 0.051067 | 0.051067 | 0.051067 | 0.051067 | 0.051067 | 0.051067 | 0.051067 | 0.051067 | 0.051067 | 0.051067 | 0.051067 | 0.051067 | 0.051067 | 0.051067 | 0.051067 | 0.051067 | 0.051067 | 0.051067 | 0.051067 | 0.051067 | 0.051067 | 0.051067 | 0.051067 | 0.051067 | 0.051067 | 0.051067 | 0.051067 | 0.051067 | 0.051067 | 0.051067
F7_Commercial_Grocery_Existing_Food Preparation_Natural Gas_Griddle_Baseline Forecast | F7 | Commercial | Grocery | Existing | Food Preparation | Natural Gas | Griddle | Baseline Forecast | Avg. Replacement Summer Demand (kW) | 0 | 0 | 0 | 0 | 0 | 0 | 0 | 0 | 0 | 0 | 0 | 0 | 0 | 0 | 0 | 0 | 0 | 0 | 0 | 0 | 0 | 0 | 0 | 0 | 0 | 0 | 0 | 0 | 0 | 0 | 0 | 0 | 0
F8_Commercial_Grocery_Existing_Food Preparation_Natural Gas_Griddle_Baseline Forecast | F8 | Commercial | Grocery | Existing | Food Preparation | Natural Gas | Griddle | Baseline Forecast | Avg. Replacement Winter Demand (kW) | 0 | 0 | 0 | 0 | 0 | 0 | 0 | 0 | 0 | 0 | 0 | 0 | 0 | 0 | 0 | 0 | 0 | 0 | 0 | 0 | 0 | 0 | 0 | 0 | 0 | 0 | 0 | 0 | 0 | 0 | 0 | 0 | 0
F1_Commercial_Grocery_Existing_Food Preparation_Natural Gas_Range_Baseline Forecast | F1 | Commercial | Grocery | Existing | Food Preparation | Natural Gas | Range | Baseline Forecast | Units | 636970.2411 | 633729.4803 | 630488.7195 | 626575.0693 | 641215.4252 | 639492.2095 | 637970.9491 | 636600.7671 | 635277.044 | 633961.5173 | 632639.406 | 631319.0651 | 630009.9771 | 628715.4022 | 627427.1663 | 626144.0387 | 624859.7447 | 623589.9368 | 622352.4508 | 621150.6685 | 619966.4524 | 618779.1336 | 617582.4748 | 616374.7193 | 615154.8343 | 613927.1341 | 612693.1108 | 611455.4958 | 610213.3346 | 608967.5289 | 607715.2405 | 606459.2404 | 614728.5431
F2_Commercial_Grocery_Existing_Food Preparation_Natural Gas_Range_Baseline Forecast | F2 | Commercial | Grocery | Existing | Food Preparation | Natural Gas | Range | Baseline Forecast | Usage (MMtherm) | 0.035528 | 0.03414 | 0.037837 | 0.03691 | 0.037773 | 0.037672 | 0.037582 | 0.037501 | 0.037423 | 0.037345 | 0.037266 | 0.037188 | 0.03711 | 0.037032 | 0.036955 | 0.036878 | 0.036801 | 0.036725 | 0.03665 | 0.036577 | 0.036506 | 0.036434 | 0.036362 | 0.036289 | 0.036216 | 0.036142 | 0.036068 | 0.035993 | 0.035919 | 0.035844 | 0.035769 | 0.035694 | 0.036179
F3_Commercial_Grocery_Existing_Food Preparation_Natural Gas_Range_Baseline Forecast | F3 | Commercial | Grocery | Existing | Food Preparation | Natural Gas | Range | Baseline Forecast | Summer Peak Demand (MW) | 0 | 0 | 0 | 0 | 0 | 0 | 0 | 0 | 0 | 0 | 0 | 0 | 0 | 0 | 0 | 0 | 0 | 0 | 0 | 0 | 0 | 0 | 0 | 0 | 0 | 0 | 0 | 0 | 0 | 0 | 0 | 0 | 0
F4_Commercial_Grocery_Existing_Food Preparation_Natural Gas_Range_Baseline Forecast | F4 | Commercial | Grocery | Existing | Food Preparation | Natural Gas | Range | Baseline Forecast | Winter Peak Demand (MW) | 0 | 0 | 0 | 0 | 0 | 0 | 0 | 0 | 0 | 0 | 0 | 0 | 0 | 0 | 0 | 0 | 0 | 0 | 0 | 0 | 0 | 0 | 0 | 0 | 0 | 0 | 0 | 0 | 0 | 0 | 0 | 0 | 0
F5_Commercial_Grocery_Existing_Food Preparation_Natural Gas_Range_Baseline Forecast | F5 | Commercial | Grocery | Existing | Food Preparation | Natural Gas | Range | Baseline Forecast | Turnover | 0 | 25349.1792 | 32785.4134 | 38597.0243 | 58049.4767 | 47131.7937 | 50083.8326 | 52422.3288 | 54266.1045 | 55712.7203 | 49422.7851 | 45871.5189 | 44205.6264 | 46675.4014 | 46512.3263 | 53380.5262 | 54828.6858 | 55960.8528 | 60567.6768 | 55325.432 | 53965.8737 | 52396.8064 | 51503.8123 | 50658.4126 | 49361.5735 | 49305.3248 | 49961.1187 | 52442.4165 | 52721.7616 | 54468.3098 | 54174.1535 | 53682.0304 | 62388.8028
F6_Commercial_Grocery_Existing_Food Preparation_Natural Gas_Range_Baseline Forecast | F6 | Commercial | Grocery | Existing | Food Preparation | Natural Gas | Range | Baseline Forecast | Avg. Replacement Usage (kWh) | 0.055776 | 0.053872 | 0.060011 | 0.058909 | 0.058911 | 0.05891 | 0.058906 | 0.058904 | 0.058901 | 0.058898 | 0.058896 | 0.058893 | 0.05889 | 0.058888 | 0.058885 | 0.058882 | 0.05888 | 0.058877 | 0.058874 | 0.058871 | 0.058868 | 0.058865 | 0.058862 | 0.05886 | 0.058857 | 0.058855 | 0.058853 | 0.058852 | 0.05885 | 0.058849 | 0.058849 | 0.058848 | 0.058848
F7_Commercial_Grocery_Existing_Food Preparation_Natural Gas_Range_Baseline Forecast | F7 | Commercial | Grocery | Existing | Food Preparation | Natural Gas | Range | Baseline Forecast | Avg. Replacement Summer Demand (kW) | 0 | 0 | 0 | 0 | 0 | 0 | 0 | 0 | 0 | 0 | 0 | 0 | 0 | 0 | 0 | 0 | 0 | 0 | 0 | 0 | 0 | 0 | 0 | 0 | 0 | 0 | 0 | 0 | 0 | 0 | 0 | 0 | 0
F8_Commercial_Grocery_Existing_Food Preparation_Natural Gas_Range_Baseline Forecast | F8 | Commercial | Grocery | Existing | Food Preparation | Natural Gas | Range | Baseline Forecast | Avg. Replacement Winter Demand (kW) | 0 | 0 | 0 | 0 | 0 | 0 | 0 | 0 | 0 | 0 | 0 | 0 | 0 | 0 | 0 | 0 | 0 | 0 | 0 | 0 | 0 | 0 | 0 | 0 | 0 | 0 | 0 | 0 | 0 | 0 | 0 | 0 | 0
F1_Commercial_Grocery_Existing_Food Preparation_Natural Gas_Steamer_Baseline Forecast | F1 | Commercial | Grocery | Existing | Food Preparation | Natural Gas | Steamer | Baseline Forecast | Units | 31300.2521 | 31141.0035 | 30981.7548 | 30789.4409 | 31508.8573 | 31424.1798 | 31349.4261 | 31282.0964 | 31217.0496 | 31152.4056 | 31087.438 | 31022.5574 | 30958.2298 | 30894.6153 | 30831.3124 | 30768.2604 | 30705.1511 | 30642.7537 | 30581.9445 | 30522.8898 | 30464.6983 | 30406.3544 | 30347.5514 | 30288.2032 | 30228.2589 | 30167.9306 | 30107.2916 | 30046.4761 | 29985.4372 | 29924.2193 | 29862.6827 | 29800.9638 | 30207.3113
F2_Commercial_Grocery_Existing_Food Preparation_Natural Gas_Steamer_Baseline Forecast | F2 | Commercial | Grocery | Existing | Food Preparation | Natural Gas | Steamer | Baseline Forecast | Usage (MMtherm) | 0.0029158 | 0.0028019 | 0.0031051 | 0.0029363 | 0.0028599 | 0.0027446 | 0.0026243 | 0.0024995 | 0.0023704 | 0.0022375 | 0.0021112 | 0.0019897 | 0.0018818 | 0.0017859 | 0.0017005 | 0.0016246 | 0.001557 | 0.0014968 | 0.0014432 | 0.0013737 | 0.0013088 | 0.0012759 | 0.0012465 | 0.0012201 | 0.0011964 | 0.0011752 | 0.0011562 | 0.001139 | 0.0011235 | 0.0011096 | 0.0010969 | 0.0010855 | 0.0010911
F3_Commercial_Grocery_Existing_Food Preparation_Natural Gas_Steamer_Baseline Forecast | F3 | Commercial | Grocery | Existing | Food Preparation | Natural Gas | Steamer | Baseline Forecast | Summer Peak Demand (MW) | 0 | 0 | 0 | 0 | 0 | 0 | 0 | 0 | 0 | 0 | 0 | 0 | 0 | 0 | 0 | 0 | 0 | 0 | 0 | 0 | 0 | 0 | 0 | 0 | 0 | 0 | 0 | 0 | 0 | 0 | 0 | 0 | 0
F4_Commercial_Grocery_Existing_Food Preparation_Natural Gas_Steamer_Baseline Forecast | F4 | Commercial | Grocery | Existing | Food Preparation | Natural Gas | Steamer | Baseline Forecast | Winter Peak Demand (MW) | 0 | 0 | 0 | 0 | 0 | 0 | 0 | 0 | 0 | 0 | 0 | 0 | 0 | 0 | 0 | 0 | 0 | 0 | 0 | 0 | 0 | 0 | 0 | 0 | 0 | 0 | 0 | 0 | 0 | 0 | 0 | 0 | 0
F5_Commercial_Grocery_Existing_Food Preparation_Natural Gas_Steamer_Baseline Forecast | F5 | Commercial | Grocery | Existing | Food Preparation | Natural Gas | Steamer | Baseline Forecast | Turnover | 0 | 1153.3705 | 1306.8436 | 1439.5155 | 2284.0731 | 1671.3896 | 1765.7903 | 1849.2561 | 1922.8123 | 1987.4895 | 1887.9839 | 1816.7818 | 1768.7195 | 1817.803 | 1794.7203 | 1784.6062 | 1784.7462 | 1792.9326 | 1807.3435 | 2149.5694 | 2152.477 | 2144.5066 | 2351.436 | 2101.9472 | 2088.7205 | 2073.6844 | 2058.2917 | 2043.5893 | 2019.1441 | 2006.0719 | 2000.3684 | 2046.6549 | 2449.6269
F6_Commercial_Grocery_Existing_Food Preparation_Natural Gas_Steamer_Baseline Forecast | F6 | Commercial | Grocery | Existing | Food Preparation | Natural Gas | Steamer | Baseline Forecast | Avg. Replacement Usage (kWh) | 0.093156 | 0.089949 | 0.10007 | 0.033961 | 0.033961 | 0.033961 | 0.033961 | 0.033961 | 0.033961 | 0.033961 | 0.033961 | 0.033961 | 0.033961 | 0.033961 | 0.033961 | 0.033961 | 0.033961 | 0.033961 | 0.033961 | 0.033961 | 0.033961 | 0.033961 | 0.033961 | 0.033961 | 0.033961 | 0.033961 | 0.033961 | 0.033961 | 0.033961 | 0.033961 | 0.033961 | 0.033961 | 0.033961
F7_Commercial_Grocery_Existing_Food Preparation_Natural Gas_Steamer_Baseline Forecast | F7 | Commercial | Grocery | Existing | Food Preparation | Natural Gas | Steamer | Baseline Forecast | Avg. Replacement Summer Demand (kW) | 0 | 0 | 0 | 0 | 0 | 0 | 0 | 0 | 0 | 0 | 0 | 0 | 0 | 0 | 0 | 0 | 0 | 0 | 0 | 0 | 0 | 0 | 0 | 0 | 0 | 0 | 0 | 0 | 0 | 0 | 0 | 0 | 0
F8_Commercial_Grocery_Existing_Food Preparation_Natural Gas_Steamer_Baseline Forecast | F8 | Commercial | Grocery | Existing | Food Preparation | Natural Gas | Steamer | Baseline Forecast | Avg. Replacement Winter Demand (kW) | 0 | 0 | 0 | 0 | 0 | 0 | 0 | 0 | 0 | 0 | 0 | 0 | 0 | 0 | 0 | 0 | 0 | 0 | 0 | 0 | 0 | 0 | 0 | 0 | 0 | 0 | 0 | 0 | 0 | 0 | 0 | 0 | 0
F1_Commercial_Grocery_Existing_Food Preparation_Natural Gas_Food Prep Other_Baseline Forecast | F1 | Commercial | Grocery | Existing | Food Preparation | Natural Gas | Food Prep Other | Baseline Forecast | Units | 0 | 0 | 0 | 0 | 0 | 0 | 0 | 0 | 0 | 0 | 0 | 0 | 0 | 0 | 0 | 0 | 0 | 0 | 0 | 0 | 0 | 0 | 0 | 0 | 0 | 0 | 0 | 0 | 0 | 0 | 0 | 0 | 0
F2_Commercial_Grocery_Existing_Food Preparation_Natural Gas_Food Prep Other_Baseline Forecast | F2 | Commercial | Grocery | Existing | Food Preparation | Natural Gas | Food Prep Other | Baseline Forecast | Usage (MMtherm) | 0 | 0 | 0 | 0 | 0 | 0 | 0 | 0 | 0 | 0 | 0 | 0 | 0 | 0 | 0 | 0 | 0 | 0 | 0 | 0 | 0 | 0 | 0 | 0 | 0 | 0 | 0 | 0 | 0 | 0 | 0 | 0 | 0
F3_Commercial_Grocery_Existing_Food Preparation_Natural Gas_Food Prep Other_Baseline Forecast | F3 | Commercial | Grocery | Existing | Food Preparation | Natural Gas | Food Prep Other | Baseline Forecast | Summer Peak Demand (MW) | 0 | 0 | 0 | 0 | 0 | 0 | 0 | 0 | 0 | 0 | 0 | 0 | 0 | 0 | 0 | 0 | 0 | 0 | 0 | 0 | 0 | 0 | 0 | 0 | 0 | 0 | 0 | 0 | 0 | 0 | 0 | 0 | 0
F4_Commercial_Grocery_Existing_Food Preparation_Natural Gas_Food Prep Other_Baseline Forecast | F4 | Commercial | Grocery | Existing | Food Preparation | Natural Gas | Food Prep Other | Baseline Forecast | Winter Peak Demand (MW) | 0 | 0 | 0 | 0 | 0 | 0 | 0 | 0 | 0 | 0 | 0 | 0 | 0 | 0 | 0 | 0 | 0 | 0 | 0 | 0 | 0 | 0 | 0 | 0 | 0 | 0 | 0 | 0 | 0 | 0 | 0 | 0 | 0
F5_Commercial_Grocery_Existing_Food Preparation_Natural Gas_Food Prep Other_Baseline Forecast | F5 | Commercial | Grocery | Existing | Food Preparation | Natural Gas | Food Prep Other | Baseline Forecast | Turnover | 0 | 0 | 0 | 0 | 0 | 0 | 0 | 0 | 0 | 0 | 0 | 0 | 0 | 0 | 0 | 0 | 0 | 0 | 0 | 0 | 0 | 0 | 0 | 0 | 0 | 0 | 0 | 0 | 0 | 0 | 0 | 0 | 0
F6_Commercial_Grocery_Existing_Food Preparation_Natural Gas_Food Prep Other_Baseline Forecast | F6 | Commercial | Grocery | Existing | Food Preparation | Natural Gas | Food Prep Other | Baseline Forecast | Avg. Replacement Usage (kWh) | 0.023277 | 0.022483 | 0.025045 | 0.024584 | 0.024584 | 0.024584 | 0.024584 | 0.024584 | 0.024584 | 0.024584 | 0.024584 | 0.024584 | 0.024584 | 0.024584 | 0.024584 | 0.024584 | 0.024584 | 0.024584 | 0.024584 | 0.024584 | 0.024584 | 0.024584 | 0.024584 | 0.024584 | 0.024584 | 0.024584 | 0.024584 | 0.024584 | 0.024584 | 0.024584 | 0.024584 | 0.024584 | 0.024584
F7_Commercial_Grocery_Existing_Food Preparation_Natural Gas_Food Prep Other_Baseline Forecast | F7 | Commercial | Grocery | Existing | Food Preparation | Natural Gas | Food Prep Other | Baseline Forecast | Avg. Replacement Summer Demand (kW) | 0 | 0 | 0 | 0 | 0 | 0 | 0 | 0 | 0 | 0 | 0 | 0 | 0 | 0 | 0 | 0 | 0 | 0 | 0 | 0 | 0 | 0 | 0 | 0 | 0 | 0 | 0 | 0 | 0 | 0 | 0 | 0 | 0
F8_Commercial_Grocery_Existing_Food Preparation_Natural Gas_Food Prep Other_Baseline Forecast | F8 | Commercial | Grocery | Existing | Food Preparation | Natural Gas | Food Prep Other | Baseline Forecast | Avg. Replacement Winter Demand (kW) | 0 | 0 | 0 | 0 | 0 | 0 | 0 | 0 | 0 | 0 | 0 | 0 | 0 | 0 | 0 | 0 | 0 | 0 | 0 | 0 | 0 | 0 | 0 | 0 | 0 | 0 | 0 | 0 | 0 | 0 | 0 | 0 | 0
F1_Commercial_Grocery_Existing_Miscellaneous_Natural Gas_Pool Heater_Baseline Forecast | F1 | Commercial | Grocery | Existing | Miscellaneous | Natural Gas | Pool Heater | Baseline Forecast | Units | 0 | 0 | 0 | 0 | 0 | 0 | 0 | 0 | 0 | 0 | 0 | 0 | 0 | 0 | 0 | 0 | 0 | 0 | 0 | 0 | 0 | 0 | 0 | 0 | 0 | 0 | 0 | 0 | 0 | 0 | 0 | 0 | 0
F2_Commercial_Grocery_Existing_Miscellaneous_Natural Gas_Pool Heater_Baseline Forecast | F2 | Commercial | Grocery | Existing | Miscellaneous | Natural Gas | Pool Heater | Baseline Forecast | Usage (MMtherm) | 0 | 0 | 0 | 0 | 0 | 0 | 0 | 0 | 0 | 0 | 0 | 0 | 0 | 0 | 0 | 0 | 0 | 0 | 0 | 0 | 0 | 0 | 0 | 0 | 0 | 0 | 0 | 0 | 0 | 0 | 0 | 0 | 0
F3_Commercial_Grocery_Existing_Miscellaneous_Natural Gas_Pool Heater_Baseline Forecast | F3 | Commercial | Grocery | Existing | Miscellaneous | Natural Gas | Pool Heater | Baseline Forecast | Summer Peak Demand (MW) | 0 | 0 | 0 | 0 | 0 | 0 | 0 | 0 | 0 | 0 | 0 | 0 | 0 | 0 | 0 | 0 | 0 | 0 | 0 | 0 | 0 | 0 | 0 | 0 | 0 | 0 | 0 | 0 | 0 | 0 | 0 | 0 | 0
F4_Commercial_Grocery_Existing_Miscellaneous_Natural Gas_Pool Heater_Baseline Forecast | F4 | Commercial | Grocery | Existing | Miscellaneous | Natural Gas | Pool Heater | Baseline Forecast | Winter Peak Demand (MW) | 0 | 0 | 0 | 0 | 0 | 0 | 0 | 0 | 0 | 0 | 0 | 0 | 0 | 0 | 0 | 0 | 0 | 0 | 0 | 0 | 0 | 0 | 0 | 0 | 0 | 0 | 0 | 0 | 0 | 0 | 0 | 0 | 0
F5_Commercial_Grocery_Existing_Miscellaneous_Natural Gas_Pool Heater_Baseline Forecast | F5 | Commercial | Grocery | Existing | Miscellaneous | Natural Gas | Pool Heater | Baseline Forecast | Turnover | 0 | 0 | 0 | 0 | 0 | 0 | 0 | 0 | 0 | 0 | 0 | 0 | 0 | 0 | 0 | 0 | 0 | 0 | 0 | 0 | 0 | 0 | 0 | 0 | 0 | 0 | 0 | 0 | 0 | 0 | 0 | 0 | 0
F6_Commercial_Grocery_Existing_Miscellaneous_Natural Gas_Pool Heater_Baseline Forecast | F6 | Commercial | Grocery | Existing | Miscellaneous | Natural Gas | Pool Heater | Baseline Forecast | Avg. Replacement Usage (kWh) | 0.01 | 0.0096587 | 0.01076 | 0.010562 | 0.010562 | 0.010562 | 0.010562 | 0.010562 | 0.010562 | 0.010562 | 0.010562 | 0.010562 | 0.010562 | 0.010562 | 0.010562 | 0.010562 | 0.010562 | 0.010562 | 0.010562 | 0.010562 | 0.010562 | 0.010562 | 0.010562 | 0.010562 | 0.010562 | 0.010562 | 0.010562 | 0.010562 | 0.010562 | 0.010562 | 0.010562 | 0.010562 | 0.010562
F7_Commercial_Grocery_Existing_Miscellaneous_Natural Gas_Pool Heater_Baseline Forecast | F7 | Commercial | Grocery | Existing | Miscellaneous | Natural Gas | Pool Heater | Baseline Forecast | Avg. Replacement Summer Demand (kW) | 0 | 0 | 0 | 0 | 0 | 0 | 0 | 0 | 0 | 0 | 0 | 0 | 0 | 0 | 0 | 0 | 0 | 0 | 0 | 0 | 0 | 0 | 0 | 0 | 0 | 0 | 0 | 0 | 0 | 0 | 0 | 0 | 0
F8_Commercial_Grocery_Existing_Miscellaneous_Natural Gas_Pool Heater_Baseline Forecast | F8 | Commercial | Grocery | Existing | Miscellaneous | Natural Gas | Pool Heater | Baseline Forecast | Avg. Replacement Winter Demand (kW) | 0 | 0 | 0 | 0 | 0 | 0 | 0 | 0 | 0 | 0 | 0 | 0 | 0 | 0 | 0 | 0 | 0 | 0 | 0 | 0 | 0 | 0 | 0 | 0 | 0 | 0 | 0 | 0 | 0 | 0 | 0 | 0 | 0
F1_Commercial_Grocery_Existing_Miscellaneous_Natural Gas_Miscellaneous_Baseline Forecast | F1 | Commercial | Grocery | Existing | Miscellaneous | Natural Gas | Miscellaneous | Baseline Forecast | Units | 2223808.3857 | 2212494.1506 | 2201179.9155 | 2187516.4699 | 2238629.2913 | 2232613.1525 | 2227302.0855 | 2222518.4674 | 2217897.0484 | 2213304.2447 | 2208688.4526 | 2204078.8414 | 2199508.5167 | 2194988.8602 | 2190491.3351 | 2186011.6439 | 2181527.8807 | 2177094.6915 | 2172774.3458 | 2168578.6496 | 2164444.2811 | 2160299.0805 | 2156121.2715 | 2151904.7218 | 2147645.8249 | 2143359.6437 | 2139051.387 | 2134730.5905 | 2130393.9224 | 2126044.5308 | 2121672.5062 | 2117287.5234 | 2146157.5452
F2_Commercial_Grocery_Existing_Miscellaneous_Natural Gas_Miscellaneous_Baseline Forecast | F2 | Commercial | Grocery | Existing | Miscellaneous | Natural Gas | Miscellaneous | Baseline Forecast | Usage (MMtherm) | 0.0067762 | 0.0065116 | 0.0072167 | 0.0070399 | 0.0072044 | 0.007185 | 0.0071679 | 0.0071525 | 0.0071377 | 0.0071229 | 0.007108 | 0.0070932 | 0.0070785 | 0.0070639 | 0.0070495 | 0.007035 | 0.0070206 | 0.0070064 | 0.0069924 | 0.0069789 | 0.0069656 | 0.0069523 | 0.0069389 | 0.0069253 | 0.0069116 | 0.0068978 | 0.0068839 | 0.00687 | 0.0068561 | 0.0068421 | 0.006828 | 0.0068139 | 0.0069068
F3_Commercial_Grocery_Existing_Miscellaneous_Natural Gas_Miscellaneous_Baseline Forecast | F3 | Commercial | Grocery | Existing | Miscellaneous | Natural Gas | Miscellaneous | Baseline Forecast | Summer Peak Demand (MW) | 0 | 0 | 0 | 0 | 0 | 0 | 0 | 0 | 0 | 0 | 0 | 0 | 0 | 0 | 0 | 0 | 0 | 0 | 0 | 0 | 0 | 0 | 0 | 0 | 0 | 0 | 0 | 0 | 0 | 0 | 0 | 0 | 0
F4_Commercial_Grocery_Existing_Miscellaneous_Natural Gas_Miscellaneous_Baseline Forecast | F4 | Commercial | Grocery | Existing | Miscellaneous | Natural Gas | Miscellaneous | Baseline Forecast | Winter Peak Demand (MW) | 0 | 0 | 0 | 0 | 0 | 0 | 0 | 0 | 0 | 0 | 0 | 0 | 0 | 0 | 0 | 0 | 0 | 0 | 0 | 0 | 0 | 0 | 0 | 0 | 0 | 0 | 0 | 0 | 0 | 0 | 0 | 0 | 0
F5_Commercial_Grocery_Existing_Miscellaneous_Natural Gas_Miscellaneous_Baseline Forecast | F5 | Commercial | Grocery | Existing | Miscellaneous | Natural Gas | Miscellaneous | Baseline Forecast | Turnover | 0 | 189642.3558 | 224610.1955 | 253828.4417 | 295465.9731 | 240684.989 | 241888.386 | 248793.2642 | 246964.8758 | 245584.1395 | 245382.4261 | 298736.452 | 300617.4748 | 300725.138 | 311520.3198 | 293752.018 | 294475.0743 | 298243.9465 | 296466.6119 | 295193.5298 | 294987.9855 | 309854.3614 | 307718.2451 | 305346.8821 | 308473.3023 | 302683.6412 | 302660.7586 | 303949.7696 | 302639.4006 | 301649.8214 | 301283.1054 | 305083.6645 | 332845.923
F6_Commercial_Grocery_Existing_Miscellaneous_Natural Gas_Miscellaneous_Baseline Forecast | F6 | Commercial | Grocery | Existing | Miscellaneous | Natural Gas | Miscellaneous | Baseline Forecast | Avg. Replacement Usage (kWh) | 0.0030471 | 0.0029431 | 0.0032785 | 0.0032182 | 0.0032182 | 0.0032182 | 0.0032182 | 0.0032182 | 0.0032182 | 0.0032182 | 0.0032182 | 0.0032182 | 0.0032182 | 0.0032182 | 0.0032182 | 0.0032182 | 0.0032182 | 0.0032182 | 0.0032182 | 0.0032182 | 0.0032182 | 0.0032182 | 0.0032182 | 0.0032182 | 0.0032182 | 0.0032182 | 0.0032182 | 0.0032182 | 0.0032182 | 0.0032182 | 0.0032182 | 0.0032182 | 0.0032182
F7_Commercial_Grocery_Existing_Miscellaneous_Natural Gas_Miscellaneous_Baseline Forecast | F7 | Commercial | Grocery | Existing | Miscellaneous | Natural Gas | Miscellaneous | Baseline Forecast | Avg. Replacement Summer Demand (kW) | 0 | 0 | 0 | 0 | 0 | 0 | 0 | 0 | 0 | 0 | 0 | 0 | 0 | 0 | 0 | 0 | 0 | 0 | 0 | 0 | 0 | 0 | 0 | 0 | 0 | 0 | 0 | 0 | 0 | 0 | 0 | 0 | 0
F8_Commercial_Grocery_Existing_Miscellaneous_Natural Gas_Miscellaneous_Baseline Forecast | F8 | Commercial | Grocery | Existing | Miscellaneous | Natural Gas | Miscellaneous | Baseline Forecast | Avg. Replacement Winter Demand (kW) | 0 | 0 | 0 | 0 | 0 | 0 | 0 | 0 | 0 | 0 | 0 | 0 | 0 | 0 | 0 | 0 | 0 | 0 | 0 | 0 | 0 | 0 | 0 | 0 | 0 | 0 | 0 | 0 | 0 | 0 | 0 | 0 | 0
F1_Commercial_Grocery_New_Space Heating_Natural Gas_Furnace_Baseline Forecast | F1 | Commercial | Grocery | New | Space Heating | Natural Gas | Furnace | Baseline Forecast | Units | 0 | 0 | 0 | 0 | 0 | 0 | 0 | 0 | 0 | 0 | 0 | 0 | 0 | 0 | 0 | 0 | 0 | 0 | 0 | 0 | 0 | 0 | 0 | 0 | 0 | 0 | 0 | 0 | 0 | 0 | 0 | 0 | 0
F2_Commercial_Grocery_New_Space Heating_Natural Gas_Furnace_Baseline Forecast | F2 | Commercial | Grocery | New | Space Heating | Natural Gas | Furnace | Baseline Forecast | Usage (MMtherm) | 0 | 0 | 0 | 0 | 0 | 0 | 0 | 0 | 0 | 0 | 0 | 0 | 0 | 0 | 0 | 0 | 0 | 0 | 0 | 0 | 0 | 0 | 0 | 0 | 0 | 0 | 0 | 0 | 0 | 0 | 0 | 0 | 0
F3_Commercial_Grocery_New_Space Heating_Natural Gas_Furnace_Baseline Forecast | F3 | Commercial | Grocery | New | Space Heating | Natural Gas | Furnace | Baseline Forecast | Summer Peak Demand (MW) | 0 | 0 | 0 | 0 | 0 | 0 | 0 | 0 | 0 | 0 | 0 | 0 | 0 | 0 | 0 | 0 | 0 | 0 | 0 | 0 | 0 | 0 | 0 | 0 | 0 | 0 | 0 | 0 | 0 | 0 | 0 | 0 | 0
F4_Commercial_Grocery_New_Space Heating_Natural Gas_Furnace_Baseline Forecast | F4 | Commercial | Grocery | New | Space Heating | Natural Gas | Furnace | Baseline Forecast | Winter Peak Demand (MW) | 0 | 0 | 0 | 0 | 0 | 0 | 0 | 0 | 0 | 0 | 0 | 0 | 0 | 0 | 0 | 0 | 0 | 0 | 0 | 0 | 0 | 0 | 0 | 0 | 0 | 0 | 0 | 0 | 0 | 0 | 0 | 0 | 0
F5_Commercial_Grocery_New_Space Heating_Natural Gas_Furnace_Baseline Forecast | F5 | Commercial | Grocery | New | Space Heating | Natural Gas | Furnace | Baseline Forecast | Turnover | 0 | 0 | 0 | 0 | 0 | 0 | 0 | 0 | 0 | 0 | 0 | 0 | 0 | 0 | 0 | 0 | 0 | 0 | 0 | 0 | 0 | 0 | 0 | 0 | 0 | 0 | 0 | 0 | 0 | 0 | 0 | 0 | 0
F6_Commercial_Grocery_New_Space Heating_Natural Gas_Furnace_Baseline Forecast | F6 | Commercial | Grocery | New | Space Heating | Natural Gas | Furnace | Baseline Forecast | Avg. Replacement Usage (kWh) | 0.19056 | 0.18406 | 0.20395 | 0.19913 | 0.19807 | 0.17708 | 0.17612 | 0.15369 | 0.15284 | 0.152 | 0.15116 | 0.15031 | 0.14947 | 0.14863 | 0.14778 | 0.14694 | 0.1461 | 0.14526 | 0.14441 | 0.14357 | 0.14273 | 0.14188 | 0.14104 | 0.1402 | 0.13936 | 0.13852 | 0.13767 | 0.13683 | 0.13599 | 0.13515 | 0.13431 | 0.13347 | 0.13347
F7_Commercial_Grocery_New_Space Heating_Natural Gas_Furnace_Baseline Forecast | F7 | Commercial | Grocery | New | Space Heating | Natural Gas | Furnace | Baseline Forecast | Avg. Replacement Summer Demand (kW) | 0 | 0 | 0 | 0 | 0 | 0 | 0 | 0 | 0 | 0 | 0 | 0 | 0 | 0 | 0 | 0 | 0 | 0 | 0 | 0 | 0 | 0 | 0 | 0 | 0 | 0 | 0 | 0 | 0 | 0 | 0 | 0 | 0
F8_Commercial_Grocery_New_Space Heating_Natural Gas_Furnace_Baseline Forecast | F8 | Commercial | Grocery | New | Space Heating | Natural Gas | Furnace | Baseline Forecast | Avg. Replacement Winter Demand (kW) | 0 | 0 | 0 | 0 | 0 | 0 | 0 | 0 | 0 | 0 | 0 | 0 | 0 | 0 | 0 | 0 | 0 | 0 | 0 | 0 | 0 | 0 | 0 | 0 | 0 | 0 | 0 | 0 | 0 | 0 | 0 | 0 | 0
F1_Commercial_Grocery_New_Space Heating_Natural Gas_Boiler_Baseline Forecast | F1 | Commercial | Grocery | New | Space Heating | Natural Gas | Boiler | Baseline Forecast | Units | 0 | 0 | 0 | 0 | 0 | 0 | 0 | 0 | 0 | 0 | 0 | 0 | 0 | 0 | 0 | 0 | 0 | 0 | 0 | 0 | 0 | 0 | 0 | 0 | 0 | 0 | 0 | 0 | 0 | 0 | 0 | 0 | 0
F2_Commercial_Grocery_New_Space Heating_Natural Gas_Boiler_Baseline Forecast | F2 | Commercial | Grocery | New | Space Heating | Natural Gas | Boiler | Baseline Forecast | Usage (MMtherm) | 0 | 0 | 0 | 0 | 0 | 0 | 0 | 0 | 0 | 0 | 0 | 0 | 0 | 0 | 0 | 0 | 0 | 0 | 0 | 0 | 0 | 0 | 0 | 0 | 0 | 0 | 0 | 0 | 0 | 0 | 0 | 0 | 0
F3_Commercial_Grocery_New_Space Heating_Natural Gas_Boiler_Baseline Forecast | F3 | Commercial | Grocery | New | Space Heating | Natural Gas | Boiler | Baseline Forecast | Summer Peak Demand (MW) | 0 | 0 | 0 | 0 | 0 | 0 | 0 | 0 | 0 | 0 | 0 | 0 | 0 | 0 | 0 | 0 | 0 | 0 | 0 | 0 | 0 | 0 | 0 | 0 | 0 | 0 | 0 | 0 | 0 | 0 | 0 | 0 | 0
F4_Commercial_Grocery_New_Space Heating_Natural Gas_Boiler_Baseline Forecast | F4 | Commercial | Grocery | New | Space Heating | Natural Gas | Boiler | Baseline Forecast | Winter Peak Demand (MW) | 0 | 0 | 0 | 0 | 0 | 0 | 0 | 0 | 0 | 0 | 0 | 0 | 0 | 0 | 0 | 0 | 0 | 0 | 0 | 0 | 0 | 0 | 0 | 0 | 0 | 0 | 0 | 0 | 0 | 0 | 0 | 0 | 0
F5_Commercial_Grocery_New_Space Heating_Natural Gas_Boiler_Baseline Forecast | F5 | Commercial | Grocery | New | Space Heating | Natural Gas | Boiler | Baseline Forecast | Turnover | 0 | 0 | 0 | 0 | 0 | 0 | 0 | 0 | 0 | 0 | 0 | 0 | 0 | 0 | 0 | 0 | 0 | 0 | 0 | 0 | 0 | 0 | 0 | 0 | 0 | 0 | 0 | 0 | 0 | 0 | 0 | 0 | 0
F6_Commercial_Grocery_New_Space Heating_Natural Gas_Boiler_Baseline Forecast | F6 | Commercial | Grocery | New | Space Heating | Natural Gas | Boiler | Baseline Forecast | Avg. Replacement Usage (kWh) | 0.81513 | 0.78731 | 0.8724 | 0.8518 | 0.84724 | 0.78244 | 0.7782 | 0.77397 | 0.76974 | 0.76551 | 0.76128 | 0.75705 | 0.75282 | 0.74859 | 0.74436 | 0.74013 | 0.7359 | 0.73167 | 0.72744 | 0.72321 | 0.71898 | 0.71476 | 0.71052 | 0.7063 | 0.70207 | 0.69785 | 0.69362 | 0.68939 | 0.68516 | 0.68094 | 0.67671 | 0.67248 | 0.67248
F7_Commercial_Grocery_New_Space Heating_Natural Gas_Boiler_Baseline Forecast | F7 | Commercial | Grocery | New | Space Heating | Natural Gas | Boiler | Baseline Forecast | Avg. Replacement Summer Demand (kW) | 0 | 0 | 0 | 0 | 0 | 0 | 0 | 0 | 0 | 0 | 0 | 0 | 0 | 0 | 0 | 0 | 0 | 0 | 0 | 0 | 0 | 0 | 0 | 0 | 0 | 0 | 0 | 0 | 0 | 0 | 0 | 0 | 0
F8_Commercial_Grocery_New_Space Heating_Natural Gas_Boiler_Baseline Forecast | F8 | Commercial | Grocery | New | Space Heating | Natural Gas | Boiler | Baseline Forecast | Avg. Replacement Winter Demand (kW) | 0 | 0 | 0 | 0 | 0 | 0 | 0 | 0 | 0 | 0 | 0 | 0 | 0 | 0 | 0 | 0 | 0 | 0 | 0 | 0 | 0 | 0 | 0 | 0 | 0 | 0 | 0 | 0 | 0 | 0 | 0 | 0 | 0
F1_Commercial_Grocery_New_Space Heating_Natural Gas_Unit Heater_Baseline Forecast | F1 | Commercial | Grocery | New | Space Heating | Natural Gas | Unit Heater | Baseline Forecast | Units | 0 | 0 | 0 | 0 | 0 | 0 | 0 | 0 | 0 | 0 | 0 | 0 | 0 | 0 | 0 | 0 | 0 | 0 | 0 | 0 | 0 | 0 | 0 | 0 | 0 | 0 | 0 | 0 | 0 | 0 | 0 | 0 | 0
F2_Commercial_Grocery_New_Space Heating_Natural Gas_Unit Heater_Baseline Forecast | F2 | Commercial | Grocery | New | Space Heating | Natural Gas | Unit Heater | Baseline Forecast | Usage (MMtherm) | 0 | 0 | 0 | 0 | 0 | 0 | 0 | 0 | 0 | 0 | 0 | 0 | 0 | 0 | 0 | 0 | 0 | 0 | 0 | 0 | 0 | 0 | 0 | 0 | 0 | 0 | 0 | 0 | 0 | 0 | 0 | 0 | 0
F3_Commercial_Grocery_New_Space Heating_Natural Gas_Unit Heater_Baseline Forecast | F3 | Commercial | Grocery | New | Space Heating | Natural Gas | Unit Heater | Baseline Forecast | Summer Peak Demand (MW) | 0 | 0 | 0 | 0 | 0 | 0 | 0 | 0 | 0 | 0 | 0 | 0 | 0 | 0 | 0 | 0 | 0 | 0 | 0 | 0 | 0 | 0 | 0 | 0 | 0 | 0 | 0 | 0 | 0 | 0 | 0 | 0 | 0
F4_Commercial_Grocery_New_Space Heating_Natural Gas_Unit Heater_Baseline Forecast | F4 | Commercial | Grocery | New | Space Heating | Natural Gas | Unit Heater | Baseline Forecast | Winter Peak Demand (MW) | 0 | 0 | 0 | 0 | 0 | 0 | 0 | 0 | 0 | 0 | 0 | 0 | 0 | 0 | 0 | 0 | 0 | 0 | 0 | 0 | 0 | 0 | 0 | 0 | 0 | 0 | 0 | 0 | 0 | 0 | 0 | 0 | 0
F5_Commercial_Grocery_New_Space Heating_Natural Gas_Unit Heater_Baseline Forecast | F5 | Commercial | Grocery | New | Space Heating | Natural Gas | Unit Heater | Baseline Forecast | Turnover | 0 | 0 | 0 | 0 | 0 | 0 | 0 | 0 | 0 | 0 | 0 | 0 | 0 | 0 | 0 | 0 | 0 | 0 | 0 | 0 | 0 | 0 | 0 | 0 | 0 | 0 | 0 | 0 | 0 | 0 | 0 | 0 | 0
F6_Commercial_Grocery_New_Space Heating_Natural Gas_Unit Heater_Baseline Forecast | F6 | Commercial | Grocery | New | Space Heating | Natural Gas | Unit Heater | Baseline Forecast | Avg. Replacement Usage (kWh) | 0.095281 | 0.092029 | 0.10198 | 0.099566 | 0.099034 | 0.08864 | 0.08816 | 0.087681 | 0.087202 | 0.086723 | 0.086243 | 0.085764 | 0.085285 | 0.084806 | 0.084326 | 0.083847 | 0.083368 | 0.082889 | 0.08241 | 0.08193 | 0.081451 | 0.080973 | 0.080494 | 0.080015 | 0.079536 | 0.079058 | 0.078578 | 0.078099 | 0.07762 | 0.077142 | 0.076662 | 0.076183 | 0.076183
F7_Commercial_Grocery_New_Space Heating_Natural Gas_Unit Heater_Baseline Forecast | F7 | Commercial | Grocery | New | Space Heating | Natural Gas | Unit Heater | Baseline Forecast | Avg. Replacement Summer Demand (kW) | 0 | 0 | 0 | 0 | 0 | 0 | 0 | 0 | 0 | 0 | 0 | 0 | 0 | 0 | 0 | 0 | 0 | 0 | 0 | 0 | 0 | 0 | 0 | 0 | 0 | 0 | 0 | 0 | 0 | 0 | 0 | 0 | 0
F8_Commercial_Grocery_New_Space Heating_Natural Gas_Unit Heater_Baseline Forecast | F8 | Commercial | Grocery | New | Space Heating | Natural Gas | Unit Heater | Baseline Forecast | Avg. Replacement Winter Demand (kW) | 0 | 0 | 0 | 0 | 0 | 0 | 0 | 0 | 0 | 0 | 0 | 0 | 0 | 0 | 0 | 0 | 0 | 0 | 0 | 0 | 0 | 0 | 0 | 0 | 0 | 0 | 0 | 0 | 0 | 0 | 0 | 0 | 0
F1_Commercial_Grocery_New_Water Heating_Natural Gas_Water Heater_Baseline Forecast | F1 | Commercial | Grocery | New | Water Heating | Natural Gas | Water Heater | Baseline Forecast | Units | 0 | 0 | 0 | 0 | 0 | 0 | 0 | 0 | 0 | 0 | 0 | 0 | 0 | 0 | 0 | 0 | 0 | 0 | 0 | 0 | 0 | 0 | 0 | 0 | 0 | 0 | 0 | 0 | 0 | 0 | 0 | 0 | 0
F2_Commercial_Grocery_New_Water Heating_Natural Gas_Water Heater_Baseline Forecast | F2 | Commercial | Grocery | New | Water Heating | Natural Gas | Water Heater | Baseline Forecast | Usage (MMtherm) | 0 | 0 | 0 | 0 | 0 | 0 | 0 | 0 | 0 | 0 | 0 | 0 | 0 | 0 | 0 | 0 | 0 | 0 | 0 | 0 | 0 | 0 | 0 | 0 | 0 | 0 | 0 | 0 | 0 | 0 | 0 | 0 | 0
F3_Commercial_Grocery_New_Water Heating_Natural Gas_Water Heater_Baseline Forecast | F3 | Commercial | Grocery | New | Water Heating | Natural Gas | Water Heater | Baseline Forecast | Summer Peak Demand (MW) | 0 | 0 | 0 | 0 | 0 | 0 | 0 | 0 | 0 | 0 | 0 | 0 | 0 | 0 | 0 | 0 | 0 | 0 | 0 | 0 | 0 | 0 | 0 | 0 | 0 | 0 | 0 | 0 | 0 | 0 | 0 | 0 | 0
F4_Commercial_Grocery_New_Water Heating_Natural Gas_Water Heater_Baseline Forecast | F4 | Commercial | Grocery | New | Water Heating | Natural Gas | Water Heater | Baseline Forecast | Winter Peak Demand (MW) | 0 | 0 | 0 | 0 | 0 | 0 | 0 | 0 | 0 | 0 | 0 | 0 | 0 | 0 | 0 | 0 | 0 | 0 | 0 | 0 | 0 | 0 | 0 | 0 | 0 | 0 | 0 | 0 | 0 | 0 | 0 | 0 | 0
F5_Commercial_Grocery_New_Water Heating_Natural Gas_Water Heater_Baseline Forecast | F5 | Commercial | Grocery | New | Water Heating | Natural Gas | Water Heater | Baseline Forecast | Turnover | 0 | 0 | 0 | 0 | 0 | 0 | 0 | 0 | 0 | 0 | 0 | 0 | 0 | 0 | 0 | 0 | 0 | 0 | 0 | 0 | 0 | 0 | 0 | 0 | 0 | 0 | 0 | 0 | 0 | 0 | 0 | 0 | 0
F6_Commercial_Grocery_New_Water Heating_Natural Gas_Water Heater_Baseline Forecast | F6 | Commercial | Grocery | New | Water Heating | Natural Gas | Water Heater | Baseline Forecast | Avg. Replacement Usage (kWh) | 0.30016 | 0.28991 | 0.32295 | 0.31701 | 0.31701 | 0.31701 | 0.31701 | 0.31701 | 0.31701 | 0.31701 | 0.31701 | 0.31701 | 0.31701 | 0.31701 | 0.31701 | 0.31701 | 0.31701 | 0.31701 | 0.31701 | 0.31701 | 0.31701 | 0.31701 | 0.31701 | 0.31701 | 0.31701 | 0.31701 | 0.31701 | 0.31701 | 0.31701 | 0.31701 | 0.31701 | 0.31701 | 0.31701
F7_Commercial_Grocery_New_Water Heating_Natural Gas_Water Heater_Baseline Forecast | F7 | Commercial | Grocery | New | Water Heating | Natural Gas | Water Heater | Baseline Forecast | Avg. Replacement Summer Demand (kW) | 0 | 0 | 0 | 0 | 0 | 0 | 0 | 0 | 0 | 0 | 0 | 0 | 0 | 0 | 0 | 0 | 0 | 0 | 0 | 0 | 0 | 0 | 0 | 0 | 0 | 0 | 0 | 0 | 0 | 0 | 0 | 0 | 0
F8_Commercial_Grocery_New_Water Heating_Natural Gas_Water Heater_Baseline Forecast | F8 | Commercial | Grocery | New | Water Heating | Natural Gas | Water Heater | Baseline Forecast | Avg. Replacement Winter Demand (kW) | 0 | 0 | 0 | 0 | 0 | 0 | 0 | 0 | 0 | 0 | 0 | 0 | 0 | 0 | 0 | 0 | 0 | 0 | 0 | 0 | 0 | 0 | 0 | 0 | 0 | 0 | 0 | 0 | 0 | 0 | 0 | 0 | 0
F1_Commercial_Grocery_New_Food Preparation_Natural Gas_Oven_Baseline Forecast | F1 | Commercial | Grocery | New | Food Preparation | Natural Gas | Oven | Baseline Forecast | Units | 0 | 1260.9234 | 7342.825 | 11229.5861 | 15876.7868 | 20666.1521 | 25479.5848 | 29645.5952 | 33753.2212 | 37956.9925 | 42229.1912 | 46468.9349 | 50642.3647 | 54758.9082 | 58881.4023 | 62991.4284 | 67125.2731 | 71162.6767 | 75039.7128 | 78791.6553 | 82545.4411 | 86375.2362 | 90254.9436 | 94175.7009 | 98138.58 | 102112.6244 | 106102.2047 | 110094.4721 | 114104.3513 | 118122.9713 | 122171.4904 | 126222.9524 | 127944.0504
F2_Commercial_Grocery_New_Food Preparation_Natural Gas_Oven_Baseline Forecast | F2 | Commercial | Grocery | New | Food Preparation | Natural Gas | Oven | Baseline Forecast | Usage (MMtherm) | 0 | 5.545e-05 | 0.00035968 | 0.00053997 | 0.00076347 | 0.00099379 | 0.0012252 | 0.0014255 | 0.0016229 | 0.0018249 | 0.0020301 | 0.0022337 | 0.002434 | 0.0026315 | 0.0028292 | 0.0030262 | 0.0032242 | 0.0034174 | 0.0036029 | 0.0037823 | 0.0039617 | 0.0041447 | 0.0043301 | 0.0045173 | 0.0047065 | 0.0048961 | 0.0050864 | 0.0052768 | 0.005468 | 0.0056596 | 0.0058527 | 0.006046 | 0.0061277
F3_Commercial_Grocery_New_Food Preparation_Natural Gas_Oven_Baseline Forecast | F3 | Commercial | Grocery | New | Food Preparation | Natural Gas | Oven | Baseline Forecast | Summer Peak Demand (MW) | 0 | 0 | 0 | 0 | 0 | 0 | 0 | 0 | 0 | 0 | 0 | 0 | 0 | 0 | 0 | 0 | 0 | 0 | 0 | 0 | 0 | 0 | 0 | 0 | 0 | 0 | 0 | 0 | 0 | 0 | 0 | 0 | 0
F4_Commercial_Grocery_New_Food Preparation_Natural Gas_Oven_Baseline Forecast | F4 | Commercial | Grocery | New | Food Preparation | Natural Gas | Oven | Baseline Forecast | Winter Peak Demand (MW) | 0 | 0 | 0 | 0 | 0 | 0 | 0 | 0 | 0 | 0 | 0 | 0 | 0 | 0 | 0 | 0 | 0 | 0 | 0 | 0 | 0 | 0 | 0 | 0 | 0 | 0 | 0 | 0 | 0 | 0 | 0 | 0 | 0
F5_Commercial_Grocery_New_Food Preparation_Natural Gas_Oven_Baseline Forecast | F5 | Commercial | Grocery | New | Food Preparation | Natural Gas | Oven | Baseline Forecast | Turnover | 0 | 1260.9234 | 6081.9017 | 3886.7611 | 4647.2006 | 4789.3653 | 4813.4327 | 4166.0105 | 4107.626 | 4203.7712 | 4482.3527 | 5428.5221 | 5811.8722 | 6256.4455 | 6703.9733 | 7063.4976 | 7641.3065 | 8990.3394 | 8092.4877 | 8224.1023 | 8425.0149 | 8697.8481 | 8798.4755 | 9120.7656 | 9500.3013 | 9939.861 | 10723.5425 | 11059.6366 | 11394.1094 | 11701.2111 | 12000.6563 | 12305.9115 | 10496.4239
F6_Commercial_Grocery_New_Food Preparation_Natural Gas_Oven_Baseline Forecast | F6 | Commercial | Grocery | New | Food Preparation | Natural Gas | Oven | Baseline Forecast | Avg. Replacement Usage (kWh) | 0.04553 | 0.043976 | 0.048983 | 0.048089 | 0.048093 | 0.048089 | 0.048079 | 0.048071 | 0.048061 | 0.048051 | 0.048042 | 0.048033 | 0.048024 | 0.048014 | 0.048005 | 0.047996 | 0.047986 | 0.047976 | 0.047966 | 0.047955 | 0.047944 | 0.047933 | 0.047923 | 0.047913 | 0.047904 | 0.047897 | 0.04789 | 0.047884 | 0.047879 | 0.047875 | 0.047873 | 0.047872 | 0.047872
F7_Commercial_Grocery_New_Food Preparation_Natural Gas_Oven_Baseline Forecast | F7 | Commercial | Grocery | New | Food Preparation | Natural Gas | Oven | Baseline Forecast | Avg. Replacement Summer Demand (kW) | 0 | 0 | 0 | 0 | 0 | 0 | 0 | 0 | 0 | 0 | 0 | 0 | 0 | 0 | 0 | 0 | 0 | 0 | 0 | 0 | 0 | 0 | 0 | 0 | 0 | 0 | 0 | 0 | 0 | 0 | 0 | 0 | 0
F8_Commercial_Grocery_New_Food Preparation_Natural Gas_Oven_Baseline Forecast | F8 | Commercial | Grocery | New | Food Preparation | Natural Gas | Oven | Baseline Forecast | Avg. Replacement Winter Demand (kW) | 0 | 0 | 0 | 0 | 0 | 0 | 0 | 0 | 0 | 0 | 0 | 0 | 0 | 0 | 0 | 0 | 0 | 0 | 0 | 0 | 0 | 0 | 0 | 0 | 0 | 0 | 0 | 0 | 0 | 0 | 0 | 0 | 0
F1_Commercial_Grocery_New_Food Preparation_Natural Gas_Conveyor Oven_Baseline Forecast | F1 | Commercial | Grocery | New | Food Preparation | Natural Gas | Conveyor Oven | Baseline Forecast | Units | 0 | 630.4617 | 3671.4125 | 5614.7931 | 7938.3934 | 10333.0761 | 12739.7924 | 14822.7976 | 16876.6106 | 18978.4962 | 21114.5956 | 23234.4674 | 25321.1824 | 27379.4541 | 29440.7011 | 31495.7142 | 33562.6365 | 35581.3383 | 37519.8564 | 39395.8276 | 41272.7205 | 43187.6181 | 45127.4718 | 47087.8505 | 49069.29 | 51056.3122 | 53051.1023 | 55047.2361 | 57052.1757 | 59061.4857 | 61085.7452 | 63111.4762 | 63972.0252
F2_Commercial_Grocery_New_Food Preparation_Natural Gas_Conveyor Oven_Baseline Forecast | F2 | Commercial | Grocery | New | Food Preparation | Natural Gas | Conveyor Oven | Baseline Forecast | Usage (MMtherm) | 0 | 4.7439e-05 | 0.00030774 | 0.00046197 | 0.00065315 | 0.00085017 | 0.0010482 | 0.0012195 | 0.0013885 | 0.0015614 | 0.0017371 | 0.0019115 | 0.0020831 | 0.0022524 | 0.0024219 | 0.0025909 | 0.0027609 | 0.0029269 | 0.0030862 | 0.0032404 | 0.0033947 | 0.003552 | 0.0037114 | 0.0038724 | 0.0040352 | 0.0041984 | 0.0043623 | 0.0045263 | 0.004691 | 0.0048561 | 0.0050224 | 0.0051888 | 0.0052595
F3_Commercial_Grocery_New_Food Preparation_Natural Gas_Conveyor Oven_Baseline Forecast | F3 | Commercial | Grocery | New | Food Preparation | Natural Gas | Conveyor Oven | Baseline Forecast | Summer Peak Demand (MW) | 0 | 0 | 0 | 0 | 0 | 0 | 0 | 0 | 0 | 0 | 0 | 0 | 0 | 0 | 0 | 0 | 0 | 0 | 0 | 0 | 0 | 0 | 0 | 0 | 0 | 0 | 0 | 0 | 0 | 0 | 0 | 0 | 0
F4_Commercial_Grocery_New_Food Preparation_Natural Gas_Conveyor Oven_Baseline Forecast | F4 | Commercial | Grocery | New | Food Preparation | Natural Gas | Conveyor Oven | Baseline Forecast | Winter Peak Demand (MW) | 0 | 0 | 0 | 0 | 0 | 0 | 0 | 0 | 0 | 0 | 0 | 0 | 0 | 0 | 0 | 0 | 0 | 0 | 0 | 0 | 0 | 0 | 0 | 0 | 0 | 0 | 0 | 0 | 0 | 0 | 0 | 0 | 0
F5_Commercial_Grocery_New_Food Preparation_Natural Gas_Conveyor Oven_Baseline Forecast | F5 | Commercial | Grocery | New | Food Preparation | Natural Gas | Conveyor Oven | Baseline Forecast | Turnover | 0 | 630.4617 | 3040.9508 | 1943.3806 | 2323.6003 | 2394.6827 | 2406.7163 | 2083.0052 | 2053.813 | 2101.8856 | 2136.0994 | 2119.8718 | 2086.7149 | 2058.2717 | 2061.247 | 2055.0131 | 2066.9223 | 2144.7941 | 2647.5821 | 2831.8986 | 3106.3548 | 3377.4036 | 3756.4736 | 4462.1709 | 4105.9144 | 4206.6516 | 4216.3473 | 4200.5084 | 4100.9234 | 4090.0988 | 4113.7419 | 4117.2885 | 2942.9255
F6_Commercial_Grocery_New_Food Preparation_Natural Gas_Conveyor Oven_Baseline Forecast | F6 | Commercial | Grocery | New | Food Preparation | Natural Gas | Conveyor Oven | Baseline Forecast | Avg. Replacement Usage (kWh) | 0.077906 | 0.075245 | 0.083819 | 0.082277 | 0.082277 | 0.082275 | 0.082271 | 0.082268 | 0.082264 | 0.08226 | 0.082256 | 0.082253 | 0.082249 | 0.082245 | 0.082241 | 0.082238 | 0.082235 | 0.082231 | 0.082228 | 0.082225 | 0.082222 | 0.082219 | 0.082217 | 0.082214 | 0.082212 | 0.08221 | 0.082209 | 0.082207 | 0.082206 | 0.082205 | 0.082205 | 0.082205 | 0.082205
F7_Commercial_Grocery_New_Food Preparation_Natural Gas_Conveyor Oven_Baseline Forecast | F7 | Commercial | Grocery | New | Food Preparation | Natural Gas | Conveyor Oven | Baseline Forecast | Avg. Replacement Summer Demand (kW) | 0 | 0 | 0 | 0 | 0 | 0 | 0 | 0 | 0 | 0 | 0 | 0 | 0 | 0 | 0 | 0 | 0 | 0 | 0 | 0 | 0 | 0 | 0 | 0 | 0 | 0 | 0 | 0 | 0 | 0 | 0 | 0 | 0
F8_Commercial_Grocery_New_Food Preparation_Natural Gas_Conveyor Oven_Baseline Forecast | F8 | Commercial | Grocery | New | Food Preparation | Natural Gas | Conveyor Oven | Baseline Forecast | Avg. Replacement Winter Demand (kW) | 0 | 0 | 0 | 0 | 0 | 0 | 0 | 0 | 0 | 0 | 0 | 0 | 0 | 0 | 0 | 0 | 0 | 0 | 0 | 0 | 0 | 0 | 0 | 0 | 0 | 0 | 0 | 0 | 0 | 0 | 0 | 0 | 0
F1_Commercial_Grocery_New_Food Preparation_Natural Gas_Double Rack Oven_Baseline Forecast | F1 | Commercial | Grocery | New | Food Preparation | Natural Gas | Double Rack Oven | Baseline Forecast | Units | 0 | 630.4617 | 3671.4125 | 5614.7931 | 7938.3934 | 10333.0761 | 12739.7924 | 14822.7976 | 16876.6106 | 18978.4962 | 21114.5956 | 23234.4674 | 25321.1824 | 27379.4541 | 29440.7011 | 31495.7142 | 33562.6365 | 35581.3383 | 37519.8564 | 39395.8276 | 41272.7205 | 43187.6181 | 45127.4718 | 47087.8505 | 49069.29 | 51056.3122 | 53051.1023 | 55047.2361 | 57052.1757 | 59061.4857 | 61085.7452 | 63111.4762 | 63972.0252
F2_Commercial_Grocery_New_Food Preparation_Natural Gas_Double Rack Oven_Baseline Forecast | F2 | Commercial | Grocery | New | Food Preparation | Natural Gas | Double Rack Oven | Baseline Forecast | Usage (MMtherm) | 0 | 7.2067e-05 | 0.00046744 | 0.00070174 | 0.0009922 | 0.0012915 | 0.0015922 | 0.0018524 | 0.0021089 | 0.0023713 | 0.0026379 | 0.0029024 | 0.0031627 | 0.0034191 | 0.0036758 | 0.0039315 | 0.0041884 | 0.0044391 | 0.0046794 | 0.0049119 | 0.0051444 | 0.0053816 | 0.0056218 | 0.0058645 | 0.0061098 | 0.0063557 | 0.0066025 | 0.0068494 | 0.0070973 | 0.0073457 | 0.0075959 | 0.0078463 | 0.0079521
F3_Commercial_Grocery_New_Food Preparation_Natural Gas_Double Rack Oven_Baseline Forecast | F3 | Commercial | Grocery | New | Food Preparation | Natural Gas | Double Rack Oven | Baseline Forecast | Summer Peak Demand (MW) | 0 | 0 | 0 | 0 | 0 | 0 | 0 | 0 | 0 | 0 | 0 | 0 | 0 | 0 | 0 | 0 | 0 | 0 | 0 | 0 | 0 | 0 | 0 | 0 | 0 | 0 | 0 | 0 | 0 | 0 | 0 | 0 | 0
F4_Commercial_Grocery_New_Food Preparation_Natural Gas_Double Rack Oven_Baseline Forecast | F4 | Commercial | Grocery | New | Food Preparation | Natural Gas | Double Rack Oven | Baseline Forecast | Winter Peak Demand (MW) | 0 | 0 | 0 | 0 | 0 | 0 | 0 | 0 | 0 | 0 | 0 | 0 | 0 | 0 | 0 | 0 | 0 | 0 | 0 | 0 | 0 | 0 | 0 | 0 | 0 | 0 | 0 | 0 | 0 | 0 | 0 | 0 | 0
F5_Commercial_Grocery_New_Food Preparation_Natural Gas_Double Rack Oven_Baseline Forecast | F5 | Commercial | Grocery | New | Food Preparation | Natural Gas | Double Rack Oven | Baseline Forecast | Turnover | 0 | 630.4617 | 3040.9508 | 1943.3806 | 2323.6003 | 2394.6827 | 2406.7163 | 2083.0052 | 2053.813 | 2101.8856 | 2136.0994 | 2119.8718 | 2212.8073 | 2767.3358 | 3017.1744 | 3284.475 | 3529.4284 | 3835.3217 | 4440.3103 | 4000.4461 | 4096.5223 | 4136.4548 | 4144.2284 | 4081.5809 | 4224.2159 | 4397.2802 | 4588.8604 | 4773.0217 | 5017.8768 | 5453.0881 | 5644.8649 | 5811.5911 | 4780.7411
F6_Commercial_Grocery_New_Food Preparation_Natural Gas_Double Rack Oven_Baseline Forecast | F6 | Commercial | Grocery | New | Food Preparation | Natural Gas | Double Rack Oven | Baseline Forecast | Avg. Replacement Usage (kWh) | 0.11835 | 0.11431 | 0.12731 | 0.12499 | 0.125 | 0.12499 | 0.12495 | 0.12492 | 0.12488 | 0.12484 | 0.12481 | 0.12477 | 0.12474 | 0.1247 | 0.12467 | 0.12463 | 0.1246 | 0.12456 | 0.12452 | 0.12448 | 0.12445 | 0.12441 | 0.12438 | 0.12435 | 0.12432 | 0.1243 | 0.12428 | 0.12426 | 0.12425 | 0.12424 | 0.12423 | 0.12423 | 0.12423
F7_Commercial_Grocery_New_Food Preparation_Natural Gas_Double Rack Oven_Baseline Forecast | F7 | Commercial | Grocery | New | Food Preparation | Natural Gas | Double Rack Oven | Baseline Forecast | Avg. Replacement Summer Demand (kW) | 0 | 0 | 0 | 0 | 0 | 0 | 0 | 0 | 0 | 0 | 0 | 0 | 0 | 0 | 0 | 0 | 0 | 0 | 0 | 0 | 0 | 0 | 0 | 0 | 0 | 0 | 0 | 0 | 0 | 0 | 0 | 0 | 0
F8_Commercial_Grocery_New_Food Preparation_Natural Gas_Double Rack Oven_Baseline Forecast | F8 | Commercial | Grocery | New | Food Preparation | Natural Gas | Double Rack Oven | Baseline Forecast | Avg. Replacement Winter Demand (kW) | 0 | 0 | 0 | 0 | 0 | 0 | 0 | 0 | 0 | 0 | 0 | 0 | 0 | 0 | 0 | 0 | 0 | 0 | 0 | 0 | 0 | 0 | 0 | 0 | 0 | 0 | 0 | 0 | 0 | 0 | 0 | 0 | 0
F1_Commercial_Grocery_New_Food Preparation_Natural Gas_Fryer_Baseline Forecast | F1 | Commercial | Grocery | New | Food Preparation | Natural Gas | Fryer | Baseline Forecast | Units | 0 | 2521.8467 | 14685.65 | 22459.1723 | 31753.5736 | 41332.3042 | 50959.1695 | 59291.1905 | 67506.4424 | 75913.9849 | 84458.3825 | 92937.8697 | 101284.7295 | 109517.8165 | 117762.8045 | 125982.8568 | 134250.5462 | 142325.3533 | 150079.4256 | 157583.3105 | 165090.8822 | 172750.4724 | 180509.8872 | 188351.4019 | 196277.16 | 204225.2488 | 212204.4094 | 220188.9443 | 228208.7027 | 236245.9426 | 244342.9808 | 252445.9048 | 255888.1009
F2_Commercial_Grocery_New_Food Preparation_Natural Gas_Fryer_Baseline Forecast | F2 | Commercial | Grocery | New | Food Preparation | Natural Gas | Fryer | Baseline Forecast | Usage (MMtherm) | 0 | 0.00017939 | 0.0011637 | 0.0015865 | 0.0021176 | 0.002665 | 0.0032151 | 0.0036913 | 0.0041607 | 0.0046307 | 0.0050605 | 0.0054982 | 0.0059377 | 0.0063782 | 0.0068117 | 0.0071992 | 0.0076717 | 0.0081331 | 0.0085762 | 0.009005 | 0.009434 | 0.0098717 | 0.010315 | 0.010763 | 0.011216 | 0.01167 | 0.012126 | 0.012583 | 0.013041 | 0.0135 | 0.013963 | 0.014426 | 0.014623
F3_Commercial_Grocery_New_Food Preparation_Natural Gas_Fryer_Baseline Forecast | F3 | Commercial | Grocery | New | Food Preparation | Natural Gas | Fryer | Baseline Forecast | Summer Peak Demand (MW) | 0 | 0 | 0 | 0 | 0 | 0 | 0 | 0 | 0 | 0 | 0 | 0 | 0 | 0 | 0 | 0 | 0 | 0 | 0 | 0 | 0 | 0 | 0 | 0 | 0 | 0 | 0 | 0 | 0 | 0 | 0 | 0 | 0
F4_Commercial_Grocery_New_Food Preparation_Natural Gas_Fryer_Baseline Forecast | F4 | Commercial | Grocery | New | Food Preparation | Natural Gas | Fryer | Baseline Forecast | Winter Peak Demand (MW) | 0 | 0 | 0 | 0 | 0 | 0 | 0 | 0 | 0 | 0 | 0 | 0 | 0 | 0 | 0 | 0 | 0 | 0 | 0 | 0 | 0 | 0 | 0 | 0 | 0 | 0 | 0 | 0 | 0 | 0 | 0 | 0 | 0
F5_Commercial_Grocery_New_Food Preparation_Natural Gas_Fryer_Baseline Forecast | F5 | Commercial | Grocery | New | Food Preparation | Natural Gas | Fryer | Baseline Forecast | Turnover | 0 | 2521.8467 | 12163.8033 | 7773.5223 | 9294.4013 | 9578.7306 | 9626.8653 | 8332.021 | 8215.252 | 8911.9118 | 11380.6537 | 12303.1966 | 13264.7075 | 14083.1113 | 15511.4676 | 18227.2212 | 16765.589 | 17054.1985 | 17288.2514 | 17604.4857 | 17901.5581 | 18760.7914 | 19925.2944 | 21866.8285 | 22740.9661 | 23463.1492 | 24063.3987 | 24747.2577 | 25722.1667 | 25568.1668 | 26182.4957 | 27006.0114 | 23195.7581
F6_Commercial_Grocery_New_Food Preparation_Natural Gas_Fryer_Baseline Forecast | F6 | Commercial | Grocery | New | Food Preparation | Natural Gas | Fryer | Baseline Forecast | Avg. Replacement Usage (kWh) | 0.073649 | 0.071136 | 0.079241 | 0.057144 | 0.057144 | 0.057144 | 0.057144 | 0.057144 | 0.057144 | 0.057144 | 0.057144 | 0.057144 | 0.057144 | 0.057144 | 0.057144 | 0.057144 | 0.057144 | 0.057144 | 0.057144 | 0.057144 | 0.057144 | 0.057144 | 0.057144 | 0.057144 | 0.057144 | 0.057144 | 0.057144 | 0.057144 | 0.057144 | 0.057144 | 0.057144 | 0.057144 | 0.057144
F7_Commercial_Grocery_New_Food Preparation_Natural Gas_Fryer_Baseline Forecast | F7 | Commercial | Grocery | New | Food Preparation | Natural Gas | Fryer | Baseline Forecast | Avg. Replacement Summer Demand (kW) | 0 | 0 | 0 | 0 | 0 | 0 | 0 | 0 | 0 | 0 | 0 | 0 | 0 | 0 | 0 | 0 | 0 | 0 | 0 | 0 | 0 | 0 | 0 | 0 | 0 | 0 | 0 | 0 | 0 | 0 | 0 | 0 | 0
F8_Commercial_Grocery_New_Food Preparation_Natural Gas_Fryer_Baseline Forecast | F8 | Commercial | Grocery | New | Food Preparation | Natural Gas | Fryer | Baseline Forecast | Avg. Replacement Winter Demand (kW) | 0 | 0 | 0 | 0 | 0 | 0 | 0 | 0 | 0 | 0 | 0 | 0 | 0 | 0 | 0 | 0 | 0 | 0 | 0 | 0 | 0 | 0 | 0 | 0 | 0 | 0 | 0 | 0 | 0 | 0 | 0 | 0 | 0
F1_Commercial_Grocery_New_Food Preparation_Natural Gas_Broiler_Baseline Forecast | F1 | Commercial | Grocery | New | Food Preparation | Natural Gas | Broiler | Baseline Forecast | Units | 0 | 0 | 0 | 0 | 0 | 0 | 0 | 0 | 0 | 0 | 0 | 0 | 0 | 0 | 0 | 0 | 0 | 0 | 0 | 0 | 0 | 0 | 0 | 0 | 0 | 0 | 0 | 0 | 0 | 0 | 0 | 0 | 0
F2_Commercial_Grocery_New_Food Preparation_Natural Gas_Broiler_Baseline Forecast | F2 | Commercial | Grocery | New | Food Preparation | Natural Gas | Broiler | Baseline Forecast | Usage (MMtherm) | 0 | 0 | 0 | 0 | 0 | 0 | 0 | 0 | 0 | 0 | 0 | 0 | 0 | 0 | 0 | 0 | 0 | 0 | 0 | 0 | 0 | 0 | 0 | 0 | 0 | 0 | 0 | 0 | 0 | 0 | 0 | 0 | 0
F3_Commercial_Grocery_New_Food Preparation_Natural Gas_Broiler_Baseline Forecast | F3 | Commercial | Grocery | New | Food Preparation | Natural Gas | Broiler | Baseline Forecast | Summer Peak Demand (MW) | 0 | 0 | 0 | 0 | 0 | 0 | 0 | 0 | 0 | 0 | 0 | 0 | 0 | 0 | 0 | 0 | 0 | 0 | 0 | 0 | 0 | 0 | 0 | 0 | 0 | 0 | 0 | 0 | 0 | 0 | 0 | 0 | 0
F4_Commercial_Grocery_New_Food Preparation_Natural Gas_Broiler_Baseline Forecast | F4 | Commercial | Grocery | New | Food Preparation | Natural Gas | Broiler | Baseline Forecast | Winter Peak Demand (MW) | 0 | 0 | 0 | 0 | 0 | 0 | 0 | 0 | 0 | 0 | 0 | 0 | 0 | 0 | 0 | 0 | 0 | 0 | 0 | 0 | 0 | 0 | 0 | 0 | 0 | 0 | 0 | 0 | 0 | 0 | 0 | 0 | 0
F5_Commercial_Grocery_New_Food Preparation_Natural Gas_Broiler_Baseline Forecast | F5 | Commercial | Grocery | New | Food Preparation | Natural Gas | Broiler | Baseline Forecast | Turnover | 0 | 0 | 0 | 0 | 0 | 0 | 0 | 0 | 0 | 0 | 0 | 0 | 0 | 0 | 0 | 0 | 0 | 0 | 0 | 0 | 0 | 0 | 0 | 0 | 0 | 0 | 0 | 0 | 0 | 0 | 0 | 0 | 0
F6_Commercial_Grocery_New_Food Preparation_Natural Gas_Broiler_Baseline Forecast | F6 | Commercial | Grocery | New | Food Preparation | Natural Gas | Broiler | Baseline Forecast | Avg. Replacement Usage (kWh) | 0.081005 | 0.078238 | 0.08715 | 0.085552 | 0.085555 | 0.08555 | 0.085539 | 0.08553 | 0.085519 | 0.085508 | 0.085498 | 0.085488 | 0.085477 | 0.085467 | 0.085457 | 0.085446 | 0.085436 | 0.085425 | 0.085414 | 0.085403 | 0.085392 | 0.085381 | 0.085372 | 0.085362 | 0.085354 | 0.085347 | 0.085341 | 0.085336 | 0.085331 | 0.085328 | 0.085326 | 0.085325 | 0.085325
F7_Commercial_Grocery_New_Food Preparation_Natural Gas_Broiler_Baseline Forecast | F7 | Commercial | Grocery | New | Food Preparation | Natural Gas | Broiler | Baseline Forecast | Avg. Replacement Summer Demand (kW) | 0 | 0 | 0 | 0 | 0 | 0 | 0 | 0 | 0 | 0 | 0 | 0 | 0 | 0 | 0 | 0 | 0 | 0 | 0 | 0 | 0 | 0 | 0 | 0 | 0 | 0 | 0 | 0 | 0 | 0 | 0 | 0 | 0
F8_Commercial_Grocery_New_Food Preparation_Natural Gas_Broiler_Baseline Forecast | F8 | Commercial | Grocery | New | Food Preparation | Natural Gas | Broiler | Baseline Forecast | Avg. Replacement Winter Demand (kW) | 0 | 0 | 0 | 0 | 0 | 0 | 0 | 0 | 0 | 0 | 0 | 0 | 0 | 0 | 0 | 0 | 0 | 0 | 0 | 0 | 0 | 0 | 0 | 0 | 0 | 0 | 0 | 0 | 0 | 0 | 0 | 0 | 0
F1_Commercial_Grocery_New_Food Preparation_Natural Gas_Griddle_Baseline Forecast | F1 | Commercial | Grocery | New | Food Preparation | Natural Gas | Griddle | Baseline Forecast | Units | 0 | 2521.8467 | 14685.65 | 22459.1723 | 31753.5736 | 41332.3042 | 50959.1695 | 59291.1905 | 67506.4424 | 75913.9849 | 84458.3825 | 92937.8697 | 101284.7295 | 109517.8165 | 117762.8045 | 125982.8568 | 134250.5462 | 142325.3533 | 150079.4256 | 157583.3105 | 165090.8822 | 172750.4724 | 180509.8872 | 188351.4019 | 196277.16 | 204225.2488 | 212204.4094 | 220188.9443 | 228208.7027 | 236245.9426 | 244342.9808 | 252445.9048 | 255888.1009
F2_Commercial_Grocery_New_Food Preparation_Natural Gas_Griddle_Baseline Forecast | F2 | Commercial | Grocery | New | Food Preparation | Natural Gas | Griddle | Baseline Forecast | Usage (MMtherm) | 0 | 0.00013097 | 0.00084963 | 0.001231 | 0.0017056 | 0.0021948 | 0.0026864 | 0.0031119 | 0.0035314 | 0.0039607 | 0.0043971 | 0.0048301 | 0.0052534 | 0.0056577 | 0.0060657 | 0.0064751 | 0.006889 | 0.0072909 | 0.0076641 | 0.0080473 | 0.0084307 | 0.0088218 | 0.0092181 | 0.0096185 | 0.010023 | 0.010429 | 0.010837 | 0.011244 | 0.011654 | 0.012064 | 0.012478 | 0.012892 | 0.013067
F3_Commercial_Grocery_New_Food Preparation_Natural Gas_Griddle_Baseline Forecast | F3 | Commercial | Grocery | New | Food Preparation | Natural Gas | Griddle | Baseline Forecast | Summer Peak Demand (MW) | 0 | 0 | 0 | 0 | 0 | 0 | 0 | 0 | 0 | 0 | 0 | 0 | 0 | 0 | 0 | 0 | 0 | 0 | 0 | 0 | 0 | 0 | 0 | 0 | 0 | 0 | 0 | 0 | 0 | 0 | 0 | 0 | 0
F4_Commercial_Grocery_New_Food Preparation_Natural Gas_Griddle_Baseline Forecast | F4 | Commercial | Grocery | New | Food Preparation | Natural Gas | Griddle | Baseline Forecast | Winter Peak Demand (MW) | 0 | 0 | 0 | 0 | 0 | 0 | 0 | 0 | 0 | 0 | 0 | 0 | 0 | 0 | 0 | 0 | 0 | 0 | 0 | 0 | 0 | 0 | 0 | 0 | 0 | 0 | 0 | 0 | 0 | 0 | 0 | 0 | 0
F5_Commercial_Grocery_New_Food Preparation_Natural Gas_Griddle_Baseline Forecast | F5 | Commercial | Grocery | New | Food Preparation | Natural Gas | Griddle | Baseline Forecast | Turnover | 0 | 2521.8467 | 12163.8033 | 7773.5223 | 9294.4013 | 9578.7306 | 9626.8653 | 8332.021 | 8215.252 | 8407.5425 | 8544.3976 | 8479.4872 | 8851.2291 | 11069.3431 | 12068.6974 | 13137.9001 | 14117.7136 | 15341.2867 | 17761.2412 | 16001.7846 | 16386.0892 | 16545.819 | 16576.9135 | 16326.3237 | 16896.8637 | 17589.1206 | 18355.4417 | 19092.0867 | 20071.5071 | 21812.3524 | 22579.4598 | 23246.3642 | 19122.9643
F6_Commercial_Grocery_New_Food Preparation_Natural Gas_Griddle_Baseline Forecast | F6 | Commercial | Grocery | New | Food Preparation | Natural Gas | Griddle | Baseline Forecast | Avg. Replacement Usage (kWh) | 0.05377 | 0.051935 | 0.057854 | 0.051067 | 0.051067 | 0.051067 | 0.051067 | 0.051067 | 0.051067 | 0.051067 | 0.051067 | 0.051067 | 0.051067 | 0.051067 | 0.051067 | 0.051067 | 0.051067 | 0.051067 | 0.051067 | 0.051067 | 0.051067 | 0.051067 | 0.051067 | 0.051067 | 0.051067 | 0.051067 | 0.051067 | 0.051067 | 0.051067 | 0.051067 | 0.051067 | 0.051067 | 0.051067
F7_Commercial_Grocery_New_Food Preparation_Natural Gas_Griddle_Baseline Forecast | F7 | Commercial | Grocery | New | Food Preparation | Natural Gas | Griddle | Baseline Forecast | Avg. Replacement Summer Demand (kW) | 0 | 0 | 0 | 0 | 0 | 0 | 0 | 0 | 0 | 0 | 0 | 0 | 0 | 0 | 0 | 0 | 0 | 0 | 0 | 0 | 0 | 0 | 0 | 0 | 0 | 0 | 0 | 0 | 0 | 0 | 0 | 0 | 0
F8_Commercial_Grocery_New_Food Preparation_Natural Gas_Griddle_Baseline Forecast | F8 | Commercial | Grocery | New | Food Preparation | Natural Gas | Griddle | Baseline Forecast | Avg. Replacement Winter Demand (kW) | 0 | 0 | 0 | 0 | 0 | 0 | 0 | 0 | 0 | 0 | 0 | 0 | 0 | 0 | 0 | 0 | 0 | 0 | 0 | 0 | 0 | 0 | 0 | 0 | 0 | 0 | 0 | 0 | 0 | 0 | 0 | 0 | 0
F1_Commercial_Grocery_New_Food Preparation_Natural Gas_Range_Baseline Forecast | F1 | Commercial | Grocery | New | Food Preparation | Natural Gas | Range | Baseline Forecast | Units | 0 | 2521.8467 | 14685.65 | 22459.1723 | 31753.5736 | 41332.3042 | 50959.1695 | 59291.1905 | 67506.4424 | 75913.9849 | 84458.3825 | 92937.8697 | 101284.7295 | 109517.8165 | 117762.8045 | 125982.8568 | 134250.5462 | 142325.3533 | 150079.4256 | 157583.3105 | 165090.8822 | 172750.4724 | 180509.8872 | 188351.4019 | 196277.16 | 204225.2488 | 212204.4094 | 220188.9443 | 228208.7027 | 236245.9426 | 244342.9808 | 252445.9048 | 255888.1009
F2_Commercial_Grocery_New_Food Preparation_Natural Gas_Range_Baseline Forecast | F2 | Commercial | Grocery | New | Food Preparation | Natural Gas | Range | Baseline Forecast | Usage (MMtherm) | 0 | 0.00013586 | 0.00088131 | 0.001323 | 0.0018706 | 0.0024348 | 0.0030019 | 0.0034927 | 0.0039766 | 0.0044718 | 0.004975 | 0.0054744 | 0.0059658 | 0.0064506 | 0.0069359 | 0.0074198 | 0.0079063 | 0.0083814 | 0.0088377 | 0.0092792 | 0.0097208 | 0.010171 | 0.010628 | 0.011089 | 0.011555 | 0.012022 | 0.012492 | 0.012961 | 0.013433 | 0.013905 | 0.014381 | 0.014858 | 0.01506
F3_Commercial_Grocery_New_Food Preparation_Natural Gas_Range_Baseline Forecast | F3 | Commercial | Grocery | New | Food Preparation | Natural Gas | Range | Baseline Forecast | Summer Peak Demand (MW) | 0 | 0 | 0 | 0 | 0 | 0 | 0 | 0 | 0 | 0 | 0 | 0 | 0 | 0 | 0 | 0 | 0 | 0 | 0 | 0 | 0 | 0 | 0 | 0 | 0 | 0 | 0 | 0 | 0 | 0 | 0 | 0 | 0
F4_Commercial_Grocery_New_Food Preparation_Natural Gas_Range_Baseline Forecast | F4 | Commercial | Grocery | New | Food Preparation | Natural Gas | Range | Baseline Forecast | Winter Peak Demand (MW) | 0 | 0 | 0 | 0 | 0 | 0 | 0 | 0 | 0 | 0 | 0 | 0 | 0 | 0 | 0 | 0 | 0 | 0 | 0 | 0 | 0 | 0 | 0 | 0 | 0 | 0 | 0 | 0 | 0 | 0 | 0 | 0 | 0
F5_Commercial_Grocery_New_Food Preparation_Natural Gas_Range_Baseline Forecast | F5 | Commercial | Grocery | New | Food Preparation | Natural Gas | Range | Baseline Forecast | Turnover | 0 | 2521.8467 | 12163.8033 | 7773.5223 | 9294.4013 | 9578.7306 | 9626.8653 | 8332.021 | 8215.252 | 8407.5425 | 9048.7669 | 11315.7434 | 12170.5691 | 13150.9347 | 14095.0124 | 15486.5318 | 18274.8582 | 16572.7068 | 16632.5898 | 16490.9876 | 16973.0206 | 17326.6276 | 18092.6213 | 18977.4901 | 20099.938 | 21936.6787 | 22708.6612 | 23351.6504 | 23859.1326 | 24468.1219 | 25438.0122 | 25148.0188 | 20889.4679
F6_Commercial_Grocery_New_Food Preparation_Natural Gas_Range_Baseline Forecast | F6 | Commercial | Grocery | New | Food Preparation | Natural Gas | Range | Baseline Forecast | Avg. Replacement Usage (kWh) | 0.055776 | 0.053872 | 0.060011 | 0.058909 | 0.058911 | 0.05891 | 0.058906 | 0.058904 | 0.058901 | 0.058898 | 0.058896 | 0.058893 | 0.05889 | 0.058888 | 0.058885 | 0.058882 | 0.05888 | 0.058877 | 0.058874 | 0.058871 | 0.058868 | 0.058865 | 0.058862 | 0.05886 | 0.058857 | 0.058855 | 0.058853 | 0.058852 | 0.05885 | 0.058849 | 0.058849 | 0.058848 | 0.058848
F7_Commercial_Grocery_New_Food Preparation_Natural Gas_Range_Baseline Forecast | F7 | Commercial | Grocery | New | Food Preparation | Natural Gas | Range | Baseline Forecast | Avg. Replacement Summer Demand (kW) | 0 | 0 | 0 | 0 | 0 | 0 | 0 | 0 | 0 | 0 | 0 | 0 | 0 | 0 | 0 | 0 | 0 | 0 | 0 | 0 | 0 | 0 | 0 | 0 | 0 | 0 | 0 | 0 | 0 | 0 | 0 | 0 | 0
F8_Commercial_Grocery_New_Food Preparation_Natural Gas_Range_Baseline Forecast | F8 | Commercial | Grocery | New | Food Preparation | Natural Gas | Range | Baseline Forecast | Avg. Replacement Winter Demand (kW) | 0 | 0 | 0 | 0 | 0 | 0 | 0 | 0 | 0 | 0 | 0 | 0 | 0 | 0 | 0 | 0 | 0 | 0 | 0 | 0 | 0 | 0 | 0 | 0 | 0 | 0 | 0 | 0 | 0 | 0 | 0 | 0 | 0
F1_Commercial_Grocery_New_Food Preparation_Natural Gas_Steamer_Baseline Forecast | F1 | Commercial | Grocery | New | Food Preparation | Natural Gas | Steamer | Baseline Forecast | Units | 0 | 123.9217 | 721.6421 | 1103.6273 | 1560.3474 | 2031.0392 | 2504.0963 | 2913.5258 | 3317.2172 | 3730.3577 | 4150.2232 | 4566.899 | 4977.0576 | 5381.6255 | 5786.7781 | 6190.7055 | 6596.9737 | 6993.7638 | 7374.7933 | 7743.5287 | 8112.4453 | 8488.8319 | 8870.1239 | 9255.4502 | 9644.9162 | 10035.4795 | 10427.5696 | 10819.9238 | 11214.0088 | 11608.9529 | 12006.8355 | 12405.0072 | 12574.1542
F2_Commercial_Grocery_New_Food Preparation_Natural Gas_Steamer_Baseline Forecast | F2 | Commercial | Grocery | New | Food Preparation | Natural Gas | Steamer | Baseline Forecast | Usage (MMtherm) | 0 | 1.1147e-05 | 7.2229e-05 | 8.3872e-05 | 9.9383e-05 | 0.00011537 | 0.00013143 | 0.00014534 | 0.00015905 | 0.00017308 | 0.00018645 | 0.00019555 | 0.00020498 | 0.00021473 | 0.00022494 | 0.0002355 | 0.00024649 | 0.00025747 | 0.00026819 | 0.00027629 | 0.00027551 | 0.00028829 | 0.00030124 | 0.00031433 | 0.00032755 | 0.00034082 | 0.00035413 | 0.00036746 | 0.00038084 | 0.00039426 | 0.00040777 | 0.00042129 | 0.00042703
F3_Commercial_Grocery_New_Food Preparation_Natural Gas_Steamer_Baseline Forecast | F3 | Commercial | Grocery | New | Food Preparation | Natural Gas | Steamer | Baseline Forecast | Summer Peak Demand (MW) | 0 | 0 | 0 | 0 | 0 | 0 | 0 | 0 | 0 | 0 | 0 | 0 | 0 | 0 | 0 | 0 | 0 | 0 | 0 | 0 | 0 | 0 | 0 | 0 | 0 | 0 | 0 | 0 | 0 | 0 | 0 | 0 | 0
F4_Commercial_Grocery_New_Food Preparation_Natural Gas_Steamer_Baseline Forecast | F4 | Commercial | Grocery | New | Food Preparation | Natural Gas | Steamer | Baseline Forecast | Winter Peak Demand (MW) | 0 | 0 | 0 | 0 | 0 | 0 | 0 | 0 | 0 | 0 | 0 | 0 | 0 | 0 | 0 | 0 | 0 | 0 | 0 | 0 | 0 | 0 | 0 | 0 | 0 | 0 | 0 | 0 | 0 | 0 | 0 | 0 | 0
F5_Commercial_Grocery_New_Food Preparation_Natural Gas_Steamer_Baseline Forecast | F5 | Commercial | Grocery | New | Food Preparation | Natural Gas | Steamer | Baseline Forecast | Turnover | 0 | 123.9217 | 597.7204 | 381.9852 | 456.7201 | 470.6918 | 473.0571 | 409.4294 | 403.6915 | 413.1405 | 433.6345 | 495.3284 | 522.5148 | 555.1867 | 591.3352 | 621.9848 | 645.5892 | 654.3745 | 655.8979 | 699.4057 | 863.7867 | 807.8936 | 849.5554 | 871.5669 | 891.5177 | 888.9697 | 906.0593 | 925.0031 | 951.5735 | 1005.4641 | 1038.7049 | 1072.2479 | 876.2983
F6_Commercial_Grocery_New_Food Preparation_Natural Gas_Steamer_Baseline Forecast | F6 | Commercial | Grocery | New | Food Preparation | Natural Gas | Steamer | Baseline Forecast | Avg. Replacement Usage (kWh) | 0.093156 | 0.089949 | 0.10007 | 0.033961 | 0.033961 | 0.033961 | 0.033961 | 0.033961 | 0.033961 | 0.033961 | 0.033961 | 0.033961 | 0.033961 | 0.033961 | 0.033961 | 0.033961 | 0.033961 | 0.033961 | 0.033961 | 0.033961 | 0.033961 | 0.033961 | 0.033961 | 0.033961 | 0.033961 | 0.033961 | 0.033961 | 0.033961 | 0.033961 | 0.033961 | 0.033961 | 0.033961 | 0.033961
F7_Commercial_Grocery_New_Food Preparation_Natural Gas_Steamer_Baseline Forecast | F7 | Commercial | Grocery | New | Food Preparation | Natural Gas | Steamer | Baseline Forecast | Avg. Replacement Summer Demand (kW) | 0 | 0 | 0 | 0 | 0 | 0 | 0 | 0 | 0 | 0 | 0 | 0 | 0 | 0 | 0 | 0 | 0 | 0 | 0 | 0 | 0 | 0 | 0 | 0 | 0 | 0 | 0 | 0 | 0 | 0 | 0 | 0 | 0
F8_Commercial_Grocery_New_Food Preparation_Natural Gas_Steamer_Baseline Forecast | F8 | Commercial | Grocery | New | Food Preparation | Natural Gas | Steamer | Baseline Forecast | Avg. Replacement Winter Demand (kW) | 0 | 0 | 0 | 0 | 0 | 0 | 0 | 0 | 0 | 0 | 0 | 0 | 0 | 0 | 0 | 0 | 0 | 0 | 0 | 0 | 0 | 0 | 0 | 0 | 0 | 0 | 0 | 0 | 0 | 0 | 0 | 0 | 0
F1_Commercial_Grocery_New_Food Preparation_Natural Gas_Food Prep Other_Baseline Forecast | F1 | Commercial | Grocery | New | Food Preparation | Natural Gas | Food Prep Other | Baseline Forecast | Units | 0 | 0 | 0 | 0 | 0 | 0 | 0 | 0 | 0 | 0 | 0 | 0 | 0 | 0 | 0 | 0 | 0 | 0 | 0 | 0 | 0 | 0 | 0 | 0 | 0 | 0 | 0 | 0 | 0 | 0 | 0 | 0 | 0
F2_Commercial_Grocery_New_Food Preparation_Natural Gas_Food Prep Other_Baseline Forecast | F2 | Commercial | Grocery | New | Food Preparation | Natural Gas | Food Prep Other | Baseline Forecast | Usage (MMtherm) | 0 | 0 | 0 | 0 | 0 | 0 | 0 | 0 | 0 | 0 | 0 | 0 | 0 | 0 | 0 | 0 | 0 | 0 | 0 | 0 | 0 | 0 | 0 | 0 | 0 | 0 | 0 | 0 | 0 | 0 | 0 | 0 | 0
F3_Commercial_Grocery_New_Food Preparation_Natural Gas_Food Prep Other_Baseline Forecast | F3 | Commercial | Grocery | New | Food Preparation | Natural Gas | Food Prep Other | Baseline Forecast | Summer Peak Demand (MW) | 0 | 0 | 0 | 0 | 0 | 0 | 0 | 0 | 0 | 0 | 0 | 0 | 0 | 0 | 0 | 0 | 0 | 0 | 0 | 0 | 0 | 0 | 0 | 0 | 0 | 0 | 0 | 0 | 0 | 0 | 0 | 0 | 0
F4_Commercial_Grocery_New_Food Preparation_Natural Gas_Food Prep Other_Baseline Forecast | F4 | Commercial | Grocery | New | Food Preparation | Natural Gas | Food Prep Other | Baseline Forecast | Winter Peak Demand (MW) | 0 | 0 | 0 | 0 | 0 | 0 | 0 | 0 | 0 | 0 | 0 | 0 | 0 | 0 | 0 | 0 | 0 | 0 | 0 | 0 | 0 | 0 | 0 | 0 | 0 | 0 | 0 | 0 | 0 | 0 | 0 | 0 | 0
F5_Commercial_Grocery_New_Food Preparation_Natural Gas_Food Prep Other_Baseline Forecast | F5 | Commercial | Grocery | New | Food Preparation | Natural Gas | Food Prep Other | Baseline Forecast | Turnover | 0 | 0 | 0 | 0 | 0 | 0 | 0 | 0 | 0 | 0 | 0 | 0 | 0 | 0 | 0 | 0 | 0 | 0 | 0 | 0 | 0 | 0 | 0 | 0 | 0 | 0 | 0 | 0 | 0 | 0 | 0 | 0 | 0
F6_Commercial_Grocery_New_Food Preparation_Natural Gas_Food Prep Other_Baseline Forecast | F6 | Commercial | Grocery | New | Food Preparation | Natural Gas | Food Prep Other | Baseline Forecast | Avg. Replacement Usage (kWh) | 0.023277 | 0.022483 | 0.025045 | 0.024584 | 0.024584 | 0.024584 | 0.024584 | 0.024584 | 0.024584 | 0.024584 | 0.024584 | 0.024584 | 0.024584 | 0.024584 | 0.024584 | 0.024584 | 0.024584 | 0.024584 | 0.024584 | 0.024584 | 0.024584 | 0.024584 | 0.024584 | 0.024584 | 0.024584 | 0.024584 | 0.024584 | 0.024584 | 0.024584 | 0.024584 | 0.024584 | 0.024584 | 0.024584
F7_Commercial_Grocery_New_Food Preparation_Natural Gas_Food Prep Other_Baseline Forecast | F7 | Commercial | Grocery | New | Food Preparation | Natural Gas | Food Prep Other | Baseline Forecast | Avg. Replacement Summer Demand (kW) | 0 | 0 | 0 | 0 | 0 | 0 | 0 | 0 | 0 | 0 | 0 | 0 | 0 | 0 | 0 | 0 | 0 | 0 | 0 | 0 | 0 | 0 | 0 | 0 | 0 | 0 | 0 | 0 | 0 | 0 | 0 | 0 | 0
F8_Commercial_Grocery_New_Food Preparation_Natural Gas_Food Prep Other_Baseline Forecast | F8 | Commercial | Grocery | New | Food Preparation | Natural Gas | Food Prep Other | Baseline Forecast | Avg. Replacement Winter Demand (kW) | 0 | 0 | 0 | 0 | 0 | 0 | 0 | 0 | 0 | 0 | 0 | 0 | 0 | 0 | 0 | 0 | 0 | 0 | 0 | 0 | 0 | 0 | 0 | 0 | 0 | 0 | 0 | 0 | 0 | 0 | 0 | 0 | 0
F1_Commercial_Grocery_New_Miscellaneous_Natural Gas_Pool Heater_Baseline Forecast | F1 | Commercial | Grocery | New | Miscellaneous | Natural Gas | Pool Heater | Baseline Forecast | Units | 0 | 0 | 0 | 0 | 0 | 0 | 0 | 0 | 0 | 0 | 0 | 0 | 0 | 0 | 0 | 0 | 0 | 0 | 0 | 0 | 0 | 0 | 0 | 0 | 0 | 0 | 0 | 0 | 0 | 0 | 0 | 0 | 0
F2_Commercial_Grocery_New_Miscellaneous_Natural Gas_Pool Heater_Baseline Forecast | F2 | Commercial | Grocery | New | Miscellaneous | Natural Gas | Pool Heater | Baseline Forecast | Usage (MMtherm) | 0 | 0 | 0 | 0 | 0 | 0 | 0 | 0 | 0 | 0 | 0 | 0 | 0 | 0 | 0 | 0 | 0 | 0 | 0 | 0 | 0 | 0 | 0 | 0 | 0 | 0 | 0 | 0 | 0 | 0 | 0 | 0 | 0
F3_Commercial_Grocery_New_Miscellaneous_Natural Gas_Pool Heater_Baseline Forecast | F3 | Commercial | Grocery | New | Miscellaneous | Natural Gas | Pool Heater | Baseline Forecast | Summer Peak Demand (MW) | 0 | 0 | 0 | 0 | 0 | 0 | 0 | 0 | 0 | 0 | 0 | 0 | 0 | 0 | 0 | 0 | 0 | 0 | 0 | 0 | 0 | 0 | 0 | 0 | 0 | 0 | 0 | 0 | 0 | 0 | 0 | 0 | 0
F4_Commercial_Grocery_New_Miscellaneous_Natural Gas_Pool Heater_Baseline Forecast | F4 | Commercial | Grocery | New | Miscellaneous | Natural Gas | Pool Heater | Baseline Forecast | Winter Peak Demand (MW) | 0 | 0 | 0 | 0 | 0 | 0 | 0 | 0 | 0 | 0 | 0 | 0 | 0 | 0 | 0 | 0 | 0 | 0 | 0 | 0 | 0 | 0 | 0 | 0 | 0 | 0 | 0 | 0 | 0 | 0 | 0 | 0 | 0
F5_Commercial_Grocery_New_Miscellaneous_Natural Gas_Pool Heater_Baseline Forecast | F5 | Commercial | Grocery | New | Miscellaneous | Natural Gas | Pool Heater | Baseline Forecast | Turnover | 0 | 0 | 0 | 0 | 0 | 0 | 0 | 0 | 0 | 0 | 0 | 0 | 0 | 0 | 0 | 0 | 0 | 0 | 0 | 0 | 0 | 0 | 0 | 0 | 0 | 0 | 0 | 0 | 0 | 0 | 0 | 0 | 0
F6_Commercial_Grocery_New_Miscellaneous_Natural Gas_Pool Heater_Baseline Forecast | F6 | Commercial | Grocery | New | Miscellaneous | Natural Gas | Pool Heater | Baseline Forecast | Avg. Replacement Usage (kWh) | 0.01 | 0.0096587 | 0.01076 | 0.010562 | 0.010562 | 0.010562 | 0.010562 | 0.010562 | 0.010562 | 0.010562 | 0.010562 | 0.010562 | 0.010562 | 0.010562 | 0.010562 | 0.010562 | 0.010562 | 0.010562 | 0.010562 | 0.010562 | 0.010562 | 0.010562 | 0.010562 | 0.010562 | 0.010562 | 0.010562 | 0.010562 | 0.010562 | 0.010562 | 0.010562 | 0.010562 | 0.010562 | 0.010562
F7_Commercial_Grocery_New_Miscellaneous_Natural Gas_Pool Heater_Baseline Forecast | F7 | Commercial | Grocery | New | Miscellaneous | Natural Gas | Pool Heater | Baseline Forecast | Avg. Replacement Summer Demand (kW) | 0 | 0 | 0 | 0 | 0 | 0 | 0 | 0 | 0 | 0 | 0 | 0 | 0 | 0 | 0 | 0 | 0 | 0 | 0 | 0 | 0 | 0 | 0 | 0 | 0 | 0 | 0 | 0 | 0 | 0 | 0 | 0 | 0
F8_Commercial_Grocery_New_Miscellaneous_Natural Gas_Pool Heater_Baseline Forecast | F8 | Commercial | Grocery | New | Miscellaneous | Natural Gas | Pool Heater | Baseline Forecast | Avg. Replacement Winter Demand (kW) | 0 | 0 | 0 | 0 | 0 | 0 | 0 | 0 | 0 | 0 | 0 | 0 | 0 | 0 | 0 | 0 | 0 | 0 | 0 | 0 | 0 | 0 | 0 | 0 | 0 | 0 | 0 | 0 | 0 | 0 | 0 | 0 | 0
F1_Commercial_Grocery_New_Miscellaneous_Natural Gas_Miscellaneous_Baseline Forecast | F1 | Commercial | Grocery | New | Miscellaneous | Natural Gas | Miscellaneous | Baseline Forecast | Units | 0 | 17608.6842 | 102541.9073 | 156820.1855 | 221717.9347 | 288601.0013 | 355820.1661 | 413998.1371 | 471360.7736 | 530066.0701 | 589726.9515 | 648934.5993 | 707216.1812 | 764703.35 | 822273.6176 | 879669.7724 | 937398.5505 | 993780.5373 | 1047923.007 | 1100318.5544 | 1152739.8441 | 1206222.597 | 1260402.3704 | 1315155.4024 | 1370496.6609 | 1425993.8428 | 1481707.9811 | 1537459.6459 | 1593457.2571 | 1649576.9328 | 1706114.1464 | 1762692.4581 | 1786727.4411
F2_Commercial_Grocery_New_Miscellaneous_Natural Gas_Miscellaneous_Baseline Forecast | F2 | Commercial | Grocery | New | Miscellaneous | Natural Gas | Miscellaneous | Baseline Forecast | Usage (MMtherm) | 0 | 5.1824e-05 | 0.00033619 | 0.00050468 | 0.00071354 | 0.00092878 | 0.0011451 | 0.0013323 | 0.0015169 | 0.0017059 | 0.0018979 | 0.0020884 | 0.002276 | 0.002461 | 0.0026463 | 0.002831 | 0.0030167 | 0.0031982 | 0.0033724 | 0.0035411 | 0.0037098 | 0.0038819 | 0.0040562 | 0.0042324 | 0.0044105 | 0.0045891 | 0.0047684 | 0.0049479 | 0.0051281 | 0.0053087 | 0.0054906 | 0.0056727 | 0.0057501
F3_Commercial_Grocery_New_Miscellaneous_Natural Gas_Miscellaneous_Baseline Forecast | F3 | Commercial | Grocery | New | Miscellaneous | Natural Gas | Miscellaneous | Baseline Forecast | Summer Peak Demand (MW) | 0 | 0 | 0 | 0 | 0 | 0 | 0 | 0 | 0 | 0 | 0 | 0 | 0 | 0 | 0 | 0 | 0 | 0 | 0 | 0 | 0 | 0 | 0 | 0 | 0 | 0 | 0 | 0 | 0 | 0 | 0 | 0 | 0
F4_Commercial_Grocery_New_Miscellaneous_Natural Gas_Miscellaneous_Baseline Forecast | F4 | Commercial | Grocery | New | Miscellaneous | Natural Gas | Miscellaneous | Baseline Forecast | Winter Peak Demand (MW) | 0 | 0 | 0 | 0 | 0 | 0 | 0 | 0 | 0 | 0 | 0 | 0 | 0 | 0 | 0 | 0 | 0 | 0 | 0 | 0 | 0 | 0 | 0 | 0 | 0 | 0 | 0 | 0 | 0 | 0 | 0 | 0 | 0
F5_Commercial_Grocery_New_Miscellaneous_Natural Gas_Miscellaneous_Baseline Forecast | F5 | Commercial | Grocery | New | Miscellaneous | Natural Gas | Miscellaneous | Baseline Forecast | Turnover | 0 | 17608.6842 | 84933.2232 | 54278.2782 | 67413.2755 | 81172.5496 | 87221.3328 | 84953.1544 | 91908.8722 | 100776.5461 | 107858.1174 | 118779.8193 | 143355.5786 | 136884.5023 | 146420.646 | 158041.8532 | 165313.8048 | 168854.1091 | 175151.1517 | 182317.1928 | 189967.9821 | 199583.6269 | 212614.7305 | 215807.3126 | 224678.155 | 234402.548 | 242009.9462 | 248562.1581 | 256584.515 | 264712.0343 | 273068.6558 | 281633.2082 | 258551.8902
F6_Commercial_Grocery_New_Miscellaneous_Natural Gas_Miscellaneous_Baseline Forecast | F6 | Commercial | Grocery | New | Miscellaneous | Natural Gas | Miscellaneous | Baseline Forecast | Avg. Replacement Usage (kWh) | 0.0030471 | 0.0029431 | 0.0032785 | 0.0032182 | 0.0032182 | 0.0032182 | 0.0032182 | 0.0032182 | 0.0032182 | 0.0032182 | 0.0032182 | 0.0032182 | 0.0032182 | 0.0032182 | 0.0032182 | 0.0032182 | 0.0032182 | 0.0032182 | 0.0032182 | 0.0032182 | 0.0032182 | 0.0032182 | 0.0032182 | 0.0032182 | 0.0032182 | 0.0032182 | 0.0032182 | 0.0032182 | 0.0032182 | 0.0032182 | 0.0032182 | 0.0032182 | 0.0032182
F7_Commercial_Grocery_New_Miscellaneous_Natural Gas_Miscellaneous_Baseline Forecast | F7 | Commercial | Grocery | New | Miscellaneous | Natural Gas | Miscellaneous | Baseline Forecast | Avg. Replacement Summer Demand (kW) | 0 | 0 | 0 | 0 | 0 | 0 | 0 | 0 | 0 | 0 | 0 | 0 | 0 | 0 | 0 | 0 | 0 | 0 | 0 | 0 | 0 | 0 | 0 | 0 | 0 | 0 | 0 | 0 | 0 | 0 | 0 | 0 | 0
F8_Commercial_Grocery_New_Miscellaneous_Natural Gas_Miscellaneous_Baseline Forecast | F8 | Commercial | Grocery | New | Miscellaneous | Natural Gas | Miscellaneous | Baseline Forecast | Avg. Replacement Winter Demand (kW) | 0 | 0 | 0 | 0 | 0 | 0 | 0 | 0 | 0 | 0 | 0 | 0 | 0 | 0 | 0 | 0 | 0 | 0 | 0 | 0 | 0 | 0 | 0 | 0 | 0 | 0 | 0 | 0 | 0 | 0 | 0 | 0 | 0
F1_Commercial_School_Existing_Space Heating_Natural Gas_Furnace_Baseline Forecast | F1 | Commercial | School | Existing | Space Heating | Natural Gas | Furnace | Baseline Forecast | Units | 1013223.7453 | 1008068.6916 | 1002913.6379 | 996688.224 | 1019976.5274 | 1017235.4213 | 1014815.5639 | 1012636.0257 | 1010530.3894 | 1008437.7911 | 1006334.7186 | 1004234.4623 | 1002152.106 | 1000092.8353 | 998043.6484 | 996002.5869 | 993959.6702 | 991939.7963 | 989971.3367 | 988059.6707 | 986175.9471 | 984287.2881 | 982383.7719 | 980462.6045 | 978522.1426 | 976569.2492 | 974606.2977 | 972637.6328 | 970661.7363 | 968680.0427 | 966688.037 | 964690.1271 | 977844.0444
F2_Commercial_School_Existing_Space Heating_Natural Gas_Furnace_Baseline Forecast | F2 | Commercial | School | Existing | Space Heating | Natural Gas | Furnace | Baseline Forecast | Usage (MMtherm) | 0.30606 | 0.29385 | 0.32365 | 0.31374 | 0.31889 | 0.3152 | 0.31159 | 0.30704 | 0.30249 | 0.29792 | 0.29333 | 0.28874 | 0.28415 | 0.27958 | 0.27502 | 0.27048 | 0.26597 | 0.26149 | 0.25704 | 0.25275 | 0.24859 | 0.24453 | 0.24045 | 0.23651 | 0.23269 | 0.22906 | 0.22559 | 0.22228 | 0.2191 | 0.21606 | 0.21313 | 0.21032 | 0.2117
F3_Commercial_School_Existing_Space Heating_Natural Gas_Furnace_Baseline Forecast | F3 | Commercial | School | Existing | Space Heating | Natural Gas | Furnace | Baseline Forecast | Summer Peak Demand (MW) | 0 | 0 | 0 | 0 | 0 | 0 | 0 | 0 | 0 | 0 | 0 | 0 | 0 | 0 | 0 | 0 | 0 | 0 | 0 | 0 | 0 | 0 | 0 | 0 | 0 | 0 | 0 | 0 | 0 | 0 | 0 | 0 | 0
F4_Commercial_School_Existing_Space Heating_Natural Gas_Furnace_Baseline Forecast | F4 | Commercial | School | Existing | Space Heating | Natural Gas | Furnace | Baseline Forecast | Winter Peak Demand (MW) | 0 | 0 | 0 | 0 | 0 | 0 | 0 | 0 | 0 | 0 | 0 | 0 | 0 | 0 | 0 | 0 | 0 | 0 | 0 | 0 | 0 | 0 | 0 | 0 | 0 | 0 | 0 | 0 | 0 | 0 | 0 | 0 | 0
F5_Commercial_School_Existing_Space Heating_Natural Gas_Furnace_Baseline Forecast | F5 | Commercial | School | Existing | Space Heating | Natural Gas | Furnace | Baseline Forecast | Turnover | 0 | 20228.8032 | 21931.4791 | 23452.1838 | 48269.8784 | 26322.3909 | 27556.3299 | 28691.3973 | 29731.8305 | 30683.6297 | 31553.1052 | 32347.1149 | 33072.1137 | 33733.7975 | 34336.8126 | 34885.7558 | 35384.5648 | 35838.0778 | 36250.9991 | 34888.1963 | 33764.0973 | 32848.0615 | 33838.8661 | 33126.3942 | 32561.6009 | 32125.2995 | 31800.2757 | 31571.2945 | 31424.6533 | 31348.2958 | 31331.3638 | 31364.535 | 50827.1493
F6_Commercial_School_Existing_Space Heating_Natural Gas_Furnace_Baseline Forecast | F6 | Commercial | School | Existing | Space Heating | Natural Gas | Furnace | Baseline Forecast | Avg. Replacement Usage (kWh) | 0.2947 | 0.28464 | 0.31541 | 0.30796 | 0.30631 | 0.27386 | 0.27237 | 0.23606 | 0.23476 | 0.23347 | 0.23217 | 0.23087 | 0.22958 | 0.22828 | 0.22699 | 0.22569 | 0.2244 | 0.22311 | 0.22181 | 0.22051 | 0.21922 | 0.21792 | 0.21663 | 0.21533 | 0.21404 | 0.21275 | 0.21145 | 0.21016 | 0.20887 | 0.20758 | 0.20629 | 0.205 | 0.205
F7_Commercial_School_Existing_Space Heating_Natural Gas_Furnace_Baseline Forecast | F7 | Commercial | School | Existing | Space Heating | Natural Gas | Furnace | Baseline Forecast | Avg. Replacement Summer Demand (kW) | 0 | 0 | 0 | 0 | 0 | 0 | 0 | 0 | 0 | 0 | 0 | 0 | 0 | 0 | 0 | 0 | 0 | 0 | 0 | 0 | 0 | 0 | 0 | 0 | 0 | 0 | 0 | 0 | 0 | 0 | 0 | 0 | 0
F8_Commercial_School_Existing_Space Heating_Natural Gas_Furnace_Baseline Forecast | F8 | Commercial | School | Existing | Space Heating | Natural Gas | Furnace | Baseline Forecast | Avg. Replacement Winter Demand (kW) | 0 | 0 | 0 | 0 | 0 | 0 | 0 | 0 | 0 | 0 | 0 | 0 | 0 | 0 | 0 | 0 | 0 | 0 | 0 | 0 | 0 | 0 | 0 | 0 | 0 | 0 | 0 | 0 | 0 | 0 | 0 | 0 | 0
F1_Commercial_School_Existing_Space Heating_Natural Gas_Boiler_Baseline Forecast | F1 | Commercial | School | Existing | Space Heating | Natural Gas | Boiler | Baseline Forecast | Units | 2487975.3735 | 2475317.1164 | 2462658.8593 | 2447372.3281 | 2504556.8597 | 2497826.0616 | 2491884.0911 | 2486532.2253 | 2481361.8262 | 2476223.4418 | 2471059.3381 | 2465902.1495 | 2460788.9143 | 2455732.3662 | 2450700.5786 | 2445688.7432 | 2440672.3523 | 2435712.5429 | 2430878.9818 | 2426184.8773 | 2421559.3857 | 2416921.7753 | 2412247.6829 | 2407530.2477 | 2402765.435 | 2397970.0968 | 2393150.0607 | 2388315.9953 | 2383464.1729 | 2378598.1155 | 2373706.7365 | 2368800.8601 | 2401100.362
F2_Commercial_School_Existing_Space Heating_Natural Gas_Boiler_Baseline Forecast | F2 | Commercial | School | Existing | Space Heating | Natural Gas | Boiler | Baseline Forecast | Usage (MMtherm) | 1.99 | 1.9212 | 2.1284 | 2.0759 | 2.13 | 2.1182 | 2.1069 | 2.0959 | 2.0849 | 2.0735 | 2.0618 | 2.0496 | 2.0371 | 2.0243 | 2.0109 | 1.9971 | 1.9827 | 1.9679 | 1.9527 | 1.937 | 1.9208 | 1.9045 | 1.888 | 1.8713 | 1.8541 | 1.8371 | 1.8203 | 1.8037 | 1.7874 | 1.7712 | 1.7552 | 1.7393 | 1.7617
F3_Commercial_School_Existing_Space Heating_Natural Gas_Boiler_Baseline Forecast | F3 | Commercial | School | Existing | Space Heating | Natural Gas | Boiler | Baseline Forecast | Summer Peak Demand (MW) | 0 | 0 | 0 | 0 | 0 | 0 | 0 | 0 | 0 | 0 | 0 | 0 | 0 | 0 | 0 | 0 | 0 | 0 | 0 | 0 | 0 | 0 | 0 | 0 | 0 | 0 | 0 | 0 | 0 | 0 | 0 | 0 | 0
F4_Commercial_School_Existing_Space Heating_Natural Gas_Boiler_Baseline Forecast | F4 | Commercial | School | Existing | Space Heating | Natural Gas | Boiler | Baseline Forecast | Winter Peak Demand (MW) | 0 | 0 | 0 | 0 | 0 | 0 | 0 | 0 | 0 | 0 | 0 | 0 | 0 | 0 | 0 | 0 | 0 | 0 | 0 | 0 | 0 | 0 | 0 | 0 | 0 | 0 | 0 | 0 | 0 | 0 | 0 | 0 | 0
F5_Commercial_School_Existing_Space Heating_Natural Gas_Boiler_Baseline Forecast | F5 | Commercial | School | Existing | Space Heating | Natural Gas | Boiler | Baseline Forecast | Turnover | 0 | 45698.1621 | 49544.6161 | 52979.9854 | 113619.5099 | 59463.9672 | 62251.5144 | 64815.7044 | 67166.1097 | 69316.2849 | 71280.4858 | 73074.2045 | 74712.0233 | 76206.8093 | 77569.0592 | 78809.1569 | 79935.9985 | 80960.5135 | 81893.3292 | 82742.6059 | 83513.0071 | 80295.2417 | 77623.2209 | 75429.5826 | 77874.2541 | 76131.7537 | 74733.0517 | 73633.8968 | 72794.4556 | 72179.5041 | 71757.3169 | 71500.374 | 103832.0912
F6_Commercial_School_Existing_Space Heating_Natural Gas_Boiler_Baseline Forecast | F6 | Commercial | School | Existing | Space Heating | Natural Gas | Boiler | Baseline Forecast | Avg. Replacement Usage (kWh) | 0.9128 | 0.88164 | 0.97693 | 0.95385 | 0.94876 | 0.84681 | 0.84223 | 0.83765 | 0.83307 | 0.82849 | 0.82391 | 0.81933 | 0.81475 | 0.81018 | 0.8056 | 0.80102 | 0.79644 | 0.79187 | 0.78729 | 0.78271 | 0.77813 | 0.77357 | 0.76898 | 0.76441 | 0.75983 | 0.75527 | 0.75068 | 0.74611 | 0.74153 | 0.73696 | 0.73238 | 0.72781 | 0.72781
F7_Commercial_School_Existing_Space Heating_Natural Gas_Boiler_Baseline Forecast | F7 | Commercial | School | Existing | Space Heating | Natural Gas | Boiler | Baseline Forecast | Avg. Replacement Summer Demand (kW) | 0 | 0 | 0 | 0 | 0 | 0 | 0 | 0 | 0 | 0 | 0 | 0 | 0 | 0 | 0 | 0 | 0 | 0 | 0 | 0 | 0 | 0 | 0 | 0 | 0 | 0 | 0 | 0 | 0 | 0 | 0 | 0 | 0
F8_Commercial_School_Existing_Space Heating_Natural Gas_Boiler_Baseline Forecast | F8 | Commercial | School | Existing | Space Heating | Natural Gas | Boiler | Baseline Forecast | Avg. Replacement Winter Demand (kW) | 0 | 0 | 0 | 0 | 0 | 0 | 0 | 0 | 0 | 0 | 0 | 0 | 0 | 0 | 0 | 0 | 0 | 0 | 0 | 0 | 0 | 0 | 0 | 0 | 0 | 0 | 0 | 0 | 0 | 0 | 0 | 0 | 0
F1_Commercial_School_Existing_Space Heating_Natural Gas_Unit Heater_Baseline Forecast | F1 | Commercial | School | Existing | Space Heating | Natural Gas | Unit Heater | Baseline Forecast | Units | 177977.8817 | 177072.3704 | 176166.8591 | 175073.3337 | 179164.0421 | 178682.5529 | 178257.4927 | 177874.6458 | 177504.7801 | 177137.2046 | 176767.7893 | 176398.8686 | 176033.0922 | 175671.3709 | 175311.4208 | 174952.8981 | 174594.0494 | 174239.2483 | 173893.4784 | 173557.6846 | 173226.799 | 172895.0465 | 172560.6842 | 172223.2214 | 171882.3695 | 171539.3339 | 171194.5315 | 170848.7255 | 170501.6493 | 170153.5548 | 169803.6489 | 169452.7059 | 171763.2581
F2_Commercial_School_Existing_Space Heating_Natural Gas_Unit Heater_Baseline Forecast | F2 | Commercial | School | Existing | Space Heating | Natural Gas | Unit Heater | Baseline Forecast | Usage (MMtherm) | 0.026881 | 0.025831 | 0.028476 | 0.027631 | 0.028125 | 0.027742 | 0.02736 | 0.02698 | 0.026597 | 0.026213 | 0.025825 | 0.025455 | 0.025098 | 0.024749 | 0.024398 | 0.024073 | 0.02377 | 0.023487 | 0.023195 | 0.022917 | 0.022652 | 0.022381 | 0.022179 | 0.021981 | 0.021787 | 0.021596 | 0.021408 | 0.021222 | 0.021039 | 0.020858 | 0.020679 | 0.020501 | 0.020774
F3_Commercial_School_Existing_Space Heating_Natural Gas_Unit Heater_Baseline Forecast | F3 | Commercial | School | Existing | Space Heating | Natural Gas | Unit Heater | Baseline Forecast | Summer Peak Demand (MW) | 0 | 0 | 0 | 0 | 0 | 0 | 0 | 0 | 0 | 0 | 0 | 0 | 0 | 0 | 0 | 0 | 0 | 0 | 0 | 0 | 0 | 0 | 0 | 0 | 0 | 0 | 0 | 0 | 0 | 0 | 0 | 0 | 0
F4_Commercial_School_Existing_Space Heating_Natural Gas_Unit Heater_Baseline Forecast | F4 | Commercial | School | Existing | Space Heating | Natural Gas | Unit Heater | Baseline Forecast | Winter Peak Demand (MW) | 0 | 0 | 0 | 0 | 0 | 0 | 0 | 0 | 0 | 0 | 0 | 0 | 0 | 0 | 0 | 0 | 0 | 0 | 0 | 0 | 0 | 0 | 0 | 0 | 0 | 0 | 0 | 0 | 0 | 0 | 0 | 0 | 0
F5_Commercial_School_Existing_Space Heating_Natural Gas_Unit Heater_Baseline Forecast | F5 | Commercial | School | Existing | Space Heating | Natural Gas | Unit Heater | Baseline Forecast | Turnover | 0 | 6324.0132 | 7490.0875 | 8464.4299 | 13430.1404 | 10062.3192 | 10677.9883 | 11202.1111 | 11646.7481 | 12022.8827 | 12340.1674 | 11434.6565 | 10825.5986 | 10445.6491 | 10812.4034 | 10656.2908 | 10609.306 | 10642.8058 | 12502.427 | 12714.6602 | 12892.6415 | 14026.9189 | 12578.3647 | 12403.3618 | 12278.8476 | 12128.0994 | 11973.427 | 11829.4305 | 11622.3829 | 11557.6091 | 11590.8214 | 11987.7185 | 14312.4701
F6_Commercial_School_Existing_Space Heating_Natural Gas_Unit Heater_Baseline Forecast | F6 | Commercial | School | Existing | Space Heating | Natural Gas | Unit Heater | Baseline Forecast | Avg. Replacement Usage (kWh) | 0.15103 | 0.14588 | 0.16164 | 0.15783 | 0.15698 | 0.14051 | 0.13975 | 0.13899 | 0.13823 | 0.13747 | 0.13671 | 0.13595 | 0.13519 | 0.13443 | 0.13367 | 0.13291 | 0.13215 | 0.13139 | 0.13063 | 0.12987 | 0.12911 | 0.12835 | 0.12759 | 0.12683 | 0.12607 | 0.12532 | 0.12456 | 0.1238 | 0.12304 | 0.12228 | 0.12152 | 0.12076 | 0.12076
F7_Commercial_School_Existing_Space Heating_Natural Gas_Unit Heater_Baseline Forecast | F7 | Commercial | School | Existing | Space Heating | Natural Gas | Unit Heater | Baseline Forecast | Avg. Replacement Summer Demand (kW) | 0 | 0 | 0 | 0 | 0 | 0 | 0 | 0 | 0 | 0 | 0 | 0 | 0 | 0 | 0 | 0 | 0 | 0 | 0 | 0 | 0 | 0 | 0 | 0 | 0 | 0 | 0 | 0 | 0 | 0 | 0 | 0 | 0
F8_Commercial_School_Existing_Space Heating_Natural Gas_Unit Heater_Baseline Forecast | F8 | Commercial | School | Existing | Space Heating | Natural Gas | Unit Heater | Baseline Forecast | Avg. Replacement Winter Demand (kW) | 0 | 0 | 0 | 0 | 0 | 0 | 0 | 0 | 0 | 0 | 0 | 0 | 0 | 0 | 0 | 0 | 0 | 0 | 0 | 0 | 0 | 0 | 0 | 0 | 0 | 0 | 0 | 0 | 0 | 0 | 0 | 0 | 0
F1_Commercial_School_Existing_Water Heating_Natural Gas_Water Heater_Baseline Forecast | F1 | Commercial | School | Existing | Water Heating | Natural Gas | Water Heater | Baseline Forecast | Units | 3638011.4321 | 3619502.0511 | 3600992.6701 | 3578640.1277 | 3662257.5067 | 3652415.4798 | 3643726.9064 | 3635901.2064 | 3628340.8538 | 3620827.3143 | 3613276.1672 | 3605735.1314 | 3598258.366 | 3590864.4907 | 3583506.8211 | 3576178.3264 | 3568843.1703 | 3561590.7499 | 3554522.9346 | 3547659.038 | 3540895.4697 | 3534114.1809 | 3527279.5466 | 3520381.535 | 3513414.2461 | 3506402.3216 | 3499354.2832 | 3492285.7304 | 3485191.2126 | 3478075.88 | 3470923.5212 | 3463749.9636 | 3510979.5136
F2_Commercial_School_Existing_Water Heating_Natural Gas_Water Heater_Baseline Forecast | F2 | Commercial | School | Existing | Water Heating | Natural Gas | Water Heater | Baseline Forecast | Usage (MMtherm) | 0.61433 | 0.58264 | 0.6354 | 0.60883 | 0.60992 | 0.59736 | 0.58576 | 0.5754 | 0.56645 | 0.55909 | 0.55299 | 0.54789 | 0.54361 | 0.53998 | 0.53686 | 0.53416 | 0.53179 | 0.52969 | 0.52782 | 0.52615 | 0.52463 | 0.52321 | 0.52187 | 0.52058 | 0.51934 | 0.51813 | 0.51696 | 0.51581 | 0.51467 | 0.51355 | 0.51244 | 0.51134 | 0.51827
F3_Commercial_School_Existing_Water Heating_Natural Gas_Water Heater_Baseline Forecast | F3 | Commercial | School | Existing | Water Heating | Natural Gas | Water Heater | Baseline Forecast | Summer Peak Demand (MW) | 0 | 0 | 0 | 0 | 0 | 0 | 0 | 0 | 0 | 0 | 0 | 0 | 0 | 0 | 0 | 0 | 0 | 0 | 0 | 0 | 0 | 0 | 0 | 0 | 0 | 0 | 0 | 0 | 0 | 0 | 0 | 0 | 0
F4_Commercial_School_Existing_Water Heating_Natural Gas_Water Heater_Baseline Forecast | F4 | Commercial | School | Existing | Water Heating | Natural Gas | Water Heater | Baseline Forecast | Winter Peak Demand (MW) | 0 | 0 | 0 | 0 | 0 | 0 | 0 | 0 | 0 | 0 | 0 | 0 | 0 | 0 | 0 | 0 | 0 | 0 | 0 | 0 | 0 | 0 | 0 | 0 | 0 | 0 | 0 | 0 | 0 | 0 | 0 | 0 | 0
F5_Commercial_School_Existing_Water Heating_Natural Gas_Water Heater_Baseline Forecast | F5 | Commercial | School | Existing | Water Heating | Natural Gas | Water Heater | Baseline Forecast | Turnover | 0 | 144780.082 | 187251.6188 | 220444.2319 | 331545.567 | 269189.9769 | 286050.3424 | 299406.5014 | 309937.099 | 318199.3445 | 282274.8151 | 261992.0042 | 252477.3746 | 266583.3235 | 265651.9316 | 304879.1797 | 313150.2426 | 319616.5361 | 345928.0927 | 315987.3745 | 308222.3515 | 299260.7321 | 294160.4582 | 289332.0161 | 281925.2097 | 281603.9491 | 285349.4707 | 299521.2312 | 301116.6913 | 311091.9801 | 309411.9271 | 306601.2002 | 356329.3275
F6_Commercial_School_Existing_Water Heating_Natural Gas_Water Heater_Baseline Forecast | F6 | Commercial | School | Existing | Water Heating | Natural Gas | Water Heater | Baseline Forecast | Avg. Replacement Usage (kWh) | 0.13973 | 0.13496 | 0.15034 | 0.14758 | 0.14758 | 0.14758 | 0.14758 | 0.14758 | 0.14758 | 0.14758 | 0.14758 | 0.14758 | 0.14758 | 0.14758 | 0.14758 | 0.14758 | 0.14758 | 0.14758 | 0.14758 | 0.14758 | 0.14758 | 0.14758 | 0.14758 | 0.14758 | 0.14758 | 0.14758 | 0.14758 | 0.14758 | 0.14758 | 0.14758 | 0.14758 | 0.14758 | 0.14758
F7_Commercial_School_Existing_Water Heating_Natural Gas_Water Heater_Baseline Forecast | F7 | Commercial | School | Existing | Water Heating | Natural Gas | Water Heater | Baseline Forecast | Avg. Replacement Summer Demand (kW) | 0 | 0 | 0 | 0 | 0 | 0 | 0 | 0 | 0 | 0 | 0 | 0 | 0 | 0 | 0 | 0 | 0 | 0 | 0 | 0 | 0 | 0 | 0 | 0 | 0 | 0 | 0 | 0 | 0 | 0 | 0 | 0 | 0
F8_Commercial_School_Existing_Water Heating_Natural Gas_Water Heater_Baseline Forecast | F8 | Commercial | School | Existing | Water Heating | Natural Gas | Water Heater | Baseline Forecast | Avg. Replacement Winter Demand (kW) | 0 | 0 | 0 | 0 | 0 | 0 | 0 | 0 | 0 | 0 | 0 | 0 | 0 | 0 | 0 | 0 | 0 | 0 | 0 | 0 | 0 | 0 | 0 | 0 | 0 | 0 | 0 | 0 | 0 | 0 | 0 | 0 | 0
F1_Commercial_School_Existing_Food Preparation_Natural Gas_Oven_Baseline Forecast | F1 | Commercial | School | Existing | Food Preparation | Natural Gas | Oven | Baseline Forecast | Units | 348700.1232 | 346926.0157 | 345151.9082 | 343009.4371 | 351024.0877 | 350080.7382 | 349247.9463 | 348497.86 | 347773.207 | 347053.041 | 346329.2703 | 345606.4688 | 344889.8276 | 344181.1313 | 343475.9053 | 342773.4757 | 342070.4076 | 341375.2696 | 340697.8258 | 340039.9275 | 339391.6456 | 338741.6652 | 338086.5716 | 337425.4034 | 336757.595 | 336085.5084 | 335409.9602 | 334732.4458 | 334052.4427 | 333370.4444 | 332684.8973 | 331997.3182 | 336524.2281
F2_Commercial_School_Existing_Food Preparation_Natural Gas_Oven_Baseline Forecast | F2 | Commercial | School | Existing | Food Preparation | Natural Gas | Oven | Baseline Forecast | Usage (MMtherm) | 0.0067668 | 0.0065026 | 0.0072066 | 0.0070301 | 0.0071945 | 0.0071752 | 0.007158 | 0.0071425 | 0.0071273 | 0.0071122 | 0.0070968 | 0.0070815 | 0.0070662 | 0.0070509 | 0.0070356 | 0.0070202 | 0.0070046 | 0.0069891 | 0.0069738 | 0.0069588 | 0.0069441 | 0.0069293 | 0.0069145 | 0.0068996 | 0.0068845 | 0.0068694 | 0.0068542 | 0.0068391 | 0.0068239 | 0.0068088 | 0.0067937 | 0.0067786 | 0.00687
F3_Commercial_School_Existing_Food Preparation_Natural Gas_Oven_Baseline Forecast | F3 | Commercial | School | Existing | Food Preparation | Natural Gas | Oven | Baseline Forecast | Summer Peak Demand (MW) | 0 | 0 | 0 | 0 | 0 | 0 | 0 | 0 | 0 | 0 | 0 | 0 | 0 | 0 | 0 | 0 | 0 | 0 | 0 | 0 | 0 | 0 | 0 | 0 | 0 | 0 | 0 | 0 | 0 | 0 | 0 | 0 | 0
F4_Commercial_School_Existing_Food Preparation_Natural Gas_Oven_Baseline Forecast | F4 | Commercial | School | Existing | Food Preparation | Natural Gas | Oven | Baseline Forecast | Winter Peak Demand (MW) | 0 | 0 | 0 | 0 | 0 | 0 | 0 | 0 | 0 | 0 | 0 | 0 | 0 | 0 | 0 | 0 | 0 | 0 | 0 | 0 | 0 | 0 | 0 | 0 | 0 | 0 | 0 | 0 | 0 | 0 | 0 | 0 | 0
F5_Commercial_School_Existing_Food Preparation_Natural Gas_Oven_Baseline Forecast | F5 | Commercial | School | Existing | Food Preparation | Natural Gas | Oven | Baseline Forecast | Turnover | 0 | 19273.6675 | 20773.0315 | 21967.4254 | 31084.8583 | 23924.724 | 24629.7567 | 25210.4503 | 25684.9236 | 26069.9054 | 24813.1497 | 24022.0483 | 23574.1202 | 24684.5461 | 24440.5306 | 24354.3172 | 29560.4332 | 29216.7034 | 28922.8111 | 30581.11 | 27452.7055 | 26898.6694 | 26584.9905 | 26255.1715 | 25942.4792 | 26090.4881 | 26282.4889 | 26486.0635 | 27347.8875 | 27185.2593 | 27000.9348 | 28228.9807 | 32279.5397
F6_Commercial_School_Existing_Food Preparation_Natural Gas_Oven_Baseline Forecast | F6 | Commercial | School | Existing | Food Preparation | Natural Gas | Oven | Baseline Forecast | Avg. Replacement Usage (kWh) | 0.019406 | 0.018743 | 0.020877 | 0.020496 | 0.020498 | 0.020496 | 0.020492 | 0.020489 | 0.020484 | 0.02048 | 0.020476 | 0.020472 | 0.020469 | 0.020464 | 0.02046 | 0.020456 | 0.020452 | 0.020448 | 0.020444 | 0.020439 | 0.020434 | 0.02043 | 0.020426 | 0.020421 | 0.020418 | 0.020414 | 0.020411 | 0.020409 | 0.020407 | 0.020405 | 0.020404 | 0.020404 | 0.020404
F7_Commercial_School_Existing_Food Preparation_Natural Gas_Oven_Baseline Forecast | F7 | Commercial | School | Existing | Food Preparation | Natural Gas | Oven | Baseline Forecast | Avg. Replacement Summer Demand (kW) | 0 | 0 | 0 | 0 | 0 | 0 | 0 | 0 | 0 | 0 | 0 | 0 | 0 | 0 | 0 | 0 | 0 | 0 | 0 | 0 | 0 | 0 | 0 | 0 | 0 | 0 | 0 | 0 | 0 | 0 | 0 | 0 | 0
F8_Commercial_School_Existing_Food Preparation_Natural Gas_Oven_Baseline Forecast | F8 | Commercial | School | Existing | Food Preparation | Natural Gas | Oven | Baseline Forecast | Avg. Replacement Winter Demand (kW) | 0 | 0 | 0 | 0 | 0 | 0 | 0 | 0 | 0 | 0 | 0 | 0 | 0 | 0 | 0 | 0 | 0 | 0 | 0 | 0 | 0 | 0 | 0 | 0 | 0 | 0 | 0 | 0 | 0 | 0 | 0 | 0 | 0
F1_Commercial_School_Existing_Food Preparation_Natural Gas_Conveyor Oven_Baseline Forecast | F1 | Commercial | School | Existing | Food Preparation | Natural Gas | Conveyor Oven | Baseline Forecast | Units | 174350.0616 | 173463.0079 | 172575.9541 | 171504.7186 | 175512.0438 | 175040.3691 | 174623.9731 | 174248.93 | 173886.6035 | 173526.5205 | 173164.6352 | 172803.2344 | 172444.9138 | 172090.5657 | 171737.9526 | 171386.7378 | 171035.2038 | 170687.6348 | 170348.9129 | 170019.9638 | 169695.8228 | 169370.8326 | 169043.2858 | 168712.7017 | 168378.7975 | 168042.7542 | 167704.9801 | 167366.2229 | 167026.2213 | 166685.2222 | 166342.4486 | 165998.6591 | 168262.1141
F2_Commercial_School_Existing_Food Preparation_Natural Gas_Conveyor Oven_Baseline Forecast | F2 | Commercial | School | Existing | Food Preparation | Natural Gas | Conveyor Oven | Baseline Forecast | Usage (MMtherm) | 0.0057892 | 0.0055632 | 0.0061656 | 0.0060145 | 0.006155 | 0.0061385 | 0.0061239 | 0.0061107 | 0.0060979 | 0.0060852 | 0.0060724 | 0.0060596 | 0.0060469 | 0.0060344 | 0.0060218 | 0.0060093 | 0.0059968 | 0.0059845 | 0.0059724 | 0.0059607 | 0.0059491 | 0.0059376 | 0.0059258 | 0.005914 | 0.0059021 | 0.00589 | 0.005878 | 0.0058659 | 0.0058537 | 0.0058416 | 0.0058294 | 0.0058172 | 0.0058963
F3_Commercial_School_Existing_Food Preparation_Natural Gas_Conveyor Oven_Baseline Forecast | F3 | Commercial | School | Existing | Food Preparation | Natural Gas | Conveyor Oven | Baseline Forecast | Summer Peak Demand (MW) | 0 | 0 | 0 | 0 | 0 | 0 | 0 | 0 | 0 | 0 | 0 | 0 | 0 | 0 | 0 | 0 | 0 | 0 | 0 | 0 | 0 | 0 | 0 | 0 | 0 | 0 | 0 | 0 | 0 | 0 | 0 | 0 | 0
F4_Commercial_School_Existing_Food Preparation_Natural Gas_Conveyor Oven_Baseline Forecast | F4 | Commercial | School | Existing | Food Preparation | Natural Gas | Conveyor Oven | Baseline Forecast | Winter Peak Demand (MW) | 0 | 0 | 0 | 0 | 0 | 0 | 0 | 0 | 0 | 0 | 0 | 0 | 0 | 0 | 0 | 0 | 0 | 0 | 0 | 0 | 0 | 0 | 0 | 0 | 0 | 0 | 0 | 0 | 0 | 0 | 0 | 0 | 0
F5_Commercial_School_Existing_Food Preparation_Natural Gas_Conveyor Oven_Baseline Forecast | F5 | Commercial | School | Existing | Food Preparation | Natural Gas | Conveyor Oven | Baseline Forecast | Turnover | 0 | 4081.4825 | 5278.7939 | 6214.5239 | 10996.647 | 7588.7109 | 8064.02 | 8440.5423 | 8737.4095 | 8970.3297 | 9152.0144 | 9292.8929 | 9401.3413 | 9483.9873 | 9545.959 | 9591.4272 | 9623.6397 | 8468.1627 | 7779.4267 | 7415.5356 | 8047.5651 | 7894.3051 | 8883.3604 | 9032.3271 | 9147.2589 | 10240.8276 | 9100.3778 | 9189.6538 | 9256.9369 | 9306.6591 | 9342.3047 | 9366.7329 | 11665.1771
F6_Commercial_School_Existing_Food Preparation_Natural Gas_Conveyor Oven_Baseline Forecast | F6 | Commercial | School | Existing | Food Preparation | Natural Gas | Conveyor Oven | Baseline Forecast | Avg. Replacement Usage (kWh) | 0.033205 | 0.032071 | 0.035725 | 0.035068 | 0.035068 | 0.035067 | 0.035065 | 0.035064 | 0.035062 | 0.035061 | 0.035059 | 0.035057 | 0.035056 | 0.035054 | 0.035053 | 0.035051 | 0.03505 | 0.035048 | 0.035047 | 0.035045 | 0.035044 | 0.035043 | 0.035042 | 0.035041 | 0.03504 | 0.035039 | 0.035039 | 0.035038 | 0.035038 | 0.035037 | 0.035037 | 0.035037 | 0.035037
F7_Commercial_School_Existing_Food Preparation_Natural Gas_Conveyor Oven_Baseline Forecast | F7 | Commercial | School | Existing | Food Preparation | Natural Gas | Conveyor Oven | Baseline Forecast | Avg. Replacement Summer Demand (kW) | 0 | 0 | 0 | 0 | 0 | 0 | 0 | 0 | 0 | 0 | 0 | 0 | 0 | 0 | 0 | 0 | 0 | 0 | 0 | 0 | 0 | 0 | 0 | 0 | 0 | 0 | 0 | 0 | 0 | 0 | 0 | 0 | 0
F8_Commercial_School_Existing_Food Preparation_Natural Gas_Conveyor Oven_Baseline Forecast | F8 | Commercial | School | Existing | Food Preparation | Natural Gas | Conveyor Oven | Baseline Forecast | Avg. Replacement Winter Demand (kW) | 0 | 0 | 0 | 0 | 0 | 0 | 0 | 0 | 0 | 0 | 0 | 0 | 0 | 0 | 0 | 0 | 0 | 0 | 0 | 0 | 0 | 0 | 0 | 0 | 0 | 0 | 0 | 0 | 0 | 0 | 0 | 0 | 0
F1_Commercial_School_Existing_Food Preparation_Natural Gas_Double Rack Oven_Baseline Forecast | F1 | Commercial | School | Existing | Food Preparation | Natural Gas | Double Rack Oven | Baseline Forecast | Units | 174350.0616 | 173463.0079 | 172575.9541 | 171504.7186 | 175512.0438 | 175040.3691 | 174623.9731 | 174248.93 | 173886.6035 | 173526.5205 | 173164.6352 | 172803.2344 | 172444.9138 | 172090.5657 | 171737.9526 | 171386.7378 | 171035.2038 | 170687.6348 | 170348.9129 | 170019.9638 | 169695.8228 | 169370.8326 | 169043.2858 | 168712.7017 | 168378.7975 | 168042.7542 | 167704.9801 | 167366.2229 | 167026.2213 | 166685.2222 | 166342.4486 | 165998.6591 | 168262.1141
F2_Commercial_School_Existing_Food Preparation_Natural Gas_Double Rack Oven_Baseline Forecast | F2 | Commercial | School | Existing | Food Preparation | Natural Gas | Double Rack Oven | Baseline Forecast | Usage (MMtherm) | 0.0087949 | 0.0084514 | 0.0093665 | 0.0091371 | 0.0093506 | 0.0093254 | 0.009303 | 0.0092826 | 0.0092626 | 0.0092426 | 0.0092222 | 0.0092017 | 0.0091813 | 0.0091611 | 0.0091409 | 0.0091205 | 0.0091 | 0.0090792 | 0.0090588 | 0.0090387 | 0.0090186 | 0.0089985 | 0.0089784 | 0.0089581 | 0.0089378 | 0.0089175 | 0.0088972 | 0.0088771 | 0.008857 | 0.0088371 | 0.0088172 | 0.0087973 | 0.0089157
F3_Commercial_School_Existing_Food Preparation_Natural Gas_Double Rack Oven_Baseline Forecast | F3 | Commercial | School | Existing | Food Preparation | Natural Gas | Double Rack Oven | Baseline Forecast | Summer Peak Demand (MW) | 0 | 0 | 0 | 0 | 0 | 0 | 0 | 0 | 0 | 0 | 0 | 0 | 0 | 0 | 0 | 0 | 0 | 0 | 0 | 0 | 0 | 0 | 0 | 0 | 0 | 0 | 0 | 0 | 0 | 0 | 0 | 0 | 0
F4_Commercial_School_Existing_Food Preparation_Natural Gas_Double Rack Oven_Baseline Forecast | F4 | Commercial | School | Existing | Food Preparation | Natural Gas | Double Rack Oven | Baseline Forecast | Winter Peak Demand (MW) | 0 | 0 | 0 | 0 | 0 | 0 | 0 | 0 | 0 | 0 | 0 | 0 | 0 | 0 | 0 | 0 | 0 | 0 | 0 | 0 | 0 | 0 | 0 | 0 | 0 | 0 | 0 | 0 | 0 | 0 | 0 | 0 | 0
F5_Commercial_School_Existing_Food Preparation_Natural Gas_Double Rack Oven_Baseline Forecast | F5 | Commercial | School | Existing | Food Preparation | Natural Gas | Double Rack Oven | Baseline Forecast | Turnover | 0 | 5782.1003 | 7478.2913 | 8803.9089 | 13908.8644 | 10750.6738 | 11424.0283 | 11957.4349 | 12377.9967 | 12707.9671 | 12965.3537 | 13164.9316 | 11633.4906 | 10745.0669 | 10301.3594 | 10940.6229 | 10835.4826 | 12341.51 | 12627.9396 | 12851.811 | 14041.2199 | 12956.1195 | 13097.9119 | 12875.7936 | 12495.9777 | 12083.0463 | 11860.1993 | 11647.1448 | 11332.2297 | 11299.0353 | 11428.3346 | 12038.4924 | 14412.8407
F6_Commercial_School_Existing_Food Preparation_Natural Gas_Double Rack Oven_Baseline Forecast | F6 | Commercial | School | Existing | Food Preparation | Natural Gas | Double Rack Oven | Baseline Forecast | Avg. Replacement Usage (kWh) | 0.050444 | 0.04872 | 0.054263 | 0.053274 | 0.053278 | 0.053271 | 0.053255 | 0.053241 | 0.053225 | 0.05321 | 0.053194 | 0.05318 | 0.053165 | 0.053149 | 0.053135 | 0.05312 | 0.053105 | 0.053089 | 0.053073 | 0.053057 | 0.053042 | 0.053026 | 0.053013 | 0.053 | 0.052988 | 0.052978 | 0.05297 | 0.052962 | 0.052956 | 0.052951 | 0.052949 | 0.052947 | 0.052947
F7_Commercial_School_Existing_Food Preparation_Natural Gas_Double Rack Oven_Baseline Forecast | F7 | Commercial | School | Existing | Food Preparation | Natural Gas | Double Rack Oven | Baseline Forecast | Avg. Replacement Summer Demand (kW) | 0 | 0 | 0 | 0 | 0 | 0 | 0 | 0 | 0 | 0 | 0 | 0 | 0 | 0 | 0 | 0 | 0 | 0 | 0 | 0 | 0 | 0 | 0 | 0 | 0 | 0 | 0 | 0 | 0 | 0 | 0 | 0 | 0
F8_Commercial_School_Existing_Food Preparation_Natural Gas_Double Rack Oven_Baseline Forecast | F8 | Commercial | School | Existing | Food Preparation | Natural Gas | Double Rack Oven | Baseline Forecast | Avg. Replacement Winter Demand (kW) | 0 | 0 | 0 | 0 | 0 | 0 | 0 | 0 | 0 | 0 | 0 | 0 | 0 | 0 | 0 | 0 | 0 | 0 | 0 | 0 | 0 | 0 | 0 | 0 | 0 | 0 | 0 | 0 | 0 | 0 | 0 | 0 | 0
F1_Commercial_School_Existing_Food Preparation_Natural Gas_Fryer_Baseline Forecast | F1 | Commercial | School | Existing | Food Preparation | Natural Gas | Fryer | Baseline Forecast | Units | 451258.983 | 448963.0792 | 446667.1753 | 443894.5657 | 454266.4664 | 453045.6613 | 451967.9305 | 450997.2306 | 450059.4444 | 449127.4648 | 448190.8204 | 447255.4303 | 446328.0122 | 445410.8758 | 444498.2304 | 443589.2038 | 442679.351 | 441779.7606 | 440903.0687 | 440051.6709 | 439212.7178 | 438371.5667 | 437523.7986 | 436668.1691 | 435803.9465 | 434934.1873 | 434059.9485 | 433183.1652 | 432303.1611 | 431420.5751 | 430533.3965 | 429643.5883 | 435501.9423
F2_Commercial_School_Existing_Food Preparation_Natural Gas_Fryer_Baseline Forecast | F2 | Commercial | School | Existing | Food Preparation | Natural Gas | Fryer | Baseline Forecast | Usage (MMtherm) | 0.014165 | 0.013612 | 0.015086 | 0.014646 | 0.014699 | 0.01436 | 0.013945 | 0.01347 | 0.012946 | 0.012523 | 0.012181 | 0.011903 | 0.011677 | 0.011492 | 0.01134 | 0.011214 | 0.011109 | 0.011021 | 0.010947 | 0.010884 | 0.01083 | 0.010783 | 0.010741 | 0.010703 | 0.010668 | 0.010636 | 0.010606 | 0.010578 | 0.010551 | 0.010525 | 0.0105 | 0.010476 | 0.010616
F3_Commercial_School_Existing_Food Preparation_Natural Gas_Fryer_Baseline Forecast | F3 | Commercial | School | Existing | Food Preparation | Natural Gas | Fryer | Baseline Forecast | Summer Peak Demand (MW) | 0 | 0 | 0 | 0 | 0 | 0 | 0 | 0 | 0 | 0 | 0 | 0 | 0 | 0 | 0 | 0 | 0 | 0 | 0 | 0 | 0 | 0 | 0 | 0 | 0 | 0 | 0 | 0 | 0 | 0 | 0 | 0 | 0
F4_Commercial_School_Existing_Food Preparation_Natural Gas_Fryer_Baseline Forecast | F4 | Commercial | School | Existing | Food Preparation | Natural Gas | Fryer | Baseline Forecast | Winter Peak Demand (MW) | 0 | 0 | 0 | 0 | 0 | 0 | 0 | 0 | 0 | 0 | 0 | 0 | 0 | 0 | 0 | 0 | 0 | 0 | 0 | 0 | 0 | 0 | 0 | 0 | 0 | 0 | 0 | 0 | 0 | 0 | 0 | 0 | 0
F5_Commercial_School_Existing_Food Preparation_Natural Gas_Fryer_Baseline Forecast | F5 | Commercial | School | Existing | Food Preparation | Natural Gas | Fryer | Baseline Forecast | Turnover | 0 | 0 | 0 | 8070.8103 | 32970.1695 | 34128.2714 | 43297.614 | 50589.1519 | 56379.2979 | 45010.0385 | 35932.9369 | 30275.6043 | 30649.0615 | 31179.4933 | 33408.8917 | 36624.0908 | 42391.8823 | 49047.1238 | 46547.6216 | 45484.8185 | 44235.801 | 42963.5064 | 38007.7054 | 35262.877 | 35075.2571 | 37773.065 | 39474.3404 | 41056.5252 | 42325.331 | 43740.3166 | 44122.6111 | 41550.6252 | 45765.7311
F6_Commercial_School_Existing_Food Preparation_Natural Gas_Fryer_Baseline Forecast | F6 | Commercial | School | Existing | Food Preparation | Natural Gas | Fryer | Baseline Forecast | Avg. Replacement Usage (kWh) | 0.031391 | 0.030319 | 0.033774 | 0.024356 | 0.024356 | 0.024356 | 0.024356 | 0.024356 | 0.024356 | 0.024356 | 0.024356 | 0.024356 | 0.024356 | 0.024356 | 0.024356 | 0.024356 | 0.024356 | 0.024356 | 0.024356 | 0.024356 | 0.024356 | 0.024356 | 0.024356 | 0.024356 | 0.024356 | 0.024356 | 0.024356 | 0.024356 | 0.024356 | 0.024356 | 0.024356 | 0.024356 | 0.024356
F7_Commercial_School_Existing_Food Preparation_Natural Gas_Fryer_Baseline Forecast | F7 | Commercial | School | Existing | Food Preparation | Natural Gas | Fryer | Baseline Forecast | Avg. Replacement Summer Demand (kW) | 0 | 0 | 0 | 0 | 0 | 0 | 0 | 0 | 0 | 0 | 0 | 0 | 0 | 0 | 0 | 0 | 0 | 0 | 0 | 0 | 0 | 0 | 0 | 0 | 0 | 0 | 0 | 0 | 0 | 0 | 0 | 0 | 0
F8_Commercial_School_Existing_Food Preparation_Natural Gas_Fryer_Baseline Forecast | F8 | Commercial | School | Existing | Food Preparation | Natural Gas | Fryer | Baseline Forecast | Avg. Replacement Winter Demand (kW) | 0 | 0 | 0 | 0 | 0 | 0 | 0 | 0 | 0 | 0 | 0 | 0 | 0 | 0 | 0 | 0 | 0 | 0 | 0 | 0 | 0 | 0 | 0 | 0 | 0 | 0 | 0 | 0 | 0 | 0 | 0 | 0 | 0
F1_Commercial_School_Existing_Food Preparation_Natural Gas_Broiler_Baseline Forecast | F1 | Commercial | School | Existing | Food Preparation | Natural Gas | Broiler | Baseline Forecast | Units | 697400.2465 | 693852.0314 | 690303.8164 | 686018.8742 | 702048.1753 | 700161.4765 | 698495.8926 | 696995.72 | 695546.414 | 694106.082 | 692658.5407 | 691212.9377 | 689779.6552 | 688362.2626 | 686951.8106 | 685546.9513 | 684140.8151 | 682750.5392 | 681395.6517 | 680079.8551 | 678783.2912 | 677483.3303 | 676173.1432 | 674850.8068 | 673515.1901 | 672171.0168 | 670819.9205 | 669464.8916 | 668104.8853 | 666740.8889 | 665369.7945 | 663994.6365 | 673048.4562
F2_Commercial_School_Existing_Food Preparation_Natural Gas_Broiler_Baseline Forecast | F2 | Commercial | School | Existing | Food Preparation | Natural Gas | Broiler | Baseline Forecast | Usage (MMtherm) | 0.024078 | 0.023138 | 0.025643 | 0.025015 | 0.0256 | 0.025531 | 0.02547 | 0.025415 | 0.025361 | 0.025308 | 0.025253 | 0.025199 | 0.025146 | 0.025092 | 0.025039 | 0.024986 | 0.024933 | 0.024879 | 0.024827 | 0.024776 | 0.024725 | 0.024675 | 0.024624 | 0.024572 | 0.024521 | 0.024469 | 0.024417 | 0.024365 | 0.024313 | 0.024261 | 0.024209 | 0.024157 | 0.024485
F3_Commercial_School_Existing_Food Preparation_Natural Gas_Broiler_Baseline Forecast | F3 | Commercial | School | Existing | Food Preparation | Natural Gas | Broiler | Baseline Forecast | Summer Peak Demand (MW) | 0 | 0 | 0 | 0 | 0 | 0 | 0 | 0 | 0 | 0 | 0 | 0 | 0 | 0 | 0 | 0 | 0 | 0 | 0 | 0 | 0 | 0 | 0 | 0 | 0 | 0 | 0 | 0 | 0 | 0 | 0 | 0 | 0
F4_Commercial_School_Existing_Food Preparation_Natural Gas_Broiler_Baseline Forecast | F4 | Commercial | School | Existing | Food Preparation | Natural Gas | Broiler | Baseline Forecast | Winter Peak Demand (MW) | 0 | 0 | 0 | 0 | 0 | 0 | 0 | 0 | 0 | 0 | 0 | 0 | 0 | 0 | 0 | 0 | 0 | 0 | 0 | 0 | 0 | 0 | 0 | 0 | 0 | 0 | 0 | 0 | 0 | 0 | 0 | 0 | 0
F5_Commercial_School_Existing_Food Preparation_Natural Gas_Broiler_Baseline Forecast | F5 | Commercial | School | Existing | Food Preparation | Natural Gas | Broiler | Baseline Forecast | Turnover | 0 | 23128.401 | 29913.1654 | 35215.6355 | 55635.4575 | 43002.6952 | 45696.1133 | 47829.7397 | 49511.9869 | 50831.8682 | 51861.4148 | 52659.7263 | 46533.9624 | 42980.2676 | 41205.4374 | 43762.4916 | 43341.9306 | 49366.04 | 50511.7585 | 51407.2439 | 56164.8795 | 51824.4781 | 52391.6474 | 51503.1746 | 49983.9109 | 48332.1851 | 47440.7973 | 46588.5793 | 45328.919 | 45196.1413 | 45713.3384 | 48153.9698 | 57651.3627
F6_Commercial_School_Existing_Food Preparation_Natural Gas_Broiler_Baseline Forecast | F6 | Commercial | School | Existing | Food Preparation | Natural Gas | Broiler | Baseline Forecast | Avg. Replacement Usage (kWh) | 0.034526 | 0.033346 | 0.037145 | 0.036464 | 0.036465 | 0.036463 | 0.036458 | 0.036454 | 0.036449 | 0.036445 | 0.03644 | 0.036436 | 0.036432 | 0.036427 | 0.036423 | 0.036419 | 0.036414 | 0.03641 | 0.036405 | 0.0364 | 0.036395 | 0.036391 | 0.036387 | 0.036383 | 0.036379 | 0.036376 | 0.036374 | 0.036371 | 0.03637 | 0.036368 | 0.036367 | 0.036367 | 0.036367
F7_Commercial_School_Existing_Food Preparation_Natural Gas_Broiler_Baseline Forecast | F7 | Commercial | School | Existing | Food Preparation | Natural Gas | Broiler | Baseline Forecast | Avg. Replacement Summer Demand (kW) | 0 | 0 | 0 | 0 | 0 | 0 | 0 | 0 | 0 | 0 | 0 | 0 | 0 | 0 | 0 | 0 | 0 | 0 | 0 | 0 | 0 | 0 | 0 | 0 | 0 | 0 | 0 | 0 | 0 | 0 | 0 | 0 | 0
F8_Commercial_School_Existing_Food Preparation_Natural Gas_Broiler_Baseline Forecast | F8 | Commercial | School | Existing | Food Preparation | Natural Gas | Broiler | Baseline Forecast | Avg. Replacement Winter Demand (kW) | 0 | 0 | 0 | 0 | 0 | 0 | 0 | 0 | 0 | 0 | 0 | 0 | 0 | 0 | 0 | 0 | 0 | 0 | 0 | 0 | 0 | 0 | 0 | 0 | 0 | 0 | 0 | 0 | 0 | 0 | 0 | 0 | 0
F1_Commercial_School_Existing_Food Preparation_Natural Gas_Griddle_Baseline Forecast | F1 | Commercial | School | Existing | Food Preparation | Natural Gas | Griddle | Baseline Forecast | Units | 984565.0538 | 979555.8091 | 974546.5643 | 968497.2342 | 991126.8358 | 988463.2609 | 986111.8484 | 983993.9576 | 981947.8786 | 979914.4687 | 977870.881 | 975830.0297 | 973806.5721 | 971805.5472 | 969814.3208 | 967830.9901 | 965845.8566 | 963883.1141 | 961970.3318 | 960112.7366 | 958282.2934 | 956447.0546 | 954597.3787 | 952730.5508 | 950844.9742 | 948947.3178 | 947039.8877 | 945126.9058 | 943206.8969 | 941281.2549 | 939345.5923 | 937404.1927 | 950186.0559
F2_Commercial_School_Existing_Food Preparation_Natural Gas_Griddle_Baseline Forecast | F2 | Commercial | School | Existing | Food Preparation | Natural Gas | Griddle | Baseline Forecast | Usage (MMtherm) | 0.022564 | 0.021683 | 0.024031 | 0.023321 | 0.023677 | 0.023465 | 0.023252 | 0.023038 | 0.022819 | 0.022597 | 0.022371 | 0.022143 | 0.021937 | 0.021744 | 0.021581 | 0.021443 | 0.021323 | 0.0212 | 0.021088 | 0.021017 | 0.020953 | 0.020894 | 0.020838 | 0.020785 | 0.020734 | 0.020685 | 0.020638 | 0.020591 | 0.020545 | 0.0205 | 0.020455 | 0.020411 | 0.020688
F3_Commercial_School_Existing_Food Preparation_Natural Gas_Griddle_Baseline Forecast | F3 | Commercial | School | Existing | Food Preparation | Natural Gas | Griddle | Baseline Forecast | Summer Peak Demand (MW) | 0 | 0 | 0 | 0 | 0 | 0 | 0 | 0 | 0 | 0 | 0 | 0 | 0 | 0 | 0 | 0 | 0 | 0 | 0 | 0 | 0 | 0 | 0 | 0 | 0 | 0 | 0 | 0 | 0 | 0 | 0 | 0 | 0
F4_Commercial_School_Existing_Food Preparation_Natural Gas_Griddle_Baseline Forecast | F4 | Commercial | School | Existing | Food Preparation | Natural Gas | Griddle | Baseline Forecast | Winter Peak Demand (MW) | 0 | 0 | 0 | 0 | 0 | 0 | 0 | 0 | 0 | 0 | 0 | 0 | 0 | 0 | 0 | 0 | 0 | 0 | 0 | 0 | 0 | 0 | 0 | 0 | 0 | 0 | 0 | 0 | 0 | 0 | 0 | 0 | 0
F5_Commercial_School_Existing_Food Preparation_Natural Gas_Griddle_Baseline Forecast | F5 | Commercial | School | Existing | Food Preparation | Natural Gas | Griddle | Baseline Forecast | Turnover | 0 | 32651.8603 | 42230.3511 | 49716.1914 | 78544.1752 | 60709.6874 | 64512.16 | 67524.3384 | 69899.2756 | 71762.6375 | 73216.115 | 74343.1431 | 65695.0057 | 60678.0248 | 58172.3822 | 61782.3411 | 61188.6079 | 69693.2329 | 71310.7178 | 72574.9326 | 79291.5946 | 73163.9691 | 73964.6787 | 72710.3641 | 70565.5213 | 68233.673 | 66975.2432 | 65772.1119 | 63993.768 | 63806.3171 | 64536.4778 | 67982.075 | 81390.1591
F6_Commercial_School_Existing_Food Preparation_Natural Gas_Griddle_Baseline Forecast | F6 | Commercial | School | Existing | Food Preparation | Natural Gas | Griddle | Baseline Forecast | Avg. Replacement Usage (kWh) | 0.022918 | 0.022136 | 0.024658 | 0.021765 | 0.021765 | 0.021765 | 0.021765 | 0.021765 | 0.021765 | 0.021765 | 0.021765 | 0.021765 | 0.021765 | 0.021765 | 0.021765 | 0.021765 | 0.021765 | 0.021765 | 0.021765 | 0.021765 | 0.021765 | 0.021765 | 0.021765 | 0.021765 | 0.021765 | 0.021765 | 0.021765 | 0.021765 | 0.021765 | 0.021765 | 0.021765 | 0.021765 | 0.021765
F7_Commercial_School_Existing_Food Preparation_Natural Gas_Griddle_Baseline Forecast | F7 | Commercial | School | Existing | Food Preparation | Natural Gas | Griddle | Baseline Forecast | Avg. Replacement Summer Demand (kW) | 0 | 0 | 0 | 0 | 0 | 0 | 0 | 0 | 0 | 0 | 0 | 0 | 0 | 0 | 0 | 0 | 0 | 0 | 0 | 0 | 0 | 0 | 0 | 0 | 0 | 0 | 0 | 0 | 0 | 0 | 0 | 0 | 0
F8_Commercial_School_Existing_Food Preparation_Natural Gas_Griddle_Baseline Forecast | F8 | Commercial | School | Existing | Food Preparation | Natural Gas | Griddle | Baseline Forecast | Avg. Replacement Winter Demand (kW) | 0 | 0 | 0 | 0 | 0 | 0 | 0 | 0 | 0 | 0 | 0 | 0 | 0 | 0 | 0 | 0 | 0 | 0 | 0 | 0 | 0 | 0 | 0 | 0 | 0 | 0 | 0 | 0 | 0 | 0 | 0 | 0 | 0
F1_Commercial_School_Existing_Food Preparation_Natural Gas_Range_Baseline Forecast | F1 | Commercial | School | Existing | Food Preparation | Natural Gas | Range | Baseline Forecast | Units | 1217031.8026 | 1210839.8195 | 1204647.8364 | 1197170.1923 | 1225142.8942 | 1221850.4197 | 1218943.8126 | 1216325.8643 | 1213796.6833 | 1211283.1627 | 1208757.0612 | 1206234.3422 | 1203733.1238 | 1201259.6348 | 1198798.2577 | 1196346.6406 | 1193892.795 | 1191466.6272 | 1189102.2157 | 1186806.0216 | 1184543.3905 | 1182274.8313 | 1179988.4264 | 1177680.8197 | 1175350.0376 | 1173004.3234 | 1170646.5279 | 1168281.8697 | 1165908.5254 | 1163528.2178 | 1161135.5238 | 1158735.7382 | 1174535.5413
F2_Commercial_School_Existing_Food Preparation_Natural Gas_Range_Baseline Forecast | F2 | Commercial | School | Existing | Food Preparation | Natural Gas | Range | Baseline Forecast | Usage (MMtherm) | 0.028932 | 0.027802 | 0.030813 | 0.030058 | 0.030761 | 0.030678 | 0.030605 | 0.030539 | 0.030475 | 0.030412 | 0.030348 | 0.030284 | 0.03022 | 0.030157 | 0.030095 | 0.030032 | 0.029969 | 0.029907 | 0.029846 | 0.029787 | 0.029729 | 0.02967 | 0.029612 | 0.029552 | 0.029492 | 0.029432 | 0.029372 | 0.029311 | 0.029251 | 0.02919 | 0.029129 | 0.029067 | 0.029463
F3_Commercial_School_Existing_Food Preparation_Natural Gas_Range_Baseline Forecast | F3 | Commercial | School | Existing | Food Preparation | Natural Gas | Range | Baseline Forecast | Summer Peak Demand (MW) | 0 | 0 | 0 | 0 | 0 | 0 | 0 | 0 | 0 | 0 | 0 | 0 | 0 | 0 | 0 | 0 | 0 | 0 | 0 | 0 | 0 | 0 | 0 | 0 | 0 | 0 | 0 | 0 | 0 | 0 | 0 | 0 | 0
F4_Commercial_School_Existing_Food Preparation_Natural Gas_Range_Baseline Forecast | F4 | Commercial | School | Existing | Food Preparation | Natural Gas | Range | Baseline Forecast | Winter Peak Demand (MW) | 0 | 0 | 0 | 0 | 0 | 0 | 0 | 0 | 0 | 0 | 0 | 0 | 0 | 0 | 0 | 0 | 0 | 0 | 0 | 0 | 0 | 0 | 0 | 0 | 0 | 0 | 0 | 0 | 0 | 0 | 0 | 0 | 0
F5_Commercial_School_Existing_Food Preparation_Natural Gas_Range_Baseline Forecast | F5 | Commercial | School | Existing | Food Preparation | Natural Gas | Range | Baseline Forecast | Turnover | 0 | 48433.5928 | 62641.6875 | 73745.6838 | 110912.6529 | 90052.7029 | 95693.0374 | 100161.102 | 103683.9255 | 106447.9123 | 94430.0021 | 87644.7496 | 84461.8001 | 89180.6936 | 88869.113 | 101991.8889 | 104758.8254 | 106922.0084 | 115724.0702 | 105707.9372 | 103110.2873 | 100112.3375 | 98406.1319 | 96790.8627 | 94313.0478 | 94205.5758 | 95458.5732 | 100199.4828 | 100733.2155 | 104070.2704 | 103508.2386 | 102567.9601 | 119203.6177
F6_Commercial_School_Existing_Food Preparation_Natural Gas_Range_Baseline Forecast | F6 | Commercial | School | Existing | Food Preparation | Natural Gas | Range | Baseline Forecast | Avg. Replacement Usage (kWh) | 0.023773 | 0.022961 | 0.025578 | 0.025108 | 0.025109 | 0.025108 | 0.025107 | 0.025106 | 0.025105 | 0.025103 | 0.025102 | 0.025101 | 0.0251 | 0.025099 | 0.025098 | 0.025097 | 0.025096 | 0.025094 | 0.025093 | 0.025092 | 0.025091 | 0.025089 | 0.025088 | 0.025087 | 0.025086 | 0.025085 | 0.025084 | 0.025083 | 0.025083 | 0.025083 | 0.025082 | 0.025082 | 0.025082
F7_Commercial_School_Existing_Food Preparation_Natural Gas_Range_Baseline Forecast | F7 | Commercial | School | Existing | Food Preparation | Natural Gas | Range | Baseline Forecast | Avg. Replacement Summer Demand (kW) | 0 | 0 | 0 | 0 | 0 | 0 | 0 | 0 | 0 | 0 | 0 | 0 | 0 | 0 | 0 | 0 | 0 | 0 | 0 | 0 | 0 | 0 | 0 | 0 | 0 | 0 | 0 | 0 | 0 | 0 | 0 | 0 | 0
F8_Commercial_School_Existing_Food Preparation_Natural Gas_Range_Baseline Forecast | F8 | Commercial | School | Existing | Food Preparation | Natural Gas | Range | Baseline Forecast | Avg. Replacement Winter Demand (kW) | 0 | 0 | 0 | 0 | 0 | 0 | 0 | 0 | 0 | 0 | 0 | 0 | 0 | 0 | 0 | 0 | 0 | 0 | 0 | 0 | 0 | 0 | 0 | 0 | 0 | 0 | 0 | 0 | 0 | 0 | 0 | 0 | 0
F1_Commercial_School_Existing_Food Preparation_Natural Gas_Steamer_Baseline Forecast | F1 | Commercial | School | Existing | Food Preparation | Natural Gas | Steamer | Baseline Forecast | Units | 437584.4684 | 435358.1374 | 433131.8064 | 430443.2152 | 440500.8159 | 439317.0049 | 438271.9326 | 437330.6478 | 436421.2794 | 435517.5416 | 434609.2804 | 433702.2354 | 432802.9209 | 431913.5765 | 431028.587 | 430147.1067 | 429264.8252 | 428392.4952 | 427542.3697 | 426716.7718 | 425903.2415 | 425087.5798 | 424265.5016 | 423435.8004 | 422597.7663 | 421754.3635 | 420906.6168 | 420056.4026 | 419203.0653 | 418347.2244 | 417486.9299 | 416624.0856 | 422304.9137
F2_Commercial_School_Existing_Food Preparation_Natural Gas_Steamer_Baseline Forecast | F2 | Commercial | School | Existing | Food Preparation | Natural Gas | Steamer | Baseline Forecast | Usage (MMtherm) | 0.017374 | 0.016695 | 0.018502 | 0.017496 | 0.017041 | 0.016354 | 0.015637 | 0.014893 | 0.014124 | 0.013332 | 0.01258 | 0.011856 | 0.011213 | 0.010641 | 0.010133 | 0.0096802 | 0.0092774 | 0.0089188 | 0.0085997 | 0.0081852 | 0.0077988 | 0.0076027 | 0.0074272 | 0.0072701 | 0.0071292 | 0.0070027 | 0.0068891 | 0.0067868 | 0.0066947 | 0.0066115 | 0.0065363 | 0.0064681 | 0.0065017
F3_Commercial_School_Existing_Food Preparation_Natural Gas_Steamer_Baseline Forecast | F3 | Commercial | School | Existing | Food Preparation | Natural Gas | Steamer | Baseline Forecast | Summer Peak Demand (MW) | 0 | 0 | 0 | 0 | 0 | 0 | 0 | 0 | 0 | 0 | 0 | 0 | 0 | 0 | 0 | 0 | 0 | 0 | 0 | 0 | 0 | 0 | 0 | 0 | 0 | 0 | 0 | 0 | 0 | 0 | 0 | 0 | 0
F4_Commercial_School_Existing_Food Preparation_Natural Gas_Steamer_Baseline Forecast | F4 | Commercial | School | Existing | Food Preparation | Natural Gas | Steamer | Baseline Forecast | Winter Peak Demand (MW) | 0 | 0 | 0 | 0 | 0 | 0 | 0 | 0 | 0 | 0 | 0 | 0 | 0 | 0 | 0 | 0 | 0 | 0 | 0 | 0 | 0 | 0 | 0 | 0 | 0 | 0 | 0 | 0 | 0 | 0 | 0 | 0 | 0
F5_Commercial_School_Existing_Food Preparation_Natural Gas_Steamer_Baseline Forecast | F5 | Commercial | School | Existing | Food Preparation | Natural Gas | Steamer | Baseline Forecast | Turnover | 0 | 16124.3755 | 18269.963 | 20124.7457 | 31931.8488 | 23366.3969 | 24686.1401 | 25853.0099 | 26881.3429 | 27785.5438 | 26394.4334 | 25399.0122 | 24727.0914 | 25413.2898 | 25090.5886 | 24949.1905 | 24951.1477 | 25065.5952 | 25267.0629 | 30051.4573 | 30092.1066 | 29980.6786 | 32873.5965 | 29385.6886 | 29200.776 | 28990.5676 | 28775.3742 | 28569.8323 | 28228.0826 | 28045.3304 | 27965.5936 | 28612.6889 | 34246.3271
F6_Commercial_School_Existing_Food Preparation_Natural Gas_Steamer_Baseline Forecast | F6 | Commercial | School | Existing | Food Preparation | Natural Gas | Steamer | Baseline Forecast | Avg. Replacement Usage (kWh) | 0.039704 | 0.038338 | 0.04265 | 0.014475 | 0.014475 | 0.014475 | 0.014475 | 0.014475 | 0.014475 | 0.014475 | 0.014475 | 0.014475 | 0.014475 | 0.014475 | 0.014475 | 0.014475 | 0.014475 | 0.014475 | 0.014475 | 0.014475 | 0.014475 | 0.014475 | 0.014475 | 0.014475 | 0.014475 | 0.014475 | 0.014475 | 0.014475 | 0.014475 | 0.014475 | 0.014475 | 0.014475 | 0.014475
F7_Commercial_School_Existing_Food Preparation_Natural Gas_Steamer_Baseline Forecast | F7 | Commercial | School | Existing | Food Preparation | Natural Gas | Steamer | Baseline Forecast | Avg. Replacement Summer Demand (kW) | 0 | 0 | 0 | 0 | 0 | 0 | 0 | 0 | 0 | 0 | 0 | 0 | 0 | 0 | 0 | 0 | 0 | 0 | 0 | 0 | 0 | 0 | 0 | 0 | 0 | 0 | 0 | 0 | 0 | 0 | 0 | 0 | 0
F8_Commercial_School_Existing_Food Preparation_Natural Gas_Steamer_Baseline Forecast | F8 | Commercial | School | Existing | Food Preparation | Natural Gas | Steamer | Baseline Forecast | Avg. Replacement Winter Demand (kW) | 0 | 0 | 0 | 0 | 0 | 0 | 0 | 0 | 0 | 0 | 0 | 0 | 0 | 0 | 0 | 0 | 0 | 0 | 0 | 0 | 0 | 0 | 0 | 0 | 0 | 0 | 0 | 0 | 0 | 0 | 0 | 0 | 0
F1_Commercial_School_Existing_Food Preparation_Natural Gas_Food Prep Other_Baseline Forecast | F1 | Commercial | School | Existing | Food Preparation | Natural Gas | Food Prep Other | Baseline Forecast | Units | 54698.0585 | 54419.7672 | 54141.4758 | 53805.4019 | 55062.602 | 54914.6256 | 54783.9916 | 54666.331 | 54552.6599 | 54439.6927 | 54326.1601 | 54212.7794 | 54100.3651 | 53989.1971 | 53878.5734 | 53768.3883 | 53658.1031 | 53549.0619 | 53442.7962 | 53339.5965 | 53237.9052 | 53135.9475 | 53033.1877 | 52929.475 | 52824.7208 | 52719.2954 | 52613.3271 | 52507.0503 | 52400.3832 | 52293.403 | 52185.8662 | 52078.0107 | 52788.1142
F2_Commercial_School_Existing_Food Preparation_Natural Gas_Food Prep Other_Baseline Forecast | F2 | Commercial | School | Existing | Food Preparation | Natural Gas | Food Prep Other | Baseline Forecast | Usage (MMtherm) | 0.00054267 | 0.00052148 | 0.00057795 | 0.00056379 | 0.00057696 | 0.00057541 | 0.00057404 | 0.00057281 | 0.00057162 | 0.00057044 | 0.00056925 | 0.00056806 | 0.00056688 | 0.00056571 | 0.00056456 | 0.0005634 | 0.00056225 | 0.0005611 | 0.00055999 | 0.00055891 | 0.00055784 | 0.00055677 | 0.0005557 | 0.00055461 | 0.00055351 | 0.00055241 | 0.0005513 | 0.00055018 | 0.00054907 | 0.00054795 | 0.00054682 | 0.00054569 | 0.00055313
F3_Commercial_School_Existing_Food Preparation_Natural Gas_Food Prep Other_Baseline Forecast | F3 | Commercial | School | Existing | Food Preparation | Natural Gas | Food Prep Other | Baseline Forecast | Summer Peak Demand (MW) | 0 | 0 | 0 | 0 | 0 | 0 | 0 | 0 | 0 | 0 | 0 | 0 | 0 | 0 | 0 | 0 | 0 | 0 | 0 | 0 | 0 | 0 | 0 | 0 | 0 | 0 | 0 | 0 | 0 | 0 | 0 | 0 | 0
F4_Commercial_School_Existing_Food Preparation_Natural Gas_Food Prep Other_Baseline Forecast | F4 | Commercial | School | Existing | Food Preparation | Natural Gas | Food Prep Other | Baseline Forecast | Winter Peak Demand (MW) | 0 | 0 | 0 | 0 | 0 | 0 | 0 | 0 | 0 | 0 | 0 | 0 | 0 | 0 | 0 | 0 | 0 | 0 | 0 | 0 | 0 | 0 | 0 | 0 | 0 | 0 | 0 | 0 | 0 | 0 | 0 | 0 | 0
F5_Commercial_School_Existing_Food Preparation_Natural Gas_Food Prep Other_Baseline Forecast | F5 | Commercial | School | Existing | Food Preparation | Natural Gas | Food Prep Other | Baseline Forecast | Turnover | 0 | 2176.7907 | 2815.3567 | 3314.4128 | 4984.8383 | 4047.3125 | 4300.8107 | 4501.6226 | 4659.9517 | 4784.1758 | 4244.045 | 3939.0899 | 3796.036 | 4008.1211 | 3994.1174 | 4583.9051 | 4708.2618 | 4805.4835 | 5201.0818 | 4750.9185 | 4634.1702 | 4499.4309 | 4422.7475 | 4350.1511 | 4238.7887 | 4233.9585 | 4290.273 | 4503.3475 | 4527.3355 | 4677.3155 | 4652.0557 | 4609.796 | 5357.466
F6_Commercial_School_Existing_Food Preparation_Natural Gas_Food Prep Other_Baseline Forecast | F6 | Commercial | School | Existing | Food Preparation | Natural Gas | Food Prep Other | Baseline Forecast | Avg. Replacement Usage (kWh) | 0.0099211 | 0.0095825 | 0.010675 | 0.010478 | 0.010478 | 0.010478 | 0.010478 | 0.010478 | 0.010478 | 0.010478 | 0.010478 | 0.010478 | 0.010478 | 0.010478 | 0.010478 | 0.010478 | 0.010478 | 0.010478 | 0.010478 | 0.010478 | 0.010478 | 0.010478 | 0.010478 | 0.010478 | 0.010478 | 0.010478 | 0.010478 | 0.010478 | 0.010478 | 0.010478 | 0.010478 | 0.010478 | 0.010478
F7_Commercial_School_Existing_Food Preparation_Natural Gas_Food Prep Other_Baseline Forecast | F7 | Commercial | School | Existing | Food Preparation | Natural Gas | Food Prep Other | Baseline Forecast | Avg. Replacement Summer Demand (kW) | 0 | 0 | 0 | 0 | 0 | 0 | 0 | 0 | 0 | 0 | 0 | 0 | 0 | 0 | 0 | 0 | 0 | 0 | 0 | 0 | 0 | 0 | 0 | 0 | 0 | 0 | 0 | 0 | 0 | 0 | 0 | 0 | 0
F8_Commercial_School_Existing_Food Preparation_Natural Gas_Food Prep Other_Baseline Forecast | F8 | Commercial | School | Existing | Food Preparation | Natural Gas | Food Prep Other | Baseline Forecast | Avg. Replacement Winter Demand (kW) | 0 | 0 | 0 | 0 | 0 | 0 | 0 | 0 | 0 | 0 | 0 | 0 | 0 | 0 | 0 | 0 | 0 | 0 | 0 | 0 | 0 | 0 | 0 | 0 | 0 | 0 | 0 | 0 | 0 | 0 | 0 | 0 | 0
F1_Commercial_School_Existing_Miscellaneous_Natural Gas_Pool Heater_Baseline Forecast | F1 | Commercial | School | Existing | Miscellaneous | Natural Gas | Pool Heater | Baseline Forecast | Units | 12667.3925 | 12602.9436 | 12538.4948 | 12460.6642 | 12751.8162 | 12717.5467 | 12687.2935 | 12660.0447 | 12633.7199 | 12607.5581 | 12581.2654 | 12555.0078 | 12528.9741 | 12503.2289 | 12477.6099 | 12452.0924 | 12426.5517 | 12401.2991 | 12376.6893 | 12352.7895 | 12329.239 | 12305.6269 | 12281.829 | 12257.8104 | 12233.5507 | 12209.1354 | 12184.5945 | 12159.9821 | 12135.2793 | 12110.504 | 12085.5999 | 12060.6219 | 12225.073
F2_Commercial_School_Existing_Miscellaneous_Natural Gas_Pool Heater_Baseline Forecast | F2 | Commercial | School | Existing | Miscellaneous | Natural Gas | Pool Heater | Baseline Forecast | Usage (MMtherm) | 2.1679e-05 | 2.0833e-05 | 2.3088e-05 | 2.2523e-05 | 2.3049e-05 | 2.2987e-05 | 2.2933e-05 | 2.2883e-05 | 2.2836e-05 | 2.2788e-05 | 2.2741e-05 | 2.2693e-05 | 2.2646e-05 | 2.26e-05 | 2.2554e-05 | 2.2507e-05 | 2.2461e-05 | 2.2416e-05 | 2.2371e-05 | 2.2328e-05 | 2.2285e-05 | 2.2243e-05 | 2.22e-05 | 2.2156e-05 | 2.2112e-05 | 2.2068e-05 | 2.2024e-05 | 2.1979e-05 | 2.1935e-05 | 2.189e-05 | 2.1845e-05 | 2.18e-05 | 2.2097e-05
F3_Commercial_School_Existing_Miscellaneous_Natural Gas_Pool Heater_Baseline Forecast | F3 | Commercial | School | Existing | Miscellaneous | Natural Gas | Pool Heater | Baseline Forecast | Summer Peak Demand (MW) | 0 | 0 | 0 | 0 | 0 | 0 | 0 | 0 | 0 | 0 | 0 | 0 | 0 | 0 | 0 | 0 | 0 | 0 | 0 | 0 | 0 | 0 | 0 | 0 | 0 | 0 | 0 | 0 | 0 | 0 | 0 | 0 | 0
F4_Commercial_School_Existing_Miscellaneous_Natural Gas_Pool Heater_Baseline Forecast | F4 | Commercial | School | Existing | Miscellaneous | Natural Gas | Pool Heater | Baseline Forecast | Winter Peak Demand (MW) | 0 | 0 | 0 | 0 | 0 | 0 | 0 | 0 | 0 | 0 | 0 | 0 | 0 | 0 | 0 | 0 | 0 | 0 | 0 | 0 | 0 | 0 | 0 | 0 | 0 | 0 | 0 | 0 | 0 | 0 | 0 | 0 | 0
F5_Commercial_School_Existing_Miscellaneous_Natural Gas_Pool Heater_Baseline Forecast | F5 | Commercial | School | Existing | Miscellaneous | Natural Gas | Pool Heater | Baseline Forecast | Turnover | 0 | 840.1962 | 1086.6695 | 1279.2949 | 1729.9433 | 1562.179 | 1412.0718 | 1341.6617 | 1324.587 | 1399.5498 | 1426.3926 | 1632.6072 | 1633.1199 | 1617.2373 | 1683.7583 | 1584.7343 | 1550.7808 | 1544.0975 | 1549.3321 | 1590.4137 | 1591.3706 | 1631.5454 | 1609.5582 | 1588.7992 | 1601.4848 | 1569.2376 | 1568.0745 | 1569.7357 | 1569.954 | 1581.8014 | 1574.5358 | 1578.5542 | 1733.8286
F6_Commercial_School_Existing_Miscellaneous_Natural Gas_Pool Heater_Baseline Forecast | F6 | Commercial | School | Existing | Miscellaneous | Natural Gas | Pool Heater | Baseline Forecast | Avg. Replacement Usage (kWh) | 0.0017114 | 0.001653 | 0.0018414 | 0.0018075 | 0.0018075 | 0.0018075 | 0.0018075 | 0.0018075 | 0.0018075 | 0.0018075 | 0.0018075 | 0.0018075 | 0.0018075 | 0.0018075 | 0.0018075 | 0.0018075 | 0.0018075 | 0.0018075 | 0.0018075 | 0.0018075 | 0.0018075 | 0.0018075 | 0.0018075 | 0.0018075 | 0.0018075 | 0.0018075 | 0.0018075 | 0.0018075 | 0.0018075 | 0.0018075 | 0.0018075 | 0.0018075 | 0.0018075
F7_Commercial_School_Existing_Miscellaneous_Natural Gas_Pool Heater_Baseline Forecast | F7 | Commercial | School | Existing | Miscellaneous | Natural Gas | Pool Heater | Baseline Forecast | Avg. Replacement Summer Demand (kW) | 0 | 0 | 0 | 0 | 0 | 0 | 0 | 0 | 0 | 0 | 0 | 0 | 0 | 0 | 0 | 0 | 0 | 0 | 0 | 0 | 0 | 0 | 0 | 0 | 0 | 0 | 0 | 0 | 0 | 0 | 0 | 0 | 0
F8_Commercial_School_Existing_Miscellaneous_Natural Gas_Pool Heater_Baseline Forecast | F8 | Commercial | School | Existing | Miscellaneous | Natural Gas | Pool Heater | Baseline Forecast | Avg. Replacement Winter Demand (kW) | 0 | 0 | 0 | 0 | 0 | 0 | 0 | 0 | 0 | 0 | 0 | 0 | 0 | 0 | 0 | 0 | 0 | 0 | 0 | 0 | 0 | 0 | 0 | 0 | 0 | 0 | 0 | 0 | 0 | 0 | 0 | 0 | 0
F1_Commercial_School_Existing_Miscellaneous_Natural Gas_Miscellaneous_Baseline Forecast | F1 | Commercial | School | Existing | Miscellaneous | Natural Gas | Miscellaneous | Baseline Forecast | Units | 4170726.9641 | 4149507.2468 | 4128287.5294 | 4102661.8948 | 4198523.4015 | 4187240.2025 | 4177279.3577 | 4168307.7372 | 4159640.3191 | 4151026.5688 | 4142369.704 | 4133724.4313 | 4125152.84 | 4116676.2764 | 4108241.2202 | 4099839.6109 | 4091430.3649 | 4083115.9696 | 4075013.2111 | 4067144.2313 | 4059390.2709 | 4051615.9951 | 4043780.5625 | 4035872.4721 | 4027884.9602 | 4019846.2767 | 4011766.1911 | 4003662.5872 | 3995529.2162 | 3987371.9824 | 3979172.3007 | 3970948.3161 | 4025093.7088
F2_Commercial_School_Existing_Miscellaneous_Natural Gas_Miscellaneous_Baseline Forecast | F2 | Commercial | School | Existing | Miscellaneous | Natural Gas | Miscellaneous | Baseline Forecast | Usage (MMtherm) | 0.038974 | 0.037452 | 0.041507 | 0.040491 | 0.041437 | 0.041325 | 0.041227 | 0.041138 | 0.041053 | 0.040968 | 0.040882 | 0.040797 | 0.040713 | 0.040629 | 0.040546 | 0.040463 | 0.04038 | 0.040298 | 0.040218 | 0.04014 | 0.040064 | 0.039987 | 0.039909 | 0.039831 | 0.039753 | 0.039673 | 0.039594 | 0.039514 | 0.039433 | 0.039353 | 0.039272 | 0.039191 | 0.039725
F3_Commercial_School_Existing_Miscellaneous_Natural Gas_Miscellaneous_Baseline Forecast | F3 | Commercial | School | Existing | Miscellaneous | Natural Gas | Miscellaneous | Baseline Forecast | Summer Peak Demand (MW) | 0 | 0 | 0 | 0 | 0 | 0 | 0 | 0 | 0 | 0 | 0 | 0 | 0 | 0 | 0 | 0 | 0 | 0 | 0 | 0 | 0 | 0 | 0 | 0 | 0 | 0 | 0 | 0 | 0 | 0 | 0 | 0 | 0
F4_Commercial_School_Existing_Miscellaneous_Natural Gas_Miscellaneous_Baseline Forecast | F4 | Commercial | School | Existing | Miscellaneous | Natural Gas | Miscellaneous | Baseline Forecast | Winter Peak Demand (MW) | 0 | 0 | 0 | 0 | 0 | 0 | 0 | 0 | 0 | 0 | 0 | 0 | 0 | 0 | 0 | 0 | 0 | 0 | 0 | 0 | 0 | 0 | 0 | 0 | 0 | 0 | 0 | 0 | 0 | 0 | 0 | 0 | 0
F5_Commercial_School_Existing_Miscellaneous_Natural Gas_Miscellaneous_Baseline Forecast | F5 | Commercial | School | Existing | Miscellaneous | Natural Gas | Miscellaneous | Baseline Forecast | Turnover | 0 | 355672.0497 | 421253.8295 | 476052.3132 | 554143.0228 | 451401.9193 | 453658.8766 | 466608.8959 | 463179.7745 | 460590.2195 | 460211.9084 | 560276.7683 | 563804.6048 | 564006.5258 | 584252.7648 | 550928.5198 | 552284.6035 | 559353.0798 | 556019.7093 | 553632.0585 | 553246.5627 | 581128.2791 | 577122.0176 | 572674.5535 | 578538.1185 | 567679.6761 | 567636.7601 | 570054.2851 | 567596.7032 | 565740.7589 | 565052.9873 | 572180.8921 | 624248.6875
F6_Commercial_School_Existing_Miscellaneous_Natural Gas_Miscellaneous_Baseline Forecast | F6 | Commercial | School | Existing | Miscellaneous | Natural Gas | Miscellaneous | Baseline Forecast | Avg. Replacement Usage (kWh) | 0.0093446 | 0.0090256 | 0.010054 | 0.0098693 | 0.0098693 | 0.0098693 | 0.0098693 | 0.0098693 | 0.0098693 | 0.0098693 | 0.0098693 | 0.0098693 | 0.0098693 | 0.0098693 | 0.0098693 | 0.0098693 | 0.0098693 | 0.0098693 | 0.0098693 | 0.0098693 | 0.0098693 | 0.0098693 | 0.0098693 | 0.0098693 | 0.0098693 | 0.0098693 | 0.0098693 | 0.0098693 | 0.0098693 | 0.0098693 | 0.0098693 | 0.0098693 | 0.0098693
F7_Commercial_School_Existing_Miscellaneous_Natural Gas_Miscellaneous_Baseline Forecast | F7 | Commercial | School | Existing | Miscellaneous | Natural Gas | Miscellaneous | Baseline Forecast | Avg. Replacement Summer Demand (kW) | 0 | 0 | 0 | 0 | 0 | 0 | 0 | 0 | 0 | 0 | 0 | 0 | 0 | 0 | 0 | 0 | 0 | 0 | 0 | 0 | 0 | 0 | 0 | 0 | 0 | 0 | 0 | 0 | 0 | 0 | 0 | 0 | 0
F8_Commercial_School_Existing_Miscellaneous_Natural Gas_Miscellaneous_Baseline Forecast | F8 | Commercial | School | Existing | Miscellaneous | Natural Gas | Miscellaneous | Baseline Forecast | Avg. Replacement Winter Demand (kW) | 0 | 0 | 0 | 0 | 0 | 0 | 0 | 0 | 0 | 0 | 0 | 0 | 0 | 0 | 0 | 0 | 0 | 0 | 0 | 0 | 0 | 0 | 0 | 0 | 0 | 0 | 0 | 0 | 0 | 0 | 0 | 0 | 0
F1_Commercial_School_New_Space Heating_Natural Gas_Furnace_Baseline Forecast | F1 | Commercial | School | New | Space Heating | Natural Gas | Furnace | Baseline Forecast | Units | 0 | 0 | 0 | 0 | 0 | 0 | 0 | 0 | 0 | 0 | 0 | 0 | 0 | 0 | 0 | 0 | 0 | 0 | 0 | 0 | 0 | 0 | 0 | 0 | 0 | 0 | 0 | 0 | 0 | 0 | 0 | 0 | 0
F2_Commercial_School_New_Space Heating_Natural Gas_Furnace_Baseline Forecast | F2 | Commercial | School | New | Space Heating | Natural Gas | Furnace | Baseline Forecast | Usage (MMtherm) | 0 | 0 | 0 | 0 | 0 | 0 | 0 | 0 | 0 | 0 | 0 | 0 | 0 | 0 | 0 | 0 | 0 | 0 | 0 | 0 | 0 | 0 | 0 | 0 | 0 | 0 | 0 | 0 | 0 | 0 | 0 | 0 | 0
F3_Commercial_School_New_Space Heating_Natural Gas_Furnace_Baseline Forecast | F3 | Commercial | School | New | Space Heating | Natural Gas | Furnace | Baseline Forecast | Summer Peak Demand (MW) | 0 | 0 | 0 | 0 | 0 | 0 | 0 | 0 | 0 | 0 | 0 | 0 | 0 | 0 | 0 | 0 | 0 | 0 | 0 | 0 | 0 | 0 | 0 | 0 | 0 | 0 | 0 | 0 | 0 | 0 | 0 | 0 | 0
F4_Commercial_School_New_Space Heating_Natural Gas_Furnace_Baseline Forecast | F4 | Commercial | School | New | Space Heating | Natural Gas | Furnace | Baseline Forecast | Winter Peak Demand (MW) | 0 | 0 | 0 | 0 | 0 | 0 | 0 | 0 | 0 | 0 | 0 | 0 | 0 | 0 | 0 | 0 | 0 | 0 | 0 | 0 | 0 | 0 | 0 | 0 | 0 | 0 | 0 | 0 | 0 | 0 | 0 | 0 | 0
F5_Commercial_School_New_Space Heating_Natural Gas_Furnace_Baseline Forecast | F5 | Commercial | School | New | Space Heating | Natural Gas | Furnace | Baseline Forecast | Turnover | 0 | 0 | 0 | 0 | 0 | 0 | 0 | 0 | 0 | 0 | 0 | 0 | 0 | 0 | 0 | 0 | 0 | 0 | 0 | 0 | 0 | 0 | 0 | 0 | 0 | 0 | 0 | 0 | 0 | 0 | 0 | 0 | 0
F6_Commercial_School_New_Space Heating_Natural Gas_Furnace_Baseline Forecast | F6 | Commercial | School | New | Space Heating | Natural Gas | Furnace | Baseline Forecast | Avg. Replacement Usage (kWh) | 0.29469 | 0.28464 | 0.3154 | 0.30795 | 0.3063 | 0.27385 | 0.27236 | 0.23605 | 0.23475 | 0.23346 | 0.23216 | 0.23087 | 0.22957 | 0.22828 | 0.22698 | 0.22569 | 0.22439 | 0.2231 | 0.2218 | 0.22051 | 0.21921 | 0.21792 | 0.21662 | 0.21533 | 0.21403 | 0.21274 | 0.21145 | 0.21015 | 0.20886 | 0.20757 | 0.20628 | 0.20499 | 0.20499
F7_Commercial_School_New_Space Heating_Natural Gas_Furnace_Baseline Forecast | F7 | Commercial | School | New | Space Heating | Natural Gas | Furnace | Baseline Forecast | Avg. Replacement Summer Demand (kW) | 0 | 0 | 0 | 0 | 0 | 0 | 0 | 0 | 0 | 0 | 0 | 0 | 0 | 0 | 0 | 0 | 0 | 0 | 0 | 0 | 0 | 0 | 0 | 0 | 0 | 0 | 0 | 0 | 0 | 0 | 0 | 0 | 0
F8_Commercial_School_New_Space Heating_Natural Gas_Furnace_Baseline Forecast | F8 | Commercial | School | New | Space Heating | Natural Gas | Furnace | Baseline Forecast | Avg. Replacement Winter Demand (kW) | 0 | 0 | 0 | 0 | 0 | 0 | 0 | 0 | 0 | 0 | 0 | 0 | 0 | 0 | 0 | 0 | 0 | 0 | 0 | 0 | 0 | 0 | 0 | 0 | 0 | 0 | 0 | 0 | 0 | 0 | 0 | 0 | 0
F1_Commercial_School_New_Space Heating_Natural Gas_Boiler_Baseline Forecast | F1 | Commercial | School | New | Space Heating | Natural Gas | Boiler | Baseline Forecast | Units | 0 | 0 | 0 | 0 | 0 | 0 | 0 | 0 | 0 | 0 | 0 | 0 | 0 | 0 | 0 | 0 | 0 | 0 | 0 | 0 | 0 | 0 | 0 | 0 | 0 | 0 | 0 | 0 | 0 | 0 | 0 | 0 | 0
F2_Commercial_School_New_Space Heating_Natural Gas_Boiler_Baseline Forecast | F2 | Commercial | School | New | Space Heating | Natural Gas | Boiler | Baseline Forecast | Usage (MMtherm) | 0 | 0 | 0 | 0 | 0 | 0 | 0 | 0 | 0 | 0 | 0 | 0 | 0 | 0 | 0 | 0 | 0 | 0 | 0 | 0 | 0 | 0 | 0 | 0 | 0 | 0 | 0 | 0 | 0 | 0 | 0 | 0 | 0
F3_Commercial_School_New_Space Heating_Natural Gas_Boiler_Baseline Forecast | F3 | Commercial | School | New | Space Heating | Natural Gas | Boiler | Baseline Forecast | Summer Peak Demand (MW) | 0 | 0 | 0 | 0 | 0 | 0 | 0 | 0 | 0 | 0 | 0 | 0 | 0 | 0 | 0 | 0 | 0 | 0 | 0 | 0 | 0 | 0 | 0 | 0 | 0 | 0 | 0 | 0 | 0 | 0 | 0 | 0 | 0
F4_Commercial_School_New_Space Heating_Natural Gas_Boiler_Baseline Forecast | F4 | Commercial | School | New | Space Heating | Natural Gas | Boiler | Baseline Forecast | Winter Peak Demand (MW) | 0 | 0 | 0 | 0 | 0 | 0 | 0 | 0 | 0 | 0 | 0 | 0 | 0 | 0 | 0 | 0 | 0 | 0 | 0 | 0 | 0 | 0 | 0 | 0 | 0 | 0 | 0 | 0 | 0 | 0 | 0 | 0 | 0
F5_Commercial_School_New_Space Heating_Natural Gas_Boiler_Baseline Forecast | F5 | Commercial | School | New | Space Heating | Natural Gas | Boiler | Baseline Forecast | Turnover | 0 | 0 | 0 | 0 | 0 | 0 | 0 | 0 | 0 | 0 | 0 | 0 | 0 | 0 | 0 | 0 | 0 | 0 | 0 | 0 | 0 | 0 | 0 | 0 | 0 | 0 | 0 | 0 | 0 | 0 | 0 | 0 | 0
F6_Commercial_School_New_Space Heating_Natural Gas_Boiler_Baseline Forecast | F6 | Commercial | School | New | Space Heating | Natural Gas | Boiler | Baseline Forecast | Avg. Replacement Usage (kWh) | 0.96246 | 0.92961 | 1.0301 | 1.0057 | 1.0004 | 0.8468 | 0.84222 | 0.83764 | 0.83306 | 0.82849 | 0.8239 | 0.81932 | 0.81475 | 0.81017 | 0.80559 | 0.80101 | 0.79643 | 0.79186 | 0.78728 | 0.7827 | 0.77812 | 0.77356 | 0.76897 | 0.7644 | 0.75982 | 0.75526 | 0.75067 | 0.7461 | 0.74153 | 0.73696 | 0.73237 | 0.7278 | 0.7278
F7_Commercial_School_New_Space Heating_Natural Gas_Boiler_Baseline Forecast | F7 | Commercial | School | New | Space Heating | Natural Gas | Boiler | Baseline Forecast | Avg. Replacement Summer Demand (kW) | 0 | 0 | 0 | 0 | 0 | 0 | 0 | 0 | 0 | 0 | 0 | 0 | 0 | 0 | 0 | 0 | 0 | 0 | 0 | 0 | 0 | 0 | 0 | 0 | 0 | 0 | 0 | 0 | 0 | 0 | 0 | 0 | 0
F8_Commercial_School_New_Space Heating_Natural Gas_Boiler_Baseline Forecast | F8 | Commercial | School | New | Space Heating | Natural Gas | Boiler | Baseline Forecast | Avg. Replacement Winter Demand (kW) | 0 | 0 | 0 | 0 | 0 | 0 | 0 | 0 | 0 | 0 | 0 | 0 | 0 | 0 | 0 | 0 | 0 | 0 | 0 | 0 | 0 | 0 | 0 | 0 | 0 | 0 | 0 | 0 | 0 | 0 | 0 | 0 | 0
F1_Commercial_School_New_Space Heating_Natural Gas_Unit Heater_Baseline Forecast | F1 | Commercial | School | New | Space Heating | Natural Gas | Unit Heater | Baseline Forecast | Units | 0 | 281.8549 | 1641.3457 | 2510.1555 | 3548.9468 | 4619.5162 | 5695.4655 | 6626.6961 | 7544.8759 | 8484.5472 | 9439.5141 | 10387.2264 | 11320.1154 | 12240.2886 | 13161.792 | 14080.5083 | 15004.5489 | 15907.0319 | 16773.6679 | 17612.3417 | 18451.4275 | 19307.5037 | 20174.7368 | 21051.1458 | 21936.9703 | 22825.2906 | 23717.0837 | 24609.4774 | 25505.8079 | 26404.0922 | 27309.0599 | 28214.6854 | 28599.4034
F2_Commercial_School_New_Space Heating_Natural Gas_Unit Heater_Baseline Forecast | F2 | Commercial | School | New | Space Heating | Natural Gas | Unit Heater | Baseline Forecast | Usage (MMtherm) | 0 | 4.1116e-05 | 0.00026531 | 0.00039617 | 0.00055712 | 0.00070455 | 0.00085109 | 0.00097589 | 0.0010975 | 0.0012206 | 0.0013444 | 0.0014652 | 0.0015797 | 0.0016897 | 0.001797 | 0.0019036 | 0.0020102 | 0.0021134 | 0.0022099 | 0.0022975 | 0.0023873 | 0.0024782 | 0.0025742 | 0.00267 | 0.0027657 | 0.0028604 | 0.0029541 | 0.0030466 | 0.0031382 | 0.0032287 | 0.0033186 | 0.0034072 | 0.0034537
F3_Commercial_School_New_Space Heating_Natural Gas_Unit Heater_Baseline Forecast | F3 | Commercial | School | New | Space Heating | Natural Gas | Unit Heater | Baseline Forecast | Summer Peak Demand (MW) | 0 | 0 | 0 | 0 | 0 | 0 | 0 | 0 | 0 | 0 | 0 | 0 | 0 | 0 | 0 | 0 | 0 | 0 | 0 | 0 | 0 | 0 | 0 | 0 | 0 | 0 | 0 | 0 | 0 | 0 | 0 | 0 | 0
F4_Commercial_School_New_Space Heating_Natural Gas_Unit Heater_Baseline Forecast | F4 | Commercial | School | New | Space Heating | Natural Gas | Unit Heater | Baseline Forecast | Winter Peak Demand (MW) | 0 | 0 | 0 | 0 | 0 | 0 | 0 | 0 | 0 | 0 | 0 | 0 | 0 | 0 | 0 | 0 | 0 | 0 | 0 | 0 | 0 | 0 | 0 | 0 | 0 | 0 | 0 | 0 | 0 | 0 | 0 | 0 | 0
F5_Commercial_School_New_Space Heating_Natural Gas_Unit Heater_Baseline Forecast | F5 | Commercial | School | New | Space Heating | Natural Gas | Unit Heater | Baseline Forecast | Turnover | 0 | 281.8549 | 1359.4908 | 868.8098 | 1038.7913 | 1070.5694 | 1075.9492 | 931.2306 | 918.1799 | 939.6713 | 954.9669 | 987.9772 | 1161.6149 | 1240.3396 | 1344.3304 | 1434.0781 | 1519.4862 | 1545.8979 | 1631.4235 | 1942.4216 | 1778.6158 | 1852.0525 | 1896.1309 | 1937.0802 | 1944.8536 | 1997.1255 | 2065.5286 | 2123.7518 | 2194.4585 | 2339.0449 | 2416.9303 | 2496.4709 | 2045.3242
F6_Commercial_School_New_Space Heating_Natural Gas_Unit Heater_Baseline Forecast | F6 | Commercial | School | New | Space Heating | Natural Gas | Unit Heater | Baseline Forecast | Avg. Replacement Usage (kWh) | 0.15103 | 0.14588 | 0.16164 | 0.15783 | 0.15698 | 0.14051 | 0.13975 | 0.13899 | 0.13823 | 0.13747 | 0.13671 | 0.13595 | 0.13519 | 0.13443 | 0.13367 | 0.13291 | 0.13215 | 0.13139 | 0.13063 | 0.12987 | 0.12911 | 0.12835 | 0.12759 | 0.12683 | 0.12607 | 0.12532 | 0.12456 | 0.1238 | 0.12304 | 0.12228 | 0.12152 | 0.12076 | 0.12076
F7_Commercial_School_New_Space Heating_Natural Gas_Unit Heater_Baseline Forecast | F7 | Commercial | School | New | Space Heating | Natural Gas | Unit Heater | Baseline Forecast | Avg. Replacement Summer Demand (kW) | 0 | 0 | 0 | 0 | 0 | 0 | 0 | 0 | 0 | 0 | 0 | 0 | 0 | 0 | 0 | 0 | 0 | 0 | 0 | 0 | 0 | 0 | 0 | 0 | 0 | 0 | 0 | 0 | 0 | 0 | 0 | 0 | 0
F8_Commercial_School_New_Space Heating_Natural Gas_Unit Heater_Baseline Forecast | F8 | Commercial | School | New | Space Heating | Natural Gas | Unit Heater | Baseline Forecast | Avg. Replacement Winter Demand (kW) | 0 | 0 | 0 | 0 | 0 | 0 | 0 | 0 | 0 | 0 | 0 | 0 | 0 | 0 | 0 | 0 | 0 | 0 | 0 | 0 | 0 | 0 | 0 | 0 | 0 | 0 | 0 | 0 | 0 | 0 | 0 | 0 | 0
F1_Commercial_School_New_Water Heating_Natural Gas_Water Heater_Baseline Forecast | F1 | Commercial | School | New | Water Heating | Natural Gas | Water Heater | Baseline Forecast | Units | 0 | 0 | 0 | 0 | 0 | 0 | 0 | 0 | 0 | 0 | 0 | 0 | 0 | 0 | 0 | 0 | 0 | 0 | 0 | 0 | 0 | 0 | 0 | 0 | 0 | 0 | 0 | 0 | 0 | 0 | 0 | 0 | 0
F2_Commercial_School_New_Water Heating_Natural Gas_Water Heater_Baseline Forecast | F2 | Commercial | School | New | Water Heating | Natural Gas | Water Heater | Baseline Forecast | Usage (MMtherm) | 0 | 0 | 0 | 0 | 0 | 0 | 0 | 0 | 0 | 0 | 0 | 0 | 0 | 0 | 0 | 0 | 0 | 0 | 0 | 0 | 0 | 0 | 0 | 0 | 0 | 0 | 0 | 0 | 0 | 0 | 0 | 0 | 0
F3_Commercial_School_New_Water Heating_Natural Gas_Water Heater_Baseline Forecast | F3 | Commercial | School | New | Water Heating | Natural Gas | Water Heater | Baseline Forecast | Summer Peak Demand (MW) | 0 | 0 | 0 | 0 | 0 | 0 | 0 | 0 | 0 | 0 | 0 | 0 | 0 | 0 | 0 | 0 | 0 | 0 | 0 | 0 | 0 | 0 | 0 | 0 | 0 | 0 | 0 | 0 | 0 | 0 | 0 | 0 | 0
F4_Commercial_School_New_Water Heating_Natural Gas_Water Heater_Baseline Forecast | F4 | Commercial | School | New | Water Heating | Natural Gas | Water Heater | Baseline Forecast | Winter Peak Demand (MW) | 0 | 0 | 0 | 0 | 0 | 0 | 0 | 0 | 0 | 0 | 0 | 0 | 0 | 0 | 0 | 0 | 0 | 0 | 0 | 0 | 0 | 0 | 0 | 0 | 0 | 0 | 0 | 0 | 0 | 0 | 0 | 0 | 0
F5_Commercial_School_New_Water Heating_Natural Gas_Water Heater_Baseline Forecast | F5 | Commercial | School | New | Water Heating | Natural Gas | Water Heater | Baseline Forecast | Turnover | 0 | 0 | 0 | 0 | 0 | 0 | 0 | 0 | 0 | 0 | 0 | 0 | 0 | 0 | 0 | 0 | 0 | 0 | 0 | 0 | 0 | 0 | 0 | 0 | 0 | 0 | 0 | 0 | 0 | 0 | 0 | 0 | 0
F6_Commercial_School_New_Water Heating_Natural Gas_Water Heater_Baseline Forecast | F6 | Commercial | School | New | Water Heating | Natural Gas | Water Heater | Baseline Forecast | Avg. Replacement Usage (kWh) | 0.13973 | 0.13496 | 0.15034 | 0.14758 | 0.14758 | 0.14758 | 0.14758 | 0.14758 | 0.14758 | 0.14758 | 0.14758 | 0.14758 | 0.14758 | 0.14758 | 0.14758 | 0.14758 | 0.14758 | 0.14758 | 0.14758 | 0.14758 | 0.14758 | 0.14758 | 0.14758 | 0.14758 | 0.14758 | 0.14758 | 0.14758 | 0.14758 | 0.14758 | 0.14758 | 0.14758 | 0.14758 | 0.14758
F7_Commercial_School_New_Water Heating_Natural Gas_Water Heater_Baseline Forecast | F7 | Commercial | School | New | Water Heating | Natural Gas | Water Heater | Baseline Forecast | Avg. Replacement Summer Demand (kW) | 0 | 0 | 0 | 0 | 0 | 0 | 0 | 0 | 0 | 0 | 0 | 0 | 0 | 0 | 0 | 0 | 0 | 0 | 0 | 0 | 0 | 0 | 0 | 0 | 0 | 0 | 0 | 0 | 0 | 0 | 0 | 0 | 0
F8_Commercial_School_New_Water Heating_Natural Gas_Water Heater_Baseline Forecast | F8 | Commercial | School | New | Water Heating | Natural Gas | Water Heater | Baseline Forecast | Avg. Replacement Winter Demand (kW) | 0 | 0 | 0 | 0 | 0 | 0 | 0 | 0 | 0 | 0 | 0 | 0 | 0 | 0 | 0 | 0 | 0 | 0 | 0 | 0 | 0 | 0 | 0 | 0 | 0 | 0 | 0 | 0 | 0 | 0 | 0 | 0 | 0
F1_Commercial_School_New_Food Preparation_Natural Gas_Oven_Baseline Forecast | F1 | Commercial | School | New | Food Preparation | Natural Gas | Oven | Baseline Forecast | Units | 0 | 1380.5484 | 8039.4462 | 12294.9482 | 17383.0335 | 22626.7707 | 27896.8585 | 32458.1026 | 36955.4232 | 41558.0104 | 46235.517 | 50877.4893 | 55446.8566 | 59953.9407 | 64467.5399 | 68967.4884 | 73493.515 | 77913.9511 | 82158.8056 | 86266.6986 | 90376.6098 | 94569.7415 | 98817.5206 | 103110.2441 | 107449.0855 | 111800.1515 | 116168.2272 | 120539.2451 | 124929.5455 | 129329.416 | 133762.0222 | 138197.8504 | 140082.2308
F2_Commercial_School_New_Food Preparation_Natural Gas_Oven_Baseline Forecast | F2 | Commercial | School | New | Food Preparation | Natural Gas | Oven | Baseline Forecast | Usage (MMtherm) | 0 | 2.5876e-05 | 0.00016785 | 0.00025198 | 0.00035627 | 0.00046375 | 0.00057175 | 0.0006652 | 0.00075733 | 0.00085159 | 0.00094736 | 0.0010424 | 0.0011358 | 0.001228 | 0.0013203 | 0.0014122 | 0.0015046 | 0.0015947 | 0.0016813 | 0.001765 | 0.0018488 | 0.0019341 | 0.0020206 | 0.002108 | 0.0021963 | 0.0022848 | 0.0023736 | 0.0024624 | 0.0025517 | 0.0026411 | 0.0027312 | 0.0028214 | 0.0028595
F3_Commercial_School_New_Food Preparation_Natural Gas_Oven_Baseline Forecast | F3 | Commercial | School | New | Food Preparation | Natural Gas | Oven | Baseline Forecast | Summer Peak Demand (MW) | 0 | 0 | 0 | 0 | 0 | 0 | 0 | 0 | 0 | 0 | 0 | 0 | 0 | 0 | 0 | 0 | 0 | 0 | 0 | 0 | 0 | 0 | 0 | 0 | 0 | 0 | 0 | 0 | 0 | 0 | 0 | 0 | 0
F4_Commercial_School_New_Food Preparation_Natural Gas_Oven_Baseline Forecast | F4 | Commercial | School | New | Food Preparation | Natural Gas | Oven | Baseline Forecast | Winter Peak Demand (MW) | 0 | 0 | 0 | 0 | 0 | 0 | 0 | 0 | 0 | 0 | 0 | 0 | 0 | 0 | 0 | 0 | 0 | 0 | 0 | 0 | 0 | 0 | 0 | 0 | 0 | 0 | 0 | 0 | 0 | 0 | 0 | 0 | 0
F5_Commercial_School_New_Food Preparation_Natural Gas_Oven_Baseline Forecast | F5 | Commercial | School | New | Food Preparation | Natural Gas | Oven | Baseline Forecast | Turnover | 0 | 1380.5484 | 6658.8978 | 4255.5021 | 5088.0852 | 5243.7372 | 5270.0878 | 4561.2441 | 4497.3206 | 4602.5872 | 4907.598 | 5943.5315 | 6363.2503 | 6850.0008 | 7339.9859 | 7733.6187 | 8366.2449 | 9843.2619 | 8860.2302 | 9004.3311 | 9224.3045 | 9523.0217 | 9633.1957 | 9986.0618 | 10401.6044 | 10882.8656 | 11740.8957 | 12108.8754 | 12475.08 | 12811.3168 | 13139.1706 | 13473.3857 | 11492.2301
F6_Commercial_School_New_Food Preparation_Natural Gas_Oven_Baseline Forecast | F6 | Commercial | School | New | Food Preparation | Natural Gas | Oven | Baseline Forecast | Avg. Replacement Usage (kWh) | 0.019406 | 0.018743 | 0.020877 | 0.020496 | 0.020498 | 0.020496 | 0.020492 | 0.020489 | 0.020484 | 0.02048 | 0.020476 | 0.020472 | 0.020469 | 0.020464 | 0.02046 | 0.020456 | 0.020452 | 0.020448 | 0.020444 | 0.020439 | 0.020434 | 0.02043 | 0.020426 | 0.020421 | 0.020418 | 0.020414 | 0.020411 | 0.020409 | 0.020407 | 0.020405 | 0.020404 | 0.020404 | 0.020404
F7_Commercial_School_New_Food Preparation_Natural Gas_Oven_Baseline Forecast | F7 | Commercial | School | New | Food Preparation | Natural Gas | Oven | Baseline Forecast | Avg. Replacement Summer Demand (kW) | 0 | 0 | 0 | 0 | 0 | 0 | 0 | 0 | 0 | 0 | 0 | 0 | 0 | 0 | 0 | 0 | 0 | 0 | 0 | 0 | 0 | 0 | 0 | 0 | 0 | 0 | 0 | 0 | 0 | 0 | 0 | 0 | 0
F8_Commercial_School_New_Food Preparation_Natural Gas_Oven_Baseline Forecast | F8 | Commercial | School | New | Food Preparation | Natural Gas | Oven | Baseline Forecast | Avg. Replacement Winter Demand (kW) | 0 | 0 | 0 | 0 | 0 | 0 | 0 | 0 | 0 | 0 | 0 | 0 | 0 | 0 | 0 | 0 | 0 | 0 | 0 | 0 | 0 | 0 | 0 | 0 | 0 | 0 | 0 | 0 | 0 | 0 | 0 | 0 | 0
F1_Commercial_School_New_Food Preparation_Natural Gas_Conveyor Oven_Baseline Forecast | F1 | Commercial | School | New | Food Preparation | Natural Gas | Conveyor Oven | Baseline Forecast | Units | 0 | 690.2742 | 4019.7231 | 6147.4741 | 8691.5167 | 11313.3853 | 13948.4293 | 16229.0513 | 18477.7116 | 20779.0052 | 23117.7585 | 25438.7447 | 27723.4283 | 29976.9704 | 32233.77 | 34483.7442 | 36746.7575 | 38956.9756 | 41079.4028 | 43133.3493 | 45188.3049 | 47284.8707 | 49408.7603 | 51555.122 | 53724.5427 | 55900.0757 | 58084.1136 | 60269.6225 | 62464.7728 | 64664.708 | 66881.0111 | 69098.9252 | 70041.1154
F2_Commercial_School_New_Food Preparation_Natural Gas_Conveyor Oven_Baseline Forecast | F2 | Commercial | School | New | Food Preparation | Natural Gas | Conveyor Oven | Baseline Forecast | Usage (MMtherm) | 0 | 2.2138e-05 | 0.00014361 | 0.00021558 | 0.00030479 | 0.00039673 | 0.00048913 | 0.0005691 | 0.00064794 | 0.00072863 | 0.00081062 | 0.00089199 | 0.00097208 | 0.0010511 | 0.0011302 | 0.001209 | 0.0012884 | 0.0013658 | 0.0014402 | 0.0015122 | 0.0015841 | 0.0016576 | 0.0017319 | 0.0018071 | 0.001883 | 0.0019592 | 0.0020357 | 0.0021122 | 0.0021891 | 0.0022661 | 0.0023437 | 0.0024214 | 0.0024543
F3_Commercial_School_New_Food Preparation_Natural Gas_Conveyor Oven_Baseline Forecast | F3 | Commercial | School | New | Food Preparation | Natural Gas | Conveyor Oven | Baseline Forecast | Summer Peak Demand (MW) | 0 | 0 | 0 | 0 | 0 | 0 | 0 | 0 | 0 | 0 | 0 | 0 | 0 | 0 | 0 | 0 | 0 | 0 | 0 | 0 | 0 | 0 | 0 | 0 | 0 | 0 | 0 | 0 | 0 | 0 | 0 | 0 | 0
F4_Commercial_School_New_Food Preparation_Natural Gas_Conveyor Oven_Baseline Forecast | F4 | Commercial | School | New | Food Preparation | Natural Gas | Conveyor Oven | Baseline Forecast | Winter Peak Demand (MW) | 0 | 0 | 0 | 0 | 0 | 0 | 0 | 0 | 0 | 0 | 0 | 0 | 0 | 0 | 0 | 0 | 0 | 0 | 0 | 0 | 0 | 0 | 0 | 0 | 0 | 0 | 0 | 0 | 0 | 0 | 0 | 0 | 0
F5_Commercial_School_New_Food Preparation_Natural Gas_Conveyor Oven_Baseline Forecast | F5 | Commercial | School | New | Food Preparation | Natural Gas | Conveyor Oven | Baseline Forecast | Turnover | 0 | 690.2742 | 3329.4489 | 2127.751 | 2544.0426 | 2621.8686 | 2635.0439 | 2280.622 | 2248.6603 | 2301.2936 | 2338.7533 | 2320.9862 | 2284.6837 | 2253.542 | 2256.7996 | 2249.9742 | 2263.0133 | 2348.2729 | 2898.7609 | 3100.5636 | 3401.0578 | 3697.8213 | 4112.854 | 4885.5015 | 4495.4467 | 4605.7408 | 4616.3564 | 4599.0148 | 4489.9821 | 4478.1306 | 4504.0168 | 4507.8998 | 3222.1238
F6_Commercial_School_New_Food Preparation_Natural Gas_Conveyor Oven_Baseline Forecast | F6 | Commercial | School | New | Food Preparation | Natural Gas | Conveyor Oven | Baseline Forecast | Avg. Replacement Usage (kWh) | 0.033205 | 0.032071 | 0.035725 | 0.035068 | 0.035068 | 0.035067 | 0.035065 | 0.035064 | 0.035062 | 0.035061 | 0.035059 | 0.035057 | 0.035056 | 0.035054 | 0.035053 | 0.035051 | 0.03505 | 0.035048 | 0.035047 | 0.035045 | 0.035044 | 0.035043 | 0.035042 | 0.035041 | 0.03504 | 0.035039 | 0.035039 | 0.035038 | 0.035038 | 0.035037 | 0.035037 | 0.035037 | 0.035037
F7_Commercial_School_New_Food Preparation_Natural Gas_Conveyor Oven_Baseline Forecast | F7 | Commercial | School | New | Food Preparation | Natural Gas | Conveyor Oven | Baseline Forecast | Avg. Replacement Summer Demand (kW) | 0 | 0 | 0 | 0 | 0 | 0 | 0 | 0 | 0 | 0 | 0 | 0 | 0 | 0 | 0 | 0 | 0 | 0 | 0 | 0 | 0 | 0 | 0 | 0 | 0 | 0 | 0 | 0 | 0 | 0 | 0 | 0 | 0
F8_Commercial_School_New_Food Preparation_Natural Gas_Conveyor Oven_Baseline Forecast | F8 | Commercial | School | New | Food Preparation | Natural Gas | Conveyor Oven | Baseline Forecast | Avg. Replacement Winter Demand (kW) | 0 | 0 | 0 | 0 | 0 | 0 | 0 | 0 | 0 | 0 | 0 | 0 | 0 | 0 | 0 | 0 | 0 | 0 | 0 | 0 | 0 | 0 | 0 | 0 | 0 | 0 | 0 | 0 | 0 | 0 | 0 | 0 | 0
F1_Commercial_School_New_Food Preparation_Natural Gas_Double Rack Oven_Baseline Forecast | F1 | Commercial | School | New | Food Preparation | Natural Gas | Double Rack Oven | Baseline Forecast | Units | 0 | 690.2742 | 4019.7231 | 6147.4741 | 8691.5167 | 11313.3853 | 13948.4293 | 16229.0513 | 18477.7116 | 20779.0052 | 23117.7585 | 25438.7447 | 27723.4283 | 29976.9704 | 32233.77 | 34483.7442 | 36746.7575 | 38956.9756 | 41079.4028 | 43133.3493 | 45188.3049 | 47284.8707 | 49408.7603 | 51555.122 | 53724.5427 | 55900.0757 | 58084.1136 | 60269.6225 | 62464.7728 | 64664.708 | 66881.0111 | 69098.9252 | 70041.1154
F2_Commercial_School_New_Food Preparation_Natural Gas_Double Rack Oven_Baseline Forecast | F2 | Commercial | School | New | Food Preparation | Natural Gas | Double Rack Oven | Baseline Forecast | Usage (MMtherm) | 0 | 3.363e-05 | 0.00021813 | 0.00032747 | 0.00046301 | 0.00060268 | 0.00074301 | 0.00086443 | 0.00098412 | 0.0011066 | 0.001231 | 0.0013544 | 0.0014759 | 0.0015955 | 0.0017153 | 0.0018346 | 0.0019545 | 0.0020715 | 0.0021837 | 0.0022922 | 0.0024007 | 0.0025113 | 0.0026234 | 0.0027367 | 0.0028512 | 0.0029659 | 0.0030811 | 0.0031963 | 0.003312 | 0.0034279 | 0.0035446 | 0.0036615 | 0.0037109
F3_Commercial_School_New_Food Preparation_Natural Gas_Double Rack Oven_Baseline Forecast | F3 | Commercial | School | New | Food Preparation | Natural Gas | Double Rack Oven | Baseline Forecast | Summer Peak Demand (MW) | 0 | 0 | 0 | 0 | 0 | 0 | 0 | 0 | 0 | 0 | 0 | 0 | 0 | 0 | 0 | 0 | 0 | 0 | 0 | 0 | 0 | 0 | 0 | 0 | 0 | 0 | 0 | 0 | 0 | 0 | 0 | 0 | 0
F4_Commercial_School_New_Food Preparation_Natural Gas_Double Rack Oven_Baseline Forecast | F4 | Commercial | School | New | Food Preparation | Natural Gas | Double Rack Oven | Baseline Forecast | Winter Peak Demand (MW) | 0 | 0 | 0 | 0 | 0 | 0 | 0 | 0 | 0 | 0 | 0 | 0 | 0 | 0 | 0 | 0 | 0 | 0 | 0 | 0 | 0 | 0 | 0 | 0 | 0 | 0 | 0 | 0 | 0 | 0 | 0 | 0 | 0
F5_Commercial_School_New_Food Preparation_Natural Gas_Double Rack Oven_Baseline Forecast | F5 | Commercial | School | New | Food Preparation | Natural Gas | Double Rack Oven | Baseline Forecast | Turnover | 0 | 690.2742 | 3329.4489 | 2127.751 | 2544.0426 | 2621.8686 | 2635.0439 | 2280.622 | 2248.6603 | 2301.2936 | 2338.7533 | 2320.9862 | 2422.7385 | 3029.8757 | 3303.4167 | 3596.0765 | 3864.2688 | 4199.1825 | 4861.567 | 4379.9725 | 4485.1635 | 4528.8844 | 4537.3955 | 4468.8046 | 4624.9715 | 4814.4545 | 5024.2102 | 5225.843 | 5493.9278 | 5970.428 | 6180.3989 | 6362.9425 | 5234.2948
F6_Commercial_School_New_Food Preparation_Natural Gas_Double Rack Oven_Baseline Forecast | F6 | Commercial | School | New | Food Preparation | Natural Gas | Double Rack Oven | Baseline Forecast | Avg. Replacement Usage (kWh) | 0.050444 | 0.04872 | 0.054263 | 0.053274 | 0.053278 | 0.053271 | 0.053255 | 0.053241 | 0.053225 | 0.05321 | 0.053194 | 0.05318 | 0.053165 | 0.053149 | 0.053135 | 0.05312 | 0.053105 | 0.053089 | 0.053073 | 0.053057 | 0.053042 | 0.053026 | 0.053013 | 0.053 | 0.052988 | 0.052978 | 0.05297 | 0.052962 | 0.052956 | 0.052951 | 0.052949 | 0.052947 | 0.052947
F7_Commercial_School_New_Food Preparation_Natural Gas_Double Rack Oven_Baseline Forecast | F7 | Commercial | School | New | Food Preparation | Natural Gas | Double Rack Oven | Baseline Forecast | Avg. Replacement Summer Demand (kW) | 0 | 0 | 0 | 0 | 0 | 0 | 0 | 0 | 0 | 0 | 0 | 0 | 0 | 0 | 0 | 0 | 0 | 0 | 0 | 0 | 0 | 0 | 0 | 0 | 0 | 0 | 0 | 0 | 0 | 0 | 0 | 0 | 0
F8_Commercial_School_New_Food Preparation_Natural Gas_Double Rack Oven_Baseline Forecast | F8 | Commercial | School | New | Food Preparation | Natural Gas | Double Rack Oven | Baseline Forecast | Avg. Replacement Winter Demand (kW) | 0 | 0 | 0 | 0 | 0 | 0 | 0 | 0 | 0 | 0 | 0 | 0 | 0 | 0 | 0 | 0 | 0 | 0 | 0 | 0 | 0 | 0 | 0 | 0 | 0 | 0 | 0 | 0 | 0 | 0 | 0 | 0 | 0
F1_Commercial_School_New_Food Preparation_Natural Gas_Fryer_Baseline Forecast | F1 | Commercial | School | New | Food Preparation | Natural Gas | Fryer | Baseline Forecast | Units | 0 | 1786.5921 | 10403.9892 | 15911.1095 | 22495.6904 | 29281.7032 | 36101.8169 | 42004.6033 | 47824.6653 | 53780.9546 | 59834.1984 | 65841.4568 | 71754.7557 | 77587.4527 | 83428.5811 | 89252.0438 | 95109.2548 | 100829.8191 | 106323.1602 | 111639.257 | 116957.9657 | 122384.3713 | 127881.4972 | 133436.7865 | 139051.7576 | 144682.549 | 150335.3528 | 155991.9642 | 161673.5295 | 167367.4796 | 173103.7934 | 178844.277 | 181282.8869
F2_Commercial_School_New_Food Preparation_Natural Gas_Fryer_Baseline Forecast | F2 | Commercial | School | New | Food Preparation | Natural Gas | Fryer | Baseline Forecast | Usage (MMtherm) | 0 | 5.4168e-05 | 0.00035138 | 0.00047905 | 0.00063942 | 0.0008047 | 0.00097081 | 0.0011146 | 0.0012563 | 0.0013983 | 0.001528 | 0.0016602 | 0.0017929 | 0.0019259 | 0.0020568 | 0.0021738 | 0.0023165 | 0.0024558 | 0.0025896 | 0.0027191 | 0.0028486 | 0.0029808 | 0.0031147 | 0.00325 | 0.0033867 | 0.0035239 | 0.0036615 | 0.0037993 | 0.0039377 | 0.0040764 | 0.0042161 | 0.0043559 | 0.0044153
F3_Commercial_School_New_Food Preparation_Natural Gas_Fryer_Baseline Forecast | F3 | Commercial | School | New | Food Preparation | Natural Gas | Fryer | Baseline Forecast | Summer Peak Demand (MW) | 0 | 0 | 0 | 0 | 0 | 0 | 0 | 0 | 0 | 0 | 0 | 0 | 0 | 0 | 0 | 0 | 0 | 0 | 0 | 0 | 0 | 0 | 0 | 0 | 0 | 0 | 0 | 0 | 0 | 0 | 0 | 0 | 0
F4_Commercial_School_New_Food Preparation_Natural Gas_Fryer_Baseline Forecast | F4 | Commercial | School | New | Food Preparation | Natural Gas | Fryer | Baseline Forecast | Winter Peak Demand (MW) | 0 | 0 | 0 | 0 | 0 | 0 | 0 | 0 | 0 | 0 | 0 | 0 | 0 | 0 | 0 | 0 | 0 | 0 | 0 | 0 | 0 | 0 | 0 | 0 | 0 | 0 | 0 | 0 | 0 | 0 | 0 | 0 | 0
F5_Commercial_School_New_Food Preparation_Natural Gas_Fryer_Baseline Forecast | F5 | Commercial | School | New | Food Preparation | Natural Gas | Fryer | Baseline Forecast | Turnover | 0 | 1786.5921 | 8617.3971 | 5507.1203 | 6584.5809 | 6786.0129 | 6820.1137 | 5902.7865 | 5820.0619 | 6313.6078 | 8062.578 | 8716.1497 | 9397.3282 | 9977.1231 | 10989.0363 | 12913.0009 | 11877.5135 | 12081.9778 | 12247.7916 | 12471.8265 | 12682.2862 | 13291.0065 | 14115.994 | 15491.4659 | 16110.7451 | 16622.3729 | 17047.6172 | 17532.0943 | 18222.7647 | 18113.664 | 18548.8829 | 19132.2992 | 16432.9407
F6_Commercial_School_New_Food Preparation_Natural Gas_Fryer_Baseline Forecast | F6 | Commercial | School | New | Food Preparation | Natural Gas | Fryer | Baseline Forecast | Avg. Replacement Usage (kWh) | 0.031391 | 0.030319 | 0.033774 | 0.024356 | 0.024356 | 0.024356 | 0.024356 | 0.024356 | 0.024356 | 0.024356 | 0.024356 | 0.024356 | 0.024356 | 0.024356 | 0.024356 | 0.024356 | 0.024356 | 0.024356 | 0.024356 | 0.024356 | 0.024356 | 0.024356 | 0.024356 | 0.024356 | 0.024356 | 0.024356 | 0.024356 | 0.024356 | 0.024356 | 0.024356 | 0.024356 | 0.024356 | 0.024356
F7_Commercial_School_New_Food Preparation_Natural Gas_Fryer_Baseline Forecast | F7 | Commercial | School | New | Food Preparation | Natural Gas | Fryer | Baseline Forecast | Avg. Replacement Summer Demand (kW) | 0 | 0 | 0 | 0 | 0 | 0 | 0 | 0 | 0 | 0 | 0 | 0 | 0 | 0 | 0 | 0 | 0 | 0 | 0 | 0 | 0 | 0 | 0 | 0 | 0 | 0 | 0 | 0 | 0 | 0 | 0 | 0 | 0
F8_Commercial_School_New_Food Preparation_Natural Gas_Fryer_Baseline Forecast | F8 | Commercial | School | New | Food Preparation | Natural Gas | Fryer | Baseline Forecast | Avg. Replacement Winter Demand (kW) | 0 | 0 | 0 | 0 | 0 | 0 | 0 | 0 | 0 | 0 | 0 | 0 | 0 | 0 | 0 | 0 | 0 | 0 | 0 | 0 | 0 | 0 | 0 | 0 | 0 | 0 | 0 | 0 | 0 | 0 | 0 | 0 | 0
F1_Commercial_School_New_Food Preparation_Natural Gas_Broiler_Baseline Forecast | F1 | Commercial | School | New | Food Preparation | Natural Gas | Broiler | Baseline Forecast | Units | 0 | 2761.0969 | 16078.8924 | 24589.8965 | 34766.0669 | 45253.5413 | 55793.717 | 64916.2052 | 73910.8463 | 83116.0208 | 92471.0339 | 101754.9786 | 110893.7133 | 119907.8815 | 128935.0799 | 137934.9768 | 146987.0301 | 155827.9023 | 164317.6112 | 172533.3972 | 180753.2197 | 189139.4829 | 197635.0412 | 206220.4882 | 214898.1709 | 223600.3029 | 232336.4544 | 241078.4901 | 249859.091 | 258658.832 | 267524.0443 | 276395.7009 | 280164.4615
F2_Commercial_School_New_Food Preparation_Natural Gas_Broiler_Baseline Forecast | F2 | Commercial | School | New | Food Preparation | Natural Gas | Broiler | Baseline Forecast | Usage (MMtherm) | 0 | 9.2073e-05 | 0.00059725 | 0.0008966 | 0.0012677 | 0.0016501 | 0.0020344 | 0.0023669 | 0.0026948 | 0.0030302 | 0.0033711 | 0.0037094 | 0.0040423 | 0.0043706 | 0.0046992 | 0.0050267 | 0.0053561 | 0.0056775 | 0.005986 | 0.0062845 | 0.0065831 | 0.0068876 | 0.0071962 | 0.007508 | 0.0078231 | 0.008139 | 0.0084562 | 0.0087735 | 0.0090922 | 0.0094115 | 0.0097332 | 0.010055 | 0.010192
F3_Commercial_School_New_Food Preparation_Natural Gas_Broiler_Baseline Forecast | F3 | Commercial | School | New | Food Preparation | Natural Gas | Broiler | Baseline Forecast | Summer Peak Demand (MW) | 0 | 0 | 0 | 0 | 0 | 0 | 0 | 0 | 0 | 0 | 0 | 0 | 0 | 0 | 0 | 0 | 0 | 0 | 0 | 0 | 0 | 0 | 0 | 0 | 0 | 0 | 0 | 0 | 0 | 0 | 0 | 0 | 0
F4_Commercial_School_New_Food Preparation_Natural Gas_Broiler_Baseline Forecast | F4 | Commercial | School | New | Food Preparation | Natural Gas | Broiler | Baseline Forecast | Winter Peak Demand (MW) | 0 | 0 | 0 | 0 | 0 | 0 | 0 | 0 | 0 | 0 | 0 | 0 | 0 | 0 | 0 | 0 | 0 | 0 | 0 | 0 | 0 | 0 | 0 | 0 | 0 | 0 | 0 | 0 | 0 | 0 | 0 | 0 | 0
F5_Commercial_School_New_Food Preparation_Natural Gas_Broiler_Baseline Forecast | F5 | Commercial | School | New | Food Preparation | Natural Gas | Broiler | Baseline Forecast | Turnover | 0 | 2761.0969 | 13317.7955 | 8511.0041 | 10176.1704 | 10487.4744 | 10540.1757 | 9122.4882 | 8994.6411 | 9205.1744 | 9355.0132 | 9283.9447 | 9690.9541 | 12119.5028 | 13213.6669 | 14384.3058 | 15457.0753 | 16796.7299 | 19446.2679 | 17519.8899 | 17940.6539 | 18115.5375 | 18149.5819 | 17875.2184 | 18499.8861 | 19257.8181 | 20096.8408 | 20903.3721 | 21975.7111 | 23881.7122 | 24721.5957 | 25451.7701 | 20937.1791
F6_Commercial_School_New_Food Preparation_Natural Gas_Broiler_Baseline Forecast | F6 | Commercial | School | New | Food Preparation | Natural Gas | Broiler | Baseline Forecast | Avg. Replacement Usage (kWh) | 0.034526 | 0.033346 | 0.037145 | 0.036464 | 0.036465 | 0.036463 | 0.036458 | 0.036454 | 0.036449 | 0.036445 | 0.03644 | 0.036436 | 0.036432 | 0.036427 | 0.036423 | 0.036419 | 0.036414 | 0.03641 | 0.036405 | 0.0364 | 0.036395 | 0.036391 | 0.036387 | 0.036383 | 0.036379 | 0.036376 | 0.036374 | 0.036371 | 0.03637 | 0.036368 | 0.036367 | 0.036367 | 0.036367
F7_Commercial_School_New_Food Preparation_Natural Gas_Broiler_Baseline Forecast | F7 | Commercial | School | New | Food Preparation | Natural Gas | Broiler | Baseline Forecast | Avg. Replacement Summer Demand (kW) | 0 | 0 | 0 | 0 | 0 | 0 | 0 | 0 | 0 | 0 | 0 | 0 | 0 | 0 | 0 | 0 | 0 | 0 | 0 | 0 | 0 | 0 | 0 | 0 | 0 | 0 | 0 | 0 | 0 | 0 | 0 | 0 | 0
F8_Commercial_School_New_Food Preparation_Natural Gas_Broiler_Baseline Forecast | F8 | Commercial | School | New | Food Preparation | Natural Gas | Broiler | Baseline Forecast | Avg. Replacement Winter Demand (kW) | 0 | 0 | 0 | 0 | 0 | 0 | 0 | 0 | 0 | 0 | 0 | 0 | 0 | 0 | 0 | 0 | 0 | 0 | 0 | 0 | 0 | 0 | 0 | 0 | 0 | 0 | 0 | 0 | 0 | 0 | 0 | 0 | 0
F1_Commercial_School_New_Food Preparation_Natural Gas_Griddle_Baseline Forecast | F1 | Commercial | School | New | Food Preparation | Natural Gas | Griddle | Baseline Forecast | Units | 0 | 3898.0191 | 22699.6128 | 34715.148 | 49081.5062 | 63887.3525 | 78767.6005 | 91646.4073 | 104344.7242 | 117340.2646 | 130547.342 | 143654.0875 | 156555.8305 | 169281.715 | 182025.9951 | 194731.7319 | 207511.1013 | 219992.3326 | 231977.804 | 243576.5607 | 255181.016 | 267020.4465 | 279014.1758 | 291134.8068 | 303385.653 | 315671.0159 | 328004.4062 | 340346.1037 | 352742.2462 | 365165.4099 | 377681.0037 | 390205.6953 | 395526.2986
F2_Commercial_School_New_Food Preparation_Natural Gas_Griddle_Baseline Forecast | F2 | Commercial | School | New | Food Preparation | Natural Gas | Griddle | Baseline Forecast | Usage (MMtherm) | 0 | 8.6285e-05 | 0.00055974 | 0.00081096 | 0.0011237 | 0.0014459 | 0.0017698 | 0.0020501 | 0.0023265 | 0.0026093 | 0.0028968 | 0.0031821 | 0.003461 | 0.0037273 | 0.0039961 | 0.0042658 | 0.0045385 | 0.0048033 | 0.0050491 | 0.0053016 | 0.0055541 | 0.0058118 | 0.0060729 | 0.0063367 | 0.0066033 | 0.0068707 | 0.0071392 | 0.0074078 | 0.0076776 | 0.007948 | 0.0082204 | 0.008493 | 0.0086088
F3_Commercial_School_New_Food Preparation_Natural Gas_Griddle_Baseline Forecast | F3 | Commercial | School | New | Food Preparation | Natural Gas | Griddle | Baseline Forecast | Summer Peak Demand (MW) | 0 | 0 | 0 | 0 | 0 | 0 | 0 | 0 | 0 | 0 | 0 | 0 | 0 | 0 | 0 | 0 | 0 | 0 | 0 | 0 | 0 | 0 | 0 | 0 | 0 | 0 | 0 | 0 | 0 | 0 | 0 | 0 | 0
F4_Commercial_School_New_Food Preparation_Natural Gas_Griddle_Baseline Forecast | F4 | Commercial | School | New | Food Preparation | Natural Gas | Griddle | Baseline Forecast | Winter Peak Demand (MW) | 0 | 0 | 0 | 0 | 0 | 0 | 0 | 0 | 0 | 0 | 0 | 0 | 0 | 0 | 0 | 0 | 0 | 0 | 0 | 0 | 0 | 0 | 0 | 0 | 0 | 0 | 0 | 0 | 0 | 0 | 0 | 0 | 0
F5_Commercial_School_New_Food Preparation_Natural Gas_Griddle_Baseline Forecast | F5 | Commercial | School | New | Food Preparation | Natural Gas | Griddle | Baseline Forecast | Turnover | 0 | 3898.0191 | 18801.5937 | 12015.5352 | 14366.3583 | 14805.8462 | 14880.248 | 12878.8068 | 12698.3169 | 12995.5404 | 13207.0774 | 13106.7455 | 13681.3469 | 17109.8863 | 18654.5885 | 20307.2553 | 21821.7534 | 23713.0305 | 27453.5547 | 24733.9622 | 25327.9819 | 25574.8764 | 25622.9391 | 25235.6025 | 26117.4863 | 27187.508 | 28372.0106 | 29510.643 | 31024.5333 | 33715.3584 | 34901.0763 | 35931.9107 | 29558.3704
F6_Commercial_School_New_Food Preparation_Natural Gas_Griddle_Baseline Forecast | F6 | Commercial | School | New | Food Preparation | Natural Gas | Griddle | Baseline Forecast | Avg. Replacement Usage (kWh) | 0.022918 | 0.022136 | 0.024658 | 0.021765 | 0.021765 | 0.021765 | 0.021765 | 0.021765 | 0.021765 | 0.021765 | 0.021765 | 0.021765 | 0.021765 | 0.021765 | 0.021765 | 0.021765 | 0.021765 | 0.021765 | 0.021765 | 0.021765 | 0.021765 | 0.021765 | 0.021765 | 0.021765 | 0.021765 | 0.021765 | 0.021765 | 0.021765 | 0.021765 | 0.021765 | 0.021765 | 0.021765 | 0.021765
F7_Commercial_School_New_Food Preparation_Natural Gas_Griddle_Baseline Forecast | F7 | Commercial | School | New | Food Preparation | Natural Gas | Griddle | Baseline Forecast | Avg. Replacement Summer Demand (kW) | 0 | 0 | 0 | 0 | 0 | 0 | 0 | 0 | 0 | 0 | 0 | 0 | 0 | 0 | 0 | 0 | 0 | 0 | 0 | 0 | 0 | 0 | 0 | 0 | 0 | 0 | 0 | 0 | 0 | 0 | 0 | 0 | 0
F8_Commercial_School_New_Food Preparation_Natural Gas_Griddle_Baseline Forecast | F8 | Commercial | School | New | Food Preparation | Natural Gas | Griddle | Baseline Forecast | Avg. Replacement Winter Demand (kW) | 0 | 0 | 0 | 0 | 0 | 0 | 0 | 0 | 0 | 0 | 0 | 0 | 0 | 0 | 0 | 0 | 0 | 0 | 0 | 0 | 0 | 0 | 0 | 0 | 0 | 0 | 0 | 0 | 0 | 0 | 0 | 0 | 0
F1_Commercial_School_New_Food Preparation_Natural Gas_Range_Baseline Forecast | F1 | Commercial | School | New | Food Preparation | Natural Gas | Range | Baseline Forecast | Units | 0 | 4818.3847 | 28059.2436 | 42911.7801 | 60670.1952 | 78971.8663 | 97365.5062 | 113285.1423 | 128981.673 | 145045.6049 | 161371.02 | 177572.4137 | 193520.4016 | 209251.0089 | 225004.355 | 240710.0575 | 256506.778 | 271934.9667 | 286750.3411 | 301087.6931 | 315432.0892 | 330066.9408 | 344892.5228 | 359874.9695 | 375018.3767 | 390204.4502 | 405449.891 | 420705.6004 | 436028.6099 | 451385.0206 | 466855.6852 | 482337.5956 | 488914.4524
F2_Commercial_School_New_Food Preparation_Natural Gas_Range_Baseline Forecast | F2 | Commercial | School | New | Food Preparation | Natural Gas | Range | Baseline Forecast | Usage (MMtherm) | 0 | 0.00011064 | 0.0007177 | 0.0010774 | 0.0015233 | 0.0019828 | 0.0024446 | 0.0028443 | 0.0032384 | 0.0036416 | 0.0040514 | 0.0044581 | 0.0048583 | 0.005253 | 0.0056483 | 0.0060423 | 0.0064385 | 0.0068255 | 0.007197 | 0.0075565 | 0.0079162 | 0.0082831 | 0.0086548 | 0.0090304 | 0.0094099 | 0.0097905 | 0.010173 | 0.010555 | 0.010939 | 0.011324 | 0.011711 | 0.012099 | 0.012264
F3_Commercial_School_New_Food Preparation_Natural Gas_Range_Baseline Forecast | F3 | Commercial | School | New | Food Preparation | Natural Gas | Range | Baseline Forecast | Summer Peak Demand (MW) | 0 | 0 | 0 | 0 | 0 | 0 | 0 | 0 | 0 | 0 | 0 | 0 | 0 | 0 | 0 | 0 | 0 | 0 | 0 | 0 | 0 | 0 | 0 | 0 | 0 | 0 | 0 | 0 | 0 | 0 | 0 | 0 | 0
F4_Commercial_School_New_Food Preparation_Natural Gas_Range_Baseline Forecast | F4 | Commercial | School | New | Food Preparation | Natural Gas | Range | Baseline Forecast | Winter Peak Demand (MW) | 0 | 0 | 0 | 0 | 0 | 0 | 0 | 0 | 0 | 0 | 0 | 0 | 0 | 0 | 0 | 0 | 0 | 0 | 0 | 0 | 0 | 0 | 0 | 0 | 0 | 0 | 0 | 0 | 0 | 0 | 0 | 0 | 0
F5_Commercial_School_New_Food Preparation_Natural Gas_Range_Baseline Forecast | F5 | Commercial | School | New | Food Preparation | Natural Gas | Range | Baseline Forecast | Turnover | 0 | 4818.3847 | 23240.8589 | 14852.5366 | 17758.4151 | 18301.671 | 18393.6399 | 15919.6362 | 15696.5306 | 16063.9319 | 17289.0921 | 21620.507 | 23253.7859 | 25126.9286 | 26930.7375 | 29589.4541 | 34916.9901 | 31664.7622 | 31779.1781 | 31508.6248 | 32429.6248 | 33105.2464 | 34568.7979 | 36259.4789 | 38404.0921 | 41913.474 | 43388.4679 | 44616.9998 | 45586.6244 | 46750.1943 | 48603.3222 | 48049.2442 | 39912.613
F6_Commercial_School_New_Food Preparation_Natural Gas_Range_Baseline Forecast | F6 | Commercial | School | New | Food Preparation | Natural Gas | Range | Baseline Forecast | Avg. Replacement Usage (kWh) | 0.023773 | 0.022961 | 0.025578 | 0.025108 | 0.025109 | 0.025108 | 0.025107 | 0.025106 | 0.025105 | 0.025103 | 0.025102 | 0.025101 | 0.0251 | 0.025099 | 0.025098 | 0.025097 | 0.025096 | 0.025094 | 0.025093 | 0.025092 | 0.025091 | 0.025089 | 0.025088 | 0.025087 | 0.025086 | 0.025085 | 0.025084 | 0.025083 | 0.025083 | 0.025083 | 0.025082 | 0.025082 | 0.025082
F7_Commercial_School_New_Food Preparation_Natural Gas_Range_Baseline Forecast | F7 | Commercial | School | New | Food Preparation | Natural Gas | Range | Baseline Forecast | Avg. Replacement Summer Demand (kW) | 0 | 0 | 0 | 0 | 0 | 0 | 0 | 0 | 0 | 0 | 0 | 0 | 0 | 0 | 0 | 0 | 0 | 0 | 0 | 0 | 0 | 0 | 0 | 0 | 0 | 0 | 0 | 0 | 0 | 0 | 0 | 0 | 0
F8_Commercial_School_New_Food Preparation_Natural Gas_Range_Baseline Forecast | F8 | Commercial | School | New | Food Preparation | Natural Gas | Range | Baseline Forecast | Avg. Replacement Winter Demand (kW) | 0 | 0 | 0 | 0 | 0 | 0 | 0 | 0 | 0 | 0 | 0 | 0 | 0 | 0 | 0 | 0 | 0 | 0 | 0 | 0 | 0 | 0 | 0 | 0 | 0 | 0 | 0 | 0 | 0 | 0 | 0 | 0 | 0
F1_Commercial_School_New_Food Preparation_Natural Gas_Steamer_Baseline Forecast | F1 | Commercial | School | New | Food Preparation | Natural Gas | Steamer | Baseline Forecast | Units | 0 | 1732.4529 | 10088.7168 | 15428.9547 | 21814.0028 | 28394.3789 | 35007.8224 | 40731.7366 | 46375.433 | 52151.2287 | 58021.0409 | 63846.2611 | 69580.3691 | 75236.3178 | 80900.4423 | 86547.4364 | 92227.1561 | 97774.3701 | 103101.2462 | 108256.2492 | 113413.7849 | 118675.754 | 124006.3003 | 129393.2475 | 134838.068 | 140298.2293 | 145779.7361 | 151264.935 | 156774.3316 | 162295.7378 | 167858.2239 | 173424.7535 | 175789.466
F2_Commercial_School_New_Food Preparation_Natural Gas_Steamer_Baseline Forecast | F2 | Commercial | School | New | Food Preparation | Natural Gas | Steamer | Baseline Forecast | Usage (MMtherm) | 0 | 6.6418e-05 | 0.00043038 | 0.00049976 | 0.00059218 | 0.00068743 | 0.00078316 | 0.00086602 | 0.00094771 | 0.0010313 | 0.001111 | 0.0011652 | 0.0012214 | 0.0012795 | 0.0013403 | 0.0014032 | 0.0014687 | 0.0015342 | 0.0015981 | 0.0016463 | 0.0016416 | 0.0017178 | 0.001795 | 0.0018729 | 0.0019518 | 0.0020308 | 0.0021101 | 0.0021895 | 0.0022693 | 0.0023492 | 0.0024297 | 0.0025103 | 0.0025445
F3_Commercial_School_New_Food Preparation_Natural Gas_Steamer_Baseline Forecast | F3 | Commercial | School | New | Food Preparation | Natural Gas | Steamer | Baseline Forecast | Summer Peak Demand (MW) | 0 | 0 | 0 | 0 | 0 | 0 | 0 | 0 | 0 | 0 | 0 | 0 | 0 | 0 | 0 | 0 | 0 | 0 | 0 | 0 | 0 | 0 | 0 | 0 | 0 | 0 | 0 | 0 | 0 | 0 | 0 | 0 | 0
F4_Commercial_School_New_Food Preparation_Natural Gas_Steamer_Baseline Forecast | F4 | Commercial | School | New | Food Preparation | Natural Gas | Steamer | Baseline Forecast | Winter Peak Demand (MW) | 0 | 0 | 0 | 0 | 0 | 0 | 0 | 0 | 0 | 0 | 0 | 0 | 0 | 0 | 0 | 0 | 0 | 0 | 0 | 0 | 0 | 0 | 0 | 0 | 0 | 0 | 0 | 0 | 0 | 0 | 0 | 0 | 0
F5_Commercial_School_New_Food Preparation_Natural Gas_Steamer_Baseline Forecast | F5 | Commercial | School | New | Food Preparation | Natural Gas | Steamer | Baseline Forecast | Turnover | 0 | 1732.4529 | 8356.2639 | 5340.2379 | 6385.0481 | 6580.3761 | 6613.4436 | 5723.9141 | 5643.6964 | 5775.7957 | 6062.3069 | 6924.8004 | 7304.8724 | 7761.6335 | 8266.9972 | 8695.4859 | 9025.4806 | 9148.301 | 9169.5975 | 9777.8472 | 12075.9298 | 11294.5317 | 11876.9732 | 12184.699 | 12463.6147 | 12427.9935 | 12666.9106 | 12931.7481 | 13303.209 | 14056.6108 | 14521.3244 | 14990.2629 | 12250.8447
F6_Commercial_School_New_Food Preparation_Natural Gas_Steamer_Baseline Forecast | F6 | Commercial | School | New | Food Preparation | Natural Gas | Steamer | Baseline Forecast | Avg. Replacement Usage (kWh) | 0.039704 | 0.038338 | 0.04265 | 0.014475 | 0.014475 | 0.014475 | 0.014475 | 0.014475 | 0.014475 | 0.014475 | 0.014475 | 0.014475 | 0.014475 | 0.014475 | 0.014475 | 0.014475 | 0.014475 | 0.014475 | 0.014475 | 0.014475 | 0.014475 | 0.014475 | 0.014475 | 0.014475 | 0.014475 | 0.014475 | 0.014475 | 0.014475 | 0.014475 | 0.014475 | 0.014475 | 0.014475 | 0.014475
F7_Commercial_School_New_Food Preparation_Natural Gas_Steamer_Baseline Forecast | F7 | Commercial | School | New | Food Preparation | Natural Gas | Steamer | Baseline Forecast | Avg. Replacement Summer Demand (kW) | 0 | 0 | 0 | 0 | 0 | 0 | 0 | 0 | 0 | 0 | 0 | 0 | 0 | 0 | 0 | 0 | 0 | 0 | 0 | 0 | 0 | 0 | 0 | 0 | 0 | 0 | 0 | 0 | 0 | 0 | 0 | 0 | 0
F8_Commercial_School_New_Food Preparation_Natural Gas_Steamer_Baseline Forecast | F8 | Commercial | School | New | Food Preparation | Natural Gas | Steamer | Baseline Forecast | Avg. Replacement Winter Demand (kW) | 0 | 0 | 0 | 0 | 0 | 0 | 0 | 0 | 0 | 0 | 0 | 0 | 0 | 0 | 0 | 0 | 0 | 0 | 0 | 0 | 0 | 0 | 0 | 0 | 0 | 0 | 0 | 0 | 0 | 0 | 0 | 0 | 0
F1_Commercial_School_New_Food Preparation_Natural Gas_Food Prep Other_Baseline Forecast | F1 | Commercial | School | New | Food Preparation | Natural Gas | Food Prep Other | Baseline Forecast | Units | 0 | 216.5566 | 1261.0896 | 1928.6193 | 2726.7503 | 3549.2974 | 4375.9778 | 5091.4671 | 5796.9291 | 6518.9036 | 7252.6301 | 7980.7826 | 8697.5461 | 9404.5397 | 10112.5553 | 10818.4296 | 11528.3945 | 12221.7963 | 12887.6558 | 13532.0312 | 14176.7231 | 14834.4692 | 15500.7875 | 16174.1559 | 16854.7585 | 17537.2787 | 18222.467 | 18908.1169 | 19596.7915 | 20286.9672 | 20982.278 | 21678.0942 | 21973.6833
F2_Commercial_School_New_Food Preparation_Natural Gas_Food Prep Other_Baseline Forecast | F2 | Commercial | School | New | Food Preparation | Natural Gas | Food Prep Other | Baseline Forecast | Usage (MMtherm) | 0 | 2.0752e-06 | 1.3462e-05 | 2.0209e-05 | 2.8572e-05 | 3.7191e-05 | 4.5853e-05 | 5.335e-05 | 6.0742e-05 | 6.8307e-05 | 7.5995e-05 | 8.3625e-05 | 9.1135e-05 | 9.8544e-05 | 0.00010596 | 0.00011336 | 0.0001208 | 0.00012806 | 0.00013504 | 0.00014179 | 0.00014855 | 0.00015544 | 0.00016242 | 0.00016948 | 0.00017661 | 0.00018376 | 0.00019094 | 0.00019812 | 0.00020534 | 0.00021257 | 0.00021986 | 0.00022715 | 0.00023025
F3_Commercial_School_New_Food Preparation_Natural Gas_Food Prep Other_Baseline Forecast | F3 | Commercial | School | New | Food Preparation | Natural Gas | Food Prep Other | Baseline Forecast | Summer Peak Demand (MW) | 0 | 0 | 0 | 0 | 0 | 0 | 0 | 0 | 0 | 0 | 0 | 0 | 0 | 0 | 0 | 0 | 0 | 0 | 0 | 0 | 0 | 0 | 0 | 0 | 0 | 0 | 0 | 0 | 0 | 0 | 0 | 0 | 0
F4_Commercial_School_New_Food Preparation_Natural Gas_Food Prep Other_Baseline Forecast | F4 | Commercial | School | New | Food Preparation | Natural Gas | Food Prep Other | Baseline Forecast | Winter Peak Demand (MW) | 0 | 0 | 0 | 0 | 0 | 0 | 0 | 0 | 0 | 0 | 0 | 0 | 0 | 0 | 0 | 0 | 0 | 0 | 0 | 0 | 0 | 0 | 0 | 0 | 0 | 0 | 0 | 0 | 0 | 0 | 0 | 0 | 0
F5_Commercial_School_New_Food Preparation_Natural Gas_Food Prep Other_Baseline Forecast | F5 | Commercial | School | New | Food Preparation | Natural Gas | Food Prep Other | Baseline Forecast | Turnover | 0 | 216.5566 | 1044.533 | 667.5297 | 798.131 | 822.547 | 826.6804 | 715.4893 | 705.4621 | 721.9745 | 777.0378 | 971.7082 | 1045.114 | 1129.3002 | 1210.3702 | 1329.8631 | 1569.3029 | 1423.1354 | 1428.2777 | 1416.118 | 1457.5112 | 1487.8762 | 1553.6538 | 1629.6395 | 1726.0266 | 1883.7516 | 1950.0435 | 2005.2584 | 2048.8371 | 2101.1323 | 2184.419 | 2159.5166 | 1793.8253
F6_Commercial_School_New_Food Preparation_Natural Gas_Food Prep Other_Baseline Forecast | F6 | Commercial | School | New | Food Preparation | Natural Gas | Food Prep Other | Baseline Forecast | Avg. Replacement Usage (kWh) | 0.0099211 | 0.0095825 | 0.010675 | 0.010478 | 0.010478 | 0.010478 | 0.010478 | 0.010478 | 0.010478 | 0.010478 | 0.010478 | 0.010478 | 0.010478 | 0.010478 | 0.010478 | 0.010478 | 0.010478 | 0.010478 | 0.010478 | 0.010478 | 0.010478 | 0.010478 | 0.010478 | 0.010478 | 0.010478 | 0.010478 | 0.010478 | 0.010478 | 0.010478 | 0.010478 | 0.010478 | 0.010478 | 0.010478
F7_Commercial_School_New_Food Preparation_Natural Gas_Food Prep Other_Baseline Forecast | F7 | Commercial | School | New | Food Preparation | Natural Gas | Food Prep Other | Baseline Forecast | Avg. Replacement Summer Demand (kW) | 0 | 0 | 0 | 0 | 0 | 0 | 0 | 0 | 0 | 0 | 0 | 0 | 0 | 0 | 0 | 0 | 0 | 0 | 0 | 0 | 0 | 0 | 0 | 0 | 0 | 0 | 0 | 0 | 0 | 0 | 0 | 0 | 0
F8_Commercial_School_New_Food Preparation_Natural Gas_Food Prep Other_Baseline Forecast | F8 | Commercial | School | New | Food Preparation | Natural Gas | Food Prep Other | Baseline Forecast | Avg. Replacement Winter Demand (kW) | 0 | 0 | 0 | 0 | 0 | 0 | 0 | 0 | 0 | 0 | 0 | 0 | 0 | 0 | 0 | 0 | 0 | 0 | 0 | 0 | 0 | 0 | 0 | 0 | 0 | 0 | 0 | 0 | 0 | 0 | 0 | 0 | 0
F1_Commercial_School_New_Miscellaneous_Natural Gas_Pool Heater_Baseline Forecast | F1 | Commercial | School | New | Miscellaneous | Natural Gas | Pool Heater | Baseline Forecast | Units | 0 | 0 | 0 | 0 | 0 | 0 | 0 | 0 | 0 | 0 | 0 | 0 | 0 | 0 | 0 | 0 | 0 | 0 | 0 | 0 | 0 | 0 | 0 | 0 | 0 | 0 | 0 | 0 | 0 | 0 | 0 | 0 | 0
F2_Commercial_School_New_Miscellaneous_Natural Gas_Pool Heater_Baseline Forecast | F2 | Commercial | School | New | Miscellaneous | Natural Gas | Pool Heater | Baseline Forecast | Usage (MMtherm) | 0 | 0 | 0 | 0 | 0 | 0 | 0 | 0 | 0 | 0 | 0 | 0 | 0 | 0 | 0 | 0 | 0 | 0 | 0 | 0 | 0 | 0 | 0 | 0 | 0 | 0 | 0 | 0 | 0 | 0 | 0 | 0 | 0
F3_Commercial_School_New_Miscellaneous_Natural Gas_Pool Heater_Baseline Forecast | F3 | Commercial | School | New | Miscellaneous | Natural Gas | Pool Heater | Baseline Forecast | Summer Peak Demand (MW) | 0 | 0 | 0 | 0 | 0 | 0 | 0 | 0 | 0 | 0 | 0 | 0 | 0 | 0 | 0 | 0 | 0 | 0 | 0 | 0 | 0 | 0 | 0 | 0 | 0 | 0 | 0 | 0 | 0 | 0 | 0 | 0 | 0
F4_Commercial_School_New_Miscellaneous_Natural Gas_Pool Heater_Baseline Forecast | F4 | Commercial | School | New | Miscellaneous | Natural Gas | Pool Heater | Baseline Forecast | Winter Peak Demand (MW) | 0 | 0 | 0 | 0 | 0 | 0 | 0 | 0 | 0 | 0 | 0 | 0 | 0 | 0 | 0 | 0 | 0 | 0 | 0 | 0 | 0 | 0 | 0 | 0 | 0 | 0 | 0 | 0 | 0 | 0 | 0 | 0 | 0
F5_Commercial_School_New_Miscellaneous_Natural Gas_Pool Heater_Baseline Forecast | F5 | Commercial | School | New | Miscellaneous | Natural Gas | Pool Heater | Baseline Forecast | Turnover | 0 | 0 | 0 | 0 | 0 | 0 | 0 | 0 | 0 | 0 | 0 | 0 | 0 | 0 | 0 | 0 | 0 | 0 | 0 | 0 | 0 | 0 | 0 | 0 | 0 | 0 | 0 | 0 | 0 | 0 | 0 | 0 | 0
F6_Commercial_School_New_Miscellaneous_Natural Gas_Pool Heater_Baseline Forecast | F6 | Commercial | School | New | Miscellaneous | Natural Gas | Pool Heater | Baseline Forecast | Avg. Replacement Usage (kWh) | 0.0017114 | 0.001653 | 0.0018414 | 0.0018075 | 0.0018075 | 0.0018075 | 0.0018075 | 0.0018075 | 0.0018075 | 0.0018075 | 0.0018075 | 0.0018075 | 0.0018075 | 0.0018075 | 0.0018075 | 0.0018075 | 0.0018075 | 0.0018075 | 0.0018075 | 0.0018075 | 0.0018075 | 0.0018075 | 0.0018075 | 0.0018075 | 0.0018075 | 0.0018075 | 0.0018075 | 0.0018075 | 0.0018075 | 0.0018075 | 0.0018075 | 0.0018075 | 0.0018075
F7_Commercial_School_New_Miscellaneous_Natural Gas_Pool Heater_Baseline Forecast | F7 | Commercial | School | New | Miscellaneous | Natural Gas | Pool Heater | Baseline Forecast | Avg. Replacement Summer Demand (kW) | 0 | 0 | 0 | 0 | 0 | 0 | 0 | 0 | 0 | 0 | 0 | 0 | 0 | 0 | 0 | 0 | 0 | 0 | 0 | 0 | 0 | 0 | 0 | 0 | 0 | 0 | 0 | 0 | 0 | 0 | 0 | 0 | 0
F8_Commercial_School_New_Miscellaneous_Natural Gas_Pool Heater_Baseline Forecast | F8 | Commercial | School | New | Miscellaneous | Natural Gas | Pool Heater | Baseline Forecast | Avg. Replacement Winter Demand (kW) | 0 | 0 | 0 | 0 | 0 | 0 | 0 | 0 | 0 | 0 | 0 | 0 | 0 | 0 | 0 | 0 | 0 | 0 | 0 | 0 | 0 | 0 | 0 | 0 | 0 | 0 | 0 | 0 | 0 | 0 | 0 | 0 | 0
F1_Commercial_School_New_Miscellaneous_Natural Gas_Miscellaneous_Baseline Forecast | F1 | Commercial | School | New | Miscellaneous | Natural Gas | Miscellaneous | Baseline Forecast | Units | 0 | 33024.884 | 192316.1639 | 294114.4482 | 415829.4278 | 541267.8474 | 667336.6152 | 776448.7284 | 884031.6912 | 994132.7973 | 1106026.0919 | 1217069.3521 | 1326375.7865 | 1434192.3081 | 1542164.6806 | 1649810.5065 | 1758080.1636 | 1863823.9292 | 1965367.5063 | 2063634.7507 | 2161950.2746 | 2262256.5605 | 2363870.1004 | 2466558.78 | 2570350.6716 | 2674434.9958 | 2778926.2193 | 2883487.8231 | 2988510.6968 | 3093762.5009 | 3199797.3926 | 3305909.3632 | 3350986.6964
F2_Commercial_School_New_Miscellaneous_Natural Gas_Miscellaneous_Baseline Forecast | F2 | Commercial | School | New | Miscellaneous | Natural Gas | Miscellaneous | Baseline Forecast | Usage (MMtherm) | 0 | 0.00029807 | 0.0019336 | 0.0029027 | 0.004104 | 0.005342 | 0.0065862 | 0.007663 | 0.0087248 | 0.0098114 | 0.010916 | 0.012012 | 0.01309 | 0.014155 | 0.01522 | 0.016283 | 0.017351 | 0.018395 | 0.019397 | 0.020367 | 0.021337 | 0.022327 | 0.02333 | 0.024343 | 0.025368 | 0.026395 | 0.027426 | 0.028458 | 0.029495 | 0.030533 | 0.03158 | 0.032627 | 0.033072
F3_Commercial_School_New_Miscellaneous_Natural Gas_Miscellaneous_Baseline Forecast | F3 | Commercial | School | New | Miscellaneous | Natural Gas | Miscellaneous | Baseline Forecast | Summer Peak Demand (MW) | 0 | 0 | 0 | 0 | 0 | 0 | 0 | 0 | 0 | 0 | 0 | 0 | 0 | 0 | 0 | 0 | 0 | 0 | 0 | 0 | 0 | 0 | 0 | 0 | 0 | 0 | 0 | 0 | 0 | 0 | 0 | 0 | 0
F4_Commercial_School_New_Miscellaneous_Natural Gas_Miscellaneous_Baseline Forecast | F4 | Commercial | School | New | Miscellaneous | Natural Gas | Miscellaneous | Baseline Forecast | Winter Peak Demand (MW) | 0 | 0 | 0 | 0 | 0 | 0 | 0 | 0 | 0 | 0 | 0 | 0 | 0 | 0 | 0 | 0 | 0 | 0 | 0 | 0 | 0 | 0 | 0 | 0 | 0 | 0 | 0 | 0 | 0 | 0 | 0 | 0 | 0
F5_Commercial_School_New_Miscellaneous_Natural Gas_Miscellaneous_Baseline Forecast | F5 | Commercial | School | New | Miscellaneous | Natural Gas | Miscellaneous | Baseline Forecast | Turnover | 0 | 33024.884 | 159291.2799 | 101798.2843 | 126432.8202 | 152238.18 | 163582.6032 | 159328.6606 | 172374.0291 | 189005.2492 | 202286.6544 | 222770.1803 | 268861.7333 | 256725.3045 | 274610.2318 | 296405.6718 | 310044.1332 | 316683.933 | 328493.9636 | 341933.7912 | 356282.7582 | 374316.7891 | 398756.4735 | 404744.1242 | 421381.2869 | 439619.2737 | 453886.8612 | 466175.459 | 481221.2968 | 496464.3655 | 512137.1126 | 528199.8319 | 484911.0863
F6_Commercial_School_New_Miscellaneous_Natural Gas_Miscellaneous_Baseline Forecast | F6 | Commercial | School | New | Miscellaneous | Natural Gas | Miscellaneous | Baseline Forecast | Avg. Replacement Usage (kWh) | 0.0093446 | 0.0090256 | 0.010054 | 0.0098693 | 0.0098693 | 0.0098693 | 0.0098693 | 0.0098693 | 0.0098693 | 0.0098693 | 0.0098693 | 0.0098693 | 0.0098693 | 0.0098693 | 0.0098693 | 0.0098693 | 0.0098693 | 0.0098693 | 0.0098693 | 0.0098693 | 0.0098693 | 0.0098693 | 0.0098693 | 0.0098693 | 0.0098693 | 0.0098693 | 0.0098693 | 0.0098693 | 0.0098693 | 0.0098693 | 0.0098693 | 0.0098693 | 0.0098693
F7_Commercial_School_New_Miscellaneous_Natural Gas_Miscellaneous_Baseline Forecast | F7 | Commercial | School | New | Miscellaneous | Natural Gas | Miscellaneous | Baseline Forecast | Avg. Replacement Summer Demand (kW) | 0 | 0 | 0 | 0 | 0 | 0 | 0 | 0 | 0 | 0 | 0 | 0 | 0 | 0 | 0 | 0 | 0 | 0 | 0 | 0 | 0 | 0 | 0 | 0 | 0 | 0 | 0 | 0 | 0 | 0 | 0 | 0 | 0
F8_Commercial_School_New_Miscellaneous_Natural Gas_Miscellaneous_Baseline Forecast | F8 | Commercial | School | New | Miscellaneous | Natural Gas | Miscellaneous | Baseline Forecast | Avg. Replacement Winter Demand (kW) | 0 | 0 | 0 | 0 | 0 | 0 | 0 | 0 | 0 | 0 | 0 | 0 | 0 | 0 | 0 | 0 | 0 | 0 | 0 | 0 | 0 | 0 | 0 | 0 | 0 | 0 | 0 | 0 | 0 | 0 | 0 | 0 | 0
F1_Commercial_College_Existing_Space Heating_Natural Gas_Furnace_Baseline Forecast | F1 | Commercial | College | Existing | Space Heating | Natural Gas | Furnace | Baseline Forecast | Units | 54311.8795 | 54035.553 | 53759.2264 | 53425.5252 | 54673.8492 | 54526.9176 | 54397.2059 | 54280.376 | 54167.5075 | 54055.3378 | 53942.6067 | 53830.0266 | 53718.4059 | 53608.0228 | 53498.1801 | 53388.773 | 53279.2664 | 53170.995 | 53065.4796 | 52963.0085 | 52862.0352 | 52760.7973 | 52658.763 | 52555.7826 | 52451.7679 | 52347.0869 | 52241.8667 | 52136.3403 | 52030.4262 | 51924.2014 | 51817.4238 | 51710.3297 | 52415.4198
F2_Commercial_College_Existing_Space Heating_Natural Gas_Furnace_Baseline Forecast | F2 | Commercial | College | Existing | Space Heating | Natural Gas | Furnace | Baseline Forecast | Usage (MMtherm) | 0.011899 | 0.011425 | 0.012583 | 0.012198 | 0.012398 | 0.012254 | 0.012114 | 0.011939 | 0.011765 | 0.011589 | 0.011413 | 0.011237 | 0.011061 | 0.010886 | 0.010711 | 0.010538 | 0.010364 | 0.010193 | 0.010022 | 0.009858 | 0.0096984 | 0.0095427 | 0.0093862 | 0.0092351 | 0.0090887 | 0.0089493 | 0.008816 | 0.0086886 | 0.0085665 | 0.0084493 | 0.0083365 | 0.0082279 | 0.0082841
F3_Commercial_College_Existing_Space Heating_Natural Gas_Furnace_Baseline Forecast | F3 | Commercial | College | Existing | Space Heating | Natural Gas | Furnace | Baseline Forecast | Summer Peak Demand (MW) | 0 | 0 | 0 | 0 | 0 | 0 | 0 | 0 | 0 | 0 | 0 | 0 | 0 | 0 | 0 | 0 | 0 | 0 | 0 | 0 | 0 | 0 | 0 | 0 | 0 | 0 | 0 | 0 | 0 | 0 | 0 | 0 | 0
F4_Commercial_College_Existing_Space Heating_Natural Gas_Furnace_Baseline Forecast | F4 | Commercial | College | Existing | Space Heating | Natural Gas | Furnace | Baseline Forecast | Winter Peak Demand (MW) | 0 | 0 | 0 | 0 | 0 | 0 | 0 | 0 | 0 | 0 | 0 | 0 | 0 | 0 | 0 | 0 | 0 | 0 | 0 | 0 | 0 | 0 | 0 | 0 | 0 | 0 | 0 | 0 | 0 | 0 | 0 | 0 | 0
F5_Commercial_College_Existing_Space Heating_Natural Gas_Furnace_Baseline Forecast | F5 | Commercial | College | Existing | Space Heating | Natural Gas | Furnace | Baseline Forecast | Turnover | 0 | 1084.3255 | 1175.5941 | 1257.1085 | 2587.4125 | 1410.9603 | 1477.1032 | 1537.9463 | 1593.7167 | 1644.736 | 1691.3426 | 1733.9039 | 1772.766 | 1808.2343 | 1840.5578 | 1869.9828 | 1896.7205 | 1921.0302 | 1943.164 | 1870.1136 | 1809.8585 | 1760.7562 | 1813.8663 | 1775.6757 | 1745.401 | 1722.0139 | 1704.5917 | 1692.3176 | 1684.4571 | 1680.3642 | 1679.4566 | 1681.2346 | 2724.49
F6_Commercial_College_Existing_Space Heating_Natural Gas_Furnace_Baseline Forecast | F6 | Commercial | College | Existing | Space Heating | Natural Gas | Furnace | Baseline Forecast | Avg. Replacement Usage (kWh) | 0.21375 | 0.20645 | 0.22877 | 0.22336 | 0.22217 | 0.19863 | 0.19755 | 0.17268 | 0.17173 | 0.17078 | 0.16984 | 0.16889 | 0.16794 | 0.167 | 0.16605 | 0.1651 | 0.16416 | 0.16321 | 0.16226 | 0.16131 | 0.16037 | 0.15942 | 0.15847 | 0.15753 | 0.15658 | 0.15564 | 0.15469 | 0.15374 | 0.1528 | 0.15186 | 0.15091 | 0.14997 | 0.14997
F7_Commercial_College_Existing_Space Heating_Natural Gas_Furnace_Baseline Forecast | F7 | Commercial | College | Existing | Space Heating | Natural Gas | Furnace | Baseline Forecast | Avg. Replacement Summer Demand (kW) | 0 | 0 | 0 | 0 | 0 | 0 | 0 | 0 | 0 | 0 | 0 | 0 | 0 | 0 | 0 | 0 | 0 | 0 | 0 | 0 | 0 | 0 | 0 | 0 | 0 | 0 | 0 | 0 | 0 | 0 | 0 | 0 | 0
F8_Commercial_College_Existing_Space Heating_Natural Gas_Furnace_Baseline Forecast | F8 | Commercial | College | Existing | Space Heating | Natural Gas | Furnace | Baseline Forecast | Avg. Replacement Winter Demand (kW) | 0 | 0 | 0 | 0 | 0 | 0 | 0 | 0 | 0 | 0 | 0 | 0 | 0 | 0 | 0 | 0 | 0 | 0 | 0 | 0 | 0 | 0 | 0 | 0 | 0 | 0 | 0 | 0 | 0 | 0 | 0 | 0 | 0
F1_Commercial_College_Existing_Space Heating_Natural Gas_Boiler_Baseline Forecast | F1 | Commercial | College | Existing | Space Heating | Natural Gas | Boiler | Baseline Forecast | Units | 463248.082 | 460891.1803 | 458534.2787 | 455688.006 | 466335.4686 | 465082.2289 | 463975.8649 | 462979.3753 | 462016.6739 | 461059.9334 | 460098.4042 | 459138.1624 | 458186.1046 | 457244.6017 | 456307.709 | 455374.5313 | 454440.5053 | 453517.0146 | 452617.0307 | 451743.0128 | 450881.7703 | 450018.2714 | 449147.9797 | 448269.6178 | 447382.4344 | 446489.5673 | 445592.1017 | 444692.0238 | 443788.6397 | 442882.6051 | 441971.8558 | 441058.4071 | 447072.4065
F2_Commercial_College_Existing_Space Heating_Natural Gas_Boiler_Baseline Forecast | F2 | Commercial | College | Existing | Space Heating | Natural Gas | Boiler | Baseline Forecast | Usage (MMtherm) | 0.26874 | 0.25945 | 0.28744 | 0.28034 | 0.28765 | 0.28606 | 0.28453 | 0.28305 | 0.28155 | 0.28002 | 0.27843 | 0.2768 | 0.27511 | 0.27337 | 0.27157 | 0.2697 | 0.26776 | 0.26576 | 0.2637 | 0.26159 | 0.2594 | 0.2572 | 0.25497 | 0.25272 | 0.25039 | 0.24809 | 0.24582 | 0.24359 | 0.24138 | 0.2392 | 0.23703 | 0.23489 | 0.23791
F3_Commercial_College_Existing_Space Heating_Natural Gas_Boiler_Baseline Forecast | F3 | Commercial | College | Existing | Space Heating | Natural Gas | Boiler | Baseline Forecast | Summer Peak Demand (MW) | 0 | 0 | 0 | 0 | 0 | 0 | 0 | 0 | 0 | 0 | 0 | 0 | 0 | 0 | 0 | 0 | 0 | 0 | 0 | 0 | 0 | 0 | 0 | 0 | 0 | 0 | 0 | 0 | 0 | 0 | 0 | 0 | 0
F4_Commercial_College_Existing_Space Heating_Natural Gas_Boiler_Baseline Forecast | F4 | Commercial | College | Existing | Space Heating | Natural Gas | Boiler | Baseline Forecast | Winter Peak Demand (MW) | 0 | 0 | 0 | 0 | 0 | 0 | 0 | 0 | 0 | 0 | 0 | 0 | 0 | 0 | 0 | 0 | 0 | 0 | 0 | 0 | 0 | 0 | 0 | 0 | 0 | 0 | 0 | 0 | 0 | 0 | 0 | 0 | 0
F5_Commercial_College_Existing_Space Heating_Natural Gas_Boiler_Baseline Forecast | F5 | Commercial | College | Existing | Space Heating | Natural Gas | Boiler | Baseline Forecast | Turnover | 0 | 8508.7603 | 9224.95 | 9864.5979 | 21155.3621 | 11071.8816 | 11590.9084 | 12068.3473 | 12505.9805 | 12906.3319 | 13272.0559 | 13606.037 | 13910.9904 | 14189.3118 | 14442.9556 | 14673.8554 | 14883.6674 | 15074.4268 | 15248.1122 | 15406.2431 | 15549.6878 | 14950.5566 | 14453.0402 | 14044.5962 | 14499.7813 | 14175.3368 | 13914.9058 | 13710.2488 | 13553.9492 | 13439.4485 | 13360.8394 | 13312.998 | 19332.9957
F6_Commercial_College_Existing_Space Heating_Natural Gas_Boiler_Baseline Forecast | F6 | Commercial | College | Existing | Space Heating | Natural Gas | Boiler | Baseline Forecast | Avg. Replacement Usage (kWh) | 0.66205 | 0.63946 | 0.70856 | 0.69183 | 0.68814 | 0.61419 | 0.61087 | 0.60755 | 0.60423 | 0.60091 | 0.59758 | 0.59426 | 0.59094 | 0.58762 | 0.5843 | 0.58098 | 0.57766 | 0.57434 | 0.57102 | 0.5677 | 0.56438 | 0.56107 | 0.55774 | 0.55442 | 0.55111 | 0.5478 | 0.54447 | 0.54115 | 0.53783 | 0.53452 | 0.5312 | 0.52788 | 0.52788
F7_Commercial_College_Existing_Space Heating_Natural Gas_Boiler_Baseline Forecast | F7 | Commercial | College | Existing | Space Heating | Natural Gas | Boiler | Baseline Forecast | Avg. Replacement Summer Demand (kW) | 0 | 0 | 0 | 0 | 0 | 0 | 0 | 0 | 0 | 0 | 0 | 0 | 0 | 0 | 0 | 0 | 0 | 0 | 0 | 0 | 0 | 0 | 0 | 0 | 0 | 0 | 0 | 0 | 0 | 0 | 0 | 0 | 0
F8_Commercial_College_Existing_Space Heating_Natural Gas_Boiler_Baseline Forecast | F8 | Commercial | College | Existing | Space Heating | Natural Gas | Boiler | Baseline Forecast | Avg. Replacement Winter Demand (kW) | 0 | 0 | 0 | 0 | 0 | 0 | 0 | 0 | 0 | 0 | 0 | 0 | 0 | 0 | 0 | 0 | 0 | 0 | 0 | 0 | 0 | 0 | 0 | 0 | 0 | 0 | 0 | 0 | 0 | 0 | 0 | 0 | 0
F1_Commercial_College_Existing_Space Heating_Natural Gas_Unit Heater_Baseline Forecast | F1 | Commercial | College | Existing | Space Heating | Natural Gas | Unit Heater | Baseline Forecast | Units | 0 | 0 | 0 | 0 | 0 | 0 | 0 | 0 | 0 | 0 | 0 | 0 | 0 | 0 | 0 | 0 | 0 | 0 | 0 | 0 | 0 | 0 | 0 | 0 | 0 | 0 | 0 | 0 | 0 | 0 | 0 | 0 | 0
F2_Commercial_College_Existing_Space Heating_Natural Gas_Unit Heater_Baseline Forecast | F2 | Commercial | College | Existing | Space Heating | Natural Gas | Unit Heater | Baseline Forecast | Usage (MMtherm) | 0 | 0 | 0 | 0 | 0 | 0 | 0 | 0 | 0 | 0 | 0 | 0 | 0 | 0 | 0 | 0 | 0 | 0 | 0 | 0 | 0 | 0 | 0 | 0 | 0 | 0 | 0 | 0 | 0 | 0 | 0 | 0 | 0
F3_Commercial_College_Existing_Space Heating_Natural Gas_Unit Heater_Baseline Forecast | F3 | Commercial | College | Existing | Space Heating | Natural Gas | Unit Heater | Baseline Forecast | Summer Peak Demand (MW) | 0 | 0 | 0 | 0 | 0 | 0 | 0 | 0 | 0 | 0 | 0 | 0 | 0 | 0 | 0 | 0 | 0 | 0 | 0 | 0 | 0 | 0 | 0 | 0 | 0 | 0 | 0 | 0 | 0 | 0 | 0 | 0 | 0
F4_Commercial_College_Existing_Space Heating_Natural Gas_Unit Heater_Baseline Forecast | F4 | Commercial | College | Existing | Space Heating | Natural Gas | Unit Heater | Baseline Forecast | Winter Peak Demand (MW) | 0 | 0 | 0 | 0 | 0 | 0 | 0 | 0 | 0 | 0 | 0 | 0 | 0 | 0 | 0 | 0 | 0 | 0 | 0 | 0 | 0 | 0 | 0 | 0 | 0 | 0 | 0 | 0 | 0 | 0 | 0 | 0 | 0
F5_Commercial_College_Existing_Space Heating_Natural Gas_Unit Heater_Baseline Forecast | F5 | Commercial | College | Existing | Space Heating | Natural Gas | Unit Heater | Baseline Forecast | Turnover | 0 | 0 | 0 | 0 | 0 | 0 | 0 | 0 | 0 | 0 | 0 | 0 | 0 | 0 | 0 | 0 | 0 | 0 | 0 | 0 | 0 | 0 | 0 | 0 | 0 | 0 | 0 | 0 | 0 | 0 | 0 | 0 | 0
F6_Commercial_College_Existing_Space Heating_Natural Gas_Unit Heater_Baseline Forecast | F6 | Commercial | College | Existing | Space Heating | Natural Gas | Unit Heater | Baseline Forecast | Avg. Replacement Usage (kWh) | 0.10954 | 0.10581 | 0.11724 | 0.11447 | 0.11386 | 0.10191 | 0.10136 | 0.10081 | 0.10026 | 0.099705 | 0.099154 | 0.098603 | 0.098052 | 0.097501 | 0.09695 | 0.096399 | 0.095848 | 0.095298 | 0.094746 | 0.094195 | 0.093644 | 0.093095 | 0.092543 | 0.091993 | 0.091442 | 0.090893 | 0.090341 | 0.08979 | 0.08924 | 0.08869 | 0.088138 | 0.087588 | 0.087588
F7_Commercial_College_Existing_Space Heating_Natural Gas_Unit Heater_Baseline Forecast | F7 | Commercial | College | Existing | Space Heating | Natural Gas | Unit Heater | Baseline Forecast | Avg. Replacement Summer Demand (kW) | 0 | 0 | 0 | 0 | 0 | 0 | 0 | 0 | 0 | 0 | 0 | 0 | 0 | 0 | 0 | 0 | 0 | 0 | 0 | 0 | 0 | 0 | 0 | 0 | 0 | 0 | 0 | 0 | 0 | 0 | 0 | 0 | 0
F8_Commercial_College_Existing_Space Heating_Natural Gas_Unit Heater_Baseline Forecast | F8 | Commercial | College | Existing | Space Heating | Natural Gas | Unit Heater | Baseline Forecast | Avg. Replacement Winter Demand (kW) | 0 | 0 | 0 | 0 | 0 | 0 | 0 | 0 | 0 | 0 | 0 | 0 | 0 | 0 | 0 | 0 | 0 | 0 | 0 | 0 | 0 | 0 | 0 | 0 | 0 | 0 | 0 | 0 | 0 | 0 | 0 | 0 | 0
F1_Commercial_College_Existing_Water Heating_Natural Gas_Water Heater_Baseline Forecast | F1 | Commercial | College | Existing | Water Heating | Natural Gas | Water Heater | Baseline Forecast | Units | 511769.0877 | 509165.3221 | 506561.5565 | 503417.1628 | 515179.8498 | 513795.3447 | 512573.0992 | 511472.2364 | 510408.7008 | 509351.7505 | 508289.5098 | 507228.6916 | 506176.9144 | 505136.7976 | 504101.7739 | 503070.8544 | 502038.9978 | 501018.7798 | 500024.5308 | 499058.9676 | 498107.5178 | 497153.5752 | 496192.1284 | 495221.7661 | 494241.6584 | 493255.2716 | 492263.8047 | 491269.4519 | 490271.4465 | 489270.5131 | 488264.3711 | 487255.247 | 493899.1578
F2_Commercial_College_Existing_Water Heating_Natural Gas_Water Heater_Baseline Forecast | F2 | Commercial | College | Existing | Water Heating | Natural Gas | Water Heater | Baseline Forecast | Usage (MMtherm) | 0.11317 | 0.10733 | 0.11705 | 0.11216 | 0.11236 | 0.11005 | 0.10791 | 0.106 | 0.10435 | 0.103 | 0.10187 | 0.10093 | 0.10014 | 0.099475 | 0.098901 | 0.098404 | 0.097967 | 0.097579 | 0.097236 | 0.096928 | 0.096647 | 0.096386 | 0.096138 | 0.095902 | 0.095673 | 0.095451 | 0.095234 | 0.095022 | 0.094813 | 0.094607 | 0.094403 | 0.094199 | 0.095477
F3_Commercial_College_Existing_Water Heating_Natural Gas_Water Heater_Baseline Forecast | F3 | Commercial | College | Existing | Water Heating | Natural Gas | Water Heater | Baseline Forecast | Summer Peak Demand (MW) | 0 | 0 | 0 | 0 | 0 | 0 | 0 | 0 | 0 | 0 | 0 | 0 | 0 | 0 | 0 | 0 | 0 | 0 | 0 | 0 | 0 | 0 | 0 | 0 | 0 | 0 | 0 | 0 | 0 | 0 | 0 | 0 | 0
F4_Commercial_College_Existing_Water Heating_Natural Gas_Water Heater_Baseline Forecast | F4 | Commercial | College | Existing | Water Heating | Natural Gas | Water Heater | Baseline Forecast | Winter Peak Demand (MW) | 0 | 0 | 0 | 0 | 0 | 0 | 0 | 0 | 0 | 0 | 0 | 0 | 0 | 0 | 0 | 0 | 0 | 0 | 0 | 0 | 0 | 0 | 0 | 0 | 0 | 0 | 0 | 0 | 0 | 0 | 0 | 0 | 0
F5_Commercial_College_Existing_Water Heating_Natural Gas_Water Heater_Baseline Forecast | F5 | Commercial | College | Existing | Water Heating | Natural Gas | Water Heater | Baseline Forecast | Turnover | 0 | 20366.6129 | 26341.2009 | 31010.4972 | 46639.428 | 37867.6954 | 40239.4895 | 42118.3372 | 43599.7053 | 44761.9782 | 39708.3757 | 36855.1368 | 35516.6876 | 37501.0103 | 37369.9889 | 42888.1939 | 44051.7071 | 44961.3384 | 48662.6575 | 44450.8142 | 43358.4871 | 42097.8314 | 41380.3618 | 40701.1316 | 39659.1957 | 39614.0031 | 40140.8959 | 42134.4765 | 42358.9143 | 43762.1656 | 43525.8279 | 43130.4352 | 50125.8279
F6_Commercial_College_Existing_Water Heating_Natural Gas_Water Heater_Baseline Forecast | F6 | Commercial | College | Existing | Water Heating | Natural Gas | Water Heater | Baseline Forecast | Avg. Replacement Usage (kWh) | 0.18298 | 0.17674 | 0.19688 | 0.19326 | 0.19326 | 0.19326 | 0.19326 | 0.19326 | 0.19326 | 0.19326 | 0.19326 | 0.19326 | 0.19326 | 0.19326 | 0.19326 | 0.19326 | 0.19326 | 0.19326 | 0.19326 | 0.19326 | 0.19326 | 0.19326 | 0.19326 | 0.19326 | 0.19326 | 0.19326 | 0.19326 | 0.19326 | 0.19326 | 0.19326 | 0.19326 | 0.19326 | 0.19326
F7_Commercial_College_Existing_Water Heating_Natural Gas_Water Heater_Baseline Forecast | F7 | Commercial | College | Existing | Water Heating | Natural Gas | Water Heater | Baseline Forecast | Avg. Replacement Summer Demand (kW) | 0 | 0 | 0 | 0 | 0 | 0 | 0 | 0 | 0 | 0 | 0 | 0 | 0 | 0 | 0 | 0 | 0 | 0 | 0 | 0 | 0 | 0 | 0 | 0 | 0 | 0 | 0 | 0 | 0 | 0 | 0 | 0 | 0
F8_Commercial_College_Existing_Water Heating_Natural Gas_Water Heater_Baseline Forecast | F8 | Commercial | College | Existing | Water Heating | Natural Gas | Water Heater | Baseline Forecast | Avg. Replacement Winter Demand (kW) | 0 | 0 | 0 | 0 | 0 | 0 | 0 | 0 | 0 | 0 | 0 | 0 | 0 | 0 | 0 | 0 | 0 | 0 | 0 | 0 | 0 | 0 | 0 | 0 | 0 | 0 | 0 | 0 | 0 | 0 | 0 | 0 | 0
F1_Commercial_College_Existing_Food Preparation_Natural Gas_Oven_Baseline Forecast | F1 | Commercial | College | Existing | Food Preparation | Natural Gas | Oven | Baseline Forecast | Units | 49052.6067 | 48803.0381 | 48553.4695 | 48252.0822 | 49379.5252 | 49246.8216 | 49129.6705 | 49024.1538 | 48922.2148 | 48820.9071 | 48719.0923 | 48617.4138 | 48516.6019 | 48416.9077 | 48317.7016 | 48218.8889 | 48119.9863 | 48022.1994 | 47926.9015 | 47834.3531 | 47743.1575 | 47651.723 | 47559.5692 | 47466.5608 | 47372.6184 | 47278.0741 | 47183.0429 | 47087.735 | 46992.0771 | 46896.1386 | 46799.7008 | 46702.9771 | 47339.79
F2_Commercial_College_Existing_Food Preparation_Natural Gas_Oven_Baseline Forecast | F2 | Commercial | College | Existing | Food Preparation | Natural Gas | Oven | Baseline Forecast | Usage (MMtherm) | 0.0011886 | 0.0011422 | 0.0012658 | 0.0012348 | 0.0012637 | 0.0012603 | 0.0012573 | 0.0012546 | 0.0012519 | 0.0012492 | 0.0012465 | 0.0012438 | 0.0012412 | 0.0012385 | 0.0012358 | 0.0012331 | 0.0012303 | 0.0012276 | 0.0012249 | 0.0012223 | 0.0012197 | 0.0012171 | 0.0012145 | 0.0012119 | 0.0012092 | 0.0012066 | 0.0012039 | 0.0012013 | 0.0011986 | 0.0011959 | 0.0011933 | 0.0011906 | 0.0012067
F3_Commercial_College_Existing_Food Preparation_Natural Gas_Oven_Baseline Forecast | F3 | Commercial | College | Existing | Food Preparation | Natural Gas | Oven | Baseline Forecast | Summer Peak Demand (MW) | 0 | 0 | 0 | 0 | 0 | 0 | 0 | 0 | 0 | 0 | 0 | 0 | 0 | 0 | 0 | 0 | 0 | 0 | 0 | 0 | 0 | 0 | 0 | 0 | 0 | 0 | 0 | 0 | 0 | 0 | 0 | 0 | 0
F4_Commercial_College_Existing_Food Preparation_Natural Gas_Oven_Baseline Forecast | F4 | Commercial | College | Existing | Food Preparation | Natural Gas | Oven | Baseline Forecast | Winter Peak Demand (MW) | 0 | 0 | 0 | 0 | 0 | 0 | 0 | 0 | 0 | 0 | 0 | 0 | 0 | 0 | 0 | 0 | 0 | 0 | 0 | 0 | 0 | 0 | 0 | 0 | 0 | 0 | 0 | 0 | 0 | 0 | 0 | 0 | 0
F5_Commercial_College_Existing_Food Preparation_Natural Gas_Oven_Baseline Forecast | F5 | Commercial | College | Existing | Food Preparation | Natural Gas | Oven | Baseline Forecast | Turnover | 0 | 2711.2799 | 2922.1996 | 3090.2182 | 4372.7926 | 3365.5568 | 3464.7357 | 3546.4235 | 3613.1689 | 3667.3254 | 3490.5341 | 3379.2477 | 3316.2364 | 3472.4431 | 3438.1168 | 3425.9889 | 4158.3476 | 4109.9941 | 4068.6515 | 4301.929 | 3861.8477 | 3783.9099 | 3739.7838 | 3693.3873 | 3649.4 | 3670.2208 | 3697.2301 | 3725.8675 | 3847.1027 | 3824.2253 | 3798.2959 | 3971.0485 | 4540.8517
F6_Commercial_College_Existing_Food Preparation_Natural Gas_Oven_Baseline Forecast | F6 | Commercial | College | Existing | Food Preparation | Natural Gas | Oven | Baseline Forecast | Avg. Replacement Usage (kWh) | 0.024231 | 0.023403 | 0.026068 | 0.025592 | 0.025594 | 0.025592 | 0.025587 | 0.025583 | 0.025577 | 0.025572 | 0.025567 | 0.025562 | 0.025558 | 0.025552 | 0.025548 | 0.025543 | 0.025538 | 0.025532 | 0.025527 | 0.025521 | 0.025515 | 0.025509 | 0.025504 | 0.025499 | 0.025494 | 0.02549 | 0.025486 | 0.025483 | 0.025481 | 0.025479 | 0.025477 | 0.025477 | 0.025477
F7_Commercial_College_Existing_Food Preparation_Natural Gas_Oven_Baseline Forecast | F7 | Commercial | College | Existing | Food Preparation | Natural Gas | Oven | Baseline Forecast | Avg. Replacement Summer Demand (kW) | 0 | 0 | 0 | 0 | 0 | 0 | 0 | 0 | 0 | 0 | 0 | 0 | 0 | 0 | 0 | 0 | 0 | 0 | 0 | 0 | 0 | 0 | 0 | 0 | 0 | 0 | 0 | 0 | 0 | 0 | 0 | 0 | 0
F8_Commercial_College_Existing_Food Preparation_Natural Gas_Oven_Baseline Forecast | F8 | Commercial | College | Existing | Food Preparation | Natural Gas | Oven | Baseline Forecast | Avg. Replacement Winter Demand (kW) | 0 | 0 | 0 | 0 | 0 | 0 | 0 | 0 | 0 | 0 | 0 | 0 | 0 | 0 | 0 | 0 | 0 | 0 | 0 | 0 | 0 | 0 | 0 | 0 | 0 | 0 | 0 | 0 | 0 | 0 | 0 | 0 | 0
F1_Commercial_College_Existing_Food Preparation_Natural Gas_Conveyor Oven_Baseline Forecast | F1 | Commercial | College | Existing | Food Preparation | Natural Gas | Conveyor Oven | Baseline Forecast | Units | 24526.3033 | 24401.5191 | 24276.7348 | 24126.0411 | 24689.7626 | 24623.4108 | 24564.8352 | 24512.0769 | 24461.1074 | 24410.4536 | 24359.5461 | 24308.7069 | 24258.301 | 24208.4538 | 24158.8508 | 24109.4444 | 24059.9932 | 24011.0997 | 23963.4507 | 23917.1766 | 23871.5788 | 23825.8615 | 23779.7846 | 23733.2804 | 23686.3092 | 23639.037 | 23591.5214 | 23543.8675 | 23496.0386 | 23448.0693 | 23399.8504 | 23351.4886 | 23669.895
F2_Commercial_College_Existing_Food Preparation_Natural Gas_Conveyor Oven_Baseline Forecast | F2 | Commercial | College | Existing | Food Preparation | Natural Gas | Conveyor Oven | Baseline Forecast | Usage (MMtherm) | 0.0010169 | 0.00097716 | 0.001083 | 0.0010564 | 0.0010811 | 0.0010782 | 0.0010756 | 0.0010733 | 0.0010711 | 0.0010688 | 0.0010666 | 0.0010644 | 0.0010621 | 0.0010599 | 0.0010577 | 0.0010555 | 0.0010533 | 0.0010512 | 0.001049 | 0.001047 | 0.001045 | 0.0010429 | 0.0010409 | 0.0010388 | 0.0010367 | 0.0010346 | 0.0010325 | 0.0010303 | 0.0010282 | 0.0010261 | 0.0010239 | 0.0010218 | 0.0010357
F3_Commercial_College_Existing_Food Preparation_Natural Gas_Conveyor Oven_Baseline Forecast | F3 | Commercial | College | Existing | Food Preparation | Natural Gas | Conveyor Oven | Baseline Forecast | Summer Peak Demand (MW) | 0 | 0 | 0 | 0 | 0 | 0 | 0 | 0 | 0 | 0 | 0 | 0 | 0 | 0 | 0 | 0 | 0 | 0 | 0 | 0 | 0 | 0 | 0 | 0 | 0 | 0 | 0 | 0 | 0 | 0 | 0 | 0 | 0
F4_Commercial_College_Existing_Food Preparation_Natural Gas_Conveyor Oven_Baseline Forecast | F4 | Commercial | College | Existing | Food Preparation | Natural Gas | Conveyor Oven | Baseline Forecast | Winter Peak Demand (MW) | 0 | 0 | 0 | 0 | 0 | 0 | 0 | 0 | 0 | 0 | 0 | 0 | 0 | 0 | 0 | 0 | 0 | 0 | 0 | 0 | 0 | 0 | 0 | 0 | 0 | 0 | 0 | 0 | 0 | 0 | 0 | 0 | 0
F5_Commercial_College_Existing_Food Preparation_Natural Gas_Conveyor Oven_Baseline Forecast | F5 | Commercial | College | Existing | Food Preparation | Natural Gas | Conveyor Oven | Baseline Forecast | Turnover | 0 | 574.1534 | 742.5825 | 874.2142 | 1546.9286 | 1067.5249 | 1134.3879 | 1187.3543 | 1229.1155 | 1261.881 | 1287.4391 | 1307.2568 | 1322.5126 | 1334.1386 | 1342.8563 | 1349.2525 | 1353.7839 | 1191.2398 | 1094.3534 | 1043.1638 | 1132.0731 | 1110.5136 | 1249.6468 | 1270.6023 | 1286.7701 | 1440.6054 | 1280.1752 | 1292.7339 | 1302.1988 | 1309.1934 | 1314.2077 | 1317.6441 | 1640.9726
F6_Commercial_College_Existing_Food Preparation_Natural Gas_Conveyor Oven_Baseline Forecast | F6 | Commercial | College | Existing | Food Preparation | Natural Gas | Conveyor Oven | Baseline Forecast | Avg. Replacement Usage (kWh) | 0.04146 | 0.040044 | 0.044607 | 0.043787 | 0.043787 | 0.043786 | 0.043784 | 0.043782 | 0.04378 | 0.043778 | 0.043776 | 0.043774 | 0.043772 | 0.04377 | 0.043768 | 0.043766 | 0.043764 | 0.043762 | 0.04376 | 0.043759 | 0.043757 | 0.043756 | 0.043754 | 0.043753 | 0.043752 | 0.043751 | 0.04375 | 0.04375 | 0.043749 | 0.043749 | 0.043748 | 0.043748 | 0.043748
F7_Commercial_College_Existing_Food Preparation_Natural Gas_Conveyor Oven_Baseline Forecast | F7 | Commercial | College | Existing | Food Preparation | Natural Gas | Conveyor Oven | Baseline Forecast | Avg. Replacement Summer Demand (kW) | 0 | 0 | 0 | 0 | 0 | 0 | 0 | 0 | 0 | 0 | 0 | 0 | 0 | 0 | 0 | 0 | 0 | 0 | 0 | 0 | 0 | 0 | 0 | 0 | 0 | 0 | 0 | 0 | 0 | 0 | 0 | 0 | 0
F8_Commercial_College_Existing_Food Preparation_Natural Gas_Conveyor Oven_Baseline Forecast | F8 | Commercial | College | Existing | Food Preparation | Natural Gas | Conveyor Oven | Baseline Forecast | Avg. Replacement Winter Demand (kW) | 0 | 0 | 0 | 0 | 0 | 0 | 0 | 0 | 0 | 0 | 0 | 0 | 0 | 0 | 0 | 0 | 0 | 0 | 0 | 0 | 0 | 0 | 0 | 0 | 0 | 0 | 0 | 0 | 0 | 0 | 0 | 0 | 0
F1_Commercial_College_Existing_Food Preparation_Natural Gas_Double Rack Oven_Baseline Forecast | F1 | Commercial | College | Existing | Food Preparation | Natural Gas | Double Rack Oven | Baseline Forecast | Units | 24526.3033 | 24401.5191 | 24276.7348 | 24126.0411 | 24689.7626 | 24623.4108 | 24564.8352 | 24512.0769 | 24461.1074 | 24410.4536 | 24359.5461 | 24308.7069 | 24258.301 | 24208.4538 | 24158.8508 | 24109.4444 | 24059.9932 | 24011.0997 | 23963.4507 | 23917.1766 | 23871.5788 | 23825.8615 | 23779.7846 | 23733.2804 | 23686.3092 | 23639.037 | 23591.5214 | 23543.8675 | 23496.0386 | 23448.0693 | 23399.8504 | 23351.4886 | 23669.895
F2_Commercial_College_Existing_Food Preparation_Natural Gas_Double Rack Oven_Baseline Forecast | F2 | Commercial | College | Existing | Food Preparation | Natural Gas | Double Rack Oven | Baseline Forecast | Usage (MMtherm) | 0.0015448 | 0.0014845 | 0.0016452 | 0.0016049 | 0.0016424 | 0.001638 | 0.001634 | 0.0016305 | 0.001627 | 0.0016234 | 0.0016199 | 0.0016163 | 0.0016127 | 0.0016091 | 0.0016056 | 0.001602 | 0.0015984 | 0.0015947 | 0.0015912 | 0.0015876 | 0.0015841 | 0.0015806 | 0.001577 | 0.0015735 | 0.0015699 | 0.0015663 | 0.0015628 | 0.0015592 | 0.0015557 | 0.0015522 | 0.0015487 | 0.0015452 | 0.001566
F3_Commercial_College_Existing_Food Preparation_Natural Gas_Double Rack Oven_Baseline Forecast | F3 | Commercial | College | Existing | Food Preparation | Natural Gas | Double Rack Oven | Baseline Forecast | Summer Peak Demand (MW) | 0 | 0 | 0 | 0 | 0 | 0 | 0 | 0 | 0 | 0 | 0 | 0 | 0 | 0 | 0 | 0 | 0 | 0 | 0 | 0 | 0 | 0 | 0 | 0 | 0 | 0 | 0 | 0 | 0 | 0 | 0 | 0 | 0
F4_Commercial_College_Existing_Food Preparation_Natural Gas_Double Rack Oven_Baseline Forecast | F4 | Commercial | College | Existing | Food Preparation | Natural Gas | Double Rack Oven | Baseline Forecast | Winter Peak Demand (MW) | 0 | 0 | 0 | 0 | 0 | 0 | 0 | 0 | 0 | 0 | 0 | 0 | 0 | 0 | 0 | 0 | 0 | 0 | 0 | 0 | 0 | 0 | 0 | 0 | 0 | 0 | 0 | 0 | 0 | 0 | 0 | 0 | 0
F5_Commercial_College_Existing_Food Preparation_Natural Gas_Double Rack Oven_Baseline Forecast | F5 | Commercial | College | Existing | Food Preparation | Natural Gas | Double Rack Oven | Baseline Forecast | Turnover | 0 | 813.384 | 1051.9918 | 1238.4701 | 1956.5983 | 1512.3269 | 1607.0495 | 1682.0853 | 1741.2469 | 1787.6647 | 1823.872 | 1851.9472 | 1636.5152 | 1511.5382 | 1449.1206 | 1539.0476 | 1524.2572 | 1736.1142 | 1776.407 | 1807.8996 | 1975.2171 | 1822.573 | 1842.5193 | 1811.2734 | 1757.8436 | 1699.7554 | 1668.4069 | 1638.4359 | 1594.136 | 1589.4664 | 1607.6553 | 1693.4879 | 2027.494
F6_Commercial_College_Existing_Food Preparation_Natural Gas_Double Rack Oven_Baseline Forecast | F6 | Commercial | College | Existing | Food Preparation | Natural Gas | Double Rack Oven | Baseline Forecast | Avg. Replacement Usage (kWh) | 0.062986 | 0.060833 | 0.067755 | 0.066519 | 0.066525 | 0.066516 | 0.066495 | 0.066478 | 0.066458 | 0.066439 | 0.06642 | 0.066402 | 0.066383 | 0.066364 | 0.066345 | 0.066327 | 0.066309 | 0.066289 | 0.066269 | 0.066249 | 0.066229 | 0.06621 | 0.066193 | 0.066177 | 0.066162 | 0.06615 | 0.066139 | 0.06613 | 0.066122 | 0.066116 | 0.066113 | 0.066111 | 0.066111
F7_Commercial_College_Existing_Food Preparation_Natural Gas_Double Rack Oven_Baseline Forecast | F7 | Commercial | College | Existing | Food Preparation | Natural Gas | Double Rack Oven | Baseline Forecast | Avg. Replacement Summer Demand (kW) | 0 | 0 | 0 | 0 | 0 | 0 | 0 | 0 | 0 | 0 | 0 | 0 | 0 | 0 | 0 | 0 | 0 | 0 | 0 | 0 | 0 | 0 | 0 | 0 | 0 | 0 | 0 | 0 | 0 | 0 | 0 | 0 | 0
F8_Commercial_College_Existing_Food Preparation_Natural Gas_Double Rack Oven_Baseline Forecast | F8 | Commercial | College | Existing | Food Preparation | Natural Gas | Double Rack Oven | Baseline Forecast | Avg. Replacement Winter Demand (kW) | 0 | 0 | 0 | 0 | 0 | 0 | 0 | 0 | 0 | 0 | 0 | 0 | 0 | 0 | 0 | 0 | 0 | 0 | 0 | 0 | 0 | 0 | 0 | 0 | 0 | 0 | 0 | 0 | 0 | 0 | 0 | 0 | 0
F1_Commercial_College_Existing_Food Preparation_Natural Gas_Fryer_Baseline Forecast | F1 | Commercial | College | Existing | Food Preparation | Natural Gas | Fryer | Baseline Forecast | Units | 63479.844 | 63156.8728 | 62833.9017 | 62443.8711 | 63902.9149 | 63731.1809 | 63579.5736 | 63443.0225 | 63311.1016 | 63179.9974 | 63048.2371 | 62916.6532 | 62786.1907 | 62657.1746 | 62528.7903 | 62400.915 | 62272.9235 | 62146.3756 | 62023.049 | 61903.2805 | 61785.2627 | 61666.9356 | 61547.6777 | 61427.314 | 61305.7414 | 61183.39 | 61060.4084 | 60937.0689 | 60813.2763 | 60689.1205 | 60564.3186 | 60439.1469 | 61263.2576
F2_Commercial_College_Existing_Food Preparation_Natural Gas_Fryer_Baseline Forecast | F2 | Commercial | College | Existing | Food Preparation | Natural Gas | Fryer | Baseline Forecast | Usage (MMtherm) | 0.0024881 | 0.0023909 | 0.0026498 | 0.0025725 | 0.0025819 | 0.0025222 | 0.0024493 | 0.0023659 | 0.0022739 | 0.0021996 | 0.0021395 | 0.0020907 | 0.002051 | 0.0020185 | 0.0019918 | 0.0019697 | 0.0019513 | 0.0019359 | 0.0019229 | 0.0019118 | 0.0019023 | 0.001894 | 0.0018866 | 0.00188 | 0.0018739 | 0.0018683 | 0.001863 | 0.001858 | 0.0018533 | 0.0018487 | 0.0018443 | 0.00184 | 0.0018647
F3_Commercial_College_Existing_Food Preparation_Natural Gas_Fryer_Baseline Forecast | F3 | Commercial | College | Existing | Food Preparation | Natural Gas | Fryer | Baseline Forecast | Summer Peak Demand (MW) | 0 | 0 | 0 | 0 | 0 | 0 | 0 | 0 | 0 | 0 | 0 | 0 | 0 | 0 | 0 | 0 | 0 | 0 | 0 | 0 | 0 | 0 | 0 | 0 | 0 | 0 | 0 | 0 | 0 | 0 | 0 | 0 | 0
F4_Commercial_College_Existing_Food Preparation_Natural Gas_Fryer_Baseline Forecast | F4 | Commercial | College | Existing | Food Preparation | Natural Gas | Fryer | Baseline Forecast | Winter Peak Demand (MW) | 0 | 0 | 0 | 0 | 0 | 0 | 0 | 0 | 0 | 0 | 0 | 0 | 0 | 0 | 0 | 0 | 0 | 0 | 0 | 0 | 0 | 0 | 0 | 0 | 0 | 0 | 0 | 0 | 0 | 0 | 0 | 0 | 0
F5_Commercial_College_Existing_Food Preparation_Natural Gas_Fryer_Baseline Forecast | F5 | Commercial | College | Existing | Food Preparation | Natural Gas | Fryer | Baseline Forecast | Turnover | 0 | 0 | 0 | 1135.3431 | 4638.0046 | 4800.9179 | 6090.7946 | 7116.5153 | 7931.0311 | 6331.6861 | 5054.7852 | 4258.9526 | 4311.4879 | 4386.1052 | 4699.7208 | 5152.0117 | 5963.3828 | 6899.594 | 6547.9821 | 6398.4747 | 6222.772 | 6043.7948 | 5346.6486 | 4960.526 | 4934.133 | 5313.6411 | 5552.9642 | 5775.5345 | 5954.0209 | 6153.0708 | 6206.8492 | 5845.0409 | 6437.9914
F6_Commercial_College_Existing_Food Preparation_Natural Gas_Fryer_Baseline Forecast | F6 | Commercial | College | Existing | Food Preparation | Natural Gas | Fryer | Baseline Forecast | Avg. Replacement Usage (kWh) | 0.039195 | 0.037858 | 0.042171 | 0.030411 | 0.030411 | 0.030411 | 0.030411 | 0.030411 | 0.030411 | 0.030411 | 0.030411 | 0.030411 | 0.030411 | 0.030411 | 0.030411 | 0.030411 | 0.030411 | 0.030411 | 0.030411 | 0.030411 | 0.030411 | 0.030411 | 0.030411 | 0.030411 | 0.030411 | 0.030411 | 0.030411 | 0.030411 | 0.030411 | 0.030411 | 0.030411 | 0.030411 | 0.030411
F7_Commercial_College_Existing_Food Preparation_Natural Gas_Fryer_Baseline Forecast | F7 | Commercial | College | Existing | Food Preparation | Natural Gas | Fryer | Baseline Forecast | Avg. Replacement Summer Demand (kW) | 0 | 0 | 0 | 0 | 0 | 0 | 0 | 0 | 0 | 0 | 0 | 0 | 0 | 0 | 0 | 0 | 0 | 0 | 0 | 0 | 0 | 0 | 0 | 0 | 0 | 0 | 0 | 0 | 0 | 0 | 0 | 0 | 0
F8_Commercial_College_Existing_Food Preparation_Natural Gas_Fryer_Baseline Forecast | F8 | Commercial | College | Existing | Food Preparation | Natural Gas | Fryer | Baseline Forecast | Avg. Replacement Winter Demand (kW) | 0 | 0 | 0 | 0 | 0 | 0 | 0 | 0 | 0 | 0 | 0 | 0 | 0 | 0 | 0 | 0 | 0 | 0 | 0 | 0 | 0 | 0 | 0 | 0 | 0 | 0 | 0 | 0 | 0 | 0 | 0 | 0 | 0
F1_Commercial_College_Existing_Food Preparation_Natural Gas_Broiler_Baseline Forecast | F1 | Commercial | College | Existing | Food Preparation | Natural Gas | Broiler | Baseline Forecast | Units | 98105.2134 | 97606.0762 | 97106.939 | 96504.1644 | 98759.0503 | 98493.6432 | 98259.341 | 98048.3075 | 97844.4297 | 97641.8142 | 97438.1846 | 97234.8276 | 97033.2038 | 96833.8153 | 96635.4031 | 96437.7777 | 96239.9727 | 96044.3987 | 95853.803 | 95668.7062 | 95486.315 | 95303.4459 | 95119.1383 | 94933.1216 | 94745.2367 | 94556.1482 | 94366.0857 | 94175.4701 | 93984.1543 | 93792.2771 | 93599.4015 | 93405.9542 | 94679.58
F2_Commercial_College_Existing_Food Preparation_Natural Gas_Broiler_Baseline Forecast | F2 | Commercial | College | Existing | Food Preparation | Natural Gas | Broiler | Baseline Forecast | Usage (MMtherm) | 0.0042293 | 0.0040641 | 0.0045042 | 0.0043939 | 0.0044965 | 0.0044844 | 0.0044737 | 0.004464 | 0.0044546 | 0.0044452 | 0.0044357 | 0.0044262 | 0.0044168 | 0.0044074 | 0.0043981 | 0.0043887 | 0.0043794 | 0.00437 | 0.0043608 | 0.0043519 | 0.004343 | 0.0043341 | 0.0043251 | 0.0043161 | 0.004307 | 0.0042979 | 0.0042888 | 0.0042796 | 0.0042705 | 0.0042614 | 0.0042523 | 0.0042432 | 0.0043007
F3_Commercial_College_Existing_Food Preparation_Natural Gas_Broiler_Baseline Forecast | F3 | Commercial | College | Existing | Food Preparation | Natural Gas | Broiler | Baseline Forecast | Summer Peak Demand (MW) | 0 | 0 | 0 | 0 | 0 | 0 | 0 | 0 | 0 | 0 | 0 | 0 | 0 | 0 | 0 | 0 | 0 | 0 | 0 | 0 | 0 | 0 | 0 | 0 | 0 | 0 | 0 | 0 | 0 | 0 | 0 | 0 | 0
F4_Commercial_College_Existing_Food Preparation_Natural Gas_Broiler_Baseline Forecast | F4 | Commercial | College | Existing | Food Preparation | Natural Gas | Broiler | Baseline Forecast | Winter Peak Demand (MW) | 0 | 0 | 0 | 0 | 0 | 0 | 0 | 0 | 0 | 0 | 0 | 0 | 0 | 0 | 0 | 0 | 0 | 0 | 0 | 0 | 0 | 0 | 0 | 0 | 0 | 0 | 0 | 0 | 0 | 0 | 0 | 0 | 0
F5_Commercial_College_Existing_Food Preparation_Natural Gas_Broiler_Baseline Forecast | F5 | Commercial | College | Existing | Food Preparation | Natural Gas | Broiler | Baseline Forecast | Turnover | 0 | 3253.5359 | 4207.9674 | 4953.8804 | 7826.393 | 6049.3076 | 6428.1981 | 6728.3412 | 6964.9876 | 7150.6589 | 7295.488 | 7407.7887 | 6546.0607 | 6046.1526 | 5796.4824 | 6156.1902 | 6097.0287 | 6944.4568 | 7105.6282 | 7231.5986 | 7900.8683 | 7290.2921 | 7370.0773 | 7245.0934 | 7031.3744 | 6799.0216 | 6673.6276 | 6553.7438 | 6376.5439 | 6357.8657 | 6430.6212 | 6773.9515 | 8109.976
F6_Commercial_College_Existing_Food Preparation_Natural Gas_Broiler_Baseline Forecast | F6 | Commercial | College | Existing | Food Preparation | Natural Gas | Broiler | Baseline Forecast | Avg. Replacement Usage (kWh) | 0.04311 | 0.041637 | 0.04638 | 0.045529 | 0.045531 | 0.045529 | 0.045523 | 0.045518 | 0.045512 | 0.045506 | 0.045501 | 0.045495 | 0.04549 | 0.045484 | 0.045479 | 0.045473 | 0.045468 | 0.045462 | 0.045456 | 0.04545 | 0.045444 | 0.045439 | 0.045433 | 0.045428 | 0.045424 | 0.04542 | 0.045417 | 0.045414 | 0.045412 | 0.04541 | 0.045409 | 0.045409 | 0.045409
F7_Commercial_College_Existing_Food Preparation_Natural Gas_Broiler_Baseline Forecast | F7 | Commercial | College | Existing | Food Preparation | Natural Gas | Broiler | Baseline Forecast | Avg. Replacement Summer Demand (kW) | 0 | 0 | 0 | 0 | 0 | 0 | 0 | 0 | 0 | 0 | 0 | 0 | 0 | 0 | 0 | 0 | 0 | 0 | 0 | 0 | 0 | 0 | 0 | 0 | 0 | 0 | 0 | 0 | 0 | 0 | 0 | 0 | 0
F8_Commercial_College_Existing_Food Preparation_Natural Gas_Broiler_Baseline Forecast | F8 | Commercial | College | Existing | Food Preparation | Natural Gas | Broiler | Baseline Forecast | Avg. Replacement Winter Demand (kW) | 0 | 0 | 0 | 0 | 0 | 0 | 0 | 0 | 0 | 0 | 0 | 0 | 0 | 0 | 0 | 0 | 0 | 0 | 0 | 0 | 0 | 0 | 0 | 0 | 0 | 0 | 0 | 0 | 0 | 0 | 0 | 0 | 0
F1_Commercial_College_Existing_Food Preparation_Natural Gas_Griddle_Baseline Forecast | F1 | Commercial | College | Existing | Food Preparation | Natural Gas | Griddle | Baseline Forecast | Units | 138501.4777 | 137796.8135 | 137092.1492 | 136241.1733 | 139424.5417 | 139049.8493 | 138719.0696 | 138421.1401 | 138133.3125 | 137847.2671 | 137559.79 | 137272.6978 | 136988.0525 | 136706.5628 | 136426.4515 | 136147.4509 | 135868.1967 | 135592.0923 | 135323.016 | 135061.7029 | 134804.2094 | 134546.0413 | 134285.8423 | 134023.2305 | 133757.9813 | 133491.0327 | 133222.7093 | 132953.6048 | 132683.5119 | 132412.6265 | 132140.3315 | 131867.2295 | 133665.2894
F2_Commercial_College_Existing_Food Preparation_Natural Gas_Griddle_Baseline Forecast | F2 | Commercial | College | Existing | Food Preparation | Natural Gas | Griddle | Baseline Forecast | Usage (MMtherm) | 0.0039633 | 0.0038086 | 0.004221 | 0.0040963 | 0.0041588 | 0.0041217 | 0.0040842 | 0.0040465 | 0.0040081 | 0.0039691 | 0.0039294 | 0.0038894 | 0.0038532 | 0.0038193 | 0.0037907 | 0.0037664 | 0.0037454 | 0.0037237 | 0.003704 | 0.0036916 | 0.0036804 | 0.00367 | 0.0036602 | 0.0036509 | 0.003642 | 0.0036333 | 0.0036249 | 0.0036168 | 0.0036087 | 0.0036008 | 0.0035929 | 0.0035852 | 0.0036337
F3_Commercial_College_Existing_Food Preparation_Natural Gas_Griddle_Baseline Forecast | F3 | Commercial | College | Existing | Food Preparation | Natural Gas | Griddle | Baseline Forecast | Summer Peak Demand (MW) | 0 | 0 | 0 | 0 | 0 | 0 | 0 | 0 | 0 | 0 | 0 | 0 | 0 | 0 | 0 | 0 | 0 | 0 | 0 | 0 | 0 | 0 | 0 | 0 | 0 | 0 | 0 | 0 | 0 | 0 | 0 | 0 | 0
F4_Commercial_College_Existing_Food Preparation_Natural Gas_Griddle_Baseline Forecast | F4 | Commercial | College | Existing | Food Preparation | Natural Gas | Griddle | Baseline Forecast | Winter Peak Demand (MW) | 0 | 0 | 0 | 0 | 0 | 0 | 0 | 0 | 0 | 0 | 0 | 0 | 0 | 0 | 0 | 0 | 0 | 0 | 0 | 0 | 0 | 0 | 0 | 0 | 0 | 0 | 0 | 0 | 0 | 0 | 0 | 0 | 0
F5_Commercial_College_Existing_Food Preparation_Natural Gas_Griddle_Baseline Forecast | F5 | Commercial | College | Existing | Food Preparation | Natural Gas | Griddle | Baseline Forecast | Turnover | 0 | 4593.2271 | 5940.6598 | 6993.7136 | 11049.0255 | 8540.1989 | 9075.1032 | 9498.8347 | 9832.9236 | 10095.0479 | 10299.5125 | 10458.0547 | 9241.4974 | 8535.7449 | 8183.2692 | 8691.0921 | 8607.57 | 9803.939 | 10031.4751 | 10209.3156 | 11154.167 | 10292.177 | 10404.8151 | 10228.3672 | 9926.6462 | 9598.6187 | 9421.5919 | 9252.3441 | 9002.1796 | 8975.8104 | 9078.5241 | 9563.2257 | 11449.3778
F6_Commercial_College_Existing_Food Preparation_Natural Gas_Griddle_Baseline Forecast | F6 | Commercial | College | Existing | Food Preparation | Natural Gas | Griddle | Baseline Forecast | Avg. Replacement Usage (kWh) | 0.028616 | 0.027639 | 0.030789 | 0.027177 | 0.027177 | 0.027177 | 0.027177 | 0.027177 | 0.027177 | 0.027177 | 0.027177 | 0.027177 | 0.027177 | 0.027177 | 0.027177 | 0.027177 | 0.027177 | 0.027177 | 0.027177 | 0.027177 | 0.027177 | 0.027177 | 0.027177 | 0.027177 | 0.027177 | 0.027177 | 0.027177 | 0.027177 | 0.027177 | 0.027177 | 0.027177 | 0.027177 | 0.027177
F7_Commercial_College_Existing_Food Preparation_Natural Gas_Griddle_Baseline Forecast | F7 | Commercial | College | Existing | Food Preparation | Natural Gas | Griddle | Baseline Forecast | Avg. Replacement Summer Demand (kW) | 0 | 0 | 0 | 0 | 0 | 0 | 0 | 0 | 0 | 0 | 0 | 0 | 0 | 0 | 0 | 0 | 0 | 0 | 0 | 0 | 0 | 0 | 0 | 0 | 0 | 0 | 0 | 0 | 0 | 0 | 0 | 0 | 0
F8_Commercial_College_Existing_Food Preparation_Natural Gas_Griddle_Baseline Forecast | F8 | Commercial | College | Existing | Food Preparation | Natural Gas | Griddle | Baseline Forecast | Avg. Replacement Winter Demand (kW) | 0 | 0 | 0 | 0 | 0 | 0 | 0 | 0 | 0 | 0 | 0 | 0 | 0 | 0 | 0 | 0 | 0 | 0 | 0 | 0 | 0 | 0 | 0 | 0 | 0 | 0 | 0 | 0 | 0 | 0 | 0 | 0 | 0
F1_Commercial_College_Existing_Food Preparation_Natural Gas_Range_Baseline Forecast | F1 | Commercial | College | Existing | Food Preparation | Natural Gas | Range | Baseline Forecast | Units | 171203.2155 | 170332.1722 | 169461.1289 | 168409.2281 | 172344.2251 | 171881.0637 | 171472.1832 | 171103.9092 | 170748.1224 | 170394.5385 | 170039.1849 | 169684.307 | 169332.4538 | 168984.5012 | 168638.2525 | 168293.3768 | 167948.1876 | 167606.8919 | 167274.2836 | 166951.2717 | 166632.9811 | 166313.8567 | 165992.2218 | 165667.6044 | 165339.7268 | 165009.7488 | 164678.0712 | 164345.4282 | 164011.5633 | 163676.7189 | 163340.132 | 163002.5476 | 165225.1494
F2_Commercial_College_Existing_Food Preparation_Natural Gas_Range_Baseline Forecast | F2 | Commercial | College | Existing | Food Preparation | Natural Gas | Range | Baseline Forecast | Usage (MMtherm) | 0.0050819 | 0.0048834 | 0.0054122 | 0.0052796 | 0.005403 | 0.0053885 | 0.0053757 | 0.0053641 | 0.0053529 | 0.0053417 | 0.0053305 | 0.0053193 | 0.0053081 | 0.0052971 | 0.0052861 | 0.0052751 | 0.005264 | 0.0052531 | 0.0052424 | 0.005232 | 0.0052218 | 0.0052115 | 0.0052012 | 0.0051908 | 0.0051803 | 0.0051697 | 0.0051591 | 0.0051485 | 0.0051378 | 0.0051271 | 0.0051164 | 0.0051056 | 0.0051751
F3_Commercial_College_Existing_Food Preparation_Natural Gas_Range_Baseline Forecast | F3 | Commercial | College | Existing | Food Preparation | Natural Gas | Range | Baseline Forecast | Summer Peak Demand (MW) | 0 | 0 | 0 | 0 | 0 | 0 | 0 | 0 | 0 | 0 | 0 | 0 | 0 | 0 | 0 | 0 | 0 | 0 | 0 | 0 | 0 | 0 | 0 | 0 | 0 | 0 | 0 | 0 | 0 | 0 | 0 | 0 | 0
F4_Commercial_College_Existing_Food Preparation_Natural Gas_Range_Baseline Forecast | F4 | Commercial | College | Existing | Food Preparation | Natural Gas | Range | Baseline Forecast | Winter Peak Demand (MW) | 0 | 0 | 0 | 0 | 0 | 0 | 0 | 0 | 0 | 0 | 0 | 0 | 0 | 0 | 0 | 0 | 0 | 0 | 0 | 0 | 0 | 0 | 0 | 0 | 0 | 0 | 0 | 0 | 0 | 0 | 0 | 0 | 0
F5_Commercial_College_Existing_Food Preparation_Natural Gas_Range_Baseline Forecast | F5 | Commercial | College | Existing | Food Preparation | Natural Gas | Range | Baseline Forecast | Turnover | 0 | 6813.2869 | 8811.9787 | 10374.0085 | 15602.3883 | 12667.9617 | 13461.4031 | 14089.9381 | 14585.5034 | 14974.321 | 13283.7285 | 12329.2283 | 11881.474 | 12545.2938 | 12501.4629 | 14347.4799 | 14736.7125 | 15041.0134 | 16279.2237 | 14870.2267 | 14504.8081 | 14083.0782 | 13843.0616 | 13615.8372 | 13267.2762 | 13252.1578 | 13428.4204 | 14095.3372 | 14170.4189 | 14639.8516 | 14560.789 | 14428.5174 | 16768.7012
F6_Commercial_College_Existing_Food Preparation_Natural Gas_Range_Baseline Forecast | F6 | Commercial | College | Existing | Food Preparation | Natural Gas | Range | Baseline Forecast | Avg. Replacement Usage (kWh) | 0.029683 | 0.02867 | 0.031937 | 0.031351 | 0.031351 | 0.031351 | 0.031349 | 0.031348 | 0.031346 | 0.031345 | 0.031343 | 0.031342 | 0.031341 | 0.031339 | 0.031338 | 0.031336 | 0.031335 | 0.031333 | 0.031332 | 0.03133 | 0.031329 | 0.031327 | 0.031326 | 0.031324 | 0.031323 | 0.031322 | 0.031321 | 0.03132 | 0.031319 | 0.031319 | 0.031318 | 0.031318 | 0.031318
F7_Commercial_College_Existing_Food Preparation_Natural Gas_Range_Baseline Forecast | F7 | Commercial | College | Existing | Food Preparation | Natural Gas | Range | Baseline Forecast | Avg. Replacement Summer Demand (kW) | 0 | 0 | 0 | 0 | 0 | 0 | 0 | 0 | 0 | 0 | 0 | 0 | 0 | 0 | 0 | 0 | 0 | 0 | 0 | 0 | 0 | 0 | 0 | 0 | 0 | 0 | 0 | 0 | 0 | 0 | 0 | 0 | 0
F8_Commercial_College_Existing_Food Preparation_Natural Gas_Range_Baseline Forecast | F8 | Commercial | College | Existing | Food Preparation | Natural Gas | Range | Baseline Forecast | Avg. Replacement Winter Demand (kW) | 0 | 0 | 0 | 0 | 0 | 0 | 0 | 0 | 0 | 0 | 0 | 0 | 0 | 0 | 0 | 0 | 0 | 0 | 0 | 0 | 0 | 0 | 0 | 0 | 0 | 0 | 0 | 0 | 0 | 0 | 0 | 0 | 0
F1_Commercial_College_Existing_Food Preparation_Natural Gas_Steamer_Baseline Forecast | F1 | Commercial | College | Existing | Food Preparation | Natural Gas | Steamer | Baseline Forecast | Units | 61556.2123 | 61243.0282 | 60929.8441 | 60551.6326 | 61966.463 | 61799.933 | 61652.9198 | 61520.5067 | 61392.5833 | 61265.4521 | 61137.6844 | 61010.0879 | 60883.5789 | 60758.4724 | 60633.9784 | 60509.9782 | 60385.8652 | 60263.1521 | 60143.5626 | 60027.4235 | 59912.982 | 59798.2406 | 59682.5966 | 59565.8802 | 59447.9917 | 59329.3479 | 59210.093 | 59090.491 | 58970.4497 | 58850.0562 | 58729.0362 | 58607.6576 | 59406.7953
F2_Commercial_College_Existing_Food Preparation_Natural Gas_Steamer_Baseline Forecast | F2 | Commercial | College | Existing | Food Preparation | Natural Gas | Steamer | Baseline Forecast | Usage (MMtherm) | 0.0030517 | 0.0029325 | 0.0032498 | 0.0030732 | 0.0029932 | 0.0028725 | 0.0027466 | 0.002616 | 0.0024809 | 0.0023418 | 0.0022096 | 0.0020825 | 0.0019695 | 0.0018691 | 0.0017798 | 0.0017003 | 0.0016296 | 0.0015666 | 0.0015105 | 0.0014377 | 0.0013698 | 0.0013354 | 0.0013046 | 0.001277 | 0.0012522 | 0.00123 | 0.00121 | 0.0011921 | 0.0011759 | 0.0011613 | 0.0011481 | 0.0011361 | 0.001142
F3_Commercial_College_Existing_Food Preparation_Natural Gas_Steamer_Baseline Forecast | F3 | Commercial | College | Existing | Food Preparation | Natural Gas | Steamer | Baseline Forecast | Summer Peak Demand (MW) | 0 | 0 | 0 | 0 | 0 | 0 | 0 | 0 | 0 | 0 | 0 | 0 | 0 | 0 | 0 | 0 | 0 | 0 | 0 | 0 | 0 | 0 | 0 | 0 | 0 | 0 | 0 | 0 | 0 | 0 | 0 | 0 | 0
F4_Commercial_College_Existing_Food Preparation_Natural Gas_Steamer_Baseline Forecast | F4 | Commercial | College | Existing | Food Preparation | Natural Gas | Steamer | Baseline Forecast | Winter Peak Demand (MW) | 0 | 0 | 0 | 0 | 0 | 0 | 0 | 0 | 0 | 0 | 0 | 0 | 0 | 0 | 0 | 0 | 0 | 0 | 0 | 0 | 0 | 0 | 0 | 0 | 0 | 0 | 0 | 0 | 0 | 0 | 0 | 0 | 0
F5_Commercial_College_Existing_Food Preparation_Natural Gas_Steamer_Baseline Forecast | F5 | Commercial | College | Existing | Food Preparation | Natural Gas | Steamer | Baseline Forecast | Turnover | 0 | 2268.2603 | 2570.086 | 2831.0034 | 4491.9411 | 3287.0154 | 3472.6673 | 3636.8141 | 3781.4725 | 3908.669 | 3712.9776 | 3572.949 | 3478.428 | 3574.9575 | 3529.5622 | 3509.6713 | 3509.9467 | 3526.0463 | 3554.3873 | 4227.4213 | 4233.1395 | 4217.4646 | 4624.4194 | 4133.7657 | 4107.7536 | 4078.183 | 4047.9111 | 4018.997 | 3970.9221 | 3945.2139 | 3933.9971 | 4025.0257 | 4817.5252
F6_Commercial_College_Existing_Food Preparation_Natural Gas_Steamer_Baseline Forecast | F6 | Commercial | College | Existing | Food Preparation | Natural Gas | Steamer | Baseline Forecast | Avg. Replacement Usage (kWh) | 0.049576 | 0.04787 | 0.053254 | 0.018074 | 0.018074 | 0.018074 | 0.018074 | 0.018074 | 0.018074 | 0.018074 | 0.018074 | 0.018074 | 0.018074 | 0.018074 | 0.018074 | 0.018074 | 0.018074 | 0.018074 | 0.018074 | 0.018074 | 0.018074 | 0.018074 | 0.018074 | 0.018074 | 0.018074 | 0.018074 | 0.018074 | 0.018074 | 0.018074 | 0.018074 | 0.018074 | 0.018074 | 0.018074
F7_Commercial_College_Existing_Food Preparation_Natural Gas_Steamer_Baseline Forecast | F7 | Commercial | College | Existing | Food Preparation | Natural Gas | Steamer | Baseline Forecast | Avg. Replacement Summer Demand (kW) | 0 | 0 | 0 | 0 | 0 | 0 | 0 | 0 | 0 | 0 | 0 | 0 | 0 | 0 | 0 | 0 | 0 | 0 | 0 | 0 | 0 | 0 | 0 | 0 | 0 | 0 | 0 | 0 | 0 | 0 | 0 | 0 | 0
F8_Commercial_College_Existing_Food Preparation_Natural Gas_Steamer_Baseline Forecast | F8 | Commercial | College | Existing | Food Preparation | Natural Gas | Steamer | Baseline Forecast | Avg. Replacement Winter Demand (kW) | 0 | 0 | 0 | 0 | 0 | 0 | 0 | 0 | 0 | 0 | 0 | 0 | 0 | 0 | 0 | 0 | 0 | 0 | 0 | 0 | 0 | 0 | 0 | 0 | 0 | 0 | 0 | 0 | 0 | 0 | 0 | 0 | 0
F1_Commercial_College_Existing_Food Preparation_Natural Gas_Food Prep Other_Baseline Forecast | F1 | Commercial | College | Existing | Food Preparation | Natural Gas | Food Prep Other | Baseline Forecast | Units | 7694.5265 | 7655.3785 | 7616.2305 | 7568.9541 | 7745.8079 | 7724.9916 | 7706.615 | 7690.0633 | 7674.0729 | 7658.1815 | 7642.2106 | 7626.261 | 7610.4474 | 7594.809 | 7579.2473 | 7563.7473 | 7548.2332 | 7532.894 | 7517.9453 | 7503.4279 | 7489.1227 | 7474.7801 | 7460.3246 | 7445.735 | 7430.999 | 7416.1685 | 7401.2616 | 7386.3114 | 7371.3062 | 7356.257 | 7341.1295 | 7325.9572 | 7425.8494
F2_Commercial_College_Existing_Food Preparation_Natural Gas_Food Prep Other_Baseline Forecast | F2 | Commercial | College | Existing | Food Preparation | Natural Gas | Food Prep Other | Baseline Forecast | Usage (MMtherm) | 9.5318e-05 | 9.1596e-05 | 0.00010151 | 9.9028e-05 | 0.00010134 | 0.00010107 | 0.00010083 | 0.00010061 | 0.0001004 | 0.0001002 | 9.9987e-05 | 9.9778e-05 | 9.9571e-05 | 9.9367e-05 | 9.9163e-05 | 9.896e-05 | 9.8757e-05 | 9.8556e-05 | 9.8361e-05 | 9.8171e-05 | 9.7984e-05 | 9.7796e-05 | 9.7607e-05 | 9.7416e-05 | 9.7223e-05 | 9.7029e-05 | 9.6834e-05 | 9.6639e-05 | 9.6442e-05 | 9.6245e-05 | 9.6048e-05 | 9.5849e-05 | 9.7156e-05
F3_Commercial_College_Existing_Food Preparation_Natural Gas_Food Prep Other_Baseline Forecast | F3 | Commercial | College | Existing | Food Preparation | Natural Gas | Food Prep Other | Baseline Forecast | Summer Peak Demand (MW) | 0 | 0 | 0 | 0 | 0 | 0 | 0 | 0 | 0 | 0 | 0 | 0 | 0 | 0 | 0 | 0 | 0 | 0 | 0 | 0 | 0 | 0 | 0 | 0 | 0 | 0 | 0 | 0 | 0 | 0 | 0 | 0 | 0
F4_Commercial_College_Existing_Food Preparation_Natural Gas_Food Prep Other_Baseline Forecast | F4 | Commercial | College | Existing | Food Preparation | Natural Gas | Food Prep Other | Baseline Forecast | Winter Peak Demand (MW) | 0 | 0 | 0 | 0 | 0 | 0 | 0 | 0 | 0 | 0 | 0 | 0 | 0 | 0 | 0 | 0 | 0 | 0 | 0 | 0 | 0 | 0 | 0 | 0 | 0 | 0 | 0 | 0 | 0 | 0 | 0 | 0 | 0
F5_Commercial_College_Existing_Food Preparation_Natural Gas_Food Prep Other_Baseline Forecast | F5 | Commercial | College | Existing | Food Preparation | Natural Gas | Food Prep Other | Baseline Forecast | Turnover | 0 | 306.2151 | 396.044 | 466.2476 | 701.2309 | 569.3466 | 605.0069 | 633.2556 | 655.5282 | 673.0032 | 597.0215 | 554.1226 | 533.9988 | 563.8334 | 561.8635 | 644.8306 | 662.3242 | 676.0006 | 731.6505 | 668.3248 | 651.9015 | 632.9473 | 622.1601 | 611.9477 | 596.2821 | 595.6026 | 603.5245 | 633.4983 | 636.8728 | 657.9709 | 654.4175 | 648.4727 | 753.6495
F6_Commercial_College_Existing_Food Preparation_Natural Gas_Food Prep Other_Baseline Forecast | F6 | Commercial | College | Existing | Food Preparation | Natural Gas | Food Prep Other | Baseline Forecast | Avg. Replacement Usage (kWh) | 0.012388 | 0.011965 | 0.013329 | 0.013083 | 0.013083 | 0.013083 | 0.013083 | 0.013083 | 0.013083 | 0.013083 | 0.013083 | 0.013083 | 0.013083 | 0.013083 | 0.013083 | 0.013083 | 0.013083 | 0.013083 | 0.013083 | 0.013083 | 0.013083 | 0.013083 | 0.013083 | 0.013083 | 0.013083 | 0.013083 | 0.013083 | 0.013083 | 0.013083 | 0.013083 | 0.013083 | 0.013083 | 0.013083
F7_Commercial_College_Existing_Food Preparation_Natural Gas_Food Prep Other_Baseline Forecast | F7 | Commercial | College | Existing | Food Preparation | Natural Gas | Food Prep Other | Baseline Forecast | Avg. Replacement Summer Demand (kW) | 0 | 0 | 0 | 0 | 0 | 0 | 0 | 0 | 0 | 0 | 0 | 0 | 0 | 0 | 0 | 0 | 0 | 0 | 0 | 0 | 0 | 0 | 0 | 0 | 0 | 0 | 0 | 0 | 0 | 0 | 0 | 0 | 0
F8_Commercial_College_Existing_Food Preparation_Natural Gas_Food Prep Other_Baseline Forecast | F8 | Commercial | College | Existing | Food Preparation | Natural Gas | Food Prep Other | Baseline Forecast | Avg. Replacement Winter Demand (kW) | 0 | 0 | 0 | 0 | 0 | 0 | 0 | 0 | 0 | 0 | 0 | 0 | 0 | 0 | 0 | 0 | 0 | 0 | 0 | 0 | 0 | 0 | 0 | 0 | 0 | 0 | 0 | 0 | 0 | 0 | 0 | 0 | 0
F1_Commercial_College_Existing_Miscellaneous_Natural Gas_Pool Heater_Baseline Forecast | F1 | Commercial | College | Existing | Miscellaneous | Natural Gas | Pool Heater | Baseline Forecast | Units | 7127.8279 | 7091.5632 | 7055.2984 | 7011.5038 | 7175.3324 | 7156.0493 | 7139.0261 | 7123.6934 | 7108.8807 | 7094.1597 | 7079.365 | 7064.5901 | 7049.9412 | 7035.4546 | 7021.039 | 7006.6805 | 6992.309 | 6978.0996 | 6964.2519 | 6950.8037 | 6937.552 | 6924.2657 | 6910.8748 | 6897.3598 | 6883.7091 | 6869.9708 | 6856.1619 | 6842.3127 | 6828.4127 | 6814.4718 | 6800.4585 | 6786.4036 | 6878.9388
F2_Commercial_College_Existing_Miscellaneous_Natural Gas_Pool Heater_Baseline Forecast | F2 | Commercial | College | Existing | Miscellaneous | Natural Gas | Pool Heater | Baseline Forecast | Usage (MMtherm) | 6.2769e-05 | 6.0318e-05 | 6.685e-05 | 6.5212e-05 | 6.6736e-05 | 6.6557e-05 | 6.6398e-05 | 6.6256e-05 | 6.6118e-05 | 6.5981e-05 | 6.5843e-05 | 6.5706e-05 | 6.557e-05 | 6.5435e-05 | 6.5301e-05 | 6.5167e-05 | 6.5034e-05 | 6.4902e-05 | 6.4773e-05 | 6.4648e-05 | 6.4524e-05 | 6.4401e-05 | 6.4276e-05 | 6.4151e-05 | 6.4024e-05 | 6.3896e-05 | 6.3767e-05 | 6.3639e-05 | 6.3509e-05 | 6.338e-05 | 6.3249e-05 | 6.3119e-05 | 6.3979e-05
F3_Commercial_College_Existing_Miscellaneous_Natural Gas_Pool Heater_Baseline Forecast | F3 | Commercial | College | Existing | Miscellaneous | Natural Gas | Pool Heater | Baseline Forecast | Summer Peak Demand (MW) | 0 | 0 | 0 | 0 | 0 | 0 | 0 | 0 | 0 | 0 | 0 | 0 | 0 | 0 | 0 | 0 | 0 | 0 | 0 | 0 | 0 | 0 | 0 | 0 | 0 | 0 | 0 | 0 | 0 | 0 | 0 | 0 | 0
F4_Commercial_College_Existing_Miscellaneous_Natural Gas_Pool Heater_Baseline Forecast | F4 | Commercial | College | Existing | Miscellaneous | Natural Gas | Pool Heater | Baseline Forecast | Winter Peak Demand (MW) | 0 | 0 | 0 | 0 | 0 | 0 | 0 | 0 | 0 | 0 | 0 | 0 | 0 | 0 | 0 | 0 | 0 | 0 | 0 | 0 | 0 | 0 | 0 | 0 | 0 | 0 | 0 | 0 | 0 | 0 | 0 | 0 | 0
F5_Commercial_College_Existing_Miscellaneous_Natural Gas_Pool Heater_Baseline Forecast | F5 | Commercial | College | Existing | Miscellaneous | Natural Gas | Pool Heater | Baseline Forecast | Turnover | 0 | 472.7709 | 611.4592 | 719.8477 | 973.4236 | 879.0241 | 794.5601 | 754.941 | 745.3332 | 787.5141 | 802.6183 | 918.6534 | 918.9419 | 910.0049 | 947.4357 | 891.7157 | 872.6104 | 868.8498 | 871.7953 | 894.9115 | 895.4499 | 918.0559 | 905.6839 | 894.003 | 901.1411 | 882.9959 | 882.3414 | 883.2762 | 883.399 | 890.0654 | 885.9771 | 888.2383 | 975.6098
F6_Commercial_College_Existing_Miscellaneous_Natural Gas_Pool Heater_Baseline Forecast | F6 | Commercial | College | Existing | Miscellaneous | Natural Gas | Pool Heater | Baseline Forecast | Avg. Replacement Usage (kWh) | 0.0088062 | 0.0085056 | 0.0094751 | 0.0093007 | 0.0093007 | 0.0093007 | 0.0093007 | 0.0093007 | 0.0093007 | 0.0093007 | 0.0093007 | 0.0093007 | 0.0093007 | 0.0093007 | 0.0093007 | 0.0093007 | 0.0093007 | 0.0093007 | 0.0093007 | 0.0093007 | 0.0093007 | 0.0093007 | 0.0093007 | 0.0093007 | 0.0093007 | 0.0093007 | 0.0093007 | 0.0093007 | 0.0093007 | 0.0093007 | 0.0093007 | 0.0093007 | 0.0093007
F7_Commercial_College_Existing_Miscellaneous_Natural Gas_Pool Heater_Baseline Forecast | F7 | Commercial | College | Existing | Miscellaneous | Natural Gas | Pool Heater | Baseline Forecast | Avg. Replacement Summer Demand (kW) | 0 | 0 | 0 | 0 | 0 | 0 | 0 | 0 | 0 | 0 | 0 | 0 | 0 | 0 | 0 | 0 | 0 | 0 | 0 | 0 | 0 | 0 | 0 | 0 | 0 | 0 | 0 | 0 | 0 | 0 | 0 | 0 | 0
F8_Commercial_College_Existing_Miscellaneous_Natural Gas_Pool Heater_Baseline Forecast | F8 | Commercial | College | Existing | Miscellaneous | Natural Gas | Pool Heater | Baseline Forecast | Avg. Replacement Winter Demand (kW) | 0 | 0 | 0 | 0 | 0 | 0 | 0 | 0 | 0 | 0 | 0 | 0 | 0 | 0 | 0 | 0 | 0 | 0 | 0 | 0 | 0 | 0 | 0 | 0 | 0 | 0 | 0 | 0 | 0 | 0 | 0 | 0 | 0
F1_Commercial_College_Existing_Miscellaneous_Natural Gas_Miscellaneous_Baseline Forecast | F1 | Commercial | College | Existing | Miscellaneous | Natural Gas | Miscellaneous | Baseline Forecast | Units | 586707.6487 | 583722.6126 | 580737.5766 | 577132.748 | 590617.8501 | 589030.6114 | 587629.392 | 586367.3294 | 585148.0598 | 583936.3399 | 582718.5549 | 581502.4005 | 580296.6112 | 579104.1896 | 577917.607 | 576735.7295 | 575552.7777 | 574383.1688 | 573243.3315 | 572136.3804 | 571045.6094 | 569951.9807 | 568849.7488 | 567737.2959 | 566613.6706 | 565482.8469 | 564346.199 | 563206.2427 | 562062.099 | 560914.5985 | 559761.1267 | 558604.2361 | 566221.0176
F2_Commercial_College_Existing_Miscellaneous_Natural Gas_Miscellaneous_Baseline Forecast | F2 | Commercial | College | Existing | Miscellaneous | Natural Gas | Miscellaneous | Baseline Forecast | Usage (MMtherm) | 0.020289 | 0.019497 | 0.021608 | 0.021079 | 0.021572 | 0.021514 | 0.021462 | 0.021416 | 0.021372 | 0.021328 | 0.021283 | 0.021239 | 0.021195 | 0.021151 | 0.021108 | 0.021065 | 0.021021 | 0.020979 | 0.020937 | 0.020897 | 0.020857 | 0.020817 | 0.020777 | 0.020736 | 0.020695 | 0.020654 | 0.020612 | 0.02057 | 0.020529 | 0.020487 | 0.020445 | 0.020402 | 0.020681
F3_Commercial_College_Existing_Miscellaneous_Natural Gas_Miscellaneous_Baseline Forecast | F3 | Commercial | College | Existing | Miscellaneous | Natural Gas | Miscellaneous | Baseline Forecast | Summer Peak Demand (MW) | 0 | 0 | 0 | 0 | 0 | 0 | 0 | 0 | 0 | 0 | 0 | 0 | 0 | 0 | 0 | 0 | 0 | 0 | 0 | 0 | 0 | 0 | 0 | 0 | 0 | 0 | 0 | 0 | 0 | 0 | 0 | 0 | 0
F4_Commercial_College_Existing_Miscellaneous_Natural Gas_Miscellaneous_Baseline Forecast | F4 | Commercial | College | Existing | Miscellaneous | Natural Gas | Miscellaneous | Baseline Forecast | Winter Peak Demand (MW) | 0 | 0 | 0 | 0 | 0 | 0 | 0 | 0 | 0 | 0 | 0 | 0 | 0 | 0 | 0 | 0 | 0 | 0 | 0 | 0 | 0 | 0 | 0 | 0 | 0 | 0 | 0 | 0 | 0 | 0 | 0 | 0 | 0
F5_Commercial_College_Existing_Miscellaneous_Natural Gas_Miscellaneous_Baseline Forecast | F5 | Commercial | College | Existing | Miscellaneous | Natural Gas | Miscellaneous | Baseline Forecast | Turnover | 0 | 50033.3668 | 59258.9364 | 66967.59 | 77952.8252 | 63499.9512 | 63817.4436 | 65639.1585 | 65156.7745 | 64792.4947 | 64739.2766 | 78815.6761 | 79311.9465 | 79340.3513 | 82188.4455 | 77500.6322 | 77691.3962 | 78685.7383 | 78216.8239 | 77880.9464 | 77826.7177 | 81748.9155 | 81185.3437 | 80559.7067 | 81384.5505 | 79857.0635 | 79851.0264 | 80191.1063 | 79845.3915 | 79584.3107 | 79487.5599 | 80490.2619 | 87814.7821
F6_Commercial_College_Existing_Miscellaneous_Natural Gas_Miscellaneous_Baseline Forecast | F6 | Commercial | College | Existing | Miscellaneous | Natural Gas | Miscellaneous | Baseline Forecast | Avg. Replacement Usage (kWh) | 0.034582 | 0.033401 | 0.037209 | 0.036524 | 0.036524 | 0.036524 | 0.036524 | 0.036524 | 0.036524 | 0.036524 | 0.036524 | 0.036524 | 0.036524 | 0.036524 | 0.036524 | 0.036524 | 0.036524 | 0.036524 | 0.036524 | 0.036524 | 0.036524 | 0.036524 | 0.036524 | 0.036524 | 0.036524 | 0.036524 | 0.036524 | 0.036524 | 0.036524 | 0.036524 | 0.036524 | 0.036524 | 0.036524
F7_Commercial_College_Existing_Miscellaneous_Natural Gas_Miscellaneous_Baseline Forecast | F7 | Commercial | College | Existing | Miscellaneous | Natural Gas | Miscellaneous | Baseline Forecast | Avg. Replacement Summer Demand (kW) | 0 | 0 | 0 | 0 | 0 | 0 | 0 | 0 | 0 | 0 | 0 | 0 | 0 | 0 | 0 | 0 | 0 | 0 | 0 | 0 | 0 | 0 | 0 | 0 | 0 | 0 | 0 | 0 | 0 | 0 | 0 | 0 | 0
F8_Commercial_College_Existing_Miscellaneous_Natural Gas_Miscellaneous_Baseline Forecast | F8 | Commercial | College | Existing | Miscellaneous | Natural Gas | Miscellaneous | Baseline Forecast | Avg. Replacement Winter Demand (kW) | 0 | 0 | 0 | 0 | 0 | 0 | 0 | 0 | 0 | 0 | 0 | 0 | 0 | 0 | 0 | 0 | 0 | 0 | 0 | 0 | 0 | 0 | 0 | 0 | 0 | 0 | 0 | 0 | 0 | 0 | 0 | 0 | 0
F1_Commercial_College_New_Space Heating_Natural Gas_Furnace_Baseline Forecast | F1 | Commercial | College | New | Space Heating | Natural Gas | Furnace | Baseline Forecast | Units | 0 | 0 | 0 | 0 | 0 | 0 | 0 | 0 | 0 | 0 | 0 | 0 | 0 | 0 | 0 | 0 | 0 | 0 | 0 | 0 | 0 | 0 | 0 | 0 | 0 | 0 | 0 | 0 | 0 | 0 | 0 | 0 | 0
F2_Commercial_College_New_Space Heating_Natural Gas_Furnace_Baseline Forecast | F2 | Commercial | College | New | Space Heating | Natural Gas | Furnace | Baseline Forecast | Usage (MMtherm) | 0 | 0 | 0 | 0 | 0 | 0 | 0 | 0 | 0 | 0 | 0 | 0 | 0 | 0 | 0 | 0 | 0 | 0 | 0 | 0 | 0 | 0 | 0 | 0 | 0 | 0 | 0 | 0 | 0 | 0 | 0 | 0 | 0
F3_Commercial_College_New_Space Heating_Natural Gas_Furnace_Baseline Forecast | F3 | Commercial | College | New | Space Heating | Natural Gas | Furnace | Baseline Forecast | Summer Peak Demand (MW) | 0 | 0 | 0 | 0 | 0 | 0 | 0 | 0 | 0 | 0 | 0 | 0 | 0 | 0 | 0 | 0 | 0 | 0 | 0 | 0 | 0 | 0 | 0 | 0 | 0 | 0 | 0 | 0 | 0 | 0 | 0 | 0 | 0
F4_Commercial_College_New_Space Heating_Natural Gas_Furnace_Baseline Forecast | F4 | Commercial | College | New | Space Heating | Natural Gas | Furnace | Baseline Forecast | Winter Peak Demand (MW) | 0 | 0 | 0 | 0 | 0 | 0 | 0 | 0 | 0 | 0 | 0 | 0 | 0 | 0 | 0 | 0 | 0 | 0 | 0 | 0 | 0 | 0 | 0 | 0 | 0 | 0 | 0 | 0 | 0 | 0 | 0 | 0 | 0
F5_Commercial_College_New_Space Heating_Natural Gas_Furnace_Baseline Forecast | F5 | Commercial | College | New | Space Heating | Natural Gas | Furnace | Baseline Forecast | Turnover | 0 | 0 | 0 | 0 | 0 | 0 | 0 | 0 | 0 | 0 | 0 | 0 | 0 | 0 | 0 | 0 | 0 | 0 | 0 | 0 | 0 | 0 | 0 | 0 | 0 | 0 | 0 | 0 | 0 | 0 | 0 | 0 | 0
F6_Commercial_College_New_Space Heating_Natural Gas_Furnace_Baseline Forecast | F6 | Commercial | College | New | Space Heating | Natural Gas | Furnace | Baseline Forecast | Avg. Replacement Usage (kWh) | 0.21374 | 0.20645 | 0.22876 | 0.22335 | 0.22216 | 0.19862 | 0.19755 | 0.17267 | 0.17173 | 0.17078 | 0.16983 | 0.16888 | 0.16794 | 0.16699 | 0.16604 | 0.1651 | 0.16415 | 0.1632 | 0.16226 | 0.16131 | 0.16036 | 0.15942 | 0.15847 | 0.15752 | 0.15657 | 0.15563 | 0.15468 | 0.15374 | 0.15279 | 0.15185 | 0.15091 | 0.14996 | 0.14996
F7_Commercial_College_New_Space Heating_Natural Gas_Furnace_Baseline Forecast | F7 | Commercial | College | New | Space Heating | Natural Gas | Furnace | Baseline Forecast | Avg. Replacement Summer Demand (kW) | 0 | 0 | 0 | 0 | 0 | 0 | 0 | 0 | 0 | 0 | 0 | 0 | 0 | 0 | 0 | 0 | 0 | 0 | 0 | 0 | 0 | 0 | 0 | 0 | 0 | 0 | 0 | 0 | 0 | 0 | 0 | 0 | 0
F8_Commercial_College_New_Space Heating_Natural Gas_Furnace_Baseline Forecast | F8 | Commercial | College | New | Space Heating | Natural Gas | Furnace | Baseline Forecast | Avg. Replacement Winter Demand (kW) | 0 | 0 | 0 | 0 | 0 | 0 | 0 | 0 | 0 | 0 | 0 | 0 | 0 | 0 | 0 | 0 | 0 | 0 | 0 | 0 | 0 | 0 | 0 | 0 | 0 | 0 | 0 | 0 | 0 | 0 | 0 | 0 | 0
F1_Commercial_College_New_Space Heating_Natural Gas_Boiler_Baseline Forecast | F1 | Commercial | College | New | Space Heating | Natural Gas | Boiler | Baseline Forecast | Units | 0 | 0 | 0 | 0 | 0 | 0 | 0 | 0 | 0 | 0 | 0 | 0 | 0 | 0 | 0 | 0 | 0 | 0 | 0 | 0 | 0 | 0 | 0 | 0 | 0 | 0 | 0 | 0 | 0 | 0 | 0 | 0 | 0
F2_Commercial_College_New_Space Heating_Natural Gas_Boiler_Baseline Forecast | F2 | Commercial | College | New | Space Heating | Natural Gas | Boiler | Baseline Forecast | Usage (MMtherm) | 0 | 0 | 0 | 0 | 0 | 0 | 0 | 0 | 0 | 0 | 0 | 0 | 0 | 0 | 0 | 0 | 0 | 0 | 0 | 0 | 0 | 0 | 0 | 0 | 0 | 0 | 0 | 0 | 0 | 0 | 0 | 0 | 0
F3_Commercial_College_New_Space Heating_Natural Gas_Boiler_Baseline Forecast | F3 | Commercial | College | New | Space Heating | Natural Gas | Boiler | Baseline Forecast | Summer Peak Demand (MW) | 0 | 0 | 0 | 0 | 0 | 0 | 0 | 0 | 0 | 0 | 0 | 0 | 0 | 0 | 0 | 0 | 0 | 0 | 0 | 0 | 0 | 0 | 0 | 0 | 0 | 0 | 0 | 0 | 0 | 0 | 0 | 0 | 0
F4_Commercial_College_New_Space Heating_Natural Gas_Boiler_Baseline Forecast | F4 | Commercial | College | New | Space Heating | Natural Gas | Boiler | Baseline Forecast | Winter Peak Demand (MW) | 0 | 0 | 0 | 0 | 0 | 0 | 0 | 0 | 0 | 0 | 0 | 0 | 0 | 0 | 0 | 0 | 0 | 0 | 0 | 0 | 0 | 0 | 0 | 0 | 0 | 0 | 0 | 0 | 0 | 0 | 0 | 0 | 0
F5_Commercial_College_New_Space Heating_Natural Gas_Boiler_Baseline Forecast | F5 | Commercial | College | New | Space Heating | Natural Gas | Boiler | Baseline Forecast | Turnover | 0 | 0 | 0 | 0 | 0 | 0 | 0 | 0 | 0 | 0 | 0 | 0 | 0 | 0 | 0 | 0 | 0 | 0 | 0 | 0 | 0 | 0 | 0 | 0 | 0 | 0 | 0 | 0 | 0 | 0 | 0 | 0 | 0
F6_Commercial_College_New_Space Heating_Natural Gas_Boiler_Baseline Forecast | F6 | Commercial | College | New | Space Heating | Natural Gas | Boiler | Baseline Forecast | Avg. Replacement Usage (kWh) | 0.69808 | 0.67425 | 0.74712 | 0.72947 | 0.72557 | 0.61419 | 0.61086 | 0.60754 | 0.60422 | 0.6009 | 0.59758 | 0.59426 | 0.59094 | 0.58762 | 0.58429 | 0.58097 | 0.57765 | 0.57434 | 0.57101 | 0.56769 | 0.56437 | 0.56106 | 0.55774 | 0.55442 | 0.5511 | 0.54779 | 0.54446 | 0.54115 | 0.53783 | 0.53452 | 0.53119 | 0.52787 | 0.52787
F7_Commercial_College_New_Space Heating_Natural Gas_Boiler_Baseline Forecast | F7 | Commercial | College | New | Space Heating | Natural Gas | Boiler | Baseline Forecast | Avg. Replacement Summer Demand (kW) | 0 | 0 | 0 | 0 | 0 | 0 | 0 | 0 | 0 | 0 | 0 | 0 | 0 | 0 | 0 | 0 | 0 | 0 | 0 | 0 | 0 | 0 | 0 | 0 | 0 | 0 | 0 | 0 | 0 | 0 | 0 | 0 | 0
F8_Commercial_College_New_Space Heating_Natural Gas_Boiler_Baseline Forecast | F8 | Commercial | College | New | Space Heating | Natural Gas | Boiler | Baseline Forecast | Avg. Replacement Winter Demand (kW) | 0 | 0 | 0 | 0 | 0 | 0 | 0 | 0 | 0 | 0 | 0 | 0 | 0 | 0 | 0 | 0 | 0 | 0 | 0 | 0 | 0 | 0 | 0 | 0 | 0 | 0 | 0 | 0 | 0 | 0 | 0 | 0 | 0
F1_Commercial_College_New_Space Heating_Natural Gas_Unit Heater_Baseline Forecast | F1 | Commercial | College | New | Space Heating | Natural Gas | Unit Heater | Baseline Forecast | Units | 0 | 0 | 0 | 0 | 0 | 0 | 0 | 0 | 0 | 0 | 0 | 0 | 0 | 0 | 0 | 0 | 0 | 0 | 0 | 0 | 0 | 0 | 0 | 0 | 0 | 0 | 0 | 0 | 0 | 0 | 0 | 0 | 0
F2_Commercial_College_New_Space Heating_Natural Gas_Unit Heater_Baseline Forecast | F2 | Commercial | College | New | Space Heating | Natural Gas | Unit Heater | Baseline Forecast | Usage (MMtherm) | 0 | 0 | 0 | 0 | 0 | 0 | 0 | 0 | 0 | 0 | 0 | 0 | 0 | 0 | 0 | 0 | 0 | 0 | 0 | 0 | 0 | 0 | 0 | 0 | 0 | 0 | 0 | 0 | 0 | 0 | 0 | 0 | 0
F3_Commercial_College_New_Space Heating_Natural Gas_Unit Heater_Baseline Forecast | F3 | Commercial | College | New | Space Heating | Natural Gas | Unit Heater | Baseline Forecast | Summer Peak Demand (MW) | 0 | 0 | 0 | 0 | 0 | 0 | 0 | 0 | 0 | 0 | 0 | 0 | 0 | 0 | 0 | 0 | 0 | 0 | 0 | 0 | 0 | 0 | 0 | 0 | 0 | 0 | 0 | 0 | 0 | 0 | 0 | 0 | 0
F4_Commercial_College_New_Space Heating_Natural Gas_Unit Heater_Baseline Forecast | F4 | Commercial | College | New | Space Heating | Natural Gas | Unit Heater | Baseline Forecast | Winter Peak Demand (MW) | 0 | 0 | 0 | 0 | 0 | 0 | 0 | 0 | 0 | 0 | 0 | 0 | 0 | 0 | 0 | 0 | 0 | 0 | 0 | 0 | 0 | 0 | 0 | 0 | 0 | 0 | 0 | 0 | 0 | 0 | 0 | 0 | 0
F5_Commercial_College_New_Space Heating_Natural Gas_Unit Heater_Baseline Forecast | F5 | Commercial | College | New | Space Heating | Natural Gas | Unit Heater | Baseline Forecast | Turnover | 0 | 0 | 0 | 0 | 0 | 0 | 0 | 0 | 0 | 0 | 0 | 0 | 0 | 0 | 0 | 0 | 0 | 0 | 0 | 0 | 0 | 0 | 0 | 0 | 0 | 0 | 0 | 0 | 0 | 0 | 0 | 0 | 0
F6_Commercial_College_New_Space Heating_Natural Gas_Unit Heater_Baseline Forecast | F6 | Commercial | College | New | Space Heating | Natural Gas | Unit Heater | Baseline Forecast | Avg. Replacement Usage (kWh) | 0.10954 | 0.10581 | 0.11724 | 0.11447 | 0.11386 | 0.10191 | 0.10136 | 0.10081 | 0.10026 | 0.099705 | 0.099154 | 0.098603 | 0.098052 | 0.097501 | 0.09695 | 0.096399 | 0.095848 | 0.095298 | 0.094746 | 0.094195 | 0.093644 | 0.093095 | 0.092543 | 0.091993 | 0.091442 | 0.090893 | 0.090341 | 0.08979 | 0.08924 | 0.08869 | 0.088138 | 0.087588 | 0.087588
F7_Commercial_College_New_Space Heating_Natural Gas_Unit Heater_Baseline Forecast | F7 | Commercial | College | New | Space Heating | Natural Gas | Unit Heater | Baseline Forecast | Avg. Replacement Summer Demand (kW) | 0 | 0 | 0 | 0 | 0 | 0 | 0 | 0 | 0 | 0 | 0 | 0 | 0 | 0 | 0 | 0 | 0 | 0 | 0 | 0 | 0 | 0 | 0 | 0 | 0 | 0 | 0 | 0 | 0 | 0 | 0 | 0 | 0
F8_Commercial_College_New_Space Heating_Natural Gas_Unit Heater_Baseline Forecast | F8 | Commercial | College | New | Space Heating | Natural Gas | Unit Heater | Baseline Forecast | Avg. Replacement Winter Demand (kW) | 0 | 0 | 0 | 0 | 0 | 0 | 0 | 0 | 0 | 0 | 0 | 0 | 0 | 0 | 0 | 0 | 0 | 0 | 0 | 0 | 0 | 0 | 0 | 0 | 0 | 0 | 0 | 0 | 0 | 0 | 0 | 0 | 0
F1_Commercial_College_New_Water Heating_Natural Gas_Water Heater_Baseline Forecast | F1 | Commercial | College | New | Water Heating | Natural Gas | Water Heater | Baseline Forecast | Units | 0 | 0 | 0 | 0 | 0 | 0 | 0 | 0 | 0 | 0 | 0 | 0 | 0 | 0 | 0 | 0 | 0 | 0 | 0 | 0 | 0 | 0 | 0 | 0 | 0 | 0 | 0 | 0 | 0 | 0 | 0 | 0 | 0
F2_Commercial_College_New_Water Heating_Natural Gas_Water Heater_Baseline Forecast | F2 | Commercial | College | New | Water Heating | Natural Gas | Water Heater | Baseline Forecast | Usage (MMtherm) | 0 | 0 | 0 | 0 | 0 | 0 | 0 | 0 | 0 | 0 | 0 | 0 | 0 | 0 | 0 | 0 | 0 | 0 | 0 | 0 | 0 | 0 | 0 | 0 | 0 | 0 | 0 | 0 | 0 | 0 | 0 | 0 | 0
F3_Commercial_College_New_Water Heating_Natural Gas_Water Heater_Baseline Forecast | F3 | Commercial | College | New | Water Heating | Natural Gas | Water Heater | Baseline Forecast | Summer Peak Demand (MW) | 0 | 0 | 0 | 0 | 0 | 0 | 0 | 0 | 0 | 0 | 0 | 0 | 0 | 0 | 0 | 0 | 0 | 0 | 0 | 0 | 0 | 0 | 0 | 0 | 0 | 0 | 0 | 0 | 0 | 0 | 0 | 0 | 0
F4_Commercial_College_New_Water Heating_Natural Gas_Water Heater_Baseline Forecast | F4 | Commercial | College | New | Water Heating | Natural Gas | Water Heater | Baseline Forecast | Winter Peak Demand (MW) | 0 | 0 | 0 | 0 | 0 | 0 | 0 | 0 | 0 | 0 | 0 | 0 | 0 | 0 | 0 | 0 | 0 | 0 | 0 | 0 | 0 | 0 | 0 | 0 | 0 | 0 | 0 | 0 | 0 | 0 | 0 | 0 | 0
F5_Commercial_College_New_Water Heating_Natural Gas_Water Heater_Baseline Forecast | F5 | Commercial | College | New | Water Heating | Natural Gas | Water Heater | Baseline Forecast | Turnover | 0 | 0 | 0 | 0 | 0 | 0 | 0 | 0 | 0 | 0 | 0 | 0 | 0 | 0 | 0 | 0 | 0 | 0 | 0 | 0 | 0 | 0 | 0 | 0 | 0 | 0 | 0 | 0 | 0 | 0 | 0 | 0 | 0
F6_Commercial_College_New_Water Heating_Natural Gas_Water Heater_Baseline Forecast | F6 | Commercial | College | New | Water Heating | Natural Gas | Water Heater | Baseline Forecast | Avg. Replacement Usage (kWh) | 0.18298 | 0.17674 | 0.19688 | 0.19326 | 0.19326 | 0.19326 | 0.19326 | 0.19326 | 0.19326 | 0.19326 | 0.19326 | 0.19326 | 0.19326 | 0.19326 | 0.19326 | 0.19326 | 0.19326 | 0.19326 | 0.19326 | 0.19326 | 0.19326 | 0.19326 | 0.19326 | 0.19326 | 0.19326 | 0.19326 | 0.19326 | 0.19326 | 0.19326 | 0.19326 | 0.19326 | 0.19326 | 0.19326
F7_Commercial_College_New_Water Heating_Natural Gas_Water Heater_Baseline Forecast | F7 | Commercial | College | New | Water Heating | Natural Gas | Water Heater | Baseline Forecast | Avg. Replacement Summer Demand (kW) | 0 | 0 | 0 | 0 | 0 | 0 | 0 | 0 | 0 | 0 | 0 | 0 | 0 | 0 | 0 | 0 | 0 | 0 | 0 | 0 | 0 | 0 | 0 | 0 | 0 | 0 | 0 | 0 | 0 | 0 | 0 | 0 | 0
F8_Commercial_College_New_Water Heating_Natural Gas_Water Heater_Baseline Forecast | F8 | Commercial | College | New | Water Heating | Natural Gas | Water Heater | Baseline Forecast | Avg. Replacement Winter Demand (kW) | 0 | 0 | 0 | 0 | 0 | 0 | 0 | 0 | 0 | 0 | 0 | 0 | 0 | 0 | 0 | 0 | 0 | 0 | 0 | 0 | 0 | 0 | 0 | 0 | 0 | 0 | 0 | 0 | 0 | 0 | 0 | 0 | 0
F1_Commercial_College_New_Food Preparation_Natural Gas_Oven_Baseline Forecast | F1 | Commercial | College | New | Food Preparation | Natural Gas | Oven | Baseline Forecast | Units | 0 | 194.2055 | 1130.931 | 1729.5642 | 2445.3192 | 3182.9701 | 3924.3279 | 4565.9707 | 5198.6212 | 5846.0798 | 6504.0775 | 7157.0765 | 7799.862 | 8433.886 | 9068.8264 | 9701.8465 | 10338.5352 | 10960.3701 | 11557.5055 | 12135.3741 | 12713.5266 | 13303.386 | 13900.9328 | 14504.802 | 15115.1588 | 15727.2352 | 16341.7045 | 16956.5876 | 17574.1832 | 18193.1251 | 18816.6721 | 19440.6722 | 19705.7532
F2_Commercial_College_New_Food Preparation_Natural Gas_Oven_Baseline Forecast | F2 | Commercial | College | New | Food Preparation | Natural Gas | Oven | Baseline Forecast | Usage (MMtherm) | 0 | 4.5451e-06 | 2.9482e-05 | 4.4259e-05 | 6.2579e-05 | 8.1457e-05 | 0.00010043 | 0.00011684 | 0.00013302 | 0.00014958 | 0.0001664 | 0.00018309 | 0.00019951 | 0.0002157 | 0.0002319 | 0.00024805 | 0.00026428 | 0.00028011 | 0.00029532 | 0.00031002 | 0.00032473 | 0.00033973 | 0.00035492 | 0.00037027 | 0.00038577 | 0.00040132 | 0.00041692 | 0.00043252 | 0.00044819 | 0.0004639 | 0.00047973 | 0.00049557 | 0.00050226
F3_Commercial_College_New_Food Preparation_Natural Gas_Oven_Baseline Forecast | F3 | Commercial | College | New | Food Preparation | Natural Gas | Oven | Baseline Forecast | Summer Peak Demand (MW) | 0 | 0 | 0 | 0 | 0 | 0 | 0 | 0 | 0 | 0 | 0 | 0 | 0 | 0 | 0 | 0 | 0 | 0 | 0 | 0 | 0 | 0 | 0 | 0 | 0 | 0 | 0 | 0 | 0 | 0 | 0 | 0 | 0
F4_Commercial_College_New_Food Preparation_Natural Gas_Oven_Baseline Forecast | F4 | Commercial | College | New | Food Preparation | Natural Gas | Oven | Baseline Forecast | Winter Peak Demand (MW) | 0 | 0 | 0 | 0 | 0 | 0 | 0 | 0 | 0 | 0 | 0 | 0 | 0 | 0 | 0 | 0 | 0 | 0 | 0 | 0 | 0 | 0 | 0 | 0 | 0 | 0 | 0 | 0 | 0 | 0 | 0 | 0 | 0
F5_Commercial_College_New_Food Preparation_Natural Gas_Oven_Baseline Forecast | F5 | Commercial | College | New | Food Preparation | Natural Gas | Oven | Baseline Forecast | Turnover | 0 | 194.2055 | 936.7255 | 598.6332 | 715.755 | 737.651 | 741.3578 | 641.6428 | 632.6505 | 647.4586 | 690.3653 | 836.0929 | 895.1359 | 963.6085 | 1032.536 | 1087.9094 | 1176.9027 | 1384.6788 | 1246.393 | 1266.6641 | 1297.6083 | 1339.6297 | 1355.1282 | 1404.7668 | 1463.2223 | 1530.9227 | 1651.6241 | 1703.3888 | 1754.9039 | 1802.2032 | 1848.3233 | 1895.3383 | 1616.6437
F6_Commercial_College_New_Food Preparation_Natural Gas_Oven_Baseline Forecast | F6 | Commercial | College | New | Food Preparation | Natural Gas | Oven | Baseline Forecast | Avg. Replacement Usage (kWh) | 0.024231 | 0.023403 | 0.026068 | 0.025592 | 0.025594 | 0.025592 | 0.025587 | 0.025583 | 0.025577 | 0.025572 | 0.025567 | 0.025562 | 0.025558 | 0.025552 | 0.025548 | 0.025543 | 0.025538 | 0.025532 | 0.025527 | 0.025521 | 0.025515 | 0.025509 | 0.025504 | 0.025499 | 0.025494 | 0.02549 | 0.025486 | 0.025483 | 0.025481 | 0.025479 | 0.025477 | 0.025477 | 0.025477
F7_Commercial_College_New_Food Preparation_Natural Gas_Oven_Baseline Forecast | F7 | Commercial | College | New | Food Preparation | Natural Gas | Oven | Baseline Forecast | Avg. Replacement Summer Demand (kW) | 0 | 0 | 0 | 0 | 0 | 0 | 0 | 0 | 0 | 0 | 0 | 0 | 0 | 0 | 0 | 0 | 0 | 0 | 0 | 0 | 0 | 0 | 0 | 0 | 0 | 0 | 0 | 0 | 0 | 0 | 0 | 0 | 0
F8_Commercial_College_New_Food Preparation_Natural Gas_Oven_Baseline Forecast | F8 | Commercial | College | New | Food Preparation | Natural Gas | Oven | Baseline Forecast | Avg. Replacement Winter Demand (kW) | 0 | 0 | 0 | 0 | 0 | 0 | 0 | 0 | 0 | 0 | 0 | 0 | 0 | 0 | 0 | 0 | 0 | 0 | 0 | 0 | 0 | 0 | 0 | 0 | 0 | 0 | 0 | 0 | 0 | 0 | 0 | 0 | 0
F1_Commercial_College_New_Food Preparation_Natural Gas_Conveyor Oven_Baseline Forecast | F1 | Commercial | College | New | Food Preparation | Natural Gas | Conveyor Oven | Baseline Forecast | Units | 0 | 97.1028 | 565.4655 | 864.7821 | 1222.6596 | 1591.4851 | 1962.164 | 2282.9853 | 2599.3106 | 2923.0399 | 3252.0388 | 3578.5383 | 3899.931 | 4216.943 | 4534.4132 | 4850.9233 | 5169.2676 | 5480.185 | 5778.7527 | 6067.687 | 6356.7633 | 6651.693 | 6950.4664 | 7252.401 | 7557.5794 | 7863.6176 | 8170.8522 | 8478.2938 | 8787.0916 | 9096.5626 | 9408.336 | 9720.3361 | 9852.8766
F2_Commercial_College_New_Food Preparation_Natural Gas_Conveyor Oven_Baseline Forecast | F2 | Commercial | College | New | Food Preparation | Natural Gas | Conveyor Oven | Baseline Forecast | Usage (MMtherm) | 0 | 3.8884e-06 | 2.5224e-05 | 3.7866e-05 | 5.3536e-05 | 6.9686e-05 | 8.5915e-05 | 9.9961e-05 | 0.00011381 | 0.00012798 | 0.00014238 | 0.00015668 | 0.00017074 | 0.00018462 | 0.00019851 | 0.00021237 | 0.0002263 | 0.0002399 | 0.00025297 | 0.00026561 | 0.00027825 | 0.00029115 | 0.00030421 | 0.00031741 | 0.00033075 | 0.00034413 | 0.00035756 | 0.000371 | 0.0003845 | 0.00039803 | 0.00041166 | 0.00042531 | 0.0004311
F3_Commercial_College_New_Food Preparation_Natural Gas_Conveyor Oven_Baseline Forecast | F3 | Commercial | College | New | Food Preparation | Natural Gas | Conveyor Oven | Baseline Forecast | Summer Peak Demand (MW) | 0 | 0 | 0 | 0 | 0 | 0 | 0 | 0 | 0 | 0 | 0 | 0 | 0 | 0 | 0 | 0 | 0 | 0 | 0 | 0 | 0 | 0 | 0 | 0 | 0 | 0 | 0 | 0 | 0 | 0 | 0 | 0 | 0
F4_Commercial_College_New_Food Preparation_Natural Gas_Conveyor Oven_Baseline Forecast | F4 | Commercial | College | New | Food Preparation | Natural Gas | Conveyor Oven | Baseline Forecast | Winter Peak Demand (MW) | 0 | 0 | 0 | 0 | 0 | 0 | 0 | 0 | 0 | 0 | 0 | 0 | 0 | 0 | 0 | 0 | 0 | 0 | 0 | 0 | 0 | 0 | 0 | 0 | 0 | 0 | 0 | 0 | 0 | 0 | 0 | 0 | 0
F5_Commercial_College_New_Food Preparation_Natural Gas_Conveyor Oven_Baseline Forecast | F5 | Commercial | College | New | Food Preparation | Natural Gas | Conveyor Oven | Baseline Forecast | Turnover | 0 | 97.1028 | 468.3627 | 299.3166 | 357.8775 | 368.8255 | 370.6789 | 320.8214 | 316.3252 | 323.7293 | 328.9989 | 326.4995 | 321.3927 | 317.012 | 317.4702 | 316.5101 | 318.3443 | 330.338 | 407.7767 | 436.1648 | 478.4362 | 520.1827 | 578.5665 | 687.257 | 632.3869 | 647.9022 | 649.3956 | 646.9561 | 631.6182 | 629.951 | 633.5924 | 634.1387 | 453.265
F6_Commercial_College_New_Food Preparation_Natural Gas_Conveyor Oven_Baseline Forecast | F6 | Commercial | College | New | Food Preparation | Natural Gas | Conveyor Oven | Baseline Forecast | Avg. Replacement Usage (kWh) | 0.04146 | 0.040044 | 0.044607 | 0.043787 | 0.043787 | 0.043786 | 0.043784 | 0.043782 | 0.04378 | 0.043778 | 0.043776 | 0.043774 | 0.043772 | 0.04377 | 0.043768 | 0.043766 | 0.043764 | 0.043762 | 0.04376 | 0.043759 | 0.043757 | 0.043756 | 0.043754 | 0.043753 | 0.043752 | 0.043751 | 0.04375 | 0.04375 | 0.043749 | 0.043749 | 0.043748 | 0.043748 | 0.043748
F7_Commercial_College_New_Food Preparation_Natural Gas_Conveyor Oven_Baseline Forecast | F7 | Commercial | College | New | Food Preparation | Natural Gas | Conveyor Oven | Baseline Forecast | Avg. Replacement Summer Demand (kW) | 0 | 0 | 0 | 0 | 0 | 0 | 0 | 0 | 0 | 0 | 0 | 0 | 0 | 0 | 0 | 0 | 0 | 0 | 0 | 0 | 0 | 0 | 0 | 0 | 0 | 0 | 0 | 0 | 0 | 0 | 0 | 0 | 0
F8_Commercial_College_New_Food Preparation_Natural Gas_Conveyor Oven_Baseline Forecast | F8 | Commercial | College | New | Food Preparation | Natural Gas | Conveyor Oven | Baseline Forecast | Avg. Replacement Winter Demand (kW) | 0 | 0 | 0 | 0 | 0 | 0 | 0 | 0 | 0 | 0 | 0 | 0 | 0 | 0 | 0 | 0 | 0 | 0 | 0 | 0 | 0 | 0 | 0 | 0 | 0 | 0 | 0 | 0 | 0 | 0 | 0 | 0 | 0
F1_Commercial_College_New_Food Preparation_Natural Gas_Double Rack Oven_Baseline Forecast | F1 | Commercial | College | New | Food Preparation | Natural Gas | Double Rack Oven | Baseline Forecast | Units | 0 | 97.1028 | 565.4655 | 864.7821 | 1222.6596 | 1591.4851 | 1962.164 | 2282.9853 | 2599.3106 | 2923.0399 | 3252.0388 | 3578.5383 | 3899.931 | 4216.943 | 4534.4132 | 4850.9233 | 5169.2676 | 5480.185 | 5778.7527 | 6067.687 | 6356.7633 | 6651.693 | 6950.4664 | 7252.401 | 7557.5794 | 7863.6176 | 8170.8522 | 8478.2938 | 8787.0916 | 9096.5626 | 9408.336 | 9720.3361 | 9852.8766
F2_Commercial_College_New_Food Preparation_Natural Gas_Double Rack Oven_Baseline Forecast | F2 | Commercial | College | New | Food Preparation | Natural Gas | Double Rack Oven | Baseline Forecast | Usage (MMtherm) | 0 | 5.907e-06 | 3.8314e-05 | 5.7519e-05 | 8.1327e-05 | 0.00010586 | 0.00013051 | 0.00015184 | 0.00017286 | 0.00019437 | 0.00021622 | 0.0002379 | 0.00025923 | 0.00028025 | 0.00030129 | 0.00032225 | 0.00034331 | 0.00036386 | 0.00038355 | 0.00040261 | 0.00042167 | 0.00044111 | 0.0004608 | 0.00048069 | 0.0005008 | 0.00052095 | 0.00054118 | 0.00056142 | 0.00058174 | 0.0006021 | 0.00062261 | 0.00064314 | 0.00065181
F3_Commercial_College_New_Food Preparation_Natural Gas_Double Rack Oven_Baseline Forecast | F3 | Commercial | College | New | Food Preparation | Natural Gas | Double Rack Oven | Baseline Forecast | Summer Peak Demand (MW) | 0 | 0 | 0 | 0 | 0 | 0 | 0 | 0 | 0 | 0 | 0 | 0 | 0 | 0 | 0 | 0 | 0 | 0 | 0 | 0 | 0 | 0 | 0 | 0 | 0 | 0 | 0 | 0 | 0 | 0 | 0 | 0 | 0
F4_Commercial_College_New_Food Preparation_Natural Gas_Double Rack Oven_Baseline Forecast | F4 | Commercial | College | New | Food Preparation | Natural Gas | Double Rack Oven | Baseline Forecast | Winter Peak Demand (MW) | 0 | 0 | 0 | 0 | 0 | 0 | 0 | 0 | 0 | 0 | 0 | 0 | 0 | 0 | 0 | 0 | 0 | 0 | 0 | 0 | 0 | 0 | 0 | 0 | 0 | 0 | 0 | 0 | 0 | 0 | 0 | 0 | 0
F5_Commercial_College_New_Food Preparation_Natural Gas_Double Rack Oven_Baseline Forecast | F5 | Commercial | College | New | Food Preparation | Natural Gas | Double Rack Oven | Baseline Forecast | Turnover | 0 | 97.1028 | 468.3627 | 299.3166 | 357.8775 | 368.8255 | 370.6789 | 320.8214 | 316.3252 | 323.7293 | 328.9989 | 326.4995 | 340.8133 | 426.221 | 464.7007 | 505.87 | 543.5973 | 590.7106 | 683.89 | 616.1428 | 630.9403 | 637.0906 | 638.2879 | 628.6391 | 650.6075 | 677.2626 | 706.7695 | 735.1337 | 772.8459 | 839.8766 | 869.4137 | 895.0926 | 736.3227
F6_Commercial_College_New_Food Preparation_Natural Gas_Double Rack Oven_Baseline Forecast | F6 | Commercial | College | New | Food Preparation | Natural Gas | Double Rack Oven | Baseline Forecast | Avg. Replacement Usage (kWh) | 0.062986 | 0.060833 | 0.067755 | 0.066519 | 0.066525 | 0.066516 | 0.066495 | 0.066478 | 0.066458 | 0.066439 | 0.06642 | 0.066402 | 0.066383 | 0.066364 | 0.066345 | 0.066327 | 0.066309 | 0.066289 | 0.066269 | 0.066249 | 0.066229 | 0.06621 | 0.066193 | 0.066177 | 0.066162 | 0.06615 | 0.066139 | 0.06613 | 0.066122 | 0.066116 | 0.066113 | 0.066111 | 0.066111
F7_Commercial_College_New_Food Preparation_Natural Gas_Double Rack Oven_Baseline Forecast | F7 | Commercial | College | New | Food Preparation | Natural Gas | Double Rack Oven | Baseline Forecast | Avg. Replacement Summer Demand (kW) | 0 | 0 | 0 | 0 | 0 | 0 | 0 | 0 | 0 | 0 | 0 | 0 | 0 | 0 | 0 | 0 | 0 | 0 | 0 | 0 | 0 | 0 | 0 | 0 | 0 | 0 | 0 | 0 | 0 | 0 | 0 | 0 | 0
F8_Commercial_College_New_Food Preparation_Natural Gas_Double Rack Oven_Baseline Forecast | F8 | Commercial | College | New | Food Preparation | Natural Gas | Double Rack Oven | Baseline Forecast | Avg. Replacement Winter Demand (kW) | 0 | 0 | 0 | 0 | 0 | 0 | 0 | 0 | 0 | 0 | 0 | 0 | 0 | 0 | 0 | 0 | 0 | 0 | 0 | 0 | 0 | 0 | 0 | 0 | 0 | 0 | 0 | 0 | 0 | 0 | 0 | 0 | 0
F1_Commercial_College_New_Food Preparation_Natural Gas_Fryer_Baseline Forecast | F1 | Commercial | College | New | Food Preparation | Natural Gas | Fryer | Baseline Forecast | Units | 0 | 251.3248 | 1463.5578 | 2238.2596 | 3164.5307 | 4119.1378 | 5078.542 | 5908.9032 | 6727.6274 | 7565.515 | 8417.0415 | 9262.0991 | 10093.9391 | 10914.4407 | 11736.1283 | 12555.3308 | 13379.2808 | 14184.0084 | 14956.7718 | 15704.6018 | 16452.7991 | 17216.1466 | 17989.4424 | 18770.9203 | 19560.7937 | 20352.8926 | 21148.0881 | 21943.8192 | 22743.0607 | 23544.0443 | 24350.9874 | 25158.517 | 25501.563
F2_Commercial_College_New_Food Preparation_Natural Gas_Fryer_Baseline Forecast | F2 | Commercial | College | New | Food Preparation | Natural Gas | Fryer | Baseline Forecast | Usage (MMtherm) | 0 | 9.5145e-06 | 6.172e-05 | 8.4144e-05 | 0.00011231 | 0.00014134 | 0.00017052 | 0.00019577 | 0.00022067 | 0.0002456 | 0.00026839 | 0.00029161 | 0.00031492 | 0.00033828 | 0.00036127 | 0.00038182 | 0.00040688 | 0.00043136 | 0.00045486 | 0.0004776 | 0.00050035 | 0.00052357 | 0.00054708 | 0.00057085 | 0.00059487 | 0.00061896 | 0.00064314 | 0.00066734 | 0.00069165 | 0.00071601 | 0.00074055 | 0.0007651 | 0.00077554
F3_Commercial_College_New_Food Preparation_Natural Gas_Fryer_Baseline Forecast | F3 | Commercial | College | New | Food Preparation | Natural Gas | Fryer | Baseline Forecast | Summer Peak Demand (MW) | 0 | 0 | 0 | 0 | 0 | 0 | 0 | 0 | 0 | 0 | 0 | 0 | 0 | 0 | 0 | 0 | 0 | 0 | 0 | 0 | 0 | 0 | 0 | 0 | 0 | 0 | 0 | 0 | 0 | 0 | 0 | 0 | 0
F4_Commercial_College_New_Food Preparation_Natural Gas_Fryer_Baseline Forecast | F4 | Commercial | College | New | Food Preparation | Natural Gas | Fryer | Baseline Forecast | Winter Peak Demand (MW) | 0 | 0 | 0 | 0 | 0 | 0 | 0 | 0 | 0 | 0 | 0 | 0 | 0 | 0 | 0 | 0 | 0 | 0 | 0 | 0 | 0 | 0 | 0 | 0 | 0 | 0 | 0 | 0 | 0 | 0 | 0 | 0 | 0
F5_Commercial_College_New_Food Preparation_Natural Gas_Fryer_Baseline Forecast | F5 | Commercial | College | New | Food Preparation | Natural Gas | Fryer | Baseline Forecast | Turnover | 0 | 251.3248 | 1212.233 | 774.7018 | 926.2711 | 954.6071 | 959.4042 | 830.3612 | 818.7241 | 888.1526 | 1134.185 | 1226.1248 | 1321.948 | 1403.5094 | 1545.858 | 1816.5074 | 1670.8425 | 1699.6051 | 1722.9306 | 1754.4462 | 1784.0521 | 1869.6825 | 1985.7358 | 2179.2272 | 2266.3429 | 2338.315 | 2398.1353 | 2466.288 | 2563.4465 | 2548.099 | 2609.3224 | 2691.3932 | 2311.667
F6_Commercial_College_New_Food Preparation_Natural Gas_Fryer_Baseline Forecast | F6 | Commercial | College | New | Food Preparation | Natural Gas | Fryer | Baseline Forecast | Avg. Replacement Usage (kWh) | 0.039195 | 0.037858 | 0.042171 | 0.030411 | 0.030411 | 0.030411 | 0.030411 | 0.030411 | 0.030411 | 0.030411 | 0.030411 | 0.030411 | 0.030411 | 0.030411 | 0.030411 | 0.030411 | 0.030411 | 0.030411 | 0.030411 | 0.030411 | 0.030411 | 0.030411 | 0.030411 | 0.030411 | 0.030411 | 0.030411 | 0.030411 | 0.030411 | 0.030411 | 0.030411 | 0.030411 | 0.030411 | 0.030411
F7_Commercial_College_New_Food Preparation_Natural Gas_Fryer_Baseline Forecast | F7 | Commercial | College | New | Food Preparation | Natural Gas | Fryer | Baseline Forecast | Avg. Replacement Summer Demand (kW) | 0 | 0 | 0 | 0 | 0 | 0 | 0 | 0 | 0 | 0 | 0 | 0 | 0 | 0 | 0 | 0 | 0 | 0 | 0 | 0 | 0 | 0 | 0 | 0 | 0 | 0 | 0 | 0 | 0 | 0 | 0 | 0 | 0
F8_Commercial_College_New_Food Preparation_Natural Gas_Fryer_Baseline Forecast | F8 | Commercial | College | New | Food Preparation | Natural Gas | Fryer | Baseline Forecast | Avg. Replacement Winter Demand (kW) | 0 | 0 | 0 | 0 | 0 | 0 | 0 | 0 | 0 | 0 | 0 | 0 | 0 | 0 | 0 | 0 | 0 | 0 | 0 | 0 | 0 | 0 | 0 | 0 | 0 | 0 | 0 | 0 | 0 | 0 | 0 | 0 | 0
F1_Commercial_College_New_Food Preparation_Natural Gas_Broiler_Baseline Forecast | F1 | Commercial | College | New | Food Preparation | Natural Gas | Broiler | Baseline Forecast | Units | 0 | 388.4111 | 2261.8621 | 3459.1285 | 4890.6384 | 6365.9403 | 7848.6558 | 9131.9414 | 10397.2423 | 11692.1596 | 13008.155 | 14314.1531 | 15599.7241 | 16867.7719 | 18137.6528 | 19403.6931 | 20677.0703 | 21920.7402 | 23115.0109 | 24270.7482 | 25427.0532 | 26606.772 | 27801.8656 | 29009.604 | 30230.3176 | 31454.4704 | 32683.4089 | 33913.1752 | 35148.3665 | 36386.2503 | 37633.3441 | 38881.3445 | 39411.5064
F2_Commercial_College_New_Food Preparation_Natural Gas_Broiler_Baseline Forecast | F2 | Commercial | College | New | Food Preparation | Natural Gas | Broiler | Baseline Forecast | Usage (MMtherm) | 0 | 1.6172e-05 | 0.00010491 | 0.00015749 | 0.00022266 | 0.00028983 | 0.00035733 | 0.00041574 | 0.00047333 | 0.00053225 | 0.00059213 | 0.00065155 | 0.00071003 | 0.00076768 | 0.00082541 | 0.00088294 | 0.00094078 | 0.00099725 | 0.0010514 | 0.0011039 | 0.0011563 | 0.0012098 | 0.001264 | 0.0013188 | 0.0013741 | 0.0014296 | 0.0014853 | 0.001541 | 0.001597 | 0.0016531 | 0.0017096 | 0.0017662 | 0.0017901
F3_Commercial_College_New_Food Preparation_Natural Gas_Broiler_Baseline Forecast | F3 | Commercial | College | New | Food Preparation | Natural Gas | Broiler | Baseline Forecast | Summer Peak Demand (MW) | 0 | 0 | 0 | 0 | 0 | 0 | 0 | 0 | 0 | 0 | 0 | 0 | 0 | 0 | 0 | 0 | 0 | 0 | 0 | 0 | 0 | 0 | 0 | 0 | 0 | 0 | 0 | 0 | 0 | 0 | 0 | 0 | 0
F4_Commercial_College_New_Food Preparation_Natural Gas_Broiler_Baseline Forecast | F4 | Commercial | College | New | Food Preparation | Natural Gas | Broiler | Baseline Forecast | Winter Peak Demand (MW) | 0 | 0 | 0 | 0 | 0 | 0 | 0 | 0 | 0 | 0 | 0 | 0 | 0 | 0 | 0 | 0 | 0 | 0 | 0 | 0 | 0 | 0 | 0 | 0 | 0 | 0 | 0 | 0 | 0 | 0 | 0 | 0 | 0
F5_Commercial_College_New_Food Preparation_Natural Gas_Broiler_Baseline Forecast | F5 | Commercial | College | New | Food Preparation | Natural Gas | Broiler | Baseline Forecast | Turnover | 0 | 388.4111 | 1873.451 | 1197.2664 | 1431.5099 | 1475.3019 | 1482.7155 | 1283.2855 | 1265.3009 | 1294.9172 | 1315.9955 | 1305.9981 | 1363.2532 | 1704.8838 | 1858.8029 | 2023.4799 | 2174.3894 | 2362.8423 | 2735.5601 | 2464.5712 | 2523.7612 | 2548.3625 | 2553.1517 | 2514.5562 | 2602.4299 | 2709.0503 | 2827.078 | 2940.5349 | 3091.3838 | 3359.5062 | 3477.655 | 3580.3706 | 2945.2906
F6_Commercial_College_New_Food Preparation_Natural Gas_Broiler_Baseline Forecast | F6 | Commercial | College | New | Food Preparation | Natural Gas | Broiler | Baseline Forecast | Avg. Replacement Usage (kWh) | 0.04311 | 0.041637 | 0.04638 | 0.045529 | 0.045531 | 0.045529 | 0.045523 | 0.045518 | 0.045512 | 0.045506 | 0.045501 | 0.045495 | 0.04549 | 0.045484 | 0.045479 | 0.045473 | 0.045468 | 0.045462 | 0.045456 | 0.04545 | 0.045444 | 0.045439 | 0.045433 | 0.045428 | 0.045424 | 0.04542 | 0.045417 | 0.045414 | 0.045412 | 0.04541 | 0.045409 | 0.045409 | 0.045409
F7_Commercial_College_New_Food Preparation_Natural Gas_Broiler_Baseline Forecast | F7 | Commercial | College | New | Food Preparation | Natural Gas | Broiler | Baseline Forecast | Avg. Replacement Summer Demand (kW) | 0 | 0 | 0 | 0 | 0 | 0 | 0 | 0 | 0 | 0 | 0 | 0 | 0 | 0 | 0 | 0 | 0 | 0 | 0 | 0 | 0 | 0 | 0 | 0 | 0 | 0 | 0 | 0 | 0 | 0 | 0 | 0 | 0
F8_Commercial_College_New_Food Preparation_Natural Gas_Broiler_Baseline Forecast | F8 | Commercial | College | New | Food Preparation | Natural Gas | Broiler | Baseline Forecast | Avg. Replacement Winter Demand (kW) | 0 | 0 | 0 | 0 | 0 | 0 | 0 | 0 | 0 | 0 | 0 | 0 | 0 | 0 | 0 | 0 | 0 | 0 | 0 | 0 | 0 | 0 | 0 | 0 | 0 | 0 | 0 | 0 | 0 | 0 | 0 | 0 | 0
F1_Commercial_College_New_Food Preparation_Natural Gas_Griddle_Baseline Forecast | F1 | Commercial | College | New | Food Preparation | Natural Gas | Griddle | Baseline Forecast | Units | 0 | 548.3451 | 3193.217 | 4883.4755 | 6904.4307 | 8987.2098 | 11080.4553 | 12892.1525 | 14678.4597 | 16506.5782 | 18364.4541 | 20208.2161 | 22023.1399 | 23813.3251 | 25606.0981 | 27393.449 | 29191.1581 | 30946.9273 | 32632.9566 | 34264.5856 | 35897.0163 | 37562.5016 | 39249.6925 | 40954.7351 | 42678.0954 | 44406.3112 | 46141.2832 | 47877.4238 | 49621.2233 | 51368.8239 | 53129.427 | 54891.3098 | 55639.7738
F2_Commercial_College_New_Food Preparation_Natural Gas_Griddle_Baseline Forecast | F2 | Commercial | College | New | Food Preparation | Natural Gas | Griddle | Baseline Forecast | Usage (MMtherm) | 0 | 1.5156e-05 | 9.8317e-05 | 0.00014244 | 0.00019737 | 0.00025397 | 0.00031086 | 0.0003601 | 0.00040864 | 0.00045832 | 0.00050882 | 0.00055892 | 0.00060791 | 0.00065469 | 0.00070191 | 0.00074928 | 0.00079717 | 0.00084368 | 0.00088687 | 0.00093121 | 0.00097557 | 0.0010208 | 0.0010667 | 0.001113 | 0.0011599 | 0.0012068 | 0.001254 | 0.0013012 | 0.0013486 | 0.001396 | 0.0014439 | 0.0014918 | 0.0015121
F3_Commercial_College_New_Food Preparation_Natural Gas_Griddle_Baseline Forecast | F3 | Commercial | College | New | Food Preparation | Natural Gas | Griddle | Baseline Forecast | Summer Peak Demand (MW) | 0 | 0 | 0 | 0 | 0 | 0 | 0 | 0 | 0 | 0 | 0 | 0 | 0 | 0 | 0 | 0 | 0 | 0 | 0 | 0 | 0 | 0 | 0 | 0 | 0 | 0 | 0 | 0 | 0 | 0 | 0 | 0 | 0
F4_Commercial_College_New_Food Preparation_Natural Gas_Griddle_Baseline Forecast | F4 | Commercial | College | New | Food Preparation | Natural Gas | Griddle | Baseline Forecast | Winter Peak Demand (MW) | 0 | 0 | 0 | 0 | 0 | 0 | 0 | 0 | 0 | 0 | 0 | 0 | 0 | 0 | 0 | 0 | 0 | 0 | 0 | 0 | 0 | 0 | 0 | 0 | 0 | 0 | 0 | 0 | 0 | 0 | 0 | 0 | 0
F5_Commercial_College_New_Food Preparation_Natural Gas_Griddle_Baseline Forecast | F5 | Commercial | College | New | Food Preparation | Natural Gas | Griddle | Baseline Forecast | Turnover | 0 | 548.3451 | 2644.872 | 1690.2584 | 2020.9552 | 2082.7792 | 2093.2455 | 1811.6972 | 1786.3072 | 1828.1185 | 1857.876 | 1843.762 | 1924.5927 | 2406.8948 | 2624.1923 | 2856.6775 | 3069.7261 | 3335.7773 | 3861.9672 | 3479.3946 | 3562.957 | 3597.6883 | 3604.4494 | 3549.9617 | 3674.0187 | 3824.5416 | 3991.1689 | 4151.3434 | 4364.3065 | 4742.8323 | 4909.6305 | 5054.6408 | 4158.0574
F6_Commercial_College_New_Food Preparation_Natural Gas_Griddle_Baseline Forecast | F6 | Commercial | College | New | Food Preparation | Natural Gas | Griddle | Baseline Forecast | Avg. Replacement Usage (kWh) | 0.028616 | 0.027639 | 0.030789 | 0.027177 | 0.027177 | 0.027177 | 0.027177 | 0.027177 | 0.027177 | 0.027177 | 0.027177 | 0.027177 | 0.027177 | 0.027177 | 0.027177 | 0.027177 | 0.027177 | 0.027177 | 0.027177 | 0.027177 | 0.027177 | 0.027177 | 0.027177 | 0.027177 | 0.027177 | 0.027177 | 0.027177 | 0.027177 | 0.027177 | 0.027177 | 0.027177 | 0.027177 | 0.027177
F7_Commercial_College_New_Food Preparation_Natural Gas_Griddle_Baseline Forecast | F7 | Commercial | College | New | Food Preparation | Natural Gas | Griddle | Baseline Forecast | Avg. Replacement Summer Demand (kW) | 0 | 0 | 0 | 0 | 0 | 0 | 0 | 0 | 0 | 0 | 0 | 0 | 0 | 0 | 0 | 0 | 0 | 0 | 0 | 0 | 0 | 0 | 0 | 0 | 0 | 0 | 0 | 0 | 0 | 0 | 0 | 0 | 0
F8_Commercial_College_New_Food Preparation_Natural Gas_Griddle_Baseline Forecast | F8 | Commercial | College | New | Food Preparation | Natural Gas | Griddle | Baseline Forecast | Avg. Replacement Winter Demand (kW) | 0 | 0 | 0 | 0 | 0 | 0 | 0 | 0 | 0 | 0 | 0 | 0 | 0 | 0 | 0 | 0 | 0 | 0 | 0 | 0 | 0 | 0 | 0 | 0 | 0 | 0 | 0 | 0 | 0 | 0 | 0 | 0 | 0
F1_Commercial_College_New_Food Preparation_Natural Gas_Range_Baseline Forecast | F1 | Commercial | College | New | Food Preparation | Natural Gas | Range | Baseline Forecast | Units | 0 | 677.8154 | 3947.1711 | 6036.5183 | 8534.6435 | 11109.1899 | 13696.6739 | 15936.133 | 18144.2072 | 20403.9647 | 22700.5058 | 24979.6005 | 27223.0479 | 29435.9157 | 31651.9823 | 33861.3467 | 36083.5149 | 38253.8407 | 40337.9602 | 42354.835 | 44372.7007 | 46431.4256 | 48516.9811 | 50624.6031 | 52754.8679 | 54891.1347 | 57035.7528 | 59181.8155 | 61337.3454 | 63497.574 | 65673.875 | 67851.758 | 68776.9426
F2_Commercial_College_New_Food Preparation_Natural Gas_Range_Baseline Forecast | F2 | Commercial | College | New | Food Preparation | Natural Gas | Range | Baseline Forecast | Usage (MMtherm) | 0 | 1.9433e-05 | 0.00012606 | 0.00018924 | 0.00026756 | 0.00034828 | 0.00042939 | 0.0004996 | 0.00056881 | 0.00063964 | 0.00071162 | 0.00078305 | 0.00085335 | 0.00092268 | 0.00099211 | 0.0010613 | 0.0011309 | 0.0011989 | 0.0012641 | 0.0013273 | 0.0013905 | 0.0014549 | 0.0015202 | 0.0015862 | 0.0016528 | 0.0017197 | 0.0017868 | 0.0018539 | 0.0019214 | 0.001989 | 0.0020571 | 0.0021252 | 0.0021542
F3_Commercial_College_New_Food Preparation_Natural Gas_Range_Baseline Forecast | F3 | Commercial | College | New | Food Preparation | Natural Gas | Range | Baseline Forecast | Summer Peak Demand (MW) | 0 | 0 | 0 | 0 | 0 | 0 | 0 | 0 | 0 | 0 | 0 | 0 | 0 | 0 | 0 | 0 | 0 | 0 | 0 | 0 | 0 | 0 | 0 | 0 | 0 | 0 | 0 | 0 | 0 | 0 | 0 | 0 | 0
F4_Commercial_College_New_Food Preparation_Natural Gas_Range_Baseline Forecast | F4 | Commercial | College | New | Food Preparation | Natural Gas | Range | Baseline Forecast | Winter Peak Demand (MW) | 0 | 0 | 0 | 0 | 0 | 0 | 0 | 0 | 0 | 0 | 0 | 0 | 0 | 0 | 0 | 0 | 0 | 0 | 0 | 0 | 0 | 0 | 0 | 0 | 0 | 0 | 0 | 0 | 0 | 0 | 0 | 0 | 0
F5_Commercial_College_New_Food Preparation_Natural Gas_Range_Baseline Forecast | F5 | Commercial | College | New | Food Preparation | Natural Gas | Range | Baseline Forecast | Turnover | 0 | 677.8154 | 3269.3556 | 2089.3472 | 2498.1252 | 2574.5465 | 2587.484 | 2239.4591 | 2208.0742 | 2259.7575 | 2432.1042 | 3041.4163 | 3271.1741 | 3534.6743 | 3788.421 | 4162.43 | 4911.8692 | 4454.3693 | 4470.4645 | 4432.405 | 4561.9646 | 4657.0062 | 4862.888 | 5100.7208 | 5402.4094 | 5896.0838 | 6103.5753 | 6276.3962 | 6412.796 | 6576.4786 | 6837.1632 | 6759.2195 | 5614.6172
F6_Commercial_College_New_Food Preparation_Natural Gas_Range_Baseline Forecast | F6 | Commercial | College | New | Food Preparation | Natural Gas | Range | Baseline Forecast | Avg. Replacement Usage (kWh) | 0.029683 | 0.02867 | 0.031937 | 0.031351 | 0.031351 | 0.031351 | 0.031349 | 0.031348 | 0.031346 | 0.031345 | 0.031343 | 0.031342 | 0.031341 | 0.031339 | 0.031338 | 0.031336 | 0.031335 | 0.031333 | 0.031332 | 0.03133 | 0.031329 | 0.031327 | 0.031326 | 0.031324 | 0.031323 | 0.031322 | 0.031321 | 0.03132 | 0.031319 | 0.031319 | 0.031318 | 0.031318 | 0.031318
F7_Commercial_College_New_Food Preparation_Natural Gas_Range_Baseline Forecast | F7 | Commercial | College | New | Food Preparation | Natural Gas | Range | Baseline Forecast | Avg. Replacement Summer Demand (kW) | 0 | 0 | 0 | 0 | 0 | 0 | 0 | 0 | 0 | 0 | 0 | 0 | 0 | 0 | 0 | 0 | 0 | 0 | 0 | 0 | 0 | 0 | 0 | 0 | 0 | 0 | 0 | 0 | 0 | 0 | 0 | 0 | 0
F8_Commercial_College_New_Food Preparation_Natural Gas_Range_Baseline Forecast | F8 | Commercial | College | New | Food Preparation | Natural Gas | Range | Baseline Forecast | Avg. Replacement Winter Demand (kW) | 0 | 0 | 0 | 0 | 0 | 0 | 0 | 0 | 0 | 0 | 0 | 0 | 0 | 0 | 0 | 0 | 0 | 0 | 0 | 0 | 0 | 0 | 0 | 0 | 0 | 0 | 0 | 0 | 0 | 0 | 0 | 0 | 0
F1_Commercial_College_New_Food Preparation_Natural Gas_Steamer_Baseline Forecast | F1 | Commercial | College | New | Food Preparation | Natural Gas | Steamer | Baseline Forecast | Units | 0 | 243.7089 | 1419.2076 | 2170.4335 | 3068.6358 | 3994.3155 | 4924.6468 | 5729.8456 | 6523.7599 | 7336.257 | 8161.9796 | 8981.4294 | 9788.0622 | 10583.7 | 11380.488 | 12174.8662 | 12973.8481 | 13754.1899 | 14503.5363 | 15228.7047 | 15954.2295 | 16694.4452 | 17444.3078 | 18202.1045 | 18968.0424 | 19736.1383 | 20507.237 | 21278.855 | 22053.877 | 22830.5884 | 23613.0787 | 24396.1377 | 24728.7883
F2_Commercial_College_New_Food Preparation_Natural Gas_Steamer_Baseline Forecast | F2 | Commercial | College | New | Food Preparation | Natural Gas | Steamer | Baseline Forecast | Usage (MMtherm) | 0 | 1.1666e-05 | 7.5596e-05 | 8.7782e-05 | 0.00010402 | 0.00012075 | 0.00013756 | 0.00015211 | 0.00016646 | 0.00018115 | 0.00019514 | 0.00020466 | 0.00021454 | 0.00022474 | 0.00023542 | 0.00024647 | 0.00025798 | 0.00026947 | 0.00028069 | 0.00028917 | 0.00028835 | 0.00030173 | 0.00031528 | 0.00032898 | 0.00034282 | 0.0003567 | 0.00037064 | 0.00038459 | 0.00039859 | 0.00041263 | 0.00042678 | 0.00044093 | 0.00044694
F3_Commercial_College_New_Food Preparation_Natural Gas_Steamer_Baseline Forecast | F3 | Commercial | College | New | Food Preparation | Natural Gas | Steamer | Baseline Forecast | Summer Peak Demand (MW) | 0 | 0 | 0 | 0 | 0 | 0 | 0 | 0 | 0 | 0 | 0 | 0 | 0 | 0 | 0 | 0 | 0 | 0 | 0 | 0 | 0 | 0 | 0 | 0 | 0 | 0 | 0 | 0 | 0 | 0 | 0 | 0 | 0
F4_Commercial_College_New_Food Preparation_Natural Gas_Steamer_Baseline Forecast | F4 | Commercial | College | New | Food Preparation | Natural Gas | Steamer | Baseline Forecast | Winter Peak Demand (MW) | 0 | 0 | 0 | 0 | 0 | 0 | 0 | 0 | 0 | 0 | 0 | 0 | 0 | 0 | 0 | 0 | 0 | 0 | 0 | 0 | 0 | 0 | 0 | 0 | 0 | 0 | 0 | 0 | 0 | 0 | 0 | 0 | 0
F5_Commercial_College_New_Food Preparation_Natural Gas_Steamer_Baseline Forecast | F5 | Commercial | College | New | Food Preparation | Natural Gas | Steamer | Baseline Forecast | Turnover | 0 | 243.7089 | 1175.4987 | 751.226 | 898.2023 | 925.6796 | 930.3313 | 805.1988 | 793.9143 | 812.4971 | 852.8014 | 974.1307 | 1027.5965 | 1091.8504 | 1162.9413 | 1223.2179 | 1269.6392 | 1286.9167 | 1289.9125 | 1375.4767 | 1698.7543 | 1588.8329 | 1670.7665 | 1714.0552 | 1753.291 | 1748.2801 | 1781.8892 | 1819.1446 | 1871.399 | 1977.3822 | 2042.7547 | 2108.7216 | 1723.3601
F6_Commercial_College_New_Food Preparation_Natural Gas_Steamer_Baseline Forecast | F6 | Commercial | College | New | Food Preparation | Natural Gas | Steamer | Baseline Forecast | Avg. Replacement Usage (kWh) | 0.049576 | 0.04787 | 0.053254 | 0.018074 | 0.018074 | 0.018074 | 0.018074 | 0.018074 | 0.018074 | 0.018074 | 0.018074 | 0.018074 | 0.018074 | 0.018074 | 0.018074 | 0.018074 | 0.018074 | 0.018074 | 0.018074 | 0.018074 | 0.018074 | 0.018074 | 0.018074 | 0.018074 | 0.018074 | 0.018074 | 0.018074 | 0.018074 | 0.018074 | 0.018074 | 0.018074 | 0.018074 | 0.018074
F7_Commercial_College_New_Food Preparation_Natural Gas_Steamer_Baseline Forecast | F7 | Commercial | College | New | Food Preparation | Natural Gas | Steamer | Baseline Forecast | Avg. Replacement Summer Demand (kW) | 0 | 0 | 0 | 0 | 0 | 0 | 0 | 0 | 0 | 0 | 0 | 0 | 0 | 0 | 0 | 0 | 0 | 0 | 0 | 0 | 0 | 0 | 0 | 0 | 0 | 0 | 0 | 0 | 0 | 0 | 0 | 0 | 0
F8_Commercial_College_New_Food Preparation_Natural Gas_Steamer_Baseline Forecast | F8 | Commercial | College | New | Food Preparation | Natural Gas | Steamer | Baseline Forecast | Avg. Replacement Winter Demand (kW) | 0 | 0 | 0 | 0 | 0 | 0 | 0 | 0 | 0 | 0 | 0 | 0 | 0 | 0 | 0 | 0 | 0 | 0 | 0 | 0 | 0 | 0 | 0 | 0 | 0 | 0 | 0 | 0 | 0 | 0 | 0 | 0 | 0
F1_Commercial_College_New_Food Preparation_Natural Gas_Food Prep Other_Baseline Forecast | F1 | Commercial | College | New | Food Preparation | Natural Gas | Food Prep Other | Baseline Forecast | Units | 0 | 30.4636 | 177.4009 | 271.3042 | 383.5795 | 499.2894 | 615.5808 | 716.2307 | 815.47 | 917.0321 | 1020.2475 | 1122.6787 | 1223.5078 | 1322.9625 | 1422.561 | 1521.8583 | 1621.731 | 1719.2737 | 1812.942 | 1903.5881 | 1994.2787 | 2086.8056 | 2180.5385 | 2275.2631 | 2371.0053 | 2467.0173 | 2563.4046 | 2659.8569 | 2756.7346 | 2853.8236 | 2951.6348 | 3049.5172 | 3091.0985
F2_Commercial_College_New_Food Preparation_Natural Gas_Food Prep Other_Baseline Forecast | F2 | Commercial | College | New | Food Preparation | Natural Gas | Food Prep Other | Baseline Forecast | Usage (MMtherm) | 0 | 3.645e-07 | 2.3645e-06 | 3.5496e-06 | 5.0186e-06 | 6.5324e-06 | 8.0539e-06 | 9.3708e-06 | 1.0669e-05 | 1.1998e-05 | 1.3348e-05 | 1.4689e-05 | 1.6008e-05 | 1.7309e-05 | 1.8612e-05 | 1.9911e-05 | 2.1218e-05 | 2.2494e-05 | 2.372e-05 | 2.4906e-05 | 2.6092e-05 | 2.7303e-05 | 2.8529e-05 | 2.9768e-05 | 3.1021e-05 | 3.2277e-05 | 3.3538e-05 | 3.48e-05 | 3.6068e-05 | 3.7338e-05 | 3.8618e-05 | 3.9898e-05 | 4.0442e-05
F3_Commercial_College_New_Food Preparation_Natural Gas_Food Prep Other_Baseline Forecast | F3 | Commercial | College | New | Food Preparation | Natural Gas | Food Prep Other | Baseline Forecast | Summer Peak Demand (MW) | 0 | 0 | 0 | 0 | 0 | 0 | 0 | 0 | 0 | 0 | 0 | 0 | 0 | 0 | 0 | 0 | 0 | 0 | 0 | 0 | 0 | 0 | 0 | 0 | 0 | 0 | 0 | 0 | 0 | 0 | 0 | 0 | 0
F4_Commercial_College_New_Food Preparation_Natural Gas_Food Prep Other_Baseline Forecast | F4 | Commercial | College | New | Food Preparation | Natural Gas | Food Prep Other | Baseline Forecast | Winter Peak Demand (MW) | 0 | 0 | 0 | 0 | 0 | 0 | 0 | 0 | 0 | 0 | 0 | 0 | 0 | 0 | 0 | 0 | 0 | 0 | 0 | 0 | 0 | 0 | 0 | 0 | 0 | 0 | 0 | 0 | 0 | 0 | 0 | 0 | 0
F5_Commercial_College_New_Food Preparation_Natural Gas_Food Prep Other_Baseline Forecast | F5 | Commercial | College | New | Food Preparation | Natural Gas | Food Prep Other | Baseline Forecast | Turnover | 0 | 30.4636 | 146.9373 | 93.9032 | 112.2753 | 115.71 | 116.2914 | 100.6498 | 99.2393 | 101.5621 | 109.3081 | 136.6929 | 147.0191 | 158.8618 | 170.2661 | 187.0755 | 220.7582 | 200.1964 | 200.9198 | 199.2092 | 205.0321 | 209.3036 | 218.5568 | 229.2459 | 242.8049 | 264.9925 | 274.318 | 282.0852 | 288.2156 | 295.5721 | 307.2882 | 303.7851 | 252.3423
F6_Commercial_College_New_Food Preparation_Natural Gas_Food Prep Other_Baseline Forecast | F6 | Commercial | College | New | Food Preparation | Natural Gas | Food Prep Other | Baseline Forecast | Avg. Replacement Usage (kWh) | 0.012388 | 0.011965 | 0.013329 | 0.013083 | 0.013083 | 0.013083 | 0.013083 | 0.013083 | 0.013083 | 0.013083 | 0.013083 | 0.013083 | 0.013083 | 0.013083 | 0.013083 | 0.013083 | 0.013083 | 0.013083 | 0.013083 | 0.013083 | 0.013083 | 0.013083 | 0.013083 | 0.013083 | 0.013083 | 0.013083 | 0.013083 | 0.013083 | 0.013083 | 0.013083 | 0.013083 | 0.013083 | 0.013083
F7_Commercial_College_New_Food Preparation_Natural Gas_Food Prep Other_Baseline Forecast | F7 | Commercial | College | New | Food Preparation | Natural Gas | Food Prep Other | Baseline Forecast | Avg. Replacement Summer Demand (kW) | 0 | 0 | 0 | 0 | 0 | 0 | 0 | 0 | 0 | 0 | 0 | 0 | 0 | 0 | 0 | 0 | 0 | 0 | 0 | 0 | 0 | 0 | 0 | 0 | 0 | 0 | 0 | 0 | 0 | 0 | 0 | 0 | 0
F8_Commercial_College_New_Food Preparation_Natural Gas_Food Prep Other_Baseline Forecast | F8 | Commercial | College | New | Food Preparation | Natural Gas | Food Prep Other | Baseline Forecast | Avg. Replacement Winter Demand (kW) | 0 | 0 | 0 | 0 | 0 | 0 | 0 | 0 | 0 | 0 | 0 | 0 | 0 | 0 | 0 | 0 | 0 | 0 | 0 | 0 | 0 | 0 | 0 | 0 | 0 | 0 | 0 | 0 | 0 | 0 | 0 | 0 | 0
F1_Commercial_College_New_Miscellaneous_Natural Gas_Pool Heater_Baseline Forecast | F1 | Commercial | College | New | Miscellaneous | Natural Gas | Pool Heater | Baseline Forecast | Units | 0 | 0 | 0 | 0 | 0 | 0 | 0 | 0 | 0 | 0 | 0 | 0 | 0 | 0 | 0 | 0 | 0 | 0 | 0 | 0 | 0 | 0 | 0 | 0 | 0 | 0 | 0 | 0 | 0 | 0 | 0 | 0 | 0
F2_Commercial_College_New_Miscellaneous_Natural Gas_Pool Heater_Baseline Forecast | F2 | Commercial | College | New | Miscellaneous | Natural Gas | Pool Heater | Baseline Forecast | Usage (MMtherm) | 0 | 0 | 0 | 0 | 0 | 0 | 0 | 0 | 0 | 0 | 0 | 0 | 0 | 0 | 0 | 0 | 0 | 0 | 0 | 0 | 0 | 0 | 0 | 0 | 0 | 0 | 0 | 0 | 0 | 0 | 0 | 0 | 0
F3_Commercial_College_New_Miscellaneous_Natural Gas_Pool Heater_Baseline Forecast | F3 | Commercial | College | New | Miscellaneous | Natural Gas | Pool Heater | Baseline Forecast | Summer Peak Demand (MW) | 0 | 0 | 0 | 0 | 0 | 0 | 0 | 0 | 0 | 0 | 0 | 0 | 0 | 0 | 0 | 0 | 0 | 0 | 0 | 0 | 0 | 0 | 0 | 0 | 0 | 0 | 0 | 0 | 0 | 0 | 0 | 0 | 0
F4_Commercial_College_New_Miscellaneous_Natural Gas_Pool Heater_Baseline Forecast | F4 | Commercial | College | New | Miscellaneous | Natural Gas | Pool Heater | Baseline Forecast | Winter Peak Demand (MW) | 0 | 0 | 0 | 0 | 0 | 0 | 0 | 0 | 0 | 0 | 0 | 0 | 0 | 0 | 0 | 0 | 0 | 0 | 0 | 0 | 0 | 0 | 0 | 0 | 0 | 0 | 0 | 0 | 0 | 0 | 0 | 0 | 0
F5_Commercial_College_New_Miscellaneous_Natural Gas_Pool Heater_Baseline Forecast | F5 | Commercial | College | New | Miscellaneous | Natural Gas | Pool Heater | Baseline Forecast | Turnover | 0 | 0 | 0 | 0 | 0 | 0 | 0 | 0 | 0 | 0 | 0 | 0 | 0 | 0 | 0 | 0 | 0 | 0 | 0 | 0 | 0 | 0 | 0 | 0 | 0 | 0 | 0 | 0 | 0 | 0 | 0 | 0 | 0
F6_Commercial_College_New_Miscellaneous_Natural Gas_Pool Heater_Baseline Forecast | F6 | Commercial | College | New | Miscellaneous | Natural Gas | Pool Heater | Baseline Forecast | Avg. Replacement Usage (kWh) | 0.0088062 | 0.0085056 | 0.0094751 | 0.0093007 | 0.0093007 | 0.0093007 | 0.0093007 | 0.0093007 | 0.0093007 | 0.0093007 | 0.0093007 | 0.0093007 | 0.0093007 | 0.0093007 | 0.0093007 | 0.0093007 | 0.0093007 | 0.0093007 | 0.0093007 | 0.0093007 | 0.0093007 | 0.0093007 | 0.0093007 | 0.0093007 | 0.0093007 | 0.0093007 | 0.0093007 | 0.0093007 | 0.0093007 | 0.0093007 | 0.0093007 | 0.0093007 | 0.0093007
F7_Commercial_College_New_Miscellaneous_Natural Gas_Pool Heater_Baseline Forecast | F7 | Commercial | College | New | Miscellaneous | Natural Gas | Pool Heater | Baseline Forecast | Avg. Replacement Summer Demand (kW) | 0 | 0 | 0 | 0 | 0 | 0 | 0 | 0 | 0 | 0 | 0 | 0 | 0 | 0 | 0 | 0 | 0 | 0 | 0 | 0 | 0 | 0 | 0 | 0 | 0 | 0 | 0 | 0 | 0 | 0 | 0 | 0 | 0
F8_Commercial_College_New_Miscellaneous_Natural Gas_Pool Heater_Baseline Forecast | F8 | Commercial | College | New | Miscellaneous | Natural Gas | Pool Heater | Baseline Forecast | Avg. Replacement Winter Demand (kW) | 0 | 0 | 0 | 0 | 0 | 0 | 0 | 0 | 0 | 0 | 0 | 0 | 0 | 0 | 0 | 0 | 0 | 0 | 0 | 0 | 0 | 0 | 0 | 0 | 0 | 0 | 0 | 0 | 0 | 0 | 0 | 0 | 0
F1_Commercial_College_New_Miscellaneous_Natural Gas_Miscellaneous_Baseline Forecast | F1 | Commercial | College | New | Miscellaneous | Natural Gas | Miscellaneous | Baseline Forecast | Units | 0 | 4645.7014 | 27053.6444 | 41373.8895 | 58495.8709 | 76141.6388 | 93876.0796 | 109225.1811 | 124359.1727 | 139847.3986 | 155587.7365 | 171208.4977 | 186584.9349 | 201751.7819 | 216940.5529 | 232083.3877 | 247313.9786 | 262189.2453 | 276473.66 | 290297.1839 | 304127.4994 | 318237.8609 | 332532.1174 | 346977.6168 | 361578.308 | 376220.1366 | 390919.2048 | 405628.1736 | 420402.0304 | 435208.0916 | 450124.3118 | 465051.375 | 471392.5276
F2_Commercial_College_New_Miscellaneous_Natural Gas_Miscellaneous_Baseline Forecast | F2 | Commercial | College | New | Miscellaneous | Natural Gas | Miscellaneous | Baseline Forecast | Usage (MMtherm) | 0 | 0.00015517 | 0.0010066 | 0.0015111 | 0.0021365 | 0.002781 | 0.0034287 | 0.0039893 | 0.0045421 | 0.0051078 | 0.0056827 | 0.0062532 | 0.0068148 | 0.0073688 | 0.0079235 | 0.0084766 | 0.0090329 | 0.0095762 | 0.010098 | 0.010603 | 0.011108 | 0.011623 | 0.012145 | 0.012673 | 0.013206 | 0.013741 | 0.014278 | 0.014815 | 0.015355 | 0.015895 | 0.01644 | 0.016985 | 0.017217
F3_Commercial_College_New_Miscellaneous_Natural Gas_Miscellaneous_Baseline Forecast | F3 | Commercial | College | New | Miscellaneous | Natural Gas | Miscellaneous | Baseline Forecast | Summer Peak Demand (MW) | 0 | 0 | 0 | 0 | 0 | 0 | 0 | 0 | 0 | 0 | 0 | 0 | 0 | 0 | 0 | 0 | 0 | 0 | 0 | 0 | 0 | 0 | 0 | 0 | 0 | 0 | 0 | 0 | 0 | 0 | 0 | 0 | 0
F4_Commercial_College_New_Miscellaneous_Natural Gas_Miscellaneous_Baseline Forecast | F4 | Commercial | College | New | Miscellaneous | Natural Gas | Miscellaneous | Baseline Forecast | Winter Peak Demand (MW) | 0 | 0 | 0 | 0 | 0 | 0 | 0 | 0 | 0 | 0 | 0 | 0 | 0 | 0 | 0 | 0 | 0 | 0 | 0 | 0 | 0 | 0 | 0 | 0 | 0 | 0 | 0 | 0 | 0 | 0 | 0 | 0 | 0
F5_Commercial_College_New_Miscellaneous_Natural Gas_Miscellaneous_Baseline Forecast | F5 | Commercial | College | New | Miscellaneous | Natural Gas | Miscellaneous | Baseline Forecast | Turnover | 0 | 4645.7014 | 22407.9431 | 14320.245 | 17785.653 | 21415.7641 | 23011.6153 | 22413.2015 | 24248.3294 | 26587.8889 | 28456.2208 | 31337.6948 | 37821.5205 | 36114.2556 | 38630.1776 | 41696.2022 | 43614.7621 | 44548.801 | 46210.1506 | 48100.7681 | 50119.2768 | 52656.1736 | 56094.1713 | 56936.4707 | 59276.8662 | 61842.454 | 63849.5148 | 65578.1857 | 67694.7252 | 69839.0096 | 72043.7381 | 74303.3251 | 68213.778
F6_Commercial_College_New_Miscellaneous_Natural Gas_Miscellaneous_Baseline Forecast | F6 | Commercial | College | New | Miscellaneous | Natural Gas | Miscellaneous | Baseline Forecast | Avg. Replacement Usage (kWh) | 0.034582 | 0.033401 | 0.037209 | 0.036524 | 0.036524 | 0.036524 | 0.036524 | 0.036524 | 0.036524 | 0.036524 | 0.036524 | 0.036524 | 0.036524 | 0.036524 | 0.036524 | 0.036524 | 0.036524 | 0.036524 | 0.036524 | 0.036524 | 0.036524 | 0.036524 | 0.036524 | 0.036524 | 0.036524 | 0.036524 | 0.036524 | 0.036524 | 0.036524 | 0.036524 | 0.036524 | 0.036524 | 0.036524
F7_Commercial_College_New_Miscellaneous_Natural Gas_Miscellaneous_Baseline Forecast | F7 | Commercial | College | New | Miscellaneous | Natural Gas | Miscellaneous | Baseline Forecast | Avg. Replacement Summer Demand (kW) | 0 | 0 | 0 | 0 | 0 | 0 | 0 | 0 | 0 | 0 | 0 | 0 | 0 | 0 | 0 | 0 | 0 | 0 | 0 | 0 | 0 | 0 | 0 | 0 | 0 | 0 | 0 | 0 | 0 | 0 | 0 | 0 | 0
F8_Commercial_College_New_Miscellaneous_Natural Gas_Miscellaneous_Baseline Forecast | F8 | Commercial | College | New | Miscellaneous | Natural Gas | Miscellaneous | Baseline Forecast | Avg. Replacement Winter Demand (kW) | 0 | 0 | 0 | 0 | 0 | 0 | 0 | 0 | 0 | 0 | 0 | 0 | 0 | 0 | 0 | 0 | 0 | 0 | 0 | 0 | 0 | 0 | 0 | 0 | 0 | 0 | 0 | 0 | 0 | 0 | 0 | 0 | 0
F1_Commercial_Hospital_Existing_Space Heating_Natural Gas_Furnace_Baseline Forecast | F1 | Commercial | Hospital | Existing | Space Heating | Natural Gas | Furnace | Baseline Forecast | Units | 377023.61 | 375105.399 | 373187.188 | 370870.6927 | 379536.3406 | 378516.3667 | 377615.9305 | 376804.9178 | 376021.4042 | 375242.742 | 374460.1824 | 373678.6707 | 372903.8196 | 372137.5588 | 371375.0502 | 370615.5651 | 369855.3896 | 369103.7884 | 368371.3187 | 367659.982 | 366959.0427 | 366256.2671 | 365547.9629 | 364833.0907 | 364111.039 | 363384.3615 | 362653.9413 | 361921.3952 | 361186.1582 | 360448.764 | 359707.5326 | 358964.1044 | 363858.7167
F2_Commercial_Hospital_Existing_Space Heating_Natural Gas_Furnace_Baseline Forecast | F2 | Commercial | Hospital | Existing | Space Heating | Natural Gas | Furnace | Baseline Forecast | Usage (MMtherm) | 0.055772 | 0.053547 | 0.058977 | 0.057171 | 0.058108 | 0.057436 | 0.056778 | 0.055968 | 0.055158 | 0.054345 | 0.053529 | 0.052713 | 0.051898 | 0.051086 | 0.050276 | 0.04947 | 0.048668 | 0.047873 | 0.047084 | 0.046322 | 0.045582 | 0.044861 | 0.044136 | 0.043435 | 0.042757 | 0.04211 | 0.041492 | 0.0409 | 0.040332 | 0.039787 | 0.039263 | 0.038757 | 0.03903
F3_Commercial_Hospital_Existing_Space Heating_Natural Gas_Furnace_Baseline Forecast | F3 | Commercial | Hospital | Existing | Space Heating | Natural Gas | Furnace | Baseline Forecast | Summer Peak Demand (MW) | 0 | 0 | 0 | 0 | 0 | 0 | 0 | 0 | 0 | 0 | 0 | 0 | 0 | 0 | 0 | 0 | 0 | 0 | 0 | 0 | 0 | 0 | 0 | 0 | 0 | 0 | 0 | 0 | 0 | 0 | 0 | 0 | 0
F4_Commercial_Hospital_Existing_Space Heating_Natural Gas_Furnace_Baseline Forecast | F4 | Commercial | Hospital | Existing | Space Heating | Natural Gas | Furnace | Baseline Forecast | Winter Peak Demand (MW) | 0 | 0 | 0 | 0 | 0 | 0 | 0 | 0 | 0 | 0 | 0 | 0 | 0 | 0 | 0 | 0 | 0 | 0 | 0 | 0 | 0 | 0 | 0 | 0 | 0 | 0 | 0 | 0 | 0 | 0 | 0 | 0 | 0
F5_Commercial_Hospital_Existing_Space Heating_Natural Gas_Furnace_Baseline Forecast | F5 | Commercial | Hospital | Existing | Space Heating | Natural Gas | Furnace | Baseline Forecast | Turnover | 0 | 7527.1986 | 8160.7695 | 8726.6283 | 17961.3673 | 9794.641 | 10253.7934 | 10676.1554 | 11063.3038 | 11417.4711 | 11741.0056 | 12036.4589 | 12306.2332 | 12552.4477 | 12776.8315 | 12981.0949 | 13166.7032 | 13335.4568 | 13489.1061 | 12982.003 | 12563.7224 | 12222.8627 | 12591.5441 | 12326.4312 | 12116.2698 | 11953.9208 | 11832.9785 | 11747.7738 | 11693.2082 | 11664.7954 | 11658.4949 | 11670.838 | 18912.9355
F6_Commercial_Hospital_Existing_Space Heating_Natural Gas_Furnace_Baseline Forecast | F6 | Commercial | Hospital | Existing | Space Heating | Natural Gas | Furnace | Baseline Forecast | Avg. Replacement Usage (kWh) | 0.14431 | 0.13939 | 0.15445 | 0.1508 | 0.15 | 0.1341 | 0.13338 | 0.11739 | 0.11674 | 0.1161 | 0.11545 | 0.11481 | 0.11417 | 0.11352 | 0.11288 | 0.11224 | 0.11159 | 0.11095 | 0.11031 | 0.10966 | 0.10902 | 0.10838 | 0.10773 | 0.10709 | 0.10645 | 0.10581 | 0.10516 | 0.10452 | 0.10388 | 0.10324 | 0.10259 | 0.10195 | 0.10195
F7_Commercial_Hospital_Existing_Space Heating_Natural Gas_Furnace_Baseline Forecast | F7 | Commercial | Hospital | Existing | Space Heating | Natural Gas | Furnace | Baseline Forecast | Avg. Replacement Summer Demand (kW) | 0 | 0 | 0 | 0 | 0 | 0 | 0 | 0 | 0 | 0 | 0 | 0 | 0 | 0 | 0 | 0 | 0 | 0 | 0 | 0 | 0 | 0 | 0 | 0 | 0 | 0 | 0 | 0 | 0 | 0 | 0 | 0 | 0
F8_Commercial_Hospital_Existing_Space Heating_Natural Gas_Furnace_Baseline Forecast | F8 | Commercial | Hospital | Existing | Space Heating | Natural Gas | Furnace | Baseline Forecast | Avg. Replacement Winter Demand (kW) | 0 | 0 | 0 | 0 | 0 | 0 | 0 | 0 | 0 | 0 | 0 | 0 | 0 | 0 | 0 | 0 | 0 | 0 | 0 | 0 | 0 | 0 | 0 | 0 | 0 | 0 | 0 | 0 | 0 | 0 | 0 | 0 | 0
F1_Commercial_Hospital_Existing_Space Heating_Natural Gas_Boiler_Baseline Forecast | F1 | Commercial | Hospital | Existing | Space Heating | Natural Gas | Boiler | Baseline Forecast | Units | 2124892.5734 | 2114081.5997 | 2103270.6259 | 2090214.9354 | 2139054.2397 | 2133305.7009 | 2128230.8722 | 2123660.0312 | 2119244.1745 | 2114855.6605 | 2110445.1805 | 2106040.6064 | 2101673.5714 | 2097354.9509 | 2093057.4775 | 2088777.0445 | 2084492.7208 | 2080256.7214 | 2076128.5463 | 2072119.4762 | 2068169.0059 | 2064208.1854 | 2060216.2069 | 2056187.2108 | 2052117.7512 | 2048022.2209 | 2043905.5971 | 2039776.9912 | 2035633.2197 | 2031477.2906 | 2027299.7353 | 2023109.7981 | 2050695.6708
F2_Commercial_Hospital_Existing_Space Heating_Natural Gas_Boiler_Baseline Forecast | F2 | Commercial | Hospital | Existing | Space Heating | Natural Gas | Boiler | Baseline Forecast | Usage (MMtherm) | 0.74917 | 0.72255 | 0.79964 | 0.77903 | 0.79797 | 0.79323 | 0.78869 | 0.78429 | 0.77988 | 0.7754 | 0.7708 | 0.7661 | 0.76129 | 0.75638 | 0.75134 | 0.74616 | 0.74084 | 0.73538 | 0.7298 | 0.72412 | 0.71829 | 0.71242 | 0.70648 | 0.70049 | 0.69433 | 0.68825 | 0.68221 | 0.67623 | 0.67031 | 0.66445 | 0.65861 | 0.65283 | 0.66139
F3_Commercial_Hospital_Existing_Space Heating_Natural Gas_Boiler_Baseline Forecast | F3 | Commercial | Hospital | Existing | Space Heating | Natural Gas | Boiler | Baseline Forecast | Summer Peak Demand (MW) | 0 | 0 | 0 | 0 | 0 | 0 | 0 | 0 | 0 | 0 | 0 | 0 | 0 | 0 | 0 | 0 | 0 | 0 | 0 | 0 | 0 | 0 | 0 | 0 | 0 | 0 | 0 | 0 | 0 | 0 | 0 | 0 | 0
F4_Commercial_Hospital_Existing_Space Heating_Natural Gas_Boiler_Baseline Forecast | F4 | Commercial | Hospital | Existing | Space Heating | Natural Gas | Boiler | Baseline Forecast | Winter Peak Demand (MW) | 0 | 0 | 0 | 0 | 0 | 0 | 0 | 0 | 0 | 0 | 0 | 0 | 0 | 0 | 0 | 0 | 0 | 0 | 0 | 0 | 0 | 0 | 0 | 0 | 0 | 0 | 0 | 0 | 0 | 0 | 0 | 0 | 0
F5_Commercial_Hospital_Existing_Space Heating_Natural Gas_Boiler_Baseline Forecast | F5 | Commercial | Hospital | Existing | Space Heating | Natural Gas | Boiler | Baseline Forecast | Turnover | 0 | 39029.1988 | 42314.3203 | 45248.3488 | 97038.4415 | 50786.0904 | 53166.8368 | 55356.8216 | 57364.2204 | 59200.6097 | 60878.1648 | 62410.1171 | 63808.9208 | 65085.5651 | 66249.015 | 67308.139 | 68270.5349 | 69145.5372 | 69942.2224 | 70667.5599 | 71325.5326 | 68577.3519 | 66295.2726 | 64421.763 | 66509.6712 | 65021.4627 | 63826.8804 | 62888.1307 | 62171.1934 | 61645.9849 | 61285.4096 | 61065.9636 | 88679.3502
F6_Commercial_Hospital_Existing_Space Heating_Natural Gas_Boiler_Baseline Forecast | F6 | Commercial | Hospital | Existing | Space Heating | Natural Gas | Boiler | Baseline Forecast | Avg. Replacement Usage (kWh) | 0.39157 | 0.37821 | 0.41908 | 0.40919 | 0.407 | 0.37328 | 0.37126 | 0.36924 | 0.36722 | 0.3652 | 0.36318 | 0.36117 | 0.35915 | 0.35713 | 0.35511 | 0.35309 | 0.35108 | 0.34906 | 0.34704 | 0.34502 | 0.343 | 0.34099 | 0.33897 | 0.33695 | 0.33494 | 0.33293 | 0.3309 | 0.32889 | 0.32687 | 0.32486 | 0.32284 | 0.32082 | 0.32082
F7_Commercial_Hospital_Existing_Space Heating_Natural Gas_Boiler_Baseline Forecast | F7 | Commercial | Hospital | Existing | Space Heating | Natural Gas | Boiler | Baseline Forecast | Avg. Replacement Summer Demand (kW) | 0 | 0 | 0 | 0 | 0 | 0 | 0 | 0 | 0 | 0 | 0 | 0 | 0 | 0 | 0 | 0 | 0 | 0 | 0 | 0 | 0 | 0 | 0 | 0 | 0 | 0 | 0 | 0 | 0 | 0 | 0 | 0 | 0
F8_Commercial_Hospital_Existing_Space Heating_Natural Gas_Boiler_Baseline Forecast | F8 | Commercial | Hospital | Existing | Space Heating | Natural Gas | Boiler | Baseline Forecast | Avg. Replacement Winter Demand (kW) | 0 | 0 | 0 | 0 | 0 | 0 | 0 | 0 | 0 | 0 | 0 | 0 | 0 | 0 | 0 | 0 | 0 | 0 | 0 | 0 | 0 | 0 | 0 | 0 | 0 | 0 | 0 | 0 | 0 | 0 | 0 | 0 | 0
F1_Commercial_Hospital_Existing_Space Heating_Natural Gas_Unit Heater_Baseline Forecast | F1 | Commercial | Hospital | Existing | Space Heating | Natural Gas | Unit Heater | Baseline Forecast | Units | 0 | 0 | 0 | 0 | 0 | 0 | 0 | 0 | 0 | 0 | 0 | 0 | 0 | 0 | 0 | 0 | 0 | 0 | 0 | 0 | 0 | 0 | 0 | 0 | 0 | 0 | 0 | 0 | 0 | 0 | 0 | 0 | 0
F2_Commercial_Hospital_Existing_Space Heating_Natural Gas_Unit Heater_Baseline Forecast | F2 | Commercial | Hospital | Existing | Space Heating | Natural Gas | Unit Heater | Baseline Forecast | Usage (MMtherm) | 0 | 0 | 0 | 0 | 0 | 0 | 0 | 0 | 0 | 0 | 0 | 0 | 0 | 0 | 0 | 0 | 0 | 0 | 0 | 0 | 0 | 0 | 0 | 0 | 0 | 0 | 0 | 0 | 0 | 0 | 0 | 0 | 0
F3_Commercial_Hospital_Existing_Space Heating_Natural Gas_Unit Heater_Baseline Forecast | F3 | Commercial | Hospital | Existing | Space Heating | Natural Gas | Unit Heater | Baseline Forecast | Summer Peak Demand (MW) | 0 | 0 | 0 | 0 | 0 | 0 | 0 | 0 | 0 | 0 | 0 | 0 | 0 | 0 | 0 | 0 | 0 | 0 | 0 | 0 | 0 | 0 | 0 | 0 | 0 | 0 | 0 | 0 | 0 | 0 | 0 | 0 | 0
F4_Commercial_Hospital_Existing_Space Heating_Natural Gas_Unit Heater_Baseline Forecast | F4 | Commercial | Hospital | Existing | Space Heating | Natural Gas | Unit Heater | Baseline Forecast | Winter Peak Demand (MW) | 0 | 0 | 0 | 0 | 0 | 0 | 0 | 0 | 0 | 0 | 0 | 0 | 0 | 0 | 0 | 0 | 0 | 0 | 0 | 0 | 0 | 0 | 0 | 0 | 0 | 0 | 0 | 0 | 0 | 0 | 0 | 0 | 0
F5_Commercial_Hospital_Existing_Space Heating_Natural Gas_Unit Heater_Baseline Forecast | F5 | Commercial | Hospital | Existing | Space Heating | Natural Gas | Unit Heater | Baseline Forecast | Turnover | 0 | 0 | 0 | 0 | 0 | 0 | 0 | 0 | 0 | 0 | 0 | 0 | 0 | 0 | 0 | 0 | 0 | 0 | 0 | 0 | 0 | 0 | 0 | 0 | 0 | 0 | 0 | 0 | 0 | 0 | 0 | 0 | 0
F6_Commercial_Hospital_Existing_Space Heating_Natural Gas_Unit Heater_Baseline Forecast | F6 | Commercial | Hospital | Existing | Space Heating | Natural Gas | Unit Heater | Baseline Forecast | Avg. Replacement Usage (kWh) | 0.073963 | 0.071438 | 0.07916 | 0.077289 | 0.076876 | 0.068808 | 0.068435 | 0.068063 | 0.067691 | 0.06732 | 0.066947 | 0.066575 | 0.066203 | 0.065832 | 0.065459 | 0.065087 | 0.064715 | 0.064344 | 0.063971 | 0.063599 | 0.063227 | 0.062856 | 0.062484 | 0.062112 | 0.06174 | 0.061369 | 0.060997 | 0.060625 | 0.060254 | 0.059882 | 0.05951 | 0.059138 | 0.059138
F7_Commercial_Hospital_Existing_Space Heating_Natural Gas_Unit Heater_Baseline Forecast | F7 | Commercial | Hospital | Existing | Space Heating | Natural Gas | Unit Heater | Baseline Forecast | Avg. Replacement Summer Demand (kW) | 0 | 0 | 0 | 0 | 0 | 0 | 0 | 0 | 0 | 0 | 0 | 0 | 0 | 0 | 0 | 0 | 0 | 0 | 0 | 0 | 0 | 0 | 0 | 0 | 0 | 0 | 0 | 0 | 0 | 0 | 0 | 0 | 0
F8_Commercial_Hospital_Existing_Space Heating_Natural Gas_Unit Heater_Baseline Forecast | F8 | Commercial | Hospital | Existing | Space Heating | Natural Gas | Unit Heater | Baseline Forecast | Avg. Replacement Winter Demand (kW) | 0 | 0 | 0 | 0 | 0 | 0 | 0 | 0 | 0 | 0 | 0 | 0 | 0 | 0 | 0 | 0 | 0 | 0 | 0 | 0 | 0 | 0 | 0 | 0 | 0 | 0 | 0 | 0 | 0 | 0 | 0 | 0 | 0
F1_Commercial_Hospital_Existing_Water Heating_Natural Gas_Water Heater_Baseline Forecast | F1 | Commercial | Hospital | Existing | Water Heating | Natural Gas | Water Heater | Baseline Forecast | Units | 2208836.9072 | 2197598.8436 | 2186360.78 | 2172789.3216 | 2223558.0331 | 2217582.397 | 2212307.0861 | 2207555.673 | 2202965.367 | 2198403.4838 | 2193818.7669 | 2189240.1892 | 2184700.6335 | 2180211.405 | 2175744.1589 | 2171294.6266 | 2166841.0497 | 2162437.7063 | 2158146.4467 | 2153978.9974 | 2149872.463 | 2145755.1694 | 2141605.4869 | 2137417.3245 | 2133187.1001 | 2128929.775 | 2124650.523 | 2120358.8157 | 2116051.3436 | 2111731.2337 | 2107388.6431 | 2103033.1816 | 2131708.84
F2_Commercial_Hospital_Existing_Water Heating_Natural Gas_Water Heater_Baseline Forecast | F2 | Commercial | Hospital | Existing | Water Heating | Natural Gas | Water Heater | Baseline Forecast | Usage (MMtherm) | 0.8204 | 0.77807 | 0.84849 | 0.81299 | 0.81441 | 0.7976 | 0.78208 | 0.76823 | 0.75626 | 0.74642 | 0.73825 | 0.73143 | 0.72571 | 0.72085 | 0.71669 | 0.71308 | 0.70991 | 0.7071 | 0.70461 | 0.70237 | 0.70034 | 0.69844 | 0.69665 | 0.69493 | 0.69328 | 0.69167 | 0.6901 | 0.68856 | 0.68704 | 0.68555 | 0.68407 | 0.68259 | 0.69185
F3_Commercial_Hospital_Existing_Water Heating_Natural Gas_Water Heater_Baseline Forecast | F3 | Commercial | Hospital | Existing | Water Heating | Natural Gas | Water Heater | Baseline Forecast | Summer Peak Demand (MW) | 0 | 0 | 0 | 0 | 0 | 0 | 0 | 0 | 0 | 0 | 0 | 0 | 0 | 0 | 0 | 0 | 0 | 0 | 0 | 0 | 0 | 0 | 0 | 0 | 0 | 0 | 0 | 0 | 0 | 0 | 0 | 0 | 0
F4_Commercial_Hospital_Existing_Water Heating_Natural Gas_Water Heater_Baseline Forecast | F4 | Commercial | Hospital | Existing | Water Heating | Natural Gas | Water Heater | Baseline Forecast | Winter Peak Demand (MW) | 0 | 0 | 0 | 0 | 0 | 0 | 0 | 0 | 0 | 0 | 0 | 0 | 0 | 0 | 0 | 0 | 0 | 0 | 0 | 0 | 0 | 0 | 0 | 0 | 0 | 0 | 0 | 0 | 0 | 0 | 0 | 0 | 0
F5_Commercial_Hospital_Existing_Water Heating_Natural Gas_Water Heater_Baseline Forecast | F5 | Commercial | Hospital | Existing | Water Heating | Natural Gas | Water Heater | Baseline Forecast | Turnover | 0 | 87903.9537 | 113690.7606 | 133843.8222 | 201299.5557 | 163440.046 | 173676.9016 | 181786.1606 | 188179.8658 | 193196.3297 | 171384.5713 | 159069.7608 | 153292.9056 | 161857.4034 | 161291.9041 | 185108.9247 | 190130.7421 | 194056.7847 | 210031.9783 | 191853.321 | 187138.7482 | 181697.6561 | 178600.9991 | 175669.3863 | 171172.3066 | 170977.2516 | 173251.3639 | 181855.8194 | 182824.511 | 188881.0577 | 187861.0051 | 186154.4581 | 216347.1403
F6_Commercial_Hospital_Existing_Water Heating_Natural Gas_Water Heater_Baseline Forecast | F6 | Commercial | Hospital | Existing | Water Heating | Natural Gas | Water Heater | Baseline Forecast | Avg. Replacement Usage (kWh) | 0.30721 | 0.29673 | 0.33055 | 0.32447 | 0.32447 | 0.32447 | 0.32447 | 0.32447 | 0.32447 | 0.32447 | 0.32447 | 0.32447 | 0.32447 | 0.32447 | 0.32447 | 0.32447 | 0.32447 | 0.32447 | 0.32447 | 0.32447 | 0.32447 | 0.32447 | 0.32447 | 0.32447 | 0.32447 | 0.32447 | 0.32447 | 0.32447 | 0.32447 | 0.32447 | 0.32447 | 0.32447 | 0.32447
F7_Commercial_Hospital_Existing_Water Heating_Natural Gas_Water Heater_Baseline Forecast | F7 | Commercial | Hospital | Existing | Water Heating | Natural Gas | Water Heater | Baseline Forecast | Avg. Replacement Summer Demand (kW) | 0 | 0 | 0 | 0 | 0 | 0 | 0 | 0 | 0 | 0 | 0 | 0 | 0 | 0 | 0 | 0 | 0 | 0 | 0 | 0 | 0 | 0 | 0 | 0 | 0 | 0 | 0 | 0 | 0 | 0 | 0 | 0 | 0
F8_Commercial_Hospital_Existing_Water Heating_Natural Gas_Water Heater_Baseline Forecast | F8 | Commercial | Hospital | Existing | Water Heating | Natural Gas | Water Heater | Baseline Forecast | Avg. Replacement Winter Demand (kW) | 0 | 0 | 0 | 0 | 0 | 0 | 0 | 0 | 0 | 0 | 0 | 0 | 0 | 0 | 0 | 0 | 0 | 0 | 0 | 0 | 0 | 0 | 0 | 0 | 0 | 0 | 0 | 0 | 0 | 0 | 0 | 0 | 0
F1_Commercial_Hospital_Existing_Food Preparation_Natural Gas_Oven_Baseline Forecast | F1 | Commercial | Hospital | Existing | Food Preparation | Natural Gas | Oven | Baseline Forecast | Units | 53908.1301 | 53633.8577 | 53359.5853 | 53028.3648 | 54267.4089 | 54121.5696 | 53992.8221 | 53876.8607 | 53764.8313 | 53653.4955 | 53541.6024 | 53429.8592 | 53319.0683 | 53209.5057 | 53100.4796 | 52991.8858 | 52883.1933 | 52775.7268 | 52670.9958 | 52569.2864 | 52469.0637 | 52368.5784 | 52267.3027 | 52165.0878 | 52061.8464 | 51957.9435 | 51853.5055 | 51748.7636 | 51643.6369 | 51538.2017 | 51432.2179 | 51325.92 | 52025.7684
F2_Commercial_Hospital_Existing_Food Preparation_Natural Gas_Oven_Baseline Forecast | F2 | Commercial | Hospital | Existing | Food Preparation | Natural Gas | Oven | Baseline Forecast | Usage (MMtherm) | 0.0045866 | 0.0044075 | 0.0048847 | 0.0047651 | 0.0048765 | 0.0048634 | 0.0048518 | 0.0048412 | 0.004831 | 0.0048207 | 0.0048103 | 0.0047999 | 0.0047895 | 0.0047792 | 0.0047688 | 0.0047584 | 0.0047478 | 0.0047373 | 0.0047269 | 0.0047167 | 0.0047068 | 0.0046968 | 0.0046867 | 0.0046766 | 0.0046664 | 0.0046561 | 0.0046459 | 0.0046356 | 0.0046253 | 0.0046151 | 0.0046048 | 0.0045946 | 0.0046566
F3_Commercial_Hospital_Existing_Food Preparation_Natural Gas_Oven_Baseline Forecast | F3 | Commercial | Hospital | Existing | Food Preparation | Natural Gas | Oven | Baseline Forecast | Summer Peak Demand (MW) | 0 | 0 | 0 | 0 | 0 | 0 | 0 | 0 | 0 | 0 | 0 | 0 | 0 | 0 | 0 | 0 | 0 | 0 | 0 | 0 | 0 | 0 | 0 | 0 | 0 | 0 | 0 | 0 | 0 | 0 | 0 | 0 | 0
F4_Commercial_Hospital_Existing_Food Preparation_Natural Gas_Oven_Baseline Forecast | F4 | Commercial | Hospital | Existing | Food Preparation | Natural Gas | Oven | Baseline Forecast | Winter Peak Demand (MW) | 0 | 0 | 0 | 0 | 0 | 0 | 0 | 0 | 0 | 0 | 0 | 0 | 0 | 0 | 0 | 0 | 0 | 0 | 0 | 0 | 0 | 0 | 0 | 0 | 0 | 0 | 0 | 0 | 0 | 0 | 0 | 0 | 0
F5_Commercial_Hospital_Existing_Food Preparation_Natural Gas_Oven_Baseline Forecast | F5 | Commercial | Hospital | Existing | Food Preparation | Natural Gas | Oven | Baseline Forecast | Turnover | 0 | 2979.6588 | 3211.4565 | 3396.1067 | 4805.6381 | 3698.7 | 3807.6962 | 3897.4699 | 3970.8222 | 4030.3394 | 3836.0483 | 3713.746 | 3644.4975 | 3816.1665 | 3778.4423 | 3765.114 | 4569.9659 | 4516.8262 | 4471.3912 | 4727.7599 | 4244.1167 | 4158.4642 | 4109.9702 | 4058.9811 | 4010.6397 | 4033.5215 | 4063.2043 | 4094.6764 | 4227.9121 | 4202.7702 | 4174.2741 | 4364.1268 | 4990.3327
F6_Commercial_Hospital_Existing_Food Preparation_Natural Gas_Oven_Baseline Forecast | F6 | Commercial | Hospital | Existing | Food Preparation | Natural Gas | Oven | Baseline Forecast | Avg. Replacement Usage (kWh) | 0.085082 | 0.082177 | 0.091534 | 0.089863 | 0.089871 | 0.089864 | 0.089845 | 0.089829 | 0.08981 | 0.089793 | 0.089775 | 0.089759 | 0.089741 | 0.089723 | 0.089706 | 0.089689 | 0.089671 | 0.089652 | 0.089632 | 0.089612 | 0.089592 | 0.089572 | 0.089553 | 0.089534 | 0.089518 | 0.089504 | 0.089491 | 0.08948 | 0.089471 | 0.089464 | 0.08946 | 0.089457 | 0.089457
F7_Commercial_Hospital_Existing_Food Preparation_Natural Gas_Oven_Baseline Forecast | F7 | Commercial | Hospital | Existing | Food Preparation | Natural Gas | Oven | Baseline Forecast | Avg. Replacement Summer Demand (kW) | 0 | 0 | 0 | 0 | 0 | 0 | 0 | 0 | 0 | 0 | 0 | 0 | 0 | 0 | 0 | 0 | 0 | 0 | 0 | 0 | 0 | 0 | 0 | 0 | 0 | 0 | 0 | 0 | 0 | 0 | 0 | 0 | 0
F8_Commercial_Hospital_Existing_Food Preparation_Natural Gas_Oven_Baseline Forecast | F8 | Commercial | Hospital | Existing | Food Preparation | Natural Gas | Oven | Baseline Forecast | Avg. Replacement Winter Demand (kW) | 0 | 0 | 0 | 0 | 0 | 0 | 0 | 0 | 0 | 0 | 0 | 0 | 0 | 0 | 0 | 0 | 0 | 0 | 0 | 0 | 0 | 0 | 0 | 0 | 0 | 0 | 0 | 0 | 0 | 0 | 0 | 0 | 0
F1_Commercial_Hospital_Existing_Food Preparation_Natural Gas_Conveyor Oven_Baseline Forecast | F1 | Commercial | Hospital | Existing | Food Preparation | Natural Gas | Conveyor Oven | Baseline Forecast | Units | 26954.065 | 26816.9288 | 26679.7926 | 26514.1824 | 27133.7045 | 27060.7848 | 26996.4111 | 26938.4304 | 26882.4156 | 26826.7477 | 26770.8012 | 26714.9296 | 26659.5342 | 26604.7529 | 26550.2398 | 26495.9429 | 26441.5967 | 26387.8634 | 26335.4979 | 26284.6432 | 26234.5319 | 26184.2892 | 26133.6513 | 26082.5439 | 26030.9232 | 25978.9718 | 25926.7528 | 25874.3818 | 25821.8184 | 25769.1009 | 25716.109 | 25662.96 | 26012.8842
F2_Commercial_Hospital_Existing_Food Preparation_Natural Gas_Conveyor Oven_Baseline Forecast | F2 | Commercial | Hospital | Existing | Food Preparation | Natural Gas | Conveyor Oven | Baseline Forecast | Usage (MMtherm) | 0.003924 | 0.0037708 | 0.0041791 | 0.0040767 | 0.004172 | 0.0041607 | 0.0041508 | 0.0041419 | 0.0041332 | 0.0041246 | 0.0041159 | 0.0041073 | 0.0040987 | 0.0040901 | 0.0040817 | 0.0040732 | 0.0040647 | 0.0040563 | 0.0040482 | 0.0040402 | 0.0040324 | 0.0040245 | 0.0040166 | 0.0040086 | 0.0040005 | 0.0039923 | 0.0039841 | 0.0039759 | 0.0039677 | 0.0039595 | 0.0039512 | 0.0039429 | 0.0039966
F3_Commercial_Hospital_Existing_Food Preparation_Natural Gas_Conveyor Oven_Baseline Forecast | F3 | Commercial | Hospital | Existing | Food Preparation | Natural Gas | Conveyor Oven | Baseline Forecast | Summer Peak Demand (MW) | 0 | 0 | 0 | 0 | 0 | 0 | 0 | 0 | 0 | 0 | 0 | 0 | 0 | 0 | 0 | 0 | 0 | 0 | 0 | 0 | 0 | 0 | 0 | 0 | 0 | 0 | 0 | 0 | 0 | 0 | 0 | 0 | 0
F4_Commercial_Hospital_Existing_Food Preparation_Natural Gas_Conveyor Oven_Baseline Forecast | F4 | Commercial | Hospital | Existing | Food Preparation | Natural Gas | Conveyor Oven | Baseline Forecast | Winter Peak Demand (MW) | 0 | 0 | 0 | 0 | 0 | 0 | 0 | 0 | 0 | 0 | 0 | 0 | 0 | 0 | 0 | 0 | 0 | 0 | 0 | 0 | 0 | 0 | 0 | 0 | 0 | 0 | 0 | 0 | 0 | 0 | 0 | 0 | 0
F5_Commercial_Hospital_Existing_Food Preparation_Natural Gas_Conveyor Oven_Baseline Forecast | F5 | Commercial | Hospital | Existing | Food Preparation | Natural Gas | Conveyor Oven | Baseline Forecast | Turnover | 0 | 630.9866 | 816.0878 | 960.7492 | 1700.053 | 1173.1949 | 1246.6765 | 1304.8858 | 1350.7807 | 1386.7896 | 1414.8776 | 1436.657 | 1453.4229 | 1466.1997 | 1475.7804 | 1482.8096 | 1487.7896 | 1309.1559 | 1202.6791 | 1146.4225 | 1244.1326 | 1220.439 | 1373.3444 | 1396.3742 | 1414.1424 | 1583.2053 | 1406.8947 | 1420.6965 | 1431.0983 | 1438.7852 | 1444.2959 | 1448.0725 | 1803.406
F6_Commercial_Hospital_Existing_Food Preparation_Natural Gas_Conveyor Oven_Baseline Forecast | F6 | Commercial | Hospital | Existing | Food Preparation | Natural Gas | Conveyor Oven | Baseline Forecast | Avg. Replacement Usage (kWh) | 0.14558 | 0.14061 | 0.15663 | 0.15375 | 0.15375 | 0.15375 | 0.15374 | 0.15373 | 0.15373 | 0.15372 | 0.15371 | 0.1537 | 0.1537 | 0.15369 | 0.15368 | 0.15368 | 0.15367 | 0.15366 | 0.15366 | 0.15365 | 0.15365 | 0.15364 | 0.15364 | 0.15363 | 0.15363 | 0.15363 | 0.15362 | 0.15362 | 0.15362 | 0.15362 | 0.15362 | 0.15361 | 0.15361
F7_Commercial_Hospital_Existing_Food Preparation_Natural Gas_Conveyor Oven_Baseline Forecast | F7 | Commercial | Hospital | Existing | Food Preparation | Natural Gas | Conveyor Oven | Baseline Forecast | Avg. Replacement Summer Demand (kW) | 0 | 0 | 0 | 0 | 0 | 0 | 0 | 0 | 0 | 0 | 0 | 0 | 0 | 0 | 0 | 0 | 0 | 0 | 0 | 0 | 0 | 0 | 0 | 0 | 0 | 0 | 0 | 0 | 0 | 0 | 0 | 0 | 0
F8_Commercial_Hospital_Existing_Food Preparation_Natural Gas_Conveyor Oven_Baseline Forecast | F8 | Commercial | Hospital | Existing | Food Preparation | Natural Gas | Conveyor Oven | Baseline Forecast | Avg. Replacement Winter Demand (kW) | 0 | 0 | 0 | 0 | 0 | 0 | 0 | 0 | 0 | 0 | 0 | 0 | 0 | 0 | 0 | 0 | 0 | 0 | 0 | 0 | 0 | 0 | 0 | 0 | 0 | 0 | 0 | 0 | 0 | 0 | 0 | 0 | 0
F1_Commercial_Hospital_Existing_Food Preparation_Natural Gas_Double Rack Oven_Baseline Forecast | F1 | Commercial | Hospital | Existing | Food Preparation | Natural Gas | Double Rack Oven | Baseline Forecast | Units | 26954.065 | 26816.9288 | 26679.7926 | 26514.1824 | 27133.7045 | 27060.7848 | 26996.4111 | 26938.4304 | 26882.4156 | 26826.7477 | 26770.8012 | 26714.9296 | 26659.5342 | 26604.7529 | 26550.2398 | 26495.9429 | 26441.5967 | 26387.8634 | 26335.4979 | 26284.6432 | 26234.5319 | 26184.2892 | 26133.6513 | 26082.5439 | 26030.9232 | 25978.9718 | 25926.7528 | 25874.3818 | 25821.8184 | 25769.1009 | 25716.109 | 25662.96 | 26012.8842
F2_Commercial_Hospital_Existing_Food Preparation_Natural Gas_Double Rack Oven_Baseline Forecast | F2 | Commercial | Hospital | Existing | Food Preparation | Natural Gas | Double Rack Oven | Baseline Forecast | Usage (MMtherm) | 0.0059613 | 0.0057285 | 0.0063487 | 0.0061932 | 0.0063379 | 0.0063209 | 0.0063056 | 0.0062918 | 0.0062783 | 0.0062647 | 0.0062509 | 0.006237 | 0.0062232 | 0.0062095 | 0.0061958 | 0.006182 | 0.0061681 | 0.006154 | 0.0061402 | 0.0061265 | 0.0061129 | 0.0060993 | 0.0060856 | 0.0060719 | 0.0060581 | 0.0060444 | 0.0060306 | 0.006017 | 0.0060034 | 0.0059899 | 0.0059764 | 0.0059629 | 0.0060431
F3_Commercial_Hospital_Existing_Food Preparation_Natural Gas_Double Rack Oven_Baseline Forecast | F3 | Commercial | Hospital | Existing | Food Preparation | Natural Gas | Double Rack Oven | Baseline Forecast | Summer Peak Demand (MW) | 0 | 0 | 0 | 0 | 0 | 0 | 0 | 0 | 0 | 0 | 0 | 0 | 0 | 0 | 0 | 0 | 0 | 0 | 0 | 0 | 0 | 0 | 0 | 0 | 0 | 0 | 0 | 0 | 0 | 0 | 0 | 0 | 0
F4_Commercial_Hospital_Existing_Food Preparation_Natural Gas_Double Rack Oven_Baseline Forecast | F4 | Commercial | Hospital | Existing | Food Preparation | Natural Gas | Double Rack Oven | Baseline Forecast | Winter Peak Demand (MW) | 0 | 0 | 0 | 0 | 0 | 0 | 0 | 0 | 0 | 0 | 0 | 0 | 0 | 0 | 0 | 0 | 0 | 0 | 0 | 0 | 0 | 0 | 0 | 0 | 0 | 0 | 0 | 0 | 0 | 0 | 0 | 0 | 0
F5_Commercial_Hospital_Existing_Food Preparation_Natural Gas_Double Rack Oven_Baseline Forecast | F5 | Commercial | Hospital | Existing | Food Preparation | Natural Gas | Double Rack Oven | Baseline Forecast | Turnover | 0 | 893.8976 | 1156.1243 | 1361.0614 | 2150.2742 | 1662.0261 | 1766.125 | 1848.5883 | 1913.606 | 1964.6186 | 2004.4099 | 2035.2641 | 1798.5073 | 1661.1593 | 1592.5633 | 1691.3918 | 1675.1374 | 1907.9653 | 1952.2465 | 1986.8565 | 2170.736 | 2002.9823 | 2024.903 | 1990.5641 | 1931.8456 | 1868.0075 | 1833.5559 | 1800.6182 | 1751.9332 | 1746.8014 | 1766.7907 | 1861.1196 | 2228.1876
F6_Commercial_Hospital_Existing_Food Preparation_Natural Gas_Double Rack Oven_Baseline Forecast | F6 | Commercial | Hospital | Existing | Food Preparation | Natural Gas | Double Rack Oven | Baseline Forecast | Avg. Replacement Usage (kWh) | 0.22116 | 0.21361 | 0.23791 | 0.23357 | 0.23359 | 0.23356 | 0.23349 | 0.23343 | 0.23336 | 0.23329 | 0.23322 | 0.23316 | 0.23309 | 0.23303 | 0.23296 | 0.2329 | 0.23283 | 0.23276 | 0.23269 | 0.23262 | 0.23255 | 0.23249 | 0.23243 | 0.23237 | 0.23232 | 0.23228 | 0.23224 | 0.2322 | 0.23218 | 0.23216 | 0.23215 | 0.23214 | 0.23214
F7_Commercial_Hospital_Existing_Food Preparation_Natural Gas_Double Rack Oven_Baseline Forecast | F7 | Commercial | Hospital | Existing | Food Preparation | Natural Gas | Double Rack Oven | Baseline Forecast | Avg. Replacement Summer Demand (kW) | 0 | 0 | 0 | 0 | 0 | 0 | 0 | 0 | 0 | 0 | 0 | 0 | 0 | 0 | 0 | 0 | 0 | 0 | 0 | 0 | 0 | 0 | 0 | 0 | 0 | 0 | 0 | 0 | 0 | 0 | 0 | 0 | 0
F8_Commercial_Hospital_Existing_Food Preparation_Natural Gas_Double Rack Oven_Baseline Forecast | F8 | Commercial | Hospital | Existing | Food Preparation | Natural Gas | Double Rack Oven | Baseline Forecast | Avg. Replacement Winter Demand (kW) | 0 | 0 | 0 | 0 | 0 | 0 | 0 | 0 | 0 | 0 | 0 | 0 | 0 | 0 | 0 | 0 | 0 | 0 | 0 | 0 | 0 | 0 | 0 | 0 | 0 | 0 | 0 | 0 | 0 | 0 | 0 | 0 | 0
F1_Commercial_Hospital_Existing_Food Preparation_Natural Gas_Fryer_Baseline Forecast | F1 | Commercial | Hospital | Existing | Food Preparation | Natural Gas | Fryer | Baseline Forecast | Units | 624027.4452 | 620852.5345 | 617677.6237 | 613843.4961 | 628186.3701 | 626498.169 | 625007.8195 | 623665.4786 | 622368.6527 | 621079.8566 | 619784.6097 | 618491.0972 | 617208.609 | 615940.3389 | 614678.2791 | 613421.2238 | 612163.0258 | 610919.0194 | 609706.6783 | 608529.3154 | 607369.1617 | 606205.9685 | 605033.6249 | 603850.4102 | 602655.3124 | 601452.5583 | 600243.6095 | 599031.1419 | 597814.2205 | 596593.7288 | 595366.886 | 594136.407 | 602237.6832
F2_Commercial_Hospital_Existing_Food Preparation_Natural Gas_Fryer_Baseline Forecast | F2 | Commercial | Hospital | Existing | Food Preparation | Natural Gas | Fryer | Baseline Forecast | Usage (MMtherm) | 0.085883 | 0.08253 | 0.091466 | 0.088795 | 0.089122 | 0.087062 | 0.084545 | 0.081665 | 0.078488 | 0.075925 | 0.07385 | 0.072166 | 0.070795 | 0.069674 | 0.068753 | 0.06799 | 0.067355 | 0.066822 | 0.066373 | 0.065992 | 0.065664 | 0.065378 | 0.065123 | 0.064893 | 0.064682 | 0.064488 | 0.064306 | 0.064134 | 0.063971 | 0.063813 | 0.063661 | 0.063512 | 0.064364
F3_Commercial_Hospital_Existing_Food Preparation_Natural Gas_Fryer_Baseline Forecast | F3 | Commercial | Hospital | Existing | Food Preparation | Natural Gas | Fryer | Baseline Forecast | Summer Peak Demand (MW) | 0 | 0 | 0 | 0 | 0 | 0 | 0 | 0 | 0 | 0 | 0 | 0 | 0 | 0 | 0 | 0 | 0 | 0 | 0 | 0 | 0 | 0 | 0 | 0 | 0 | 0 | 0 | 0 | 0 | 0 | 0 | 0 | 0
F4_Commercial_Hospital_Existing_Food Preparation_Natural Gas_Fryer_Baseline Forecast | F4 | Commercial | Hospital | Existing | Food Preparation | Natural Gas | Fryer | Baseline Forecast | Winter Peak Demand (MW) | 0 | 0 | 0 | 0 | 0 | 0 | 0 | 0 | 0 | 0 | 0 | 0 | 0 | 0 | 0 | 0 | 0 | 0 | 0 | 0 | 0 | 0 | 0 | 0 | 0 | 0 | 0 | 0 | 0 | 0 | 0 | 0 | 0
F5_Commercial_Hospital_Existing_Food Preparation_Natural Gas_Fryer_Baseline Forecast | F5 | Commercial | Hospital | Existing | Food Preparation | Natural Gas | Fryer | Baseline Forecast | Turnover | 0 | 0 | 0 | 11160.7908 | 45593.0883 | 47194.5797 | 59874.4855 | 69957.6527 | 77964.6069 | 62242.5267 | 49690.1772 | 41866.8852 | 42383.3237 | 43116.836 | 46199.7791 | 50645.9454 | 58621.9865 | 67825.2456 | 64368.7871 | 62899.0804 | 61171.8656 | 59412.4619 | 52559.289 | 48763.579 | 48504.1271 | 52234.8145 | 54587.438 | 56775.3763 | 58529.9555 | 60486.6807 | 61015.34 | 57458.6468 | 63287.5429
F6_Commercial_Hospital_Existing_Food Preparation_Natural Gas_Fryer_Baseline Forecast | F6 | Commercial | Hospital | Existing | Food Preparation | Natural Gas | Fryer | Baseline Forecast | Avg. Replacement Usage (kWh) | 0.13763 | 0.13293 | 0.14808 | 0.10678 | 0.10678 | 0.10678 | 0.10678 | 0.10678 | 0.10678 | 0.10678 | 0.10678 | 0.10678 | 0.10678 | 0.10678 | 0.10678 | 0.10678 | 0.10678 | 0.10678 | 0.10678 | 0.10678 | 0.10678 | 0.10678 | 0.10678 | 0.10678 | 0.10678 | 0.10678 | 0.10678 | 0.10678 | 0.10678 | 0.10678 | 0.10678 | 0.10678 | 0.10678
F7_Commercial_Hospital_Existing_Food Preparation_Natural Gas_Fryer_Baseline Forecast | F7 | Commercial | Hospital | Existing | Food Preparation | Natural Gas | Fryer | Baseline Forecast | Avg. Replacement Summer Demand (kW) | 0 | 0 | 0 | 0 | 0 | 0 | 0 | 0 | 0 | 0 | 0 | 0 | 0 | 0 | 0 | 0 | 0 | 0 | 0 | 0 | 0 | 0 | 0 | 0 | 0 | 0 | 0 | 0 | 0 | 0 | 0 | 0 | 0
F8_Commercial_Hospital_Existing_Food Preparation_Natural Gas_Fryer_Baseline Forecast | F8 | Commercial | Hospital | Existing | Food Preparation | Natural Gas | Fryer | Baseline Forecast | Avg. Replacement Winter Demand (kW) | 0 | 0 | 0 | 0 | 0 | 0 | 0 | 0 | 0 | 0 | 0 | 0 | 0 | 0 | 0 | 0 | 0 | 0 | 0 | 0 | 0 | 0 | 0 | 0 | 0 | 0 | 0 | 0 | 0 | 0 | 0 | 0 | 0
F1_Commercial_Hospital_Existing_Food Preparation_Natural Gas_Broiler_Baseline Forecast | F1 | Commercial | Hospital | Existing | Food Preparation | Natural Gas | Broiler | Baseline Forecast | Units | 140487.8542 | 139773.0837 | 139058.3132 | 138195.1326 | 141424.1566 | 141044.0904 | 140708.5667 | 140406.3643 | 140114.4087 | 139824.2609 | 139532.6608 | 139241.4512 | 138952.7235 | 138667.1967 | 138383.0681 | 138100.0661 | 137816.8068 | 137536.7426 | 137263.8072 | 136998.7464 | 136737.56 | 136475.6892 | 136211.7585 | 135945.3803 | 135676.3269 | 135405.5498 | 135133.3781 | 134860.4141 | 134586.4476 | 134311.6772 | 134035.477 | 133758.4581 | 135582.3056
F2_Commercial_Hospital_Existing_Food Preparation_Natural Gas_Broiler_Baseline Forecast | F2 | Commercial | Hospital | Existing | Food Preparation | Natural Gas | Broiler | Baseline Forecast | Usage (MMtherm) | 0.021266 | 0.020436 | 0.022648 | 0.022094 | 0.02261 | 0.022549 | 0.022495 | 0.022446 | 0.022399 | 0.022352 | 0.022304 | 0.022256 | 0.022209 | 0.022162 | 0.022115 | 0.022068 | 0.022021 | 0.021974 | 0.021927 | 0.021882 | 0.021838 | 0.021793 | 0.021748 | 0.021703 | 0.021657 | 0.021611 | 0.021565 | 0.021519 | 0.021473 | 0.021428 | 0.021382 | 0.021336 | 0.021625
F3_Commercial_Hospital_Existing_Food Preparation_Natural Gas_Broiler_Baseline Forecast | F3 | Commercial | Hospital | Existing | Food Preparation | Natural Gas | Broiler | Baseline Forecast | Summer Peak Demand (MW) | 0 | 0 | 0 | 0 | 0 | 0 | 0 | 0 | 0 | 0 | 0 | 0 | 0 | 0 | 0 | 0 | 0 | 0 | 0 | 0 | 0 | 0 | 0 | 0 | 0 | 0 | 0 | 0 | 0 | 0 | 0 | 0 | 0
F4_Commercial_Hospital_Existing_Food Preparation_Natural Gas_Broiler_Baseline Forecast | F4 | Commercial | Hospital | Existing | Food Preparation | Natural Gas | Broiler | Baseline Forecast | Winter Peak Demand (MW) | 0 | 0 | 0 | 0 | 0 | 0 | 0 | 0 | 0 | 0 | 0 | 0 | 0 | 0 | 0 | 0 | 0 | 0 | 0 | 0 | 0 | 0 | 0 | 0 | 0 | 0 | 0 | 0 | 0 | 0 | 0 | 0 | 0
F5_Commercial_Hospital_Existing_Food Preparation_Natural Gas_Broiler_Baseline Forecast | F5 | Commercial | Hospital | Existing | Food Preparation | Natural Gas | Broiler | Baseline Forecast | Turnover | 0 | 4659.1028 | 6025.8602 | 7094.0168 | 11207.4896 | 8662.6817 | 9205.2576 | 9635.0661 | 9973.9466 | 10239.8302 | 10447.2273 | 10608.0432 | 9374.0382 | 8658.1638 | 8300.633 | 8815.739 | 8731.019 | 9944.5463 | 10175.3456 | 10355.7368 | 11314.1391 | 10439.7866 | 10554.04 | 10375.0615 | 10069.0134 | 9736.2813 | 9556.7156 | 9385.0405 | 9131.2881 | 9104.5407 | 9208.7275 | 9700.3807 | 11613.5838
F6_Commercial_Hospital_Existing_Food Preparation_Natural Gas_Broiler_Baseline Forecast | F6 | Commercial | Hospital | Existing | Food Preparation | Natural Gas | Broiler | Baseline Forecast | Avg. Replacement Usage (kWh) | 0.15137 | 0.1462 | 0.16285 | 0.15987 | 0.15988 | 0.15987 | 0.15985 | 0.15983 | 0.15981 | 0.15979 | 0.15977 | 0.15975 | 0.15973 | 0.15971 | 0.15969 | 0.15967 | 0.15965 | 0.15963 | 0.15961 | 0.15959 | 0.15957 | 0.15955 | 0.15953 | 0.15951 | 0.1595 | 0.15949 | 0.15948 | 0.15947 | 0.15946 | 0.15945 | 0.15945 | 0.15945 | 0.15945
F7_Commercial_Hospital_Existing_Food Preparation_Natural Gas_Broiler_Baseline Forecast | F7 | Commercial | Hospital | Existing | Food Preparation | Natural Gas | Broiler | Baseline Forecast | Avg. Replacement Summer Demand (kW) | 0 | 0 | 0 | 0 | 0 | 0 | 0 | 0 | 0 | 0 | 0 | 0 | 0 | 0 | 0 | 0 | 0 | 0 | 0 | 0 | 0 | 0 | 0 | 0 | 0 | 0 | 0 | 0 | 0 | 0 | 0 | 0 | 0
F8_Commercial_Hospital_Existing_Food Preparation_Natural Gas_Broiler_Baseline Forecast | F8 | Commercial | Hospital | Existing | Food Preparation | Natural Gas | Broiler | Baseline Forecast | Avg. Replacement Winter Demand (kW) | 0 | 0 | 0 | 0 | 0 | 0 | 0 | 0 | 0 | 0 | 0 | 0 | 0 | 0 | 0 | 0 | 0 | 0 | 0 | 0 | 0 | 0 | 0 | 0 | 0 | 0 | 0 | 0 | 0 | 0 | 0 | 0 | 0
F1_Commercial_Hospital_Existing_Food Preparation_Natural Gas_Griddle_Baseline Forecast | F1 | Commercial | Hospital | Existing | Food Preparation | Natural Gas | Griddle | Baseline Forecast | Units | 140487.8542 | 139773.0837 | 139058.3132 | 138195.1326 | 141424.1566 | 141044.0904 | 140708.5667 | 140406.3643 | 140114.4087 | 139824.2609 | 139532.6608 | 139241.4512 | 138952.7235 | 138667.1967 | 138383.0681 | 138100.0661 | 137816.8068 | 137536.7426 | 137263.8072 | 136998.7464 | 136737.56 | 136475.6892 | 136211.7585 | 135945.3803 | 135676.3269 | 135405.5498 | 135133.3781 | 134860.4141 | 134586.4476 | 134311.6772 | 134035.477 | 133758.4581 | 135582.3056
F2_Commercial_Hospital_Existing_Food Preparation_Natural Gas_Griddle_Baseline Forecast | F2 | Commercial | Hospital | Existing | Food Preparation | Natural Gas | Griddle | Baseline Forecast | Usage (MMtherm) | 0.014116 | 0.013565 | 0.015034 | 0.01459 | 0.014813 | 0.01468 | 0.014547 | 0.014412 | 0.014276 | 0.014137 | 0.013996 | 0.013853 | 0.013724 | 0.013603 | 0.013501 | 0.013415 | 0.01334 | 0.013263 | 0.013193 | 0.013148 | 0.013108 | 0.013071 | 0.013037 | 0.013003 | 0.012972 | 0.012941 | 0.012911 | 0.012882 | 0.012853 | 0.012825 | 0.012797 | 0.012769 | 0.012942
F3_Commercial_Hospital_Existing_Food Preparation_Natural Gas_Griddle_Baseline Forecast | F3 | Commercial | Hospital | Existing | Food Preparation | Natural Gas | Griddle | Baseline Forecast | Summer Peak Demand (MW) | 0 | 0 | 0 | 0 | 0 | 0 | 0 | 0 | 0 | 0 | 0 | 0 | 0 | 0 | 0 | 0 | 0 | 0 | 0 | 0 | 0 | 0 | 0 | 0 | 0 | 0 | 0 | 0 | 0 | 0 | 0 | 0 | 0
F4_Commercial_Hospital_Existing_Food Preparation_Natural Gas_Griddle_Baseline Forecast | F4 | Commercial | Hospital | Existing | Food Preparation | Natural Gas | Griddle | Baseline Forecast | Winter Peak Demand (MW) | 0 | 0 | 0 | 0 | 0 | 0 | 0 | 0 | 0 | 0 | 0 | 0 | 0 | 0 | 0 | 0 | 0 | 0 | 0 | 0 | 0 | 0 | 0 | 0 | 0 | 0 | 0 | 0 | 0 | 0 | 0 | 0 | 0
F5_Commercial_Hospital_Existing_Food Preparation_Natural Gas_Griddle_Baseline Forecast | F5 | Commercial | Hospital | Existing | Food Preparation | Natural Gas | Griddle | Baseline Forecast | Turnover | 0 | 4659.1028 | 6025.8602 | 7094.0168 | 11207.4896 | 8662.6817 | 9205.2576 | 9635.0661 | 9973.9466 | 10239.8302 | 10447.2273 | 10608.0432 | 9374.0382 | 8658.1638 | 8300.633 | 8815.739 | 8731.019 | 9944.5463 | 10175.3456 | 10355.7368 | 11314.1391 | 10439.7866 | 10554.04 | 10375.0615 | 10069.0134 | 9736.2813 | 9556.7156 | 9385.0405 | 9131.2881 | 9104.5407 | 9208.7275 | 9700.3807 | 11613.5838
F6_Commercial_Hospital_Existing_Food Preparation_Natural Gas_Griddle_Baseline Forecast | F6 | Commercial | Hospital | Existing | Food Preparation | Natural Gas | Griddle | Baseline Forecast | Avg. Replacement Usage (kWh) | 0.10048 | 0.09705 | 0.10811 | 0.095428 | 0.095428 | 0.095428 | 0.095428 | 0.095428 | 0.095428 | 0.095428 | 0.095428 | 0.095428 | 0.095428 | 0.095428 | 0.095428 | 0.095428 | 0.095428 | 0.095428 | 0.095428 | 0.095428 | 0.095428 | 0.095428 | 0.095428 | 0.095428 | 0.095428 | 0.095428 | 0.095428 | 0.095428 | 0.095428 | 0.095428 | 0.095428 | 0.095428 | 0.095428
F7_Commercial_Hospital_Existing_Food Preparation_Natural Gas_Griddle_Baseline Forecast | F7 | Commercial | Hospital | Existing | Food Preparation | Natural Gas | Griddle | Baseline Forecast | Avg. Replacement Summer Demand (kW) | 0 | 0 | 0 | 0 | 0 | 0 | 0 | 0 | 0 | 0 | 0 | 0 | 0 | 0 | 0 | 0 | 0 | 0 | 0 | 0 | 0 | 0 | 0 | 0 | 0 | 0 | 0 | 0 | 0 | 0 | 0 | 0 | 0
F8_Commercial_Hospital_Existing_Food Preparation_Natural Gas_Griddle_Baseline Forecast | F8 | Commercial | Hospital | Existing | Food Preparation | Natural Gas | Griddle | Baseline Forecast | Avg. Replacement Winter Demand (kW) | 0 | 0 | 0 | 0 | 0 | 0 | 0 | 0 | 0 | 0 | 0 | 0 | 0 | 0 | 0 | 0 | 0 | 0 | 0 | 0 | 0 | 0 | 0 | 0 | 0 | 0 | 0 | 0 | 0 | 0 | 0 | 0 | 0
F1_Commercial_Hospital_Existing_Food Preparation_Natural Gas_Range_Baseline Forecast | F1 | Commercial | Hospital | Existing | Food Preparation | Natural Gas | Range | Baseline Forecast | Units | 593911.7391 | 590890.0502 | 587868.3614 | 584219.2697 | 597869.9533 | 596263.2251 | 594844.8003 | 593567.2411 | 592333.0003 | 591106.4018 | 589873.6638 | 588642.5765 | 587421.9814 | 586214.9183 | 585013.7659 | 583817.3763 | 582619.8992 | 581435.9289 | 580282.0956 | 579161.5525 | 578057.3881 | 576950.3309 | 575834.5648 | 574708.4524 | 573571.0302 | 572426.3213 | 571275.7167 | 570121.763 | 568963.5706 | 567801.9801 | 566634.345 | 565463.2491 | 573173.5559
F2_Commercial_Hospital_Existing_Food Preparation_Natural Gas_Range_Baseline Forecast | F2 | Commercial | Hospital | Existing | Food Preparation | Natural Gas | Range | Baseline Forecast | Usage (MMtherm) | 0.061902 | 0.059485 | 0.065926 | 0.064311 | 0.065814 | 0.065638 | 0.065481 | 0.06534 | 0.065204 | 0.065068 | 0.064931 | 0.064794 | 0.064658 | 0.064524 | 0.06439 | 0.064256 | 0.064121 | 0.063988 | 0.063858 | 0.063731 | 0.063607 | 0.063482 | 0.063356 | 0.063229 | 0.063101 | 0.062972 | 0.062843 | 0.062713 | 0.062583 | 0.062453 | 0.062322 | 0.062191 | 0.063038
F3_Commercial_Hospital_Existing_Food Preparation_Natural Gas_Range_Baseline Forecast | F3 | Commercial | Hospital | Existing | Food Preparation | Natural Gas | Range | Baseline Forecast | Summer Peak Demand (MW) | 0 | 0 | 0 | 0 | 0 | 0 | 0 | 0 | 0 | 0 | 0 | 0 | 0 | 0 | 0 | 0 | 0 | 0 | 0 | 0 | 0 | 0 | 0 | 0 | 0 | 0 | 0 | 0 | 0 | 0 | 0 | 0 | 0
F4_Commercial_Hospital_Existing_Food Preparation_Natural Gas_Range_Baseline Forecast | F4 | Commercial | Hospital | Existing | Food Preparation | Natural Gas | Range | Baseline Forecast | Winter Peak Demand (MW) | 0 | 0 | 0 | 0 | 0 | 0 | 0 | 0 | 0 | 0 | 0 | 0 | 0 | 0 | 0 | 0 | 0 | 0 | 0 | 0 | 0 | 0 | 0 | 0 | 0 | 0 | 0 | 0 | 0 | 0 | 0 | 0 | 0
F5_Commercial_Hospital_Existing_Food Preparation_Natural Gas_Range_Baseline Forecast | F5 | Commercial | Hospital | Existing | Food Preparation | Natural Gas | Range | Baseline Forecast | Turnover | 0 | 23635.602 | 30569.1548 | 35987.907 | 54125.3946 | 43945.7353 | 46698.2195 | 48878.6358 | 50597.7743 | 51946.6004 | 46081.858 | 42770.6536 | 41217.3737 | 43520.1945 | 43368.1432 | 49772.0602 | 51122.3257 | 52177.9594 | 56473.3671 | 51585.4924 | 50317.8388 | 48854.8387 | 48022.2101 | 47233.9585 | 46024.7843 | 45972.338 | 46583.8009 | 48897.3657 | 49157.8273 | 50786.3107 | 50512.0391 | 50053.183 | 58171.3869
F6_Commercial_Hospital_Existing_Food Preparation_Natural Gas_Range_Baseline Forecast | F6 | Commercial | Hospital | Existing | Food Preparation | Natural Gas | Range | Baseline Forecast | Avg. Replacement Usage (kWh) | 0.10423 | 0.10067 | 0.11214 | 0.11008 | 0.11009 | 0.11008 | 0.11008 | 0.11007 | 0.11007 | 0.11006 | 0.11006 | 0.11005 | 0.11005 | 0.11004 | 0.11004 | 0.11003 | 0.11003 | 0.11002 | 0.11002 | 0.11001 | 0.11001 | 0.11 | 0.11 | 0.10999 | 0.10999 | 0.10998 | 0.10998 | 0.10997 | 0.10997 | 0.10997 | 0.10997 | 0.10997 | 0.10997
F7_Commercial_Hospital_Existing_Food Preparation_Natural Gas_Range_Baseline Forecast | F7 | Commercial | Hospital | Existing | Food Preparation | Natural Gas | Range | Baseline Forecast | Avg. Replacement Summer Demand (kW) | 0 | 0 | 0 | 0 | 0 | 0 | 0 | 0 | 0 | 0 | 0 | 0 | 0 | 0 | 0 | 0 | 0 | 0 | 0 | 0 | 0 | 0 | 0 | 0 | 0 | 0 | 0 | 0 | 0 | 0 | 0 | 0 | 0
F8_Commercial_Hospital_Existing_Food Preparation_Natural Gas_Range_Baseline Forecast | F8 | Commercial | Hospital | Existing | Food Preparation | Natural Gas | Range | Baseline Forecast | Avg. Replacement Winter Demand (kW) | 0 | 0 | 0 | 0 | 0 | 0 | 0 | 0 | 0 | 0 | 0 | 0 | 0 | 0 | 0 | 0 | 0 | 0 | 0 | 0 | 0 | 0 | 0 | 0 | 0 | 0 | 0 | 0 | 0 | 0 | 0 | 0 | 0
F1_Commercial_Hospital_Existing_Food Preparation_Natural Gas_Steamer_Baseline Forecast | F1 | Commercial | Hospital | Existing | Food Preparation | Natural Gas | Steamer | Baseline Forecast | Units | 65265.0263 | 64932.9726 | 64600.9188 | 64199.9197 | 65699.9949 | 65523.4313 | 65367.5605 | 65227.1693 | 65091.5385 | 64956.7474 | 64821.2817 | 64685.9974 | 64551.8661 | 64419.2218 | 64287.227 | 64155.7556 | 64024.1647 | 63894.0581 | 63767.2633 | 63644.1266 | 63522.7899 | 63401.1353 | 63278.5236 | 63154.775 | 63029.7835 | 62903.9914 | 62777.5513 | 62650.7432 | 62523.4693 | 62395.822 | 62267.5104 | 62138.8186 | 62986.105
F2_Commercial_Hospital_Existing_Food Preparation_Natural Gas_Steamer_Baseline Forecast | F2 | Commercial | Hospital | Existing | Food Preparation | Natural Gas | Steamer | Baseline Forecast | Usage (MMtherm) | 0.011361 | 0.010917 | 0.012099 | 0.011441 | 0.011144 | 0.010694 | 0.010225 | 0.0097391 | 0.0092362 | 0.0087181 | 0.008226 | 0.0077529 | 0.0073324 | 0.0069585 | 0.006626 | 0.0063301 | 0.0060667 | 0.0058322 | 0.0056235 | 0.0053525 | 0.0050998 | 0.0049715 | 0.0048568 | 0.004754 | 0.0046619 | 0.0045792 | 0.0045049 | 0.004438 | 0.0043778 | 0.0043234 | 0.0042742 | 0.0042296 | 0.0042516
F3_Commercial_Hospital_Existing_Food Preparation_Natural Gas_Steamer_Baseline Forecast | F3 | Commercial | Hospital | Existing | Food Preparation | Natural Gas | Steamer | Baseline Forecast | Summer Peak Demand (MW) | 0 | 0 | 0 | 0 | 0 | 0 | 0 | 0 | 0 | 0 | 0 | 0 | 0 | 0 | 0 | 0 | 0 | 0 | 0 | 0 | 0 | 0 | 0 | 0 | 0 | 0 | 0 | 0 | 0 | 0 | 0 | 0 | 0
F4_Commercial_Hospital_Existing_Food Preparation_Natural Gas_Steamer_Baseline Forecast | F4 | Commercial | Hospital | Existing | Food Preparation | Natural Gas | Steamer | Baseline Forecast | Winter Peak Demand (MW) | 0 | 0 | 0 | 0 | 0 | 0 | 0 | 0 | 0 | 0 | 0 | 0 | 0 | 0 | 0 | 0 | 0 | 0 | 0 | 0 | 0 | 0 | 0 | 0 | 0 | 0 | 0 | 0 | 0 | 0 | 0 | 0 | 0
F5_Commercial_Hospital_Existing_Food Preparation_Natural Gas_Steamer_Baseline Forecast | F5 | Commercial | Hospital | Existing | Food Preparation | Natural Gas | Steamer | Baseline Forecast | Turnover | 0 | 2404.9249 | 2724.9359 | 3001.5738 | 4762.5844 | 3485.0609 | 3681.8985 | 3855.9352 | 4009.3095 | 4144.1696 | 3936.6877 | 3788.2222 | 3688.0063 | 3790.3517 | 3742.2213 | 3721.132 | 3721.4239 | 3738.4936 | 3768.5422 | 4482.127 | 4488.1898 | 4471.5704 | 4903.0445 | 4382.8286 | 4355.2492 | 4323.897 | 4291.8012 | 4261.145 | 4210.1735 | 4182.9163 | 4171.0237 | 4267.537 | 5107.7851
F6_Commercial_Hospital_Existing_Food Preparation_Natural Gas_Steamer_Baseline Forecast | F6 | Commercial | Hospital | Existing | Food Preparation | Natural Gas | Steamer | Baseline Forecast | Avg. Replacement Usage (kWh) | 0.17408 | 0.16809 | 0.18699 | 0.063463 | 0.063463 | 0.063463 | 0.063463 | 0.063463 | 0.063463 | 0.063463 | 0.063463 | 0.063463 | 0.063463 | 0.063463 | 0.063463 | 0.063463 | 0.063463 | 0.063463 | 0.063463 | 0.063463 | 0.063463 | 0.063463 | 0.063463 | 0.063463 | 0.063463 | 0.063463 | 0.063463 | 0.063463 | 0.063463 | 0.063463 | 0.063463 | 0.063463 | 0.063463
F7_Commercial_Hospital_Existing_Food Preparation_Natural Gas_Steamer_Baseline Forecast | F7 | Commercial | Hospital | Existing | Food Preparation | Natural Gas | Steamer | Baseline Forecast | Avg. Replacement Summer Demand (kW) | 0 | 0 | 0 | 0 | 0 | 0 | 0 | 0 | 0 | 0 | 0 | 0 | 0 | 0 | 0 | 0 | 0 | 0 | 0 | 0 | 0 | 0 | 0 | 0 | 0 | 0 | 0 | 0 | 0 | 0 | 0 | 0 | 0
F8_Commercial_Hospital_Existing_Food Preparation_Natural Gas_Steamer_Baseline Forecast | F8 | Commercial | Hospital | Existing | Food Preparation | Natural Gas | Steamer | Baseline Forecast | Avg. Replacement Winter Demand (kW) | 0 | 0 | 0 | 0 | 0 | 0 | 0 | 0 | 0 | 0 | 0 | 0 | 0 | 0 | 0 | 0 | 0 | 0 | 0 | 0 | 0 | 0 | 0 | 0 | 0 | 0 | 0 | 0 | 0 | 0 | 0 | 0 | 0
F1_Commercial_Hospital_Existing_Food Preparation_Natural Gas_Food Prep Other_Baseline Forecast | F1 | Commercial | Hospital | Existing | Food Preparation | Natural Gas | Food Prep Other | Baseline Forecast | Units | 0 | 0 | 0 | 0 | 0 | 0 | 0 | 0 | 0 | 0 | 0 | 0 | 0 | 0 | 0 | 0 | 0 | 0 | 0 | 0 | 0 | 0 | 0 | 0 | 0 | 0 | 0 | 0 | 0 | 0 | 0 | 0 | 0
F2_Commercial_Hospital_Existing_Food Preparation_Natural Gas_Food Prep Other_Baseline Forecast | F2 | Commercial | Hospital | Existing | Food Preparation | Natural Gas | Food Prep Other | Baseline Forecast | Usage (MMtherm) | 0 | 0 | 0 | 0 | 0 | 0 | 0 | 0 | 0 | 0 | 0 | 0 | 0 | 0 | 0 | 0 | 0 | 0 | 0 | 0 | 0 | 0 | 0 | 0 | 0 | 0 | 0 | 0 | 0 | 0 | 0 | 0 | 0
F3_Commercial_Hospital_Existing_Food Preparation_Natural Gas_Food Prep Other_Baseline Forecast | F3 | Commercial | Hospital | Existing | Food Preparation | Natural Gas | Food Prep Other | Baseline Forecast | Summer Peak Demand (MW) | 0 | 0 | 0 | 0 | 0 | 0 | 0 | 0 | 0 | 0 | 0 | 0 | 0 | 0 | 0 | 0 | 0 | 0 | 0 | 0 | 0 | 0 | 0 | 0 | 0 | 0 | 0 | 0 | 0 | 0 | 0 | 0 | 0
F4_Commercial_Hospital_Existing_Food Preparation_Natural Gas_Food Prep Other_Baseline Forecast | F4 | Commercial | Hospital | Existing | Food Preparation | Natural Gas | Food Prep Other | Baseline Forecast | Winter Peak Demand (MW) | 0 | 0 | 0 | 0 | 0 | 0 | 0 | 0 | 0 | 0 | 0 | 0 | 0 | 0 | 0 | 0 | 0 | 0 | 0 | 0 | 0 | 0 | 0 | 0 | 0 | 0 | 0 | 0 | 0 | 0 | 0 | 0 | 0
F5_Commercial_Hospital_Existing_Food Preparation_Natural Gas_Food Prep Other_Baseline Forecast | F5 | Commercial | Hospital | Existing | Food Preparation | Natural Gas | Food Prep Other | Baseline Forecast | Turnover | 0 | 0 | 0 | 0 | 0 | 0 | 0 | 0 | 0 | 0 | 0 | 0 | 0 | 0 | 0 | 0 | 0 | 0 | 0 | 0 | 0 | 0 | 0 | 0 | 0 | 0 | 0 | 0 | 0 | 0 | 0 | 0 | 0
F6_Commercial_Hospital_Existing_Food Preparation_Natural Gas_Food Prep Other_Baseline Forecast | F6 | Commercial | Hospital | Existing | Food Preparation | Natural Gas | Food Prep Other | Baseline Forecast | Avg. Replacement Usage (kWh) | 0.043498 | 0.042013 | 0.046802 | 0.045941 | 0.045941 | 0.045941 | 0.045941 | 0.045941 | 0.045941 | 0.045941 | 0.045941 | 0.045941 | 0.045941 | 0.045941 | 0.045941 | 0.045941 | 0.045941 | 0.045941 | 0.045941 | 0.045941 | 0.045941 | 0.045941 | 0.045941 | 0.045941 | 0.045941 | 0.045941 | 0.045941 | 0.045941 | 0.045941 | 0.045941 | 0.045941 | 0.045941 | 0.045941
F7_Commercial_Hospital_Existing_Food Preparation_Natural Gas_Food Prep Other_Baseline Forecast | F7 | Commercial | Hospital | Existing | Food Preparation | Natural Gas | Food Prep Other | Baseline Forecast | Avg. Replacement Summer Demand (kW) | 0 | 0 | 0 | 0 | 0 | 0 | 0 | 0 | 0 | 0 | 0 | 0 | 0 | 0 | 0 | 0 | 0 | 0 | 0 | 0 | 0 | 0 | 0 | 0 | 0 | 0 | 0 | 0 | 0 | 0 | 0 | 0 | 0
F8_Commercial_Hospital_Existing_Food Preparation_Natural Gas_Food Prep Other_Baseline Forecast | F8 | Commercial | Hospital | Existing | Food Preparation | Natural Gas | Food Prep Other | Baseline Forecast | Avg. Replacement Winter Demand (kW) | 0 | 0 | 0 | 0 | 0 | 0 | 0 | 0 | 0 | 0 | 0 | 0 | 0 | 0 | 0 | 0 | 0 | 0 | 0 | 0 | 0 | 0 | 0 | 0 | 0 | 0 | 0 | 0 | 0 | 0 | 0 | 0 | 0
F1_Commercial_Hospital_Existing_Miscellaneous_Natural Gas_Pool Heater_Baseline Forecast | F1 | Commercial | Hospital | Existing | Miscellaneous | Natural Gas | Pool Heater | Baseline Forecast | Units | 0 | 0 | 0 | 0 | 0 | 0 | 0 | 0 | 0 | 0 | 0 | 0 | 0 | 0 | 0 | 0 | 0 | 0 | 0 | 0 | 0 | 0 | 0 | 0 | 0 | 0 | 0 | 0 | 0 | 0 | 0 | 0 | 0
F2_Commercial_Hospital_Existing_Miscellaneous_Natural Gas_Pool Heater_Baseline Forecast | F2 | Commercial | Hospital | Existing | Miscellaneous | Natural Gas | Pool Heater | Baseline Forecast | Usage (MMtherm) | 0 | 0 | 0 | 0 | 0 | 0 | 0 | 0 | 0 | 0 | 0 | 0 | 0 | 0 | 0 | 0 | 0 | 0 | 0 | 0 | 0 | 0 | 0 | 0 | 0 | 0 | 0 | 0 | 0 | 0 | 0 | 0 | 0
F3_Commercial_Hospital_Existing_Miscellaneous_Natural Gas_Pool Heater_Baseline Forecast | F3 | Commercial | Hospital | Existing | Miscellaneous | Natural Gas | Pool Heater | Baseline Forecast | Summer Peak Demand (MW) | 0 | 0 | 0 | 0 | 0 | 0 | 0 | 0 | 0 | 0 | 0 | 0 | 0 | 0 | 0 | 0 | 0 | 0 | 0 | 0 | 0 | 0 | 0 | 0 | 0 | 0 | 0 | 0 | 0 | 0 | 0 | 0 | 0
F4_Commercial_Hospital_Existing_Miscellaneous_Natural Gas_Pool Heater_Baseline Forecast | F4 | Commercial | Hospital | Existing | Miscellaneous | Natural Gas | Pool Heater | Baseline Forecast | Winter Peak Demand (MW) | 0 | 0 | 0 | 0 | 0 | 0 | 0 | 0 | 0 | 0 | 0 | 0 | 0 | 0 | 0 | 0 | 0 | 0 | 0 | 0 | 0 | 0 | 0 | 0 | 0 | 0 | 0 | 0 | 0 | 0 | 0 | 0 | 0
F5_Commercial_Hospital_Existing_Miscellaneous_Natural Gas_Pool Heater_Baseline Forecast | F5 | Commercial | Hospital | Existing | Miscellaneous | Natural Gas | Pool Heater | Baseline Forecast | Turnover | 0 | 0 | 0 | 0 | 0 | 0 | 0 | 0 | 0 | 0 | 0 | 0 | 0 | 0 | 0 | 0 | 0 | 0 | 0 | 0 | 0 | 0 | 0 | 0 | 0 | 0 | 0 | 0 | 0 | 0 | 0 | 0 | 0
F6_Commercial_Hospital_Existing_Miscellaneous_Natural Gas_Pool Heater_Baseline Forecast | F6 | Commercial | Hospital | Existing | Miscellaneous | Natural Gas | Pool Heater | Baseline Forecast | Avg. Replacement Usage (kWh) | 0.01 | 0.0096587 | 0.01076 | 0.010562 | 0.010562 | 0.010562 | 0.010562 | 0.010562 | 0.010562 | 0.010562 | 0.010562 | 0.010562 | 0.010562 | 0.010562 | 0.010562 | 0.010562 | 0.010562 | 0.010562 | 0.010562 | 0.010562 | 0.010562 | 0.010562 | 0.010562 | 0.010562 | 0.010562 | 0.010562 | 0.010562 | 0.010562 | 0.010562 | 0.010562 | 0.010562 | 0.010562 | 0.010562
F7_Commercial_Hospital_Existing_Miscellaneous_Natural Gas_Pool Heater_Baseline Forecast | F7 | Commercial | Hospital | Existing | Miscellaneous | Natural Gas | Pool Heater | Baseline Forecast | Avg. Replacement Summer Demand (kW) | 0 | 0 | 0 | 0 | 0 | 0 | 0 | 0 | 0 | 0 | 0 | 0 | 0 | 0 | 0 | 0 | 0 | 0 | 0 | 0 | 0 | 0 | 0 | 0 | 0 | 0 | 0 | 0 | 0 | 0 | 0 | 0 | 0
F8_Commercial_Hospital_Existing_Miscellaneous_Natural Gas_Pool Heater_Baseline Forecast | F8 | Commercial | Hospital | Existing | Miscellaneous | Natural Gas | Pool Heater | Baseline Forecast | Avg. Replacement Winter Demand (kW) | 0 | 0 | 0 | 0 | 0 | 0 | 0 | 0 | 0 | 0 | 0 | 0 | 0 | 0 | 0 | 0 | 0 | 0 | 0 | 0 | 0 | 0 | 0 | 0 | 0 | 0 | 0 | 0 | 0 | 0 | 0 | 0 | 0
F1_Commercial_Hospital_Existing_Miscellaneous_Natural Gas_Miscellaneous_Baseline Forecast | F1 | Commercial | Hospital | Existing | Miscellaneous | Natural Gas | Miscellaneous | Baseline Forecast | Units | 2728078.0983 | 2714198.2528 | 2700318.4072 | 2683556.6453 | 2746259.7853 | 2738879.4297 | 2732364.0278 | 2726495.6788 | 2720826.3089 | 2715192.0434 | 2709529.5765 | 2703874.692 | 2698268.0027 | 2692723.4711 | 2687206.0895 | 2681710.5856 | 2676210.0865 | 2670771.6294 | 2665471.6042 | 2660324.4939 | 2655252.618 | 2650167.4538 | 2645042.2868 | 2639869.5944 | 2634644.9521 | 2629386.8385 | 2624101.6436 | 2618801.0654 | 2613481.0165 | 2608145.359 | 2602781.9362 | 2597402.6169 | 2632819.1908
F2_Commercial_Hospital_Existing_Miscellaneous_Natural Gas_Miscellaneous_Baseline Forecast | F2 | Commercial | Hospital | Existing | Miscellaneous | Natural Gas | Miscellaneous | Baseline Forecast | Usage (MMtherm) | 0.028332 | 0.027226 | 0.030174 | 0.029435 | 0.030123 | 0.030042 | 0.02997 | 0.029906 | 0.029844 | 0.029782 | 0.02972 | 0.029658 | 0.029596 | 0.029535 | 0.029475 | 0.029415 | 0.029354 | 0.029295 | 0.029237 | 0.02918 | 0.029124 | 0.029069 | 0.029012 | 0.028956 | 0.028898 | 0.028841 | 0.028783 | 0.028725 | 0.028666 | 0.028608 | 0.028549 | 0.02849 | 0.028878
F3_Commercial_Hospital_Existing_Miscellaneous_Natural Gas_Miscellaneous_Baseline Forecast | F3 | Commercial | Hospital | Existing | Miscellaneous | Natural Gas | Miscellaneous | Baseline Forecast | Summer Peak Demand (MW) | 0 | 0 | 0 | 0 | 0 | 0 | 0 | 0 | 0 | 0 | 0 | 0 | 0 | 0 | 0 | 0 | 0 | 0 | 0 | 0 | 0 | 0 | 0 | 0 | 0 | 0 | 0 | 0 | 0 | 0 | 0 | 0 | 0
F4_Commercial_Hospital_Existing_Miscellaneous_Natural Gas_Miscellaneous_Baseline Forecast | F4 | Commercial | Hospital | Existing | Miscellaneous | Natural Gas | Miscellaneous | Baseline Forecast | Winter Peak Demand (MW) | 0 | 0 | 0 | 0 | 0 | 0 | 0 | 0 | 0 | 0 | 0 | 0 | 0 | 0 | 0 | 0 | 0 | 0 | 0 | 0 | 0 | 0 | 0 | 0 | 0 | 0 | 0 | 0 | 0 | 0 | 0 | 0 | 0
F5_Commercial_Hospital_Existing_Miscellaneous_Natural Gas_Miscellaneous_Baseline Forecast | F5 | Commercial | Hospital | Existing | Miscellaneous | Natural Gas | Miscellaneous | Baseline Forecast | Turnover | 0 | 232645.5645 | 275542.6946 | 311386.4562 | 362465.6941 | 295262.6005 | 296738.8793 | 305209.5043 | 302966.5114 | 301272.68 | 301025.2262 | 366477.7852 | 368785.3478 | 368917.4246 | 382160.5167 | 360363.0833 | 361250.0995 | 365873.5993 | 363693.2372 | 362131.4717 | 361879.3183 | 380116.7864 | 377496.2854 | 374587.1932 | 378422.5589 | 371320.0371 | 371291.9657 | 372873.2721 | 371265.7645 | 370051.7888 | 369601.9165 | 374264.2885 | 408321.9034
F6_Commercial_Hospital_Existing_Miscellaneous_Natural Gas_Miscellaneous_Baseline Forecast | F6 | Commercial | Hospital | Existing | Miscellaneous | Natural Gas | Miscellaneous | Baseline Forecast | Avg. Replacement Usage (kWh) | 0.010385 | 0.010031 | 0.011174 | 0.010969 | 0.010969 | 0.010969 | 0.010969 | 0.010969 | 0.010969 | 0.010969 | 0.010969 | 0.010969 | 0.010969 | 0.010969 | 0.010969 | 0.010969 | 0.010969 | 0.010969 | 0.010969 | 0.010969 | 0.010969 | 0.010969 | 0.010969 | 0.010969 | 0.010969 | 0.010969 | 0.010969 | 0.010969 | 0.010969 | 0.010969 | 0.010969 | 0.010969 | 0.010969
F7_Commercial_Hospital_Existing_Miscellaneous_Natural Gas_Miscellaneous_Baseline Forecast | F7 | Commercial | Hospital | Existing | Miscellaneous | Natural Gas | Miscellaneous | Baseline Forecast | Avg. Replacement Summer Demand (kW) | 0 | 0 | 0 | 0 | 0 | 0 | 0 | 0 | 0 | 0 | 0 | 0 | 0 | 0 | 0 | 0 | 0 | 0 | 0 | 0 | 0 | 0 | 0 | 0 | 0 | 0 | 0 | 0 | 0 | 0 | 0 | 0 | 0
F8_Commercial_Hospital_Existing_Miscellaneous_Natural Gas_Miscellaneous_Baseline Forecast | F8 | Commercial | Hospital | Existing | Miscellaneous | Natural Gas | Miscellaneous | Baseline Forecast | Avg. Replacement Winter Demand (kW) | 0 | 0 | 0 | 0 | 0 | 0 | 0 | 0 | 0 | 0 | 0 | 0 | 0 | 0 | 0 | 0 | 0 | 0 | 0 | 0 | 0 | 0 | 0 | 0 | 0 | 0 | 0 | 0 | 0 | 0 | 0 | 0 | 0
F1_Commercial_Hospital_New_Space Heating_Natural Gas_Furnace_Baseline Forecast | F1 | Commercial | Hospital | New | Space Heating | Natural Gas | Furnace | Baseline Forecast | Units | 0 | 0 | 0 | 0 | 0 | 0 | 0 | 0 | 0 | 0 | 0 | 0 | 0 | 0 | 0 | 0 | 0 | 0 | 0 | 0 | 0 | 0 | 0 | 0 | 0 | 0 | 0 | 0 | 0 | 0 | 0 | 0 | 0
F2_Commercial_Hospital_New_Space Heating_Natural Gas_Furnace_Baseline Forecast | F2 | Commercial | Hospital | New | Space Heating | Natural Gas | Furnace | Baseline Forecast | Usage (MMtherm) | 0 | 0 | 0 | 0 | 0 | 0 | 0 | 0 | 0 | 0 | 0 | 0 | 0 | 0 | 0 | 0 | 0 | 0 | 0 | 0 | 0 | 0 | 0 | 0 | 0 | 0 | 0 | 0 | 0 | 0 | 0 | 0 | 0
F3_Commercial_Hospital_New_Space Heating_Natural Gas_Furnace_Baseline Forecast | F3 | Commercial | Hospital | New | Space Heating | Natural Gas | Furnace | Baseline Forecast | Summer Peak Demand (MW) | 0 | 0 | 0 | 0 | 0 | 0 | 0 | 0 | 0 | 0 | 0 | 0 | 0 | 0 | 0 | 0 | 0 | 0 | 0 | 0 | 0 | 0 | 0 | 0 | 0 | 0 | 0 | 0 | 0 | 0 | 0 | 0 | 0
F4_Commercial_Hospital_New_Space Heating_Natural Gas_Furnace_Baseline Forecast | F4 | Commercial | Hospital | New | Space Heating | Natural Gas | Furnace | Baseline Forecast | Winter Peak Demand (MW) | 0 | 0 | 0 | 0 | 0 | 0 | 0 | 0 | 0 | 0 | 0 | 0 | 0 | 0 | 0 | 0 | 0 | 0 | 0 | 0 | 0 | 0 | 0 | 0 | 0 | 0 | 0 | 0 | 0 | 0 | 0 | 0 | 0
F5_Commercial_Hospital_New_Space Heating_Natural Gas_Furnace_Baseline Forecast | F5 | Commercial | Hospital | New | Space Heating | Natural Gas | Furnace | Baseline Forecast | Turnover | 0 | 0 | 0 | 0 | 0 | 0 | 0 | 0 | 0 | 0 | 0 | 0 | 0 | 0 | 0 | 0 | 0 | 0 | 0 | 0 | 0 | 0 | 0 | 0 | 0 | 0 | 0 | 0 | 0 | 0 | 0 | 0 | 0
F6_Commercial_Hospital_New_Space Heating_Natural Gas_Furnace_Baseline Forecast | F6 | Commercial | Hospital | New | Space Heating | Natural Gas | Furnace | Baseline Forecast | Avg. Replacement Usage (kWh) | 0.14433 | 0.1394 | 0.15447 | 0.15082 | 0.15002 | 0.13412 | 0.13339 | 0.1174 | 0.11676 | 0.11611 | 0.11547 | 0.11483 | 0.11418 | 0.11354 | 0.11289 | 0.11225 | 0.11161 | 0.11097 | 0.11032 | 0.10968 | 0.10903 | 0.10839 | 0.10775 | 0.1071 | 0.10646 | 0.10582 | 0.10518 | 0.10453 | 0.10389 | 0.10325 | 0.10261 | 0.10197 | 0.10197
F7_Commercial_Hospital_New_Space Heating_Natural Gas_Furnace_Baseline Forecast | F7 | Commercial | Hospital | New | Space Heating | Natural Gas | Furnace | Baseline Forecast | Avg. Replacement Summer Demand (kW) | 0 | 0 | 0 | 0 | 0 | 0 | 0 | 0 | 0 | 0 | 0 | 0 | 0 | 0 | 0 | 0 | 0 | 0 | 0 | 0 | 0 | 0 | 0 | 0 | 0 | 0 | 0 | 0 | 0 | 0 | 0 | 0 | 0
F8_Commercial_Hospital_New_Space Heating_Natural Gas_Furnace_Baseline Forecast | F8 | Commercial | Hospital | New | Space Heating | Natural Gas | Furnace | Baseline Forecast | Avg. Replacement Winter Demand (kW) | 0 | 0 | 0 | 0 | 0 | 0 | 0 | 0 | 0 | 0 | 0 | 0 | 0 | 0 | 0 | 0 | 0 | 0 | 0 | 0 | 0 | 0 | 0 | 0 | 0 | 0 | 0 | 0 | 0 | 0 | 0 | 0 | 0
F1_Commercial_Hospital_New_Space Heating_Natural Gas_Boiler_Baseline Forecast | F1 | Commercial | Hospital | New | Space Heating | Natural Gas | Boiler | Baseline Forecast | Units | 0 | 0 | 0 | 0 | 0 | 0 | 0 | 0 | 0 | 0 | 0 | 0 | 0 | 0 | 0 | 0 | 0 | 0 | 0 | 0 | 0 | 0 | 0 | 0 | 0 | 0 | 0 | 0 | 0 | 0 | 0 | 0 | 0
F2_Commercial_Hospital_New_Space Heating_Natural Gas_Boiler_Baseline Forecast | F2 | Commercial | Hospital | New | Space Heating | Natural Gas | Boiler | Baseline Forecast | Usage (MMtherm) | 0 | 0 | 0 | 0 | 0 | 0 | 0 | 0 | 0 | 0 | 0 | 0 | 0 | 0 | 0 | 0 | 0 | 0 | 0 | 0 | 0 | 0 | 0 | 0 | 0 | 0 | 0 | 0 | 0 | 0 | 0 | 0 | 0
F3_Commercial_Hospital_New_Space Heating_Natural Gas_Boiler_Baseline Forecast | F3 | Commercial | Hospital | New | Space Heating | Natural Gas | Boiler | Baseline Forecast | Summer Peak Demand (MW) | 0 | 0 | 0 | 0 | 0 | 0 | 0 | 0 | 0 | 0 | 0 | 0 | 0 | 0 | 0 | 0 | 0 | 0 | 0 | 0 | 0 | 0 | 0 | 0 | 0 | 0 | 0 | 0 | 0 | 0 | 0 | 0 | 0
F4_Commercial_Hospital_New_Space Heating_Natural Gas_Boiler_Baseline Forecast | F4 | Commercial | Hospital | New | Space Heating | Natural Gas | Boiler | Baseline Forecast | Winter Peak Demand (MW) | 0 | 0 | 0 | 0 | 0 | 0 | 0 | 0 | 0 | 0 | 0 | 0 | 0 | 0 | 0 | 0 | 0 | 0 | 0 | 0 | 0 | 0 | 0 | 0 | 0 | 0 | 0 | 0 | 0 | 0 | 0 | 0 | 0
F5_Commercial_Hospital_New_Space Heating_Natural Gas_Boiler_Baseline Forecast | F5 | Commercial | Hospital | New | Space Heating | Natural Gas | Boiler | Baseline Forecast | Turnover | 0 | 0 | 0 | 0 | 0 | 0 | 0 | 0 | 0 | 0 | 0 | 0 | 0 | 0 | 0 | 0 | 0 | 0 | 0 | 0 | 0 | 0 | 0 | 0 | 0 | 0 | 0 | 0 | 0 | 0 | 0 | 0 | 0
F6_Commercial_Hospital_New_Space Heating_Natural Gas_Boiler_Baseline Forecast | F6 | Commercial | Hospital | New | Space Heating | Natural Gas | Boiler | Baseline Forecast | Avg. Replacement Usage (kWh) | 0.39525 | 0.38176 | 0.42302 | 0.41303 | 0.41082 | 0.37327 | 0.37125 | 0.36923 | 0.36721 | 0.3652 | 0.36318 | 0.36116 | 0.35914 | 0.35712 | 0.3551 | 0.35309 | 0.35107 | 0.34905 | 0.34703 | 0.34501 | 0.343 | 0.34098 | 0.33896 | 0.33695 | 0.33493 | 0.33292 | 0.3309 | 0.32888 | 0.32686 | 0.32485 | 0.32283 | 0.32081 | 0.32081
F7_Commercial_Hospital_New_Space Heating_Natural Gas_Boiler_Baseline Forecast | F7 | Commercial | Hospital | New | Space Heating | Natural Gas | Boiler | Baseline Forecast | Avg. Replacement Summer Demand (kW) | 0 | 0 | 0 | 0 | 0 | 0 | 0 | 0 | 0 | 0 | 0 | 0 | 0 | 0 | 0 | 0 | 0 | 0 | 0 | 0 | 0 | 0 | 0 | 0 | 0 | 0 | 0 | 0 | 0 | 0 | 0 | 0 | 0
F8_Commercial_Hospital_New_Space Heating_Natural Gas_Boiler_Baseline Forecast | F8 | Commercial | Hospital | New | Space Heating | Natural Gas | Boiler | Baseline Forecast | Avg. Replacement Winter Demand (kW) | 0 | 0 | 0 | 0 | 0 | 0 | 0 | 0 | 0 | 0 | 0 | 0 | 0 | 0 | 0 | 0 | 0 | 0 | 0 | 0 | 0 | 0 | 0 | 0 | 0 | 0 | 0 | 0 | 0 | 0 | 0 | 0 | 0
F1_Commercial_Hospital_New_Space Heating_Natural Gas_Unit Heater_Baseline Forecast | F1 | Commercial | Hospital | New | Space Heating | Natural Gas | Unit Heater | Baseline Forecast | Units | 0 | 0 | 0 | 0 | 0 | 0 | 0 | 0 | 0 | 0 | 0 | 0 | 0 | 0 | 0 | 0 | 0 | 0 | 0 | 0 | 0 | 0 | 0 | 0 | 0 | 0 | 0 | 0 | 0 | 0 | 0 | 0 | 0
F2_Commercial_Hospital_New_Space Heating_Natural Gas_Unit Heater_Baseline Forecast | F2 | Commercial | Hospital | New | Space Heating | Natural Gas | Unit Heater | Baseline Forecast | Usage (MMtherm) | 0 | 0 | 0 | 0 | 0 | 0 | 0 | 0 | 0 | 0 | 0 | 0 | 0 | 0 | 0 | 0 | 0 | 0 | 0 | 0 | 0 | 0 | 0 | 0 | 0 | 0 | 0 | 0 | 0 | 0 | 0 | 0 | 0
F3_Commercial_Hospital_New_Space Heating_Natural Gas_Unit Heater_Baseline Forecast | F3 | Commercial | Hospital | New | Space Heating | Natural Gas | Unit Heater | Baseline Forecast | Summer Peak Demand (MW) | 0 | 0 | 0 | 0 | 0 | 0 | 0 | 0 | 0 | 0 | 0 | 0 | 0 | 0 | 0 | 0 | 0 | 0 | 0 | 0 | 0 | 0 | 0 | 0 | 0 | 0 | 0 | 0 | 0 | 0 | 0 | 0 | 0
F4_Commercial_Hospital_New_Space Heating_Natural Gas_Unit Heater_Baseline Forecast | F4 | Commercial | Hospital | New | Space Heating | Natural Gas | Unit Heater | Baseline Forecast | Winter Peak Demand (MW) | 0 | 0 | 0 | 0 | 0 | 0 | 0 | 0 | 0 | 0 | 0 | 0 | 0 | 0 | 0 | 0 | 0 | 0 | 0 | 0 | 0 | 0 | 0 | 0 | 0 | 0 | 0 | 0 | 0 | 0 | 0 | 0 | 0
F5_Commercial_Hospital_New_Space Heating_Natural Gas_Unit Heater_Baseline Forecast | F5 | Commercial | Hospital | New | Space Heating | Natural Gas | Unit Heater | Baseline Forecast | Turnover | 0 | 0 | 0 | 0 | 0 | 0 | 0 | 0 | 0 | 0 | 0 | 0 | 0 | 0 | 0 | 0 | 0 | 0 | 0 | 0 | 0 | 0 | 0 | 0 | 0 | 0 | 0 | 0 | 0 | 0 | 0 | 0 | 0
F6_Commercial_Hospital_New_Space Heating_Natural Gas_Unit Heater_Baseline Forecast | F6 | Commercial | Hospital | New | Space Heating | Natural Gas | Unit Heater | Baseline Forecast | Avg. Replacement Usage (kWh) | 0.073963 | 0.071438 | 0.07916 | 0.077289 | 0.076876 | 0.068808 | 0.068435 | 0.068063 | 0.067691 | 0.06732 | 0.066947 | 0.066575 | 0.066203 | 0.065832 | 0.065459 | 0.065087 | 0.064715 | 0.064344 | 0.063971 | 0.063599 | 0.063227 | 0.062856 | 0.062484 | 0.062112 | 0.06174 | 0.061369 | 0.060997 | 0.060625 | 0.060254 | 0.059882 | 0.05951 | 0.059138 | 0.059138
F7_Commercial_Hospital_New_Space Heating_Natural Gas_Unit Heater_Baseline Forecast | F7 | Commercial | Hospital | New | Space Heating | Natural Gas | Unit Heater | Baseline Forecast | Avg. Replacement Summer Demand (kW) | 0 | 0 | 0 | 0 | 0 | 0 | 0 | 0 | 0 | 0 | 0 | 0 | 0 | 0 | 0 | 0 | 0 | 0 | 0 | 0 | 0 | 0 | 0 | 0 | 0 | 0 | 0 | 0 | 0 | 0 | 0 | 0 | 0
F8_Commercial_Hospital_New_Space Heating_Natural Gas_Unit Heater_Baseline Forecast | F8 | Commercial | Hospital | New | Space Heating | Natural Gas | Unit Heater | Baseline Forecast | Avg. Replacement Winter Demand (kW) | 0 | 0 | 0 | 0 | 0 | 0 | 0 | 0 | 0 | 0 | 0 | 0 | 0 | 0 | 0 | 0 | 0 | 0 | 0 | 0 | 0 | 0 | 0 | 0 | 0 | 0 | 0 | 0 | 0 | 0 | 0 | 0 | 0
F1_Commercial_Hospital_New_Water Heating_Natural Gas_Water Heater_Baseline Forecast | F1 | Commercial | Hospital | New | Water Heating | Natural Gas | Water Heater | Baseline Forecast | Units | 0 | 3498.0272 | 20370.3117 | 31152.8831 | 44045.0499 | 57331.6071 | 70684.9313 | 82242.1905 | 93637.4806 | 105299.4949 | 117151.3395 | 128913.1476 | 140490.9895 | 151911.0184 | 163347.5551 | 174749.5038 | 186217.5292 | 197418.0098 | 208173.6024 | 218582.1627 | 228995.8369 | 239620.3744 | 250383.3776 | 261260.2606 | 272253.9968 | 283278.7078 | 294346.5179 | 305421.7828 | 316545.9058 | 327694.2774 | 338925.5944 | 350165.0756 | 354939.7098
F2_Commercial_Hospital_New_Water Heating_Natural Gas_Water Heater_Baseline Forecast | F2 | Commercial | Hospital | New | Water Heating | Natural Gas | Water Heater | Baseline Forecast | Usage (MMtherm) | 0 | 0.001038 | 0.0067334 | 0.010108 | 0.014291 | 0.018602 | 0.022935 | 0.026685 | 0.030382 | 0.034166 | 0.038012 | 0.041828 | 0.045584 | 0.04929 | 0.053001 | 0.0567 | 0.060421 | 0.064055 | 0.067545 | 0.070922 | 0.074301 | 0.077748 | 0.081241 | 0.08477 | 0.088337 | 0.091914 | 0.095505 | 0.099099 | 0.10271 | 0.10633 | 0.10997 | 0.11362 | 0.11517
F3_Commercial_Hospital_New_Water Heating_Natural Gas_Water Heater_Baseline Forecast | F3 | Commercial | Hospital | New | Water Heating | Natural Gas | Water Heater | Baseline Forecast | Summer Peak Demand (MW) | 0 | 0 | 0 | 0 | 0 | 0 | 0 | 0 | 0 | 0 | 0 | 0 | 0 | 0 | 0 | 0 | 0 | 0 | 0 | 0 | 0 | 0 | 0 | 0 | 0 | 0 | 0 | 0 | 0 | 0 | 0 | 0 | 0
F4_Commercial_Hospital_New_Water Heating_Natural Gas_Water Heater_Baseline Forecast | F4 | Commercial | Hospital | New | Water Heating | Natural Gas | Water Heater | Baseline Forecast | Winter Peak Demand (MW) | 0 | 0 | 0 | 0 | 0 | 0 | 0 | 0 | 0 | 0 | 0 | 0 | 0 | 0 | 0 | 0 | 0 | 0 | 0 | 0 | 0 | 0 | 0 | 0 | 0 | 0 | 0 | 0 | 0 | 0 | 0 | 0 | 0
F5_Commercial_Hospital_New_Water Heating_Natural Gas_Water Heater_Baseline Forecast | F5 | Commercial | Hospital | New | Water Heating | Natural Gas | Water Heater | Baseline Forecast | Turnover | 0 | 3498.0272 | 16872.2844 | 10782.5715 | 12892.1668 | 13286.5571 | 13353.3242 | 11557.2592 | 11395.2901 | 11662.0143 | 12551.45 | 15695.9494 | 16881.6692 | 18241.5241 | 19551.0444 | 21481.2064 | 25348.8648 | 22987.8284 | 23070.8915 | 22874.4765 | 23543.0995 | 24033.584 | 25096.0859 | 26323.4782 | 27880.4139 | 30428.1377 | 31498.9465 | 32390.8301 | 33094.7534 | 33939.4762 | 35284.8009 | 34882.554 | 28975.5625
F6_Commercial_Hospital_New_Water Heating_Natural Gas_Water Heater_Baseline Forecast | F6 | Commercial | Hospital | New | Water Heating | Natural Gas | Water Heater | Baseline Forecast | Avg. Replacement Usage (kWh) | 0.30721 | 0.29673 | 0.33055 | 0.32447 | 0.32447 | 0.32447 | 0.32447 | 0.32447 | 0.32447 | 0.32447 | 0.32447 | 0.32447 | 0.32447 | 0.32447 | 0.32447 | 0.32447 | 0.32447 | 0.32447 | 0.32447 | 0.32447 | 0.32447 | 0.32447 | 0.32447 | 0.32447 | 0.32447 | 0.32447 | 0.32447 | 0.32447 | 0.32447 | 0.32447 | 0.32447 | 0.32447 | 0.32447
F7_Commercial_Hospital_New_Water Heating_Natural Gas_Water Heater_Baseline Forecast | F7 | Commercial | Hospital | New | Water Heating | Natural Gas | Water Heater | Baseline Forecast | Avg. Replacement Summer Demand (kW) | 0 | 0 | 0 | 0 | 0 | 0 | 0 | 0 | 0 | 0 | 0 | 0 | 0 | 0 | 0 | 0 | 0 | 0 | 0 | 0 | 0 | 0 | 0 | 0 | 0 | 0 | 0 | 0 | 0 | 0 | 0 | 0 | 0
F8_Commercial_Hospital_New_Water Heating_Natural Gas_Water Heater_Baseline Forecast | F8 | Commercial | Hospital | New | Water Heating | Natural Gas | Water Heater | Baseline Forecast | Avg. Replacement Winter Demand (kW) | 0 | 0 | 0 | 0 | 0 | 0 | 0 | 0 | 0 | 0 | 0 | 0 | 0 | 0 | 0 | 0 | 0 | 0 | 0 | 0 | 0 | 0 | 0 | 0 | 0 | 0 | 0 | 0 | 0 | 0 | 0 | 0 | 0
F1_Commercial_Hospital_New_Food Preparation_Natural Gas_Oven_Baseline Forecast | F1 | Commercial | Hospital | New | Food Preparation | Natural Gas | Oven | Baseline Forecast | Units | 0 | 213.4292 | 1242.8774 | 1900.7669 | 2687.3717 | 3498.0398 | 4312.7816 | 5017.938 | 5713.2121 | 6424.7601 | 7147.8904 | 7865.5272 | 8571.9395 | 9268.723 | 9966.5136 | 10662.1939 | 11361.9058 | 12045.2937 | 12701.5372 | 13336.6067 | 13971.9883 | 14620.2355 | 15276.9311 | 15940.575 | 16611.3485 | 17284.012 | 17959.3051 | 18635.0531 | 19313.7821 | 19993.9906 | 20679.2599 | 21365.0274 | 21656.3477
F2_Commercial_Hospital_New_Food Preparation_Natural Gas_Oven_Baseline Forecast | F2 | Commercial | Hospital | New | Food Preparation | Natural Gas | Oven | Baseline Forecast | Usage (MMtherm) | 0 | 1.7539e-05 | 0.00011377 | 0.00017079 | 0.00024149 | 0.00031434 | 0.00038754 | 0.00045088 | 0.00051332 | 0.00057721 | 0.00064213 | 0.00070653 | 0.00076989 | 0.00083236 | 0.00089488 | 0.00095719 | 0.0010198 | 0.0010809 | 0.0011396 | 0.0011964 | 0.0012531 | 0.001311 | 0.0013696 | 0.0014288 | 0.0014887 | 0.0015487 | 0.0016088 | 0.0016691 | 0.0017295 | 0.0017902 | 0.0018512 | 0.0019123 | 0.0019382
F3_Commercial_Hospital_New_Food Preparation_Natural Gas_Oven_Baseline Forecast | F3 | Commercial | Hospital | New | Food Preparation | Natural Gas | Oven | Baseline Forecast | Summer Peak Demand (MW) | 0 | 0 | 0 | 0 | 0 | 0 | 0 | 0 | 0 | 0 | 0 | 0 | 0 | 0 | 0 | 0 | 0 | 0 | 0 | 0 | 0 | 0 | 0 | 0 | 0 | 0 | 0 | 0 | 0 | 0 | 0 | 0 | 0
F4_Commercial_Hospital_New_Food Preparation_Natural Gas_Oven_Baseline Forecast | F4 | Commercial | Hospital | New | Food Preparation | Natural Gas | Oven | Baseline Forecast | Winter Peak Demand (MW) | 0 | 0 | 0 | 0 | 0 | 0 | 0 | 0 | 0 | 0 | 0 | 0 | 0 | 0 | 0 | 0 | 0 | 0 | 0 | 0 | 0 | 0 | 0 | 0 | 0 | 0 | 0 | 0 | 0 | 0 | 0 | 0 | 0
F5_Commercial_Hospital_New_Food Preparation_Natural Gas_Oven_Baseline Forecast | F5 | Commercial | Hospital | New | Food Preparation | Natural Gas | Oven | Baseline Forecast | Turnover | 0 | 213.4292 | 1029.4482 | 657.8895 | 786.6047 | 810.6681 | 814.7418 | 705.1564 | 695.274 | 711.548 | 758.7019 | 918.8545 | 983.7419 | 1058.9923 | 1134.7427 | 1195.5973 | 1293.3997 | 1521.7426 | 1369.7685 | 1392.0461 | 1426.0534 | 1472.2343 | 1489.2669 | 1543.8191 | 1608.0609 | 1682.4626 | 1815.1119 | 1872.0006 | 1928.6148 | 1980.5962 | 2031.2815 | 2082.9503 | 1776.6688
F6_Commercial_Hospital_New_Food Preparation_Natural Gas_Oven_Baseline Forecast | F6 | Commercial | Hospital | New | Food Preparation | Natural Gas | Oven | Baseline Forecast | Avg. Replacement Usage (kWh) | 0.085082 | 0.082177 | 0.091534 | 0.089863 | 0.089871 | 0.089864 | 0.089845 | 0.089829 | 0.08981 | 0.089793 | 0.089775 | 0.089759 | 0.089741 | 0.089723 | 0.089706 | 0.089689 | 0.089671 | 0.089652 | 0.089632 | 0.089612 | 0.089592 | 0.089572 | 0.089553 | 0.089534 | 0.089518 | 0.089504 | 0.089491 | 0.08948 | 0.089471 | 0.089464 | 0.08946 | 0.089457 | 0.089457
F7_Commercial_Hospital_New_Food Preparation_Natural Gas_Oven_Baseline Forecast | F7 | Commercial | Hospital | New | Food Preparation | Natural Gas | Oven | Baseline Forecast | Avg. Replacement Summer Demand (kW) | 0 | 0 | 0 | 0 | 0 | 0 | 0 | 0 | 0 | 0 | 0 | 0 | 0 | 0 | 0 | 0 | 0 | 0 | 0 | 0 | 0 | 0 | 0 | 0 | 0 | 0 | 0 | 0 | 0 | 0 | 0 | 0 | 0
F8_Commercial_Hospital_New_Food Preparation_Natural Gas_Oven_Baseline Forecast | F8 | Commercial | Hospital | New | Food Preparation | Natural Gas | Oven | Baseline Forecast | Avg. Replacement Winter Demand (kW) | 0 | 0 | 0 | 0 | 0 | 0 | 0 | 0 | 0 | 0 | 0 | 0 | 0 | 0 | 0 | 0 | 0 | 0 | 0 | 0 | 0 | 0 | 0 | 0 | 0 | 0 | 0 | 0 | 0 | 0 | 0 | 0 | 0
F1_Commercial_Hospital_New_Food Preparation_Natural Gas_Conveyor Oven_Baseline Forecast | F1 | Commercial | Hospital | New | Food Preparation | Natural Gas | Conveyor Oven | Baseline Forecast | Units | 0 | 106.7146 | 621.4387 | 950.3835 | 1343.6858 | 1749.0199 | 2156.3908 | 2508.969 | 2856.606 | 3212.38 | 3573.9452 | 3932.7636 | 4285.9698 | 4634.3615 | 4983.2568 | 5331.097 | 5680.9529 | 6022.6469 | 6350.7686 | 6668.3034 | 6985.9941 | 7310.1178 | 7638.4655 | 7970.2875 | 8305.6743 | 8642.006 | 8979.6526 | 9317.5265 | 9656.891 | 9996.9953 | 10339.63 | 10682.5137 | 10828.1739
F2_Commercial_Hospital_New_Food Preparation_Natural Gas_Conveyor Oven_Baseline Forecast | F2 | Commercial | Hospital | New | Food Preparation | Natural Gas | Conveyor Oven | Baseline Forecast | Usage (MMtherm) | 0 | 1.5005e-05 | 9.7337e-05 | 0.00014612 | 0.00020659 | 0.00026891 | 0.00033154 | 0.00038574 | 0.00043918 | 0.00049387 | 0.00054945 | 0.0006046 | 0.00065889 | 0.00071243 | 0.00076605 | 0.00081951 | 0.00087327 | 0.00092577 | 0.00097618 | 0.001025 | 0.0010737 | 0.0011235 | 0.0011739 | 0.0012249 | 0.0012763 | 0.001328 | 0.0013798 | 0.0014317 | 0.0014838 | 0.001536 | 0.0015886 | 0.0016412 | 0.0016636
F3_Commercial_Hospital_New_Food Preparation_Natural Gas_Conveyor Oven_Baseline Forecast | F3 | Commercial | Hospital | New | Food Preparation | Natural Gas | Conveyor Oven | Baseline Forecast | Summer Peak Demand (MW) | 0 | 0 | 0 | 0 | 0 | 0 | 0 | 0 | 0 | 0 | 0 | 0 | 0 | 0 | 0 | 0 | 0 | 0 | 0 | 0 | 0 | 0 | 0 | 0 | 0 | 0 | 0 | 0 | 0 | 0 | 0 | 0 | 0
F4_Commercial_Hospital_New_Food Preparation_Natural Gas_Conveyor Oven_Baseline Forecast | F4 | Commercial | Hospital | New | Food Preparation | Natural Gas | Conveyor Oven | Baseline Forecast | Winter Peak Demand (MW) | 0 | 0 | 0 | 0 | 0 | 0 | 0 | 0 | 0 | 0 | 0 | 0 | 0 | 0 | 0 | 0 | 0 | 0 | 0 | 0 | 0 | 0 | 0 | 0 | 0 | 0 | 0 | 0 | 0 | 0 | 0 | 0 | 0
F5_Commercial_Hospital_New_Food Preparation_Natural Gas_Conveyor Oven_Baseline Forecast | F5 | Commercial | Hospital | New | Food Preparation | Natural Gas | Conveyor Oven | Baseline Forecast | Turnover | 0 | 106.7146 | 514.7241 | 328.9448 | 393.3024 | 405.3341 | 407.3709 | 352.5782 | 347.637 | 355.774 | 361.5652 | 358.8184 | 353.2061 | 348.3917 | 348.8953 | 347.8402 | 349.856 | 363.0369 | 448.1409 | 479.3391 | 525.7947 | 571.6735 | 635.8365 | 755.2858 | 694.9843 | 712.0355 | 713.6767 | 710.9957 | 694.1395 | 692.3073 | 696.3093 | 696.9096 | 498.1319
F6_Commercial_Hospital_New_Food Preparation_Natural Gas_Conveyor Oven_Baseline Forecast | F6 | Commercial | Hospital | New | Food Preparation | Natural Gas | Conveyor Oven | Baseline Forecast | Avg. Replacement Usage (kWh) | 0.14558 | 0.14061 | 0.15663 | 0.15375 | 0.15375 | 0.15375 | 0.15374 | 0.15373 | 0.15373 | 0.15372 | 0.15371 | 0.1537 | 0.1537 | 0.15369 | 0.15368 | 0.15368 | 0.15367 | 0.15366 | 0.15366 | 0.15365 | 0.15365 | 0.15364 | 0.15364 | 0.15363 | 0.15363 | 0.15363 | 0.15362 | 0.15362 | 0.15362 | 0.15362 | 0.15362 | 0.15361 | 0.15361
F7_Commercial_Hospital_New_Food Preparation_Natural Gas_Conveyor Oven_Baseline Forecast | F7 | Commercial | Hospital | New | Food Preparation | Natural Gas | Conveyor Oven | Baseline Forecast | Avg. Replacement Summer Demand (kW) | 0 | 0 | 0 | 0 | 0 | 0 | 0 | 0 | 0 | 0 | 0 | 0 | 0 | 0 | 0 | 0 | 0 | 0 | 0 | 0 | 0 | 0 | 0 | 0 | 0 | 0 | 0 | 0 | 0 | 0 | 0 | 0 | 0
F8_Commercial_Hospital_New_Food Preparation_Natural Gas_Conveyor Oven_Baseline Forecast | F8 | Commercial | Hospital | New | Food Preparation | Natural Gas | Conveyor Oven | Baseline Forecast | Avg. Replacement Winter Demand (kW) | 0 | 0 | 0 | 0 | 0 | 0 | 0 | 0 | 0 | 0 | 0 | 0 | 0 | 0 | 0 | 0 | 0 | 0 | 0 | 0 | 0 | 0 | 0 | 0 | 0 | 0 | 0 | 0 | 0 | 0 | 0 | 0 | 0
F1_Commercial_Hospital_New_Food Preparation_Natural Gas_Double Rack Oven_Baseline Forecast | F1 | Commercial | Hospital | New | Food Preparation | Natural Gas | Double Rack Oven | Baseline Forecast | Units | 0 | 106.7146 | 621.4387 | 950.3835 | 1343.6858 | 1749.0199 | 2156.3908 | 2508.969 | 2856.606 | 3212.38 | 3573.9452 | 3932.7636 | 4285.9698 | 4634.3615 | 4983.2568 | 5331.097 | 5680.9529 | 6022.6469 | 6350.7686 | 6668.3034 | 6985.9941 | 7310.1178 | 7638.4655 | 7970.2875 | 8305.6743 | 8642.006 | 8979.6526 | 9317.5265 | 9656.891 | 9996.9953 | 10339.63 | 10682.5137 | 10828.1739
F2_Commercial_Hospital_New_Food Preparation_Natural Gas_Double Rack Oven_Baseline Forecast | F2 | Commercial | Hospital | New | Food Preparation | Natural Gas | Double Rack Oven | Baseline Forecast | Usage (MMtherm) | 0 | 2.2795e-05 | 0.00014785 | 0.00022196 | 0.00031383 | 0.0004085 | 0.00050362 | 0.00058592 | 0.00066704 | 0.00075004 | 0.00083437 | 0.00091803 | 0.0010004 | 0.0010815 | 0.0011627 | 0.0012435 | 0.0013248 | 0.0014041 | 0.0014801 | 0.0015537 | 0.0016272 | 0.0017022 | 0.0017782 | 0.001855 | 0.0019325 | 0.0020103 | 0.0020884 | 0.0021665 | 0.0022449 | 0.0023234 | 0.0024026 | 0.0024818 | 0.0025153
F3_Commercial_Hospital_New_Food Preparation_Natural Gas_Double Rack Oven_Baseline Forecast | F3 | Commercial | Hospital | New | Food Preparation | Natural Gas | Double Rack Oven | Baseline Forecast | Summer Peak Demand (MW) | 0 | 0 | 0 | 0 | 0 | 0 | 0 | 0 | 0 | 0 | 0 | 0 | 0 | 0 | 0 | 0 | 0 | 0 | 0 | 0 | 0 | 0 | 0 | 0 | 0 | 0 | 0 | 0 | 0 | 0 | 0 | 0 | 0
F4_Commercial_Hospital_New_Food Preparation_Natural Gas_Double Rack Oven_Baseline Forecast | F4 | Commercial | Hospital | New | Food Preparation | Natural Gas | Double Rack Oven | Baseline Forecast | Winter Peak Demand (MW) | 0 | 0 | 0 | 0 | 0 | 0 | 0 | 0 | 0 | 0 | 0 | 0 | 0 | 0 | 0 | 0 | 0 | 0 | 0 | 0 | 0 | 0 | 0 | 0 | 0 | 0 | 0 | 0 | 0 | 0 | 0 | 0 | 0
F5_Commercial_Hospital_New_Food Preparation_Natural Gas_Double Rack Oven_Baseline Forecast | F5 | Commercial | Hospital | New | Food Preparation | Natural Gas | Double Rack Oven | Baseline Forecast | Turnover | 0 | 106.7146 | 514.7241 | 328.9448 | 393.3024 | 405.3341 | 407.3709 | 352.5782 | 347.637 | 355.774 | 361.5652 | 358.8184 | 374.5491 | 468.4109 | 510.6996 | 555.944 | 597.4059 | 649.1827 | 751.5856 | 677.1323 | 693.3946 | 700.1537 | 701.4695 | 690.8655 | 715.0085 | 744.3021 | 776.7298 | 807.9017 | 849.3469 | 923.0126 | 955.4736 | 983.6943 | 809.2083
F6_Commercial_Hospital_New_Food Preparation_Natural Gas_Double Rack Oven_Baseline Forecast | F6 | Commercial | Hospital | New | Food Preparation | Natural Gas | Double Rack Oven | Baseline Forecast | Avg. Replacement Usage (kWh) | 0.22116 | 0.21361 | 0.23791 | 0.23357 | 0.23359 | 0.23356 | 0.23349 | 0.23343 | 0.23336 | 0.23329 | 0.23322 | 0.23316 | 0.23309 | 0.23303 | 0.23296 | 0.2329 | 0.23283 | 0.23276 | 0.23269 | 0.23262 | 0.23255 | 0.23249 | 0.23243 | 0.23237 | 0.23232 | 0.23228 | 0.23224 | 0.2322 | 0.23218 | 0.23216 | 0.23215 | 0.23214 | 0.23214
F7_Commercial_Hospital_New_Food Preparation_Natural Gas_Double Rack Oven_Baseline Forecast | F7 | Commercial | Hospital | New | Food Preparation | Natural Gas | Double Rack Oven | Baseline Forecast | Avg. Replacement Summer Demand (kW) | 0 | 0 | 0 | 0 | 0 | 0 | 0 | 0 | 0 | 0 | 0 | 0 | 0 | 0 | 0 | 0 | 0 | 0 | 0 | 0 | 0 | 0 | 0 | 0 | 0 | 0 | 0 | 0 | 0 | 0 | 0 | 0 | 0
F8_Commercial_Hospital_New_Food Preparation_Natural Gas_Double Rack Oven_Baseline Forecast | F8 | Commercial | Hospital | New | Food Preparation | Natural Gas | Double Rack Oven | Baseline Forecast | Avg. Replacement Winter Demand (kW) | 0 | 0 | 0 | 0 | 0 | 0 | 0 | 0 | 0 | 0 | 0 | 0 | 0 | 0 | 0 | 0 | 0 | 0 | 0 | 0 | 0 | 0 | 0 | 0 | 0 | 0 | 0 | 0 | 0 | 0 | 0 | 0 | 0
F1_Commercial_Hospital_New_Food Preparation_Natural Gas_Fryer_Baseline Forecast | F1 | Commercial | Hospital | New | Food Preparation | Natural Gas | Fryer | Baseline Forecast | Units | 0 | 2470.6045 | 14387.2478 | 22002.8174 | 31108.3629 | 40492.4603 | 49923.7143 | 58086.4344 | 66134.7581 | 74371.4651 | 82742.2464 | 91049.4363 | 99226.6936 | 107292.49 | 115369.9456 | 123422.9721 | 131522.6677 | 139433.4003 | 147029.9152 | 154381.3264 | 161736.3493 | 169240.302 | 176842.0508 | 184524.2313 | 192288.9435 | 200075.5327 | 207892.5621 | 215714.8568 | 223571.6592 | 231445.5881 | 239378.1 | 247316.3782 | 250688.6312
F2_Commercial_Hospital_New_Food Preparation_Natural Gas_Fryer_Baseline Forecast | F2 | Commercial | Hospital | New | Food Preparation | Natural Gas | Fryer | Baseline Forecast | Usage (MMtherm) | 0 | 0.00032842 | 0.0021304 | 0.0029044 | 0.0038768 | 0.0048789 | 0.005886 | 0.0067576 | 0.0076171 | 0.0084776 | 0.0092643 | 0.010066 | 0.01087 | 0.011677 | 0.01247 | 0.01318 | 0.014045 | 0.014889 | 0.015701 | 0.016486 | 0.017271 | 0.018072 | 0.018884 | 0.019704 | 0.020534 | 0.021365 | 0.0222 | 0.023035 | 0.023874 | 0.024715 | 0.025562 | 0.02641 | 0.02677
F3_Commercial_Hospital_New_Food Preparation_Natural Gas_Fryer_Baseline Forecast | F3 | Commercial | Hospital | New | Food Preparation | Natural Gas | Fryer | Baseline Forecast | Summer Peak Demand (MW) | 0 | 0 | 0 | 0 | 0 | 0 | 0 | 0 | 0 | 0 | 0 | 0 | 0 | 0 | 0 | 0 | 0 | 0 | 0 | 0 | 0 | 0 | 0 | 0 | 0 | 0 | 0 | 0 | 0 | 0 | 0 | 0 | 0
F4_Commercial_Hospital_New_Food Preparation_Natural Gas_Fryer_Baseline Forecast | F4 | Commercial | Hospital | New | Food Preparation | Natural Gas | Fryer | Baseline Forecast | Winter Peak Demand (MW) | 0 | 0 | 0 | 0 | 0 | 0 | 0 | 0 | 0 | 0 | 0 | 0 | 0 | 0 | 0 | 0 | 0 | 0 | 0 | 0 | 0 | 0 | 0 | 0 | 0 | 0 | 0 | 0 | 0 | 0 | 0 | 0 | 0
F5_Commercial_Hospital_New_Food Preparation_Natural Gas_Fryer_Baseline Forecast | F5 | Commercial | Hospital | New | Food Preparation | Natural Gas | Fryer | Baseline Forecast | Turnover | 0 | 2470.6045 | 11916.6432 | 7615.5696 | 9105.5454 | 9384.0974 | 9431.254 | 8162.7201 | 8048.3237 | 8730.8279 | 11149.4067 | 12053.2041 | 12995.1778 | 13796.9522 | 15196.2853 | 17856.8566 | 16424.9238 | 16707.669 | 16936.966 | 17246.7747 | 17537.8108 | 18379.585 | 19520.4262 | 21422.5096 | 22278.8853 | 22986.3942 | 23574.4471 | 24244.4105 | 25199.51 | 25048.6393 | 25650.4855 | 26457.2678 | 22724.4363
F6_Commercial_Hospital_New_Food Preparation_Natural Gas_Fryer_Baseline Forecast | F6 | Commercial | Hospital | New | Food Preparation | Natural Gas | Fryer | Baseline Forecast | Avg. Replacement Usage (kWh) | 0.13763 | 0.13293 | 0.14808 | 0.10678 | 0.10678 | 0.10678 | 0.10678 | 0.10678 | 0.10678 | 0.10678 | 0.10678 | 0.10678 | 0.10678 | 0.10678 | 0.10678 | 0.10678 | 0.10678 | 0.10678 | 0.10678 | 0.10678 | 0.10678 | 0.10678 | 0.10678 | 0.10678 | 0.10678 | 0.10678 | 0.10678 | 0.10678 | 0.10678 | 0.10678 | 0.10678 | 0.10678 | 0.10678
F7_Commercial_Hospital_New_Food Preparation_Natural Gas_Fryer_Baseline Forecast | F7 | Commercial | Hospital | New | Food Preparation | Natural Gas | Fryer | Baseline Forecast | Avg. Replacement Summer Demand (kW) | 0 | 0 | 0 | 0 | 0 | 0 | 0 | 0 | 0 | 0 | 0 | 0 | 0 | 0 | 0 | 0 | 0 | 0 | 0 | 0 | 0 | 0 | 0 | 0 | 0 | 0 | 0 | 0 | 0 | 0 | 0 | 0 | 0
F8_Commercial_Hospital_New_Food Preparation_Natural Gas_Fryer_Baseline Forecast | F8 | Commercial | Hospital | New | Food Preparation | Natural Gas | Fryer | Baseline Forecast | Avg. Replacement Winter Demand (kW) | 0 | 0 | 0 | 0 | 0 | 0 | 0 | 0 | 0 | 0 | 0 | 0 | 0 | 0 | 0 | 0 | 0 | 0 | 0 | 0 | 0 | 0 | 0 | 0 | 0 | 0 | 0 | 0 | 0 | 0 | 0 | 0 | 0
F1_Commercial_Hospital_New_Food Preparation_Natural Gas_Broiler_Baseline Forecast | F1 | Commercial | Hospital | New | Food Preparation | Natural Gas | Broiler | Baseline Forecast | Units | 0 | 556.2094 | 3239.0139 | 4953.5139 | 7003.4534 | 9116.1036 | 11239.3702 | 13077.0507 | 14888.977 | 16743.3141 | 18627.8356 | 20498.0406 | 22338.9939 | 24154.8538 | 25973.3385 | 27786.3236 | 29609.8152 | 31390.7655 | 33100.9757 | 34756.0054 | 36411.8483 | 38101.2198 | 39812.6083 | 41542.1044 | 43290.181 | 45043.1827 | 46803.0376 | 48564.0777 | 50332.8866 | 52105.5512 | 53891.4047 | 55678.5563 | 56437.7547
F2_Commercial_Hospital_New_Food Preparation_Natural Gas_Broiler_Baseline Forecast | F2 | Commercial | Hospital | New | Food Preparation | Natural Gas | Broiler | Baseline Forecast | Usage (MMtherm) | 0 | 8.1319e-05 | 0.0005275 | 0.00079189 | 0.0011196 | 0.0014574 | 0.0017968 | 0.0020905 | 0.00238 | 0.0026763 | 0.0029774 | 0.0032762 | 0.0035702 | 0.0038601 | 0.0041504 | 0.0044397 | 0.0047305 | 0.0050144 | 0.0052869 | 0.0055505 | 0.0058142 | 0.0060832 | 0.0063557 | 0.0066311 | 0.0069094 | 0.0071884 | 0.0074685 | 0.0077488 | 0.0080303 | 0.0083123 | 0.0085964 | 0.0088808 | 0.0090013
F3_Commercial_Hospital_New_Food Preparation_Natural Gas_Broiler_Baseline Forecast | F3 | Commercial | Hospital | New | Food Preparation | Natural Gas | Broiler | Baseline Forecast | Summer Peak Demand (MW) | 0 | 0 | 0 | 0 | 0 | 0 | 0 | 0 | 0 | 0 | 0 | 0 | 0 | 0 | 0 | 0 | 0 | 0 | 0 | 0 | 0 | 0 | 0 | 0 | 0 | 0 | 0 | 0 | 0 | 0 | 0 | 0 | 0
F4_Commercial_Hospital_New_Food Preparation_Natural Gas_Broiler_Baseline Forecast | F4 | Commercial | Hospital | New | Food Preparation | Natural Gas | Broiler | Baseline Forecast | Winter Peak Demand (MW) | 0 | 0 | 0 | 0 | 0 | 0 | 0 | 0 | 0 | 0 | 0 | 0 | 0 | 0 | 0 | 0 | 0 | 0 | 0 | 0 | 0 | 0 | 0 | 0 | 0 | 0 | 0 | 0 | 0 | 0 | 0 | 0 | 0
F5_Commercial_Hospital_New_Food Preparation_Natural Gas_Broiler_Baseline Forecast | F5 | Commercial | Hospital | New | Food Preparation | Natural Gas | Broiler | Baseline Forecast | Turnover | 0 | 556.2094 | 2682.8045 | 1714.5 | 2049.9395 | 2112.6502 | 2123.2666 | 1837.6804 | 1811.9263 | 1854.3372 | 1884.5214 | 1870.2051 | 1952.1951 | 2441.4143 | 2661.8283 | 2897.6478 | 3113.7519 | 3383.6187 | 3917.3552 | 3529.2958 | 3614.0566 | 3649.286 | 3656.1441 | 3600.875 | 3726.7112 | 3879.3929 | 4048.4099 | 4210.8816 | 4426.8991 | 4810.8536 | 4980.044 | 5127.1341 | 4217.6919
F6_Commercial_Hospital_New_Food Preparation_Natural Gas_Broiler_Baseline Forecast | F6 | Commercial | Hospital | New | Food Preparation | Natural Gas | Broiler | Baseline Forecast | Avg. Replacement Usage (kWh) | 0.15137 | 0.1462 | 0.16285 | 0.15987 | 0.15988 | 0.15987 | 0.15985 | 0.15983 | 0.15981 | 0.15979 | 0.15977 | 0.15975 | 0.15973 | 0.15971 | 0.15969 | 0.15967 | 0.15965 | 0.15963 | 0.15961 | 0.15959 | 0.15957 | 0.15955 | 0.15953 | 0.15951 | 0.1595 | 0.15949 | 0.15948 | 0.15947 | 0.15946 | 0.15945 | 0.15945 | 0.15945 | 0.15945
F7_Commercial_Hospital_New_Food Preparation_Natural Gas_Broiler_Baseline Forecast | F7 | Commercial | Hospital | New | Food Preparation | Natural Gas | Broiler | Baseline Forecast | Avg. Replacement Summer Demand (kW) | 0 | 0 | 0 | 0 | 0 | 0 | 0 | 0 | 0 | 0 | 0 | 0 | 0 | 0 | 0 | 0 | 0 | 0 | 0 | 0 | 0 | 0 | 0 | 0 | 0 | 0 | 0 | 0 | 0 | 0 | 0 | 0 | 0
F8_Commercial_Hospital_New_Food Preparation_Natural Gas_Broiler_Baseline Forecast | F8 | Commercial | Hospital | New | Food Preparation | Natural Gas | Broiler | Baseline Forecast | Avg. Replacement Winter Demand (kW) | 0 | 0 | 0 | 0 | 0 | 0 | 0 | 0 | 0 | 0 | 0 | 0 | 0 | 0 | 0 | 0 | 0 | 0 | 0 | 0 | 0 | 0 | 0 | 0 | 0 | 0 | 0 | 0 | 0 | 0 | 0 | 0 | 0
F1_Commercial_Hospital_New_Food Preparation_Natural Gas_Griddle_Baseline Forecast | F1 | Commercial | Hospital | New | Food Preparation | Natural Gas | Griddle | Baseline Forecast | Units | 0 | 556.2094 | 3239.0139 | 4953.5139 | 7003.4534 | 9116.1036 | 11239.3702 | 13077.0507 | 14888.977 | 16743.3141 | 18627.8356 | 20498.0406 | 22338.9939 | 24154.8538 | 25973.3385 | 27786.3236 | 29609.8152 | 31390.7655 | 33100.9757 | 34756.0054 | 36411.8483 | 38101.2198 | 39812.6083 | 41542.1044 | 43290.181 | 45043.1827 | 46803.0376 | 48564.0777 | 50332.8866 | 52105.5512 | 53891.4047 | 55678.5563 | 56437.7547
F2_Commercial_Hospital_New_Food Preparation_Natural Gas_Griddle_Baseline Forecast | F2 | Commercial | Hospital | New | Food Preparation | Natural Gas | Griddle | Baseline Forecast | Usage (MMtherm) | 0 | 5.398e-05 | 0.00035017 | 0.00050734 | 0.00070296 | 0.00090457 | 0.0011072 | 0.0012826 | 0.0014555 | 0.0016324 | 0.0018122 | 0.0019907 | 0.0021652 | 0.0023318 | 0.0025 | 0.0026687 | 0.0028393 | 0.0030049 | 0.0031587 | 0.0033167 | 0.0034747 | 0.0036359 | 0.0037992 | 0.0039643 | 0.0041311 | 0.0042984 | 0.0044663 | 0.0046344 | 0.0048031 | 0.0049723 | 0.0051427 | 0.0053133 | 0.0053857
F3_Commercial_Hospital_New_Food Preparation_Natural Gas_Griddle_Baseline Forecast | F3 | Commercial | Hospital | New | Food Preparation | Natural Gas | Griddle | Baseline Forecast | Summer Peak Demand (MW) | 0 | 0 | 0 | 0 | 0 | 0 | 0 | 0 | 0 | 0 | 0 | 0 | 0 | 0 | 0 | 0 | 0 | 0 | 0 | 0 | 0 | 0 | 0 | 0 | 0 | 0 | 0 | 0 | 0 | 0 | 0 | 0 | 0
F4_Commercial_Hospital_New_Food Preparation_Natural Gas_Griddle_Baseline Forecast | F4 | Commercial | Hospital | New | Food Preparation | Natural Gas | Griddle | Baseline Forecast | Winter Peak Demand (MW) | 0 | 0 | 0 | 0 | 0 | 0 | 0 | 0 | 0 | 0 | 0 | 0 | 0 | 0 | 0 | 0 | 0 | 0 | 0 | 0 | 0 | 0 | 0 | 0 | 0 | 0 | 0 | 0 | 0 | 0 | 0 | 0 | 0
F5_Commercial_Hospital_New_Food Preparation_Natural Gas_Griddle_Baseline Forecast | F5 | Commercial | Hospital | New | Food Preparation | Natural Gas | Griddle | Baseline Forecast | Turnover | 0 | 556.2094 | 2682.8045 | 1714.5 | 2049.9395 | 2112.6502 | 2123.2666 | 1837.6804 | 1811.9263 | 1854.3372 | 1884.5214 | 1870.2051 | 1952.1951 | 2441.4143 | 2661.8283 | 2897.6478 | 3113.7519 | 3383.6187 | 3917.3552 | 3529.2958 | 3614.0566 | 3649.286 | 3656.1441 | 3600.875 | 3726.7112 | 3879.3929 | 4048.4099 | 4210.8816 | 4426.8991 | 4810.8536 | 4980.044 | 5127.1341 | 4217.6919
F6_Commercial_Hospital_New_Food Preparation_Natural Gas_Griddle_Baseline Forecast | F6 | Commercial | Hospital | New | Food Preparation | Natural Gas | Griddle | Baseline Forecast | Avg. Replacement Usage (kWh) | 0.10048 | 0.09705 | 0.10811 | 0.095428 | 0.095428 | 0.095428 | 0.095428 | 0.095428 | 0.095428 | 0.095428 | 0.095428 | 0.095428 | 0.095428 | 0.095428 | 0.095428 | 0.095428 | 0.095428 | 0.095428 | 0.095428 | 0.095428 | 0.095428 | 0.095428 | 0.095428 | 0.095428 | 0.095428 | 0.095428 | 0.095428 | 0.095428 | 0.095428 | 0.095428 | 0.095428 | 0.095428 | 0.095428
F7_Commercial_Hospital_New_Food Preparation_Natural Gas_Griddle_Baseline Forecast | F7 | Commercial | Hospital | New | Food Preparation | Natural Gas | Griddle | Baseline Forecast | Avg. Replacement Summer Demand (kW) | 0 | 0 | 0 | 0 | 0 | 0 | 0 | 0 | 0 | 0 | 0 | 0 | 0 | 0 | 0 | 0 | 0 | 0 | 0 | 0 | 0 | 0 | 0 | 0 | 0 | 0 | 0 | 0 | 0 | 0 | 0 | 0 | 0
F8_Commercial_Hospital_New_Food Preparation_Natural Gas_Griddle_Baseline Forecast | F8 | Commercial | Hospital | New | Food Preparation | Natural Gas | Griddle | Baseline Forecast | Avg. Replacement Winter Demand (kW) | 0 | 0 | 0 | 0 | 0 | 0 | 0 | 0 | 0 | 0 | 0 | 0 | 0 | 0 | 0 | 0 | 0 | 0 | 0 | 0 | 0 | 0 | 0 | 0 | 0 | 0 | 0 | 0 | 0 | 0 | 0 | 0 | 0
F1_Commercial_Hospital_New_Food Preparation_Natural Gas_Range_Baseline Forecast | F1 | Commercial | Hospital | New | Food Preparation | Natural Gas | Range | Baseline Forecast | Units | 0 | 2351.3726 | 13692.9159 | 20940.9564 | 29607.0662 | 38538.285 | 47514.3846 | 55283.1699 | 62943.0797 | 70782.2813 | 78749.0868 | 86655.3699 | 94437.9909 | 102114.5301 | 109802.1658 | 117466.5515 | 125175.3539 | 132704.3128 | 139934.2181 | 146930.8485 | 153930.9164 | 161072.7266 | 168307.6133 | 175619.05 | 183009.0354 | 190419.842 | 197859.6199 | 205304.4089 | 212782.0402 | 220275.9714 | 227825.6585 | 235380.8336 | 238590.3409
F2_Commercial_Hospital_New_Food Preparation_Natural Gas_Range_Baseline Forecast | F2 | Commercial | Hospital | New | Food Preparation | Natural Gas | Range | Baseline Forecast | Usage (MMtherm) | 0 | 0.00023671 | 0.0015356 | 0.0023052 | 0.0032592 | 0.0042424 | 0.0052304 | 0.0060856 | 0.0069287 | 0.0077915 | 0.0086683 | 0.0095383 | 0.010395 | 0.011239 | 0.012085 | 0.012928 | 0.013776 | 0.014604 | 0.015398 | 0.016168 | 0.016937 | 0.017722 | 0.018517 | 0.019321 | 0.020133 | 0.020947 | 0.021765 | 0.022583 | 0.023404 | 0.024228 | 0.025057 | 0.025887 | 0.02624
F3_Commercial_Hospital_New_Food Preparation_Natural Gas_Range_Baseline Forecast | F3 | Commercial | Hospital | New | Food Preparation | Natural Gas | Range | Baseline Forecast | Summer Peak Demand (MW) | 0 | 0 | 0 | 0 | 0 | 0 | 0 | 0 | 0 | 0 | 0 | 0 | 0 | 0 | 0 | 0 | 0 | 0 | 0 | 0 | 0 | 0 | 0 | 0 | 0 | 0 | 0 | 0 | 0 | 0 | 0 | 0 | 0
F4_Commercial_Hospital_New_Food Preparation_Natural Gas_Range_Baseline Forecast | F4 | Commercial | Hospital | New | Food Preparation | Natural Gas | Range | Baseline Forecast | Winter Peak Demand (MW) | 0 | 0 | 0 | 0 | 0 | 0 | 0 | 0 | 0 | 0 | 0 | 0 | 0 | 0 | 0 | 0 | 0 | 0 | 0 | 0 | 0 | 0 | 0 | 0 | 0 | 0 | 0 | 0 | 0 | 0 | 0 | 0 | 0
F5_Commercial_Hospital_New_Food Preparation_Natural Gas_Range_Baseline Forecast | F5 | Commercial | Hospital | New | Food Preparation | Natural Gas | Range | Baseline Forecast | Turnover | 0 | 2351.3726 | 11341.5433 | 7248.0405 | 8666.1098 | 8931.2188 | 8976.0996 | 7768.7853 | 7659.9098 | 7839.2017 | 8437.08 | 10550.8113 | 11347.8517 | 12261.9457 | 13142.2047 | 14439.659 | 17039.4975 | 15452.4097 | 15508.2447 | 15376.2146 | 15825.6627 | 16155.3662 | 16869.5796 | 17694.6322 | 18741.2039 | 20453.7829 | 21173.5802 | 21773.104 | 22246.2809 | 22814.1032 | 23718.43 | 23448.0398 | 19477.3624
F6_Commercial_Hospital_New_Food Preparation_Natural Gas_Range_Baseline Forecast | F6 | Commercial | Hospital | New | Food Preparation | Natural Gas | Range | Baseline Forecast | Avg. Replacement Usage (kWh) | 0.10423 | 0.10067 | 0.11214 | 0.11008 | 0.11009 | 0.11008 | 0.11008 | 0.11007 | 0.11007 | 0.11006 | 0.11006 | 0.11005 | 0.11005 | 0.11004 | 0.11004 | 0.11003 | 0.11003 | 0.11002 | 0.11002 | 0.11001 | 0.11001 | 0.11 | 0.11 | 0.10999 | 0.10999 | 0.10998 | 0.10998 | 0.10997 | 0.10997 | 0.10997 | 0.10997 | 0.10997 | 0.10997
F7_Commercial_Hospital_New_Food Preparation_Natural Gas_Range_Baseline Forecast | F7 | Commercial | Hospital | New | Food Preparation | Natural Gas | Range | Baseline Forecast | Avg. Replacement Summer Demand (kW) | 0 | 0 | 0 | 0 | 0 | 0 | 0 | 0 | 0 | 0 | 0 | 0 | 0 | 0 | 0 | 0 | 0 | 0 | 0 | 0 | 0 | 0 | 0 | 0 | 0 | 0 | 0 | 0 | 0 | 0 | 0 | 0 | 0
F8_Commercial_Hospital_New_Food Preparation_Natural Gas_Range_Baseline Forecast | F8 | Commercial | Hospital | New | Food Preparation | Natural Gas | Range | Baseline Forecast | Avg. Replacement Winter Demand (kW) | 0 | 0 | 0 | 0 | 0 | 0 | 0 | 0 | 0 | 0 | 0 | 0 | 0 | 0 | 0 | 0 | 0 | 0 | 0 | 0 | 0 | 0 | 0 | 0 | 0 | 0 | 0 | 0 | 0 | 0 | 0 | 0 | 0
F1_Commercial_Hospital_New_Food Preparation_Natural Gas_Steamer_Baseline Forecast | F1 | Commercial | Hospital | New | Food Preparation | Natural Gas | Steamer | Baseline Forecast | Units | 0 | 258.3926 | 1504.716 | 2301.204 | 3253.5238 | 4234.9764 | 5221.3609 | 6075.0736 | 6916.8219 | 7778.2727 | 8653.7458 | 9522.5681 | 10377.8012 | 11221.3769 | 12066.1721 | 12908.4122 | 13755.5334 | 14582.8915 | 15377.3866 | 16146.2471 | 16915.4853 | 17700.2996 | 18495.3421 | 19298.7967 | 20110.883 | 20925.2574 | 21742.8154 | 22560.9241 | 23382.6418 | 24206.1507 | 25035.7867 | 25866.0257 | 26218.7188
F2_Commercial_Hospital_New_Food Preparation_Natural Gas_Steamer_Baseline Forecast | F2 | Commercial | Hospital | New | Food Preparation | Natural Gas | Steamer | Baseline Forecast | Usage (MMtherm) | 0 | 4.3432e-05 | 0.00028144 | 0.0003268 | 0.00038724 | 0.00044953 | 0.00051213 | 0.0005663 | 0.00061972 | 0.00067439 | 0.0007265 | 0.00076194 | 0.0007987 | 0.00083667 | 0.00087645 | 0.0009176 | 0.00096043 | 0.0010032 | 0.001045 | 0.0010765 | 0.0010735 | 0.0011233 | 0.0011738 | 0.0012248 | 0.0012763 | 0.001328 | 0.0013799 | 0.0014318 | 0.0014839 | 0.0015362 | 0.0015888 | 0.0016415 | 0.0016639
F3_Commercial_Hospital_New_Food Preparation_Natural Gas_Steamer_Baseline Forecast | F3 | Commercial | Hospital | New | Food Preparation | Natural Gas | Steamer | Baseline Forecast | Summer Peak Demand (MW) | 0 | 0 | 0 | 0 | 0 | 0 | 0 | 0 | 0 | 0 | 0 | 0 | 0 | 0 | 0 | 0 | 0 | 0 | 0 | 0 | 0 | 0 | 0 | 0 | 0 | 0 | 0 | 0 | 0 | 0 | 0 | 0 | 0
F4_Commercial_Hospital_New_Food Preparation_Natural Gas_Steamer_Baseline Forecast | F4 | Commercial | Hospital | New | Food Preparation | Natural Gas | Steamer | Baseline Forecast | Winter Peak Demand (MW) | 0 | 0 | 0 | 0 | 0 | 0 | 0 | 0 | 0 | 0 | 0 | 0 | 0 | 0 | 0 | 0 | 0 | 0 | 0 | 0 | 0 | 0 | 0 | 0 | 0 | 0 | 0 | 0 | 0 | 0 | 0 | 0 | 0
F5_Commercial_Hospital_New_Food Preparation_Natural Gas_Steamer_Baseline Forecast | F5 | Commercial | Hospital | New | Food Preparation | Natural Gas | Steamer | Baseline Forecast | Turnover | 0 | 258.3926 | 1246.3234 | 796.488 | 952.3198 | 981.4526 | 986.3846 | 853.7127 | 841.7483 | 861.4507 | 904.1834 | 1032.823 | 1089.5101 | 1157.6353 | 1233.0095 | 1296.9179 | 1346.1361 | 1364.4545 | 1367.6309 | 1458.3503 | 1801.1057 | 1684.5614 | 1771.4316 | 1817.3284 | 1858.9283 | 1853.6154 | 1889.2495 | 1928.7496 | 1984.1524 | 2096.5211 | 2165.8324 | 2235.7738 | 1827.194
F6_Commercial_Hospital_New_Food Preparation_Natural Gas_Steamer_Baseline Forecast | F6 | Commercial | Hospital | New | Food Preparation | Natural Gas | Steamer | Baseline Forecast | Avg. Replacement Usage (kWh) | 0.17408 | 0.16809 | 0.18699 | 0.063463 | 0.063463 | 0.063463 | 0.063463 | 0.063463 | 0.063463 | 0.063463 | 0.063463 | 0.063463 | 0.063463 | 0.063463 | 0.063463 | 0.063463 | 0.063463 | 0.063463 | 0.063463 | 0.063463 | 0.063463 | 0.063463 | 0.063463 | 0.063463 | 0.063463 | 0.063463 | 0.063463 | 0.063463 | 0.063463 | 0.063463 | 0.063463 | 0.063463 | 0.063463
F7_Commercial_Hospital_New_Food Preparation_Natural Gas_Steamer_Baseline Forecast | F7 | Commercial | Hospital | New | Food Preparation | Natural Gas | Steamer | Baseline Forecast | Avg. Replacement Summer Demand (kW) | 0 | 0 | 0 | 0 | 0 | 0 | 0 | 0 | 0 | 0 | 0 | 0 | 0 | 0 | 0 | 0 | 0 | 0 | 0 | 0 | 0 | 0 | 0 | 0 | 0 | 0 | 0 | 0 | 0 | 0 | 0 | 0 | 0
F8_Commercial_Hospital_New_Food Preparation_Natural Gas_Steamer_Baseline Forecast | F8 | Commercial | Hospital | New | Food Preparation | Natural Gas | Steamer | Baseline Forecast | Avg. Replacement Winter Demand (kW) | 0 | 0 | 0 | 0 | 0 | 0 | 0 | 0 | 0 | 0 | 0 | 0 | 0 | 0 | 0 | 0 | 0 | 0 | 0 | 0 | 0 | 0 | 0 | 0 | 0 | 0 | 0 | 0 | 0 | 0 | 0 | 0 | 0
F1_Commercial_Hospital_New_Food Preparation_Natural Gas_Food Prep Other_Baseline Forecast | F1 | Commercial | Hospital | New | Food Preparation | Natural Gas | Food Prep Other | Baseline Forecast | Units | 0 | 0 | 0 | 0 | 0 | 0 | 0 | 0 | 0 | 0 | 0 | 0 | 0 | 0 | 0 | 0 | 0 | 0 | 0 | 0 | 0 | 0 | 0 | 0 | 0 | 0 | 0 | 0 | 0 | 0 | 0 | 0 | 0
F2_Commercial_Hospital_New_Food Preparation_Natural Gas_Food Prep Other_Baseline Forecast | F2 | Commercial | Hospital | New | Food Preparation | Natural Gas | Food Prep Other | Baseline Forecast | Usage (MMtherm) | 0 | 0 | 0 | 0 | 0 | 0 | 0 | 0 | 0 | 0 | 0 | 0 | 0 | 0 | 0 | 0 | 0 | 0 | 0 | 0 | 0 | 0 | 0 | 0 | 0 | 0 | 0 | 0 | 0 | 0 | 0 | 0 | 0
F3_Commercial_Hospital_New_Food Preparation_Natural Gas_Food Prep Other_Baseline Forecast | F3 | Commercial | Hospital | New | Food Preparation | Natural Gas | Food Prep Other | Baseline Forecast | Summer Peak Demand (MW) | 0 | 0 | 0 | 0 | 0 | 0 | 0 | 0 | 0 | 0 | 0 | 0 | 0 | 0 | 0 | 0 | 0 | 0 | 0 | 0 | 0 | 0 | 0 | 0 | 0 | 0 | 0 | 0 | 0 | 0 | 0 | 0 | 0
F4_Commercial_Hospital_New_Food Preparation_Natural Gas_Food Prep Other_Baseline Forecast | F4 | Commercial | Hospital | New | Food Preparation | Natural Gas | Food Prep Other | Baseline Forecast | Winter Peak Demand (MW) | 0 | 0 | 0 | 0 | 0 | 0 | 0 | 0 | 0 | 0 | 0 | 0 | 0 | 0 | 0 | 0 | 0 | 0 | 0 | 0 | 0 | 0 | 0 | 0 | 0 | 0 | 0 | 0 | 0 | 0 | 0 | 0 | 0
F5_Commercial_Hospital_New_Food Preparation_Natural Gas_Food Prep Other_Baseline Forecast | F5 | Commercial | Hospital | New | Food Preparation | Natural Gas | Food Prep Other | Baseline Forecast | Turnover | 0 | 0 | 0 | 0 | 0 | 0 | 0 | 0 | 0 | 0 | 0 | 0 | 0 | 0 | 0 | 0 | 0 | 0 | 0 | 0 | 0 | 0 | 0 | 0 | 0 | 0 | 0 | 0 | 0 | 0 | 0 | 0 | 0
F6_Commercial_Hospital_New_Food Preparation_Natural Gas_Food Prep Other_Baseline Forecast | F6 | Commercial | Hospital | New | Food Preparation | Natural Gas | Food Prep Other | Baseline Forecast | Avg. Replacement Usage (kWh) | 0.043498 | 0.042013 | 0.046802 | 0.045941 | 0.045941 | 0.045941 | 0.045941 | 0.045941 | 0.045941 | 0.045941 | 0.045941 | 0.045941 | 0.045941 | 0.045941 | 0.045941 | 0.045941 | 0.045941 | 0.045941 | 0.045941 | 0.045941 | 0.045941 | 0.045941 | 0.045941 | 0.045941 | 0.045941 | 0.045941 | 0.045941 | 0.045941 | 0.045941 | 0.045941 | 0.045941 | 0.045941 | 0.045941
F7_Commercial_Hospital_New_Food Preparation_Natural Gas_Food Prep Other_Baseline Forecast | F7 | Commercial | Hospital | New | Food Preparation | Natural Gas | Food Prep Other | Baseline Forecast | Avg. Replacement Summer Demand (kW) | 0 | 0 | 0 | 0 | 0 | 0 | 0 | 0 | 0 | 0 | 0 | 0 | 0 | 0 | 0 | 0 | 0 | 0 | 0 | 0 | 0 | 0 | 0 | 0 | 0 | 0 | 0 | 0 | 0 | 0 | 0 | 0 | 0
F8_Commercial_Hospital_New_Food Preparation_Natural Gas_Food Prep Other_Baseline Forecast | F8 | Commercial | Hospital | New | Food Preparation | Natural Gas | Food Prep Other | Baseline Forecast | Avg. Replacement Winter Demand (kW) | 0 | 0 | 0 | 0 | 0 | 0 | 0 | 0 | 0 | 0 | 0 | 0 | 0 | 0 | 0 | 0 | 0 | 0 | 0 | 0 | 0 | 0 | 0 | 0 | 0 | 0 | 0 | 0 | 0 | 0 | 0 | 0 | 0
F1_Commercial_Hospital_New_Miscellaneous_Natural Gas_Pool Heater_Baseline Forecast | F1 | Commercial | Hospital | New | Miscellaneous | Natural Gas | Pool Heater | Baseline Forecast | Units | 0 | 0 | 0 | 0 | 0 | 0 | 0 | 0 | 0 | 0 | 0 | 0 | 0 | 0 | 0 | 0 | 0 | 0 | 0 | 0 | 0 | 0 | 0 | 0 | 0 | 0 | 0 | 0 | 0 | 0 | 0 | 0 | 0
F2_Commercial_Hospital_New_Miscellaneous_Natural Gas_Pool Heater_Baseline Forecast | F2 | Commercial | Hospital | New | Miscellaneous | Natural Gas | Pool Heater | Baseline Forecast | Usage (MMtherm) | 0 | 0 | 0 | 0 | 0 | 0 | 0 | 0 | 0 | 0 | 0 | 0 | 0 | 0 | 0 | 0 | 0 | 0 | 0 | 0 | 0 | 0 | 0 | 0 | 0 | 0 | 0 | 0 | 0 | 0 | 0 | 0 | 0
F3_Commercial_Hospital_New_Miscellaneous_Natural Gas_Pool Heater_Baseline Forecast | F3 | Commercial | Hospital | New | Miscellaneous | Natural Gas | Pool Heater | Baseline Forecast | Summer Peak Demand (MW) | 0 | 0 | 0 | 0 | 0 | 0 | 0 | 0 | 0 | 0 | 0 | 0 | 0 | 0 | 0 | 0 | 0 | 0 | 0 | 0 | 0 | 0 | 0 | 0 | 0 | 0 | 0 | 0 | 0 | 0 | 0 | 0 | 0
F4_Commercial_Hospital_New_Miscellaneous_Natural Gas_Pool Heater_Baseline Forecast | F4 | Commercial | Hospital | New | Miscellaneous | Natural Gas | Pool Heater | Baseline Forecast | Winter Peak Demand (MW) | 0 | 0 | 0 | 0 | 0 | 0 | 0 | 0 | 0 | 0 | 0 | 0 | 0 | 0 | 0 | 0 | 0 | 0 | 0 | 0 | 0 | 0 | 0 | 0 | 0 | 0 | 0 | 0 | 0 | 0 | 0 | 0 | 0
F5_Commercial_Hospital_New_Miscellaneous_Natural Gas_Pool Heater_Baseline Forecast | F5 | Commercial | Hospital | New | Miscellaneous | Natural Gas | Pool Heater | Baseline Forecast | Turnover | 0 | 0 | 0 | 0 | 0 | 0 | 0 | 0 | 0 | 0 | 0 | 0 | 0 | 0 | 0 | 0 | 0 | 0 | 0 | 0 | 0 | 0 | 0 | 0 | 0 | 0 | 0 | 0 | 0 | 0 | 0 | 0 | 0
F6_Commercial_Hospital_New_Miscellaneous_Natural Gas_Pool Heater_Baseline Forecast | F6 | Commercial | Hospital | New | Miscellaneous | Natural Gas | Pool Heater | Baseline Forecast | Avg. Replacement Usage (kWh) | 0.01 | 0.0096587 | 0.01076 | 0.010562 | 0.010562 | 0.010562 | 0.010562 | 0.010562 | 0.010562 | 0.010562 | 0.010562 | 0.010562 | 0.010562 | 0.010562 | 0.010562 | 0.010562 | 0.010562 | 0.010562 | 0.010562 | 0.010562 | 0.010562 | 0.010562 | 0.010562 | 0.010562 | 0.010562 | 0.010562 | 0.010562 | 0.010562 | 0.010562 | 0.010562 | 0.010562 | 0.010562 | 0.010562
F7_Commercial_Hospital_New_Miscellaneous_Natural Gas_Pool Heater_Baseline Forecast | F7 | Commercial | Hospital | New | Miscellaneous | Natural Gas | Pool Heater | Baseline Forecast | Avg. Replacement Summer Demand (kW) | 0 | 0 | 0 | 0 | 0 | 0 | 0 | 0 | 0 | 0 | 0 | 0 | 0 | 0 | 0 | 0 | 0 | 0 | 0 | 0 | 0 | 0 | 0 | 0 | 0 | 0 | 0 | 0 | 0 | 0 | 0 | 0 | 0
F8_Commercial_Hospital_New_Miscellaneous_Natural Gas_Pool Heater_Baseline Forecast | F8 | Commercial | Hospital | New | Miscellaneous | Natural Gas | Pool Heater | Baseline Forecast | Avg. Replacement Winter Demand (kW) | 0 | 0 | 0 | 0 | 0 | 0 | 0 | 0 | 0 | 0 | 0 | 0 | 0 | 0 | 0 | 0 | 0 | 0 | 0 | 0 | 0 | 0 | 0 | 0 | 0 | 0 | 0 | 0 | 0 | 0 | 0 | 0 | 0
F1_Commercial_Hospital_New_Miscellaneous_Natural Gas_Miscellaneous_Baseline Forecast | F1 | Commercial | Hospital | New | Miscellaneous | Natural Gas | Miscellaneous | Baseline Forecast | Units | 0 | 21601.6209 | 125794.2606 | 192380.6548 | 271994.5862 | 354044.0246 | 436505.7746 | 507876.1541 | 578246.3143 | 650263.5954 | 723453.1494 | 796086.6947 | 867584.18 | 938107.1113 | 1008731.985 | 1079143.264 | 1149962.5918 | 1219129.7307 | 1285549.5205 | 1349826.2569 | 1414134.5728 | 1479745.0489 | 1546210.6016 | 1613379.4046 | 1681269.82 | 1749351.516 | 1817699.3653 | 1886093.2506 | 1954788.853 | 2023634.1992 | 2092991.764 | 2162399.7462 | 2191884.8903
F2_Commercial_Hospital_New_Miscellaneous_Natural Gas_Miscellaneous_Baseline Forecast | F2 | Commercial | Hospital | New | Miscellaneous | Natural Gas | Miscellaneous | Baseline Forecast | Usage (MMtherm) | 0 | 0.00021668 | 0.0014057 | 0.0021101 | 0.0029834 | 0.0038834 | 0.0047879 | 0.0055707 | 0.0063426 | 0.0071325 | 0.0079353 | 0.008732 | 0.0095162 | 0.01029 | 0.011064 | 0.011837 | 0.012613 | 0.013372 | 0.014101 | 0.014806 | 0.015511 | 0.016231 | 0.01696 | 0.017697 | 0.018441 | 0.019188 | 0.019938 | 0.020688 | 0.021441 | 0.022196 | 0.022957 | 0.023719 | 0.024042
F3_Commercial_Hospital_New_Miscellaneous_Natural Gas_Miscellaneous_Baseline Forecast | F3 | Commercial | Hospital | New | Miscellaneous | Natural Gas | Miscellaneous | Baseline Forecast | Summer Peak Demand (MW) | 0 | 0 | 0 | 0 | 0 | 0 | 0 | 0 | 0 | 0 | 0 | 0 | 0 | 0 | 0 | 0 | 0 | 0 | 0 | 0 | 0 | 0 | 0 | 0 | 0 | 0 | 0 | 0 | 0 | 0 | 0 | 0 | 0
F4_Commercial_Hospital_New_Miscellaneous_Natural Gas_Miscellaneous_Baseline Forecast | F4 | Commercial | Hospital | New | Miscellaneous | Natural Gas | Miscellaneous | Baseline Forecast | Winter Peak Demand (MW) | 0 | 0 | 0 | 0 | 0 | 0 | 0 | 0 | 0 | 0 | 0 | 0 | 0 | 0 | 0 | 0 | 0 | 0 | 0 | 0 | 0 | 0 | 0 | 0 | 0 | 0 | 0 | 0 | 0 | 0 | 0 | 0 | 0
F5_Commercial_Hospital_New_Miscellaneous_Natural Gas_Miscellaneous_Baseline Forecast | F5 | Commercial | Hospital | New | Miscellaneous | Natural Gas | Miscellaneous | Baseline Forecast | Turnover | 0 | 21601.6209 | 104192.6397 | 66586.3943 | 82699.8772 | 99579.1976 | 106999.6 | 104217.0905 | 112750.0835 | 123628.5869 | 132315.9718 | 145714.2736 | 175862.8202 | 167924.3658 | 179622.9208 | 193879.3473 | 202800.2831 | 207143.3851 | 214868.342 | 223659.3512 | 233045.0297 | 244841.1135 | 260827.1439 | 264743.6742 | 275626.0647 | 287555.5563 | 296888.0044 | 304925.9926 | 314767.4954 | 324738.007 | 334989.5719 | 345496.2181 | 317180.9916
F6_Commercial_Hospital_New_Miscellaneous_Natural Gas_Miscellaneous_Baseline Forecast | F6 | Commercial | Hospital | New | Miscellaneous | Natural Gas | Miscellaneous | Baseline Forecast | Avg. Replacement Usage (kWh) | 0.010385 | 0.010031 | 0.011174 | 0.010969 | 0.010969 | 0.010969 | 0.010969 | 0.010969 | 0.010969 | 0.010969 | 0.010969 | 0.010969 | 0.010969 | 0.010969 | 0.010969 | 0.010969 | 0.010969 | 0.010969 | 0.010969 | 0.010969 | 0.010969 | 0.010969 | 0.010969 | 0.010969 | 0.010969 | 0.010969 | 0.010969 | 0.010969 | 0.010969 | 0.010969 | 0.010969 | 0.010969 | 0.010969
F7_Commercial_Hospital_New_Miscellaneous_Natural Gas_Miscellaneous_Baseline Forecast | F7 | Commercial | Hospital | New | Miscellaneous | Natural Gas | Miscellaneous | Baseline Forecast | Avg. Replacement Summer Demand (kW) | 0 | 0 | 0 | 0 | 0 | 0 | 0 | 0 | 0 | 0 | 0 | 0 | 0 | 0 | 0 | 0 | 0 | 0 | 0 | 0 | 0 | 0 | 0 | 0 | 0 | 0 | 0 | 0 | 0 | 0 | 0 | 0 | 0
F8_Commercial_Hospital_New_Miscellaneous_Natural Gas_Miscellaneous_Baseline Forecast | F8 | Commercial | Hospital | New | Miscellaneous | Natural Gas | Miscellaneous | Baseline Forecast | Avg. Replacement Winter Demand (kW) | 0 | 0 | 0 | 0 | 0 | 0 | 0 | 0 | 0 | 0 | 0 | 0 | 0 | 0 | 0 | 0 | 0 | 0 | 0 | 0 | 0 | 0 | 0 | 0 | 0 | 0 | 0 | 0 | 0 | 0 | 0 | 0 | 0
F1_Commercial_Other Health_Existing_Space Heating_Natural Gas_Furnace_Baseline Forecast | F1 | Commercial | Other Health | Existing | Space Heating | Natural Gas | Furnace | Baseline Forecast | Units | 226730.8125 | 225577.2573 | 224423.7021 | 223030.6306 | 228241.8941 | 227628.5121 | 227087.0165 | 226599.2975 | 226128.1156 | 225659.8513 | 225189.2432 | 224719.2652 | 224253.2928 | 223792.4863 | 223333.9362 | 222877.2044 | 222420.0574 | 221968.0668 | 221527.5812 | 221099.8044 | 220678.2804 | 220255.6519 | 219829.6988 | 219399.7959 | 218965.5754 | 218528.5731 | 218089.3201 | 217648.7886 | 217206.6389 | 216763.1919 | 216317.4374 | 215870.3616 | 218813.8362
F2_Commercial_Other Health_Existing_Space Heating_Natural Gas_Furnace_Baseline Forecast | F2 | Commercial | Other Health | Existing | Space Heating | Natural Gas | Furnace | Baseline Forecast | Usage (MMtherm) | 0.020644 | 0.019821 | 0.02183 | 0.021162 | 0.021509 | 0.02126 | 0.021016 | 0.020721 | 0.020425 | 0.020128 | 0.019831 | 0.019533 | 0.019236 | 0.01894 | 0.018645 | 0.018351 | 0.018059 | 0.017769 | 0.017481 | 0.017204 | 0.016934 | 0.016671 | 0.016406 | 0.016151 | 0.015904 | 0.015668 | 0.015441 | 0.015225 | 0.015017 | 0.014818 | 0.014625 | 0.014439 | 0.014545
F3_Commercial_Other Health_Existing_Space Heating_Natural Gas_Furnace_Baseline Forecast | F3 | Commercial | Other Health | Existing | Space Heating | Natural Gas | Furnace | Baseline Forecast | Summer Peak Demand (MW) | 0 | 0 | 0 | 0 | 0 | 0 | 0 | 0 | 0 | 0 | 0 | 0 | 0 | 0 | 0 | 0 | 0 | 0 | 0 | 0 | 0 | 0 | 0 | 0 | 0 | 0 | 0 | 0 | 0 | 0 | 0 | 0 | 0
F4_Commercial_Other Health_Existing_Space Heating_Natural Gas_Furnace_Baseline Forecast | F4 | Commercial | Other Health | Existing | Space Heating | Natural Gas | Furnace | Baseline Forecast | Winter Peak Demand (MW) | 0 | 0 | 0 | 0 | 0 | 0 | 0 | 0 | 0 | 0 | 0 | 0 | 0 | 0 | 0 | 0 | 0 | 0 | 0 | 0 | 0 | 0 | 0 | 0 | 0 | 0 | 0 | 0 | 0 | 0 | 0 | 0 | 0
F5_Commercial_Other Health_Existing_Space Heating_Natural Gas_Furnace_Baseline Forecast | F5 | Commercial | Other Health | Existing | Space Heating | Natural Gas | Furnace | Baseline Forecast | Turnover | 0 | 4526.6339 | 4907.6446 | 5247.9353 | 10801.4334 | 5890.2065 | 6166.3271 | 6420.3231 | 6653.1426 | 6866.1284 | 7060.6924 | 7238.3693 | 7400.6035 | 7548.6696 | 7683.6074 | 7806.4453 | 7918.0647 | 8019.548 | 8111.9482 | 7806.9914 | 7555.4499 | 7350.467 | 7572.181 | 7412.75 | 7286.3652 | 7188.7333 | 7116.0022 | 7064.7626 | 7031.9485 | 7014.8618 | 7011.0729 | 7018.4957 | 11373.6782
F6_Commercial_Other Health_Existing_Space Heating_Natural Gas_Furnace_Baseline Forecast | F6 | Commercial | Other Health | Existing | Space Heating | Natural Gas | Furnace | Baseline Forecast | Avg. Replacement Usage (kWh) | 0.088826 | 0.085794 | 0.095066 | 0.09282 | 0.092324 | 0.082542 | 0.082095 | 0.072895 | 0.072495 | 0.072096 | 0.071696 | 0.071297 | 0.070898 | 0.070499 | 0.070099 | 0.0697 | 0.069301 | 0.068902 | 0.068503 | 0.068103 | 0.067704 | 0.067306 | 0.066906 | 0.066507 | 0.066108 | 0.06571 | 0.06531 | 0.064912 | 0.064513 | 0.064115 | 0.063716 | 0.063318 | 0.063318
F7_Commercial_Other Health_Existing_Space Heating_Natural Gas_Furnace_Baseline Forecast | F7 | Commercial | Other Health | Existing | Space Heating | Natural Gas | Furnace | Baseline Forecast | Avg. Replacement Summer Demand (kW) | 0 | 0 | 0 | 0 | 0 | 0 | 0 | 0 | 0 | 0 | 0 | 0 | 0 | 0 | 0 | 0 | 0 | 0 | 0 | 0 | 0 | 0 | 0 | 0 | 0 | 0 | 0 | 0 | 0 | 0 | 0 | 0 | 0
F8_Commercial_Other Health_Existing_Space Heating_Natural Gas_Furnace_Baseline Forecast | F8 | Commercial | Other Health | Existing | Space Heating | Natural Gas | Furnace | Baseline Forecast | Avg. Replacement Winter Demand (kW) | 0 | 0 | 0 | 0 | 0 | 0 | 0 | 0 | 0 | 0 | 0 | 0 | 0 | 0 | 0 | 0 | 0 | 0 | 0 | 0 | 0 | 0 | 0 | 0 | 0 | 0 | 0 | 0 | 0 | 0 | 0 | 0 | 0
F1_Commercial_Other Health_Existing_Space Heating_Natural Gas_Boiler_Baseline Forecast | F1 | Commercial | Other Health | Existing | Space Heating | Natural Gas | Boiler | Baseline Forecast | Units | 1277847.3466 | 1271345.9477 | 1264844.5488 | 1256993.2439 | 1286363.7525 | 1282906.7518 | 1279854.9004 | 1277106.1322 | 1274450.567 | 1271811.4449 | 1269159.1131 | 1266510.3329 | 1263884.1277 | 1261287.0374 | 1258702.6644 | 1256128.539 | 1253552.0739 | 1251004.6695 | 1248522.1075 | 1246111.1717 | 1243735.4761 | 1241353.5561 | 1238952.8987 | 1236529.98 | 1234082.7278 | 1231619.7973 | 1229144.1819 | 1226661.3609 | 1224169.4196 | 1221670.1672 | 1219157.9093 | 1216638.2055 | 1233227.5308
F2_Commercial_Other Health_Existing_Space Heating_Natural Gas_Boiler_Baseline Forecast | F2 | Commercial | Other Health | Existing | Space Heating | Natural Gas | Boiler | Baseline Forecast | Usage (MMtherm) | 0.32766 | 0.31602 | 0.34974 | 0.34072 | 0.34901 | 0.34693 | 0.34495 | 0.34302 | 0.3411 | 0.33913 | 0.33712 | 0.33507 | 0.33297 | 0.33082 | 0.32861 | 0.32635 | 0.32402 | 0.32163 | 0.31919 | 0.31671 | 0.31416 | 0.31159 | 0.30899 | 0.30637 | 0.30368 | 0.30102 | 0.29838 | 0.29576 | 0.29317 | 0.29061 | 0.28806 | 0.28553 | 0.28927
F3_Commercial_Other Health_Existing_Space Heating_Natural Gas_Boiler_Baseline Forecast | F3 | Commercial | Other Health | Existing | Space Heating | Natural Gas | Boiler | Baseline Forecast | Summer Peak Demand (MW) | 0 | 0 | 0 | 0 | 0 | 0 | 0 | 0 | 0 | 0 | 0 | 0 | 0 | 0 | 0 | 0 | 0 | 0 | 0 | 0 | 0 | 0 | 0 | 0 | 0 | 0 | 0 | 0 | 0 | 0 | 0 | 0 | 0
F4_Commercial_Other Health_Existing_Space Heating_Natural Gas_Boiler_Baseline Forecast | F4 | Commercial | Other Health | Existing | Space Heating | Natural Gas | Boiler | Baseline Forecast | Winter Peak Demand (MW) | 0 | 0 | 0 | 0 | 0 | 0 | 0 | 0 | 0 | 0 | 0 | 0 | 0 | 0 | 0 | 0 | 0 | 0 | 0 | 0 | 0 | 0 | 0 | 0 | 0 | 0 | 0 | 0 | 0 | 0 | 0 | 0 | 0
F5_Commercial_Other Health_Existing_Space Heating_Natural Gas_Boiler_Baseline Forecast | F5 | Commercial | Other Health | Existing | Space Heating | Natural Gas | Boiler | Baseline Forecast | Turnover | 0 | 23471.0021 | 25446.5767 | 27211.0144 | 58356.0395 | 30541.2479 | 31972.9582 | 33289.9501 | 34497.1401 | 35601.4902 | 36610.322 | 37531.5927 | 38372.7917 | 39140.5277 | 39840.192 | 40477.1177 | 41055.874 | 41582.0745 | 42061.1773 | 42497.3738 | 42893.059 | 41240.3847 | 39868.0099 | 38741.3368 | 39996.9429 | 39101.9785 | 38383.5921 | 37819.0559 | 37387.911 | 37072.0662 | 36855.2269 | 36723.2586 | 53329.1301
F6_Commercial_Other Health_Existing_Space Heating_Natural Gas_Boiler_Baseline Forecast | F6 | Commercial | Other Health | Existing | Space Heating | Natural Gas | Boiler | Baseline Forecast | Avg. Replacement Usage (kWh) | 0.28479 | 0.27507 | 0.30479 | 0.2976 | 0.29601 | 0.27148 | 0.27001 | 0.26854 | 0.26708 | 0.26561 | 0.26414 | 0.26267 | 0.2612 | 0.25974 | 0.25827 | 0.2568 | 0.25533 | 0.25387 | 0.2524 | 0.25093 | 0.24946 | 0.248 | 0.24653 | 0.24506 | 0.2436 | 0.24213 | 0.24066 | 0.2392 | 0.23773 | 0.23626 | 0.2348 | 0.23333 | 0.23333
F7_Commercial_Other Health_Existing_Space Heating_Natural Gas_Boiler_Baseline Forecast | F7 | Commercial | Other Health | Existing | Space Heating | Natural Gas | Boiler | Baseline Forecast | Avg. Replacement Summer Demand (kW) | 0 | 0 | 0 | 0 | 0 | 0 | 0 | 0 | 0 | 0 | 0 | 0 | 0 | 0 | 0 | 0 | 0 | 0 | 0 | 0 | 0 | 0 | 0 | 0 | 0 | 0 | 0 | 0 | 0 | 0 | 0 | 0 | 0
F8_Commercial_Other Health_Existing_Space Heating_Natural Gas_Boiler_Baseline Forecast | F8 | Commercial | Other Health | Existing | Space Heating | Natural Gas | Boiler | Baseline Forecast | Avg. Replacement Winter Demand (kW) | 0 | 0 | 0 | 0 | 0 | 0 | 0 | 0 | 0 | 0 | 0 | 0 | 0 | 0 | 0 | 0 | 0 | 0 | 0 | 0 | 0 | 0 | 0 | 0 | 0 | 0 | 0 | 0 | 0 | 0 | 0 | 0 | 0
F1_Commercial_Other Health_Existing_Space Heating_Natural Gas_Unit Heater_Baseline Forecast | F1 | Commercial | Other Health | Existing | Space Heating | Natural Gas | Unit Heater | Baseline Forecast | Units | 0 | 0 | 0 | 0 | 0 | 0 | 0 | 0 | 0 | 0 | 0 | 0 | 0 | 0 | 0 | 0 | 0 | 0 | 0 | 0 | 0 | 0 | 0 | 0 | 0 | 0 | 0 | 0 | 0 | 0 | 0 | 0 | 0
F2_Commercial_Other Health_Existing_Space Heating_Natural Gas_Unit Heater_Baseline Forecast | F2 | Commercial | Other Health | Existing | Space Heating | Natural Gas | Unit Heater | Baseline Forecast | Usage (MMtherm) | 0 | 0 | 0 | 0 | 0 | 0 | 0 | 0 | 0 | 0 | 0 | 0 | 0 | 0 | 0 | 0 | 0 | 0 | 0 | 0 | 0 | 0 | 0 | 0 | 0 | 0 | 0 | 0 | 0 | 0 | 0 | 0 | 0
F3_Commercial_Other Health_Existing_Space Heating_Natural Gas_Unit Heater_Baseline Forecast | F3 | Commercial | Other Health | Existing | Space Heating | Natural Gas | Unit Heater | Baseline Forecast | Summer Peak Demand (MW) | 0 | 0 | 0 | 0 | 0 | 0 | 0 | 0 | 0 | 0 | 0 | 0 | 0 | 0 | 0 | 0 | 0 | 0 | 0 | 0 | 0 | 0 | 0 | 0 | 0 | 0 | 0 | 0 | 0 | 0 | 0 | 0 | 0
F4_Commercial_Other Health_Existing_Space Heating_Natural Gas_Unit Heater_Baseline Forecast | F4 | Commercial | Other Health | Existing | Space Heating | Natural Gas | Unit Heater | Baseline Forecast | Winter Peak Demand (MW) | 0 | 0 | 0 | 0 | 0 | 0 | 0 | 0 | 0 | 0 | 0 | 0 | 0 | 0 | 0 | 0 | 0 | 0 | 0 | 0 | 0 | 0 | 0 | 0 | 0 | 0 | 0 | 0 | 0 | 0 | 0 | 0 | 0
F5_Commercial_Other Health_Existing_Space Heating_Natural Gas_Unit Heater_Baseline Forecast | F5 | Commercial | Other Health | Existing | Space Heating | Natural Gas | Unit Heater | Baseline Forecast | Turnover | 0 | 0 | 0 | 0 | 0 | 0 | 0 | 0 | 0 | 0 | 0 | 0 | 0 | 0 | 0 | 0 | 0 | 0 | 0 | 0 | 0 | 0 | 0 | 0 | 0 | 0 | 0 | 0 | 0 | 0 | 0 | 0 | 0
F6_Commercial_Other Health_Existing_Space Heating_Natural Gas_Unit Heater_Baseline Forecast | F6 | Commercial | Other Health | Existing | Space Heating | Natural Gas | Unit Heater | Baseline Forecast | Avg. Replacement Usage (kWh) | 0.045525 | 0.043971 | 0.048723 | 0.047572 | 0.047318 | 0.042352 | 0.042123 | 0.041894 | 0.041665 | 0.041436 | 0.041207 | 0.040978 | 0.040749 | 0.04052 | 0.040291 | 0.040062 | 0.039833 | 0.039604 | 0.039375 | 0.039146 | 0.038917 | 0.038689 | 0.03846 | 0.038231 | 0.038002 | 0.037774 | 0.037544 | 0.037316 | 0.037087 | 0.036858 | 0.036629 | 0.0364 | 0.0364
F7_Commercial_Other Health_Existing_Space Heating_Natural Gas_Unit Heater_Baseline Forecast | F7 | Commercial | Other Health | Existing | Space Heating | Natural Gas | Unit Heater | Baseline Forecast | Avg. Replacement Summer Demand (kW) | 0 | 0 | 0 | 0 | 0 | 0 | 0 | 0 | 0 | 0 | 0 | 0 | 0 | 0 | 0 | 0 | 0 | 0 | 0 | 0 | 0 | 0 | 0 | 0 | 0 | 0 | 0 | 0 | 0 | 0 | 0 | 0 | 0
F8_Commercial_Other Health_Existing_Space Heating_Natural Gas_Unit Heater_Baseline Forecast | F8 | Commercial | Other Health | Existing | Space Heating | Natural Gas | Unit Heater | Baseline Forecast | Avg. Replacement Winter Demand (kW) | 0 | 0 | 0 | 0 | 0 | 0 | 0 | 0 | 0 | 0 | 0 | 0 | 0 | 0 | 0 | 0 | 0 | 0 | 0 | 0 | 0 | 0 | 0 | 0 | 0 | 0 | 0 | 0 | 0 | 0 | 0 | 0 | 0
F1_Commercial_Other Health_Existing_Water Heating_Natural Gas_Water Heater_Baseline Forecast | F1 | Commercial | Other Health | Existing | Water Heating | Natural Gas | Water Heater | Baseline Forecast | Units | 1646556.6107 | 1638179.3023 | 1629801.994 | 1619685.2785 | 1657530.335 | 1653075.8535 | 1649143.4228 | 1645601.5268 | 1642179.7266 | 1638779.1138 | 1635361.4799 | 1631948.4223 | 1628564.4535 | 1625218.0005 | 1621887.9341 | 1618571.0722 | 1615251.1954 | 1611968.7646 | 1608769.8857 | 1605663.3 | 1602602.1227 | 1599532.9251 | 1596439.5835 | 1593317.5574 | 1590164.1765 | 1586990.5937 | 1583800.6658 | 1580601.4531 | 1577390.4887 | 1574170.1035 | 1570932.9604 | 1567686.2228 | 1589062.2215
F2_Commercial_Other Health_Existing_Water Heating_Natural Gas_Water Heater_Baseline Forecast | F2 | Commercial | Other Health | Existing | Water Heating | Natural Gas | Water Heater | Baseline Forecast | Usage (MMtherm) | 0.62535 | 0.59308 | 0.64677 | 0.6197 | 0.62079 | 0.60797 | 0.59614 | 0.58558 | 0.57646 | 0.56896 | 0.56273 | 0.55754 | 0.55317 | 0.54947 | 0.5463 | 0.54355 | 0.54113 | 0.53899 | 0.53709 | 0.53539 | 0.53384 | 0.53239 | 0.53102 | 0.52972 | 0.52845 | 0.52722 | 0.52603 | 0.52486 | 0.5237 | 0.52256 | 0.52143 | 0.52031 | 0.52737
F3_Commercial_Other Health_Existing_Water Heating_Natural Gas_Water Heater_Baseline Forecast | F3 | Commercial | Other Health | Existing | Water Heating | Natural Gas | Water Heater | Baseline Forecast | Summer Peak Demand (MW) | 0 | 0 | 0 | 0 | 0 | 0 | 0 | 0 | 0 | 0 | 0 | 0 | 0 | 0 | 0 | 0 | 0 | 0 | 0 | 0 | 0 | 0 | 0 | 0 | 0 | 0 | 0 | 0 | 0 | 0 | 0 | 0 | 0
F4_Commercial_Other Health_Existing_Water Heating_Natural Gas_Water Heater_Baseline Forecast | F4 | Commercial | Other Health | Existing | Water Heating | Natural Gas | Water Heater | Baseline Forecast | Winter Peak Demand (MW) | 0 | 0 | 0 | 0 | 0 | 0 | 0 | 0 | 0 | 0 | 0 | 0 | 0 | 0 | 0 | 0 | 0 | 0 | 0 | 0 | 0 | 0 | 0 | 0 | 0 | 0 | 0 | 0 | 0 | 0 | 0 | 0 | 0
F5_Commercial_Other Health_Existing_Water Heating_Natural Gas_Water Heater_Baseline Forecast | F5 | Commercial | Other Health | Existing | Water Heating | Natural Gas | Water Heater | Baseline Forecast | Turnover | 0 | 65527.1721 | 84749.7037 | 99772.6132 | 150056.8526 | 121834.8387 | 129465.806 | 135510.7765 | 140276.9037 | 144016.3793 | 127757.01 | 118577.0508 | 114270.7487 | 120655.0726 | 120233.5266 | 137987.6996 | 141731.166 | 144657.7973 | 156566.3546 | 143015.2461 | 139500.8124 | 135444.8016 | 133136.428 | 130951.0849 | 127598.7793 | 127453.3774 | 129148.5929 | 135562.703 | 136284.805 | 140799.6005 | 140039.2119 | 138767.0826 | 161273.9324
F6_Commercial_Other Health_Existing_Water Heating_Natural Gas_Water Heater_Baseline Forecast | F6 | Commercial | Other Health | Existing | Water Heating | Natural Gas | Water Heater | Baseline Forecast | Avg. Replacement Usage (kWh) | 0.31414 | 0.30342 | 0.338 | 0.33178 | 0.33178 | 0.33178 | 0.33178 | 0.33178 | 0.33178 | 0.33178 | 0.33178 | 0.33178 | 0.33178 | 0.33178 | 0.33178 | 0.33178 | 0.33178 | 0.33178 | 0.33178 | 0.33178 | 0.33178 | 0.33178 | 0.33178 | 0.33178 | 0.33178 | 0.33178 | 0.33178 | 0.33178 | 0.33178 | 0.33178 | 0.33178 | 0.33178 | 0.33178
F7_Commercial_Other Health_Existing_Water Heating_Natural Gas_Water Heater_Baseline Forecast | F7 | Commercial | Other Health | Existing | Water Heating | Natural Gas | Water Heater | Baseline Forecast | Avg. Replacement Summer Demand (kW) | 0 | 0 | 0 | 0 | 0 | 0 | 0 | 0 | 0 | 0 | 0 | 0 | 0 | 0 | 0 | 0 | 0 | 0 | 0 | 0 | 0 | 0 | 0 | 0 | 0 | 0 | 0 | 0 | 0 | 0 | 0 | 0 | 0
F8_Commercial_Other Health_Existing_Water Heating_Natural Gas_Water Heater_Baseline Forecast | F8 | Commercial | Other Health | Existing | Water Heating | Natural Gas | Water Heater | Baseline Forecast | Avg. Replacement Winter Demand (kW) | 0 | 0 | 0 | 0 | 0 | 0 | 0 | 0 | 0 | 0 | 0 | 0 | 0 | 0 | 0 | 0 | 0 | 0 | 0 | 0 | 0 | 0 | 0 | 0 | 0 | 0 | 0 | 0 | 0 | 0 | 0 | 0 | 0
F1_Commercial_Other Health_Existing_Food Preparation_Natural Gas_Oven_Baseline Forecast | F1 | Commercial | Other Health | Existing | Food Preparation | Natural Gas | Oven | Baseline Forecast | Units | 33387.2765 | 33217.4096 | 33047.5426 | 32842.4057 | 33609.791 | 33519.4674 | 33439.7294 | 33367.9102 | 33298.5263 | 33229.572 | 33160.2725 | 33091.0658 | 33022.449 | 32954.5929 | 32887.069 | 32819.8129 | 32752.4957 | 32685.9377 | 32621.074 | 32558.0816 | 32496.0101 | 32433.7758 | 32371.0521 | 32307.7467 | 32243.8055 | 32179.4546 | 32114.7724 | 32049.9018 | 31984.793 | 31919.4932 | 31853.8535 | 31788.0193 | 32221.4611
F2_Commercial_Other Health_Existing_Food Preparation_Natural Gas_Oven_Baseline Forecast | F2 | Commercial | Other Health | Existing | Food Preparation | Natural Gas | Oven | Baseline Forecast | Usage (MMtherm) | 0.0029299 | 0.0028155 | 0.0031204 | 0.0030439 | 0.0031151 | 0.0031067 | 0.0030993 | 0.0030926 | 0.003086 | 0.0030794 | 0.0030728 | 0.0030662 | 0.0030595 | 0.0030529 | 0.0030463 | 0.0030396 | 0.0030329 | 0.0030261 | 0.0030195 | 0.003013 | 0.0030067 | 0.0030003 | 0.0029939 | 0.0029874 | 0.0029809 | 0.0029743 | 0.0029678 | 0.0029612 | 0.0029546 | 0.0029481 | 0.0029416 | 0.002935 | 0.0029746
F3_Commercial_Other Health_Existing_Food Preparation_Natural Gas_Oven_Baseline Forecast | F3 | Commercial | Other Health | Existing | Food Preparation | Natural Gas | Oven | Baseline Forecast | Summer Peak Demand (MW) | 0 | 0 | 0 | 0 | 0 | 0 | 0 | 0 | 0 | 0 | 0 | 0 | 0 | 0 | 0 | 0 | 0 | 0 | 0 | 0 | 0 | 0 | 0 | 0 | 0 | 0 | 0 | 0 | 0 | 0 | 0 | 0 | 0
F4_Commercial_Other Health_Existing_Food Preparation_Natural Gas_Oven_Baseline Forecast | F4 | Commercial | Other Health | Existing | Food Preparation | Natural Gas | Oven | Baseline Forecast | Winter Peak Demand (MW) | 0 | 0 | 0 | 0 | 0 | 0 | 0 | 0 | 0 | 0 | 0 | 0 | 0 | 0 | 0 | 0 | 0 | 0 | 0 | 0 | 0 | 0 | 0 | 0 | 0 | 0 | 0 | 0 | 0 | 0 | 0 | 0 | 0
F5_Commercial_Other Health_Existing_Food Preparation_Natural Gas_Oven_Baseline Forecast | F5 | Commercial | Other Health | Existing | Food Preparation | Natural Gas | Oven | Baseline Forecast | Turnover | 0 | 1845.4116 | 1988.9725 | 2103.3331 | 2976.3074 | 2290.7402 | 2358.2455 | 2413.8456 | 2459.2754 | 2496.1366 | 2375.805 | 2300.0587 | 2257.1706 | 2363.4915 | 2340.1275 | 2331.8728 | 2830.347 | 2797.4356 | 2769.2961 | 2928.0746 | 2628.5367 | 2575.4889 | 2545.4549 | 2513.8754 | 2483.9358 | 2498.1073 | 2516.491 | 2535.9828 | 2618.5006 | 2602.9293 | 2585.2806 | 2702.8634 | 3090.6955
F6_Commercial_Other Health_Existing_Food Preparation_Natural Gas_Oven_Baseline Forecast | F6 | Commercial | Other Health | Existing | Food Preparation | Natural Gas | Oven | Baseline Forecast | Avg. Replacement Usage (kWh) | 0.087755 | 0.084759 | 0.09441 | 0.092686 | 0.092695 | 0.092688 | 0.092668 | 0.092652 | 0.092633 | 0.092614 | 0.092596 | 0.092579 | 0.092561 | 0.092543 | 0.092525 | 0.092507 | 0.092489 | 0.092469 | 0.092449 | 0.092428 | 0.092407 | 0.092386 | 0.092367 | 0.092348 | 0.092331 | 0.092316 | 0.092303 | 0.092291 | 0.092282 | 0.092275 | 0.092271 | 0.092268 | 0.092268
F7_Commercial_Other Health_Existing_Food Preparation_Natural Gas_Oven_Baseline Forecast | F7 | Commercial | Other Health | Existing | Food Preparation | Natural Gas | Oven | Baseline Forecast | Avg. Replacement Summer Demand (kW) | 0 | 0 | 0 | 0 | 0 | 0 | 0 | 0 | 0 | 0 | 0 | 0 | 0 | 0 | 0 | 0 | 0 | 0 | 0 | 0 | 0 | 0 | 0 | 0 | 0 | 0 | 0 | 0 | 0 | 0 | 0 | 0 | 0
F8_Commercial_Other Health_Existing_Food Preparation_Natural Gas_Oven_Baseline Forecast | F8 | Commercial | Other Health | Existing | Food Preparation | Natural Gas | Oven | Baseline Forecast | Avg. Replacement Winter Demand (kW) | 0 | 0 | 0 | 0 | 0 | 0 | 0 | 0 | 0 | 0 | 0 | 0 | 0 | 0 | 0 | 0 | 0 | 0 | 0 | 0 | 0 | 0 | 0 | 0 | 0 | 0 | 0 | 0 | 0 | 0 | 0 | 0 | 0
F1_Commercial_Other Health_Existing_Food Preparation_Natural Gas_Conveyor Oven_Baseline Forecast | F1 | Commercial | Other Health | Existing | Food Preparation | Natural Gas | Conveyor Oven | Baseline Forecast | Units | 16693.6382 | 16608.7048 | 16523.7713 | 16421.2029 | 16804.8955 | 16759.7337 | 16719.8647 | 16683.9551 | 16649.2631 | 16614.786 | 16580.1362 | 16545.5329 | 16511.2245 | 16477.2964 | 16443.5345 | 16409.9065 | 16376.2478 | 16342.9689 | 16310.537 | 16279.0408 | 16248.005 | 16216.8879 | 16185.526 | 16153.8733 | 16121.9027 | 16089.7273 | 16057.3862 | 16024.9509 | 15992.3965 | 15959.7466 | 15926.9268 | 15894.0097 | 16110.7305
F2_Commercial_Other Health_Existing_Food Preparation_Natural Gas_Conveyor Oven_Baseline Forecast | F2 | Commercial | Other Health | Existing | Food Preparation | Natural Gas | Conveyor Oven | Baseline Forecast | Usage (MMtherm) | 0.0025066 | 0.0024088 | 0.0026696 | 0.0026042 | 0.002665 | 0.0026579 | 0.0026515 | 0.0026458 | 0.0026403 | 0.0026348 | 0.0026293 | 0.0026237 | 0.0026182 | 0.0026128 | 0.0026074 | 0.0026019 | 0.0025965 | 0.0025912 | 0.002586 | 0.0025809 | 0.0025759 | 0.0025709 | 0.0025658 | 0.0025607 | 0.0025555 | 0.0025503 | 0.0025451 | 0.0025398 | 0.0025346 | 0.0025293 | 0.002524 | 0.0025187 | 0.002553
F3_Commercial_Other Health_Existing_Food Preparation_Natural Gas_Conveyor Oven_Baseline Forecast | F3 | Commercial | Other Health | Existing | Food Preparation | Natural Gas | Conveyor Oven | Baseline Forecast | Summer Peak Demand (MW) | 0 | 0 | 0 | 0 | 0 | 0 | 0 | 0 | 0 | 0 | 0 | 0 | 0 | 0 | 0 | 0 | 0 | 0 | 0 | 0 | 0 | 0 | 0 | 0 | 0 | 0 | 0 | 0 | 0 | 0 | 0 | 0 | 0
F4_Commercial_Other Health_Existing_Food Preparation_Natural Gas_Conveyor Oven_Baseline Forecast | F4 | Commercial | Other Health | Existing | Food Preparation | Natural Gas | Conveyor Oven | Baseline Forecast | Winter Peak Demand (MW) | 0 | 0 | 0 | 0 | 0 | 0 | 0 | 0 | 0 | 0 | 0 | 0 | 0 | 0 | 0 | 0 | 0 | 0 | 0 | 0 | 0 | 0 | 0 | 0 | 0 | 0 | 0 | 0 | 0 | 0 | 0 | 0 | 0
F5_Commercial_Other Health_Existing_Food Preparation_Natural Gas_Conveyor Oven_Baseline Forecast | F5 | Commercial | Other Health | Existing | Food Preparation | Natural Gas | Conveyor Oven | Baseline Forecast | Turnover | 0 | 390.7931 | 505.433 | 595.0271 | 1052.905 | 726.6025 | 772.1123 | 808.1635 | 836.5879 | 858.8895 | 876.2854 | 889.7742 | 900.1579 | 908.0711 | 914.0048 | 918.3582 | 921.4425 | 810.8081 | 744.8631 | 710.0214 | 770.5368 | 755.8625 | 850.5624 | 864.8256 | 875.8301 | 980.5369 | 871.3413 | 879.8893 | 886.3315 | 891.0923 | 894.5053 | 896.8443 | 1116.9153
F6_Commercial_Other Health_Existing_Food Preparation_Natural Gas_Conveyor Oven_Baseline Forecast | F6 | Commercial | Other Health | Existing | Food Preparation | Natural Gas | Conveyor Oven | Baseline Forecast | Avg. Replacement Usage (kWh) | 0.15016 | 0.14503 | 0.16155 | 0.15858 | 0.15858 | 0.15858 | 0.15857 | 0.15856 | 0.15856 | 0.15855 | 0.15854 | 0.15853 | 0.15853 | 0.15852 | 0.15851 | 0.15851 | 0.1585 | 0.15849 | 0.15849 | 0.15848 | 0.15847 | 0.15847 | 0.15846 | 0.15846 | 0.15846 | 0.15845 | 0.15845 | 0.15845 | 0.15844 | 0.15844 | 0.15844 | 0.15844 | 0.15844
F7_Commercial_Other Health_Existing_Food Preparation_Natural Gas_Conveyor Oven_Baseline Forecast | F7 | Commercial | Other Health | Existing | Food Preparation | Natural Gas | Conveyor Oven | Baseline Forecast | Avg. Replacement Summer Demand (kW) | 0 | 0 | 0 | 0 | 0 | 0 | 0 | 0 | 0 | 0 | 0 | 0 | 0 | 0 | 0 | 0 | 0 | 0 | 0 | 0 | 0 | 0 | 0 | 0 | 0 | 0 | 0 | 0 | 0 | 0 | 0 | 0 | 0
F8_Commercial_Other Health_Existing_Food Preparation_Natural Gas_Conveyor Oven_Baseline Forecast | F8 | Commercial | Other Health | Existing | Food Preparation | Natural Gas | Conveyor Oven | Baseline Forecast | Avg. Replacement Winter Demand (kW) | 0 | 0 | 0 | 0 | 0 | 0 | 0 | 0 | 0 | 0 | 0 | 0 | 0 | 0 | 0 | 0 | 0 | 0 | 0 | 0 | 0 | 0 | 0 | 0 | 0 | 0 | 0 | 0 | 0 | 0 | 0 | 0 | 0
F1_Commercial_Other Health_Existing_Food Preparation_Natural Gas_Double Rack Oven_Baseline Forecast | F1 | Commercial | Other Health | Existing | Food Preparation | Natural Gas | Double Rack Oven | Baseline Forecast | Units | 16693.6382 | 16608.7048 | 16523.7713 | 16421.2029 | 16804.8955 | 16759.7337 | 16719.8647 | 16683.9551 | 16649.2631 | 16614.786 | 16580.1362 | 16545.5329 | 16511.2245 | 16477.2964 | 16443.5345 | 16409.9065 | 16376.2478 | 16342.9689 | 16310.537 | 16279.0408 | 16248.005 | 16216.8879 | 16185.526 | 16153.8733 | 16121.9027 | 16089.7273 | 16057.3862 | 16024.9509 | 15992.3965 | 15959.7466 | 15926.9268 | 15894.0097 | 16110.7305
F2_Commercial_Other Health_Existing_Food Preparation_Natural Gas_Double Rack Oven_Baseline Forecast | F2 | Commercial | Other Health | Existing | Food Preparation | Natural Gas | Double Rack Oven | Baseline Forecast | Usage (MMtherm) | 0.003808 | 0.0036593 | 0.0040556 | 0.0039562 | 0.0040487 | 0.0040377 | 0.004028 | 0.0040192 | 0.0040106 | 0.0040019 | 0.0039931 | 0.0039842 | 0.0039754 | 0.0039666 | 0.0039579 | 0.003949 | 0.0039401 | 0.0039312 | 0.0039223 | 0.0039136 | 0.0039049 | 0.0038962 | 0.0038875 | 0.0038787 | 0.0038699 | 0.0038611 | 0.0038524 | 0.0038436 | 0.0038349 | 0.0038263 | 0.0038177 | 0.0038091 | 0.0038603
F3_Commercial_Other Health_Existing_Food Preparation_Natural Gas_Double Rack Oven_Baseline Forecast | F3 | Commercial | Other Health | Existing | Food Preparation | Natural Gas | Double Rack Oven | Baseline Forecast | Summer Peak Demand (MW) | 0 | 0 | 0 | 0 | 0 | 0 | 0 | 0 | 0 | 0 | 0 | 0 | 0 | 0 | 0 | 0 | 0 | 0 | 0 | 0 | 0 | 0 | 0 | 0 | 0 | 0 | 0 | 0 | 0 | 0 | 0 | 0 | 0
F4_Commercial_Other Health_Existing_Food Preparation_Natural Gas_Double Rack Oven_Baseline Forecast | F4 | Commercial | Other Health | Existing | Food Preparation | Natural Gas | Double Rack Oven | Baseline Forecast | Winter Peak Demand (MW) | 0 | 0 | 0 | 0 | 0 | 0 | 0 | 0 | 0 | 0 | 0 | 0 | 0 | 0 | 0 | 0 | 0 | 0 | 0 | 0 | 0 | 0 | 0 | 0 | 0 | 0 | 0 | 0 | 0 | 0 | 0 | 0 | 0
F5_Commercial_Other Health_Existing_Food Preparation_Natural Gas_Double Rack Oven_Baseline Forecast | F5 | Commercial | Other Health | Existing | Food Preparation | Natural Gas | Double Rack Oven | Baseline Forecast | Turnover | 0 | 553.6235 | 716.0301 | 842.9551 | 1331.7434 | 1029.3536 | 1093.8258 | 1144.8983 | 1185.1662 | 1216.7601 | 1241.4043 | 1260.5135 | 1113.8814 | 1028.8167 | 986.3327 | 1047.5408 | 1037.4738 | 1181.6727 | 1209.0977 | 1230.5329 | 1344.4162 | 1240.5202 | 1254.0965 | 1232.8292 | 1196.4626 | 1156.9253 | 1135.5882 | 1115.1887 | 1085.0363 | 1081.858 | 1094.2381 | 1152.6594 | 1379.9981
F6_Commercial_Other Health_Existing_Food Preparation_Natural Gas_Double Rack Oven_Baseline Forecast | F6 | Commercial | Other Health | Existing | Food Preparation | Natural Gas | Double Rack Oven | Baseline Forecast | Avg. Replacement Usage (kWh) | 0.22811 | 0.22032 | 0.24539 | 0.24091 | 0.24093 | 0.2409 | 0.24082 | 0.24076 | 0.24069 | 0.24062 | 0.24055 | 0.24049 | 0.24042 | 0.24035 | 0.24028 | 0.24021 | 0.24015 | 0.24008 | 0.24 | 0.23993 | 0.23986 | 0.23979 | 0.23973 | 0.23967 | 0.23962 | 0.23958 | 0.23954 | 0.2395 | 0.23947 | 0.23945 | 0.23944 | 0.23943 | 0.23943
F7_Commercial_Other Health_Existing_Food Preparation_Natural Gas_Double Rack Oven_Baseline Forecast | F7 | Commercial | Other Health | Existing | Food Preparation | Natural Gas | Double Rack Oven | Baseline Forecast | Avg. Replacement Summer Demand (kW) | 0 | 0 | 0 | 0 | 0 | 0 | 0 | 0 | 0 | 0 | 0 | 0 | 0 | 0 | 0 | 0 | 0 | 0 | 0 | 0 | 0 | 0 | 0 | 0 | 0 | 0 | 0 | 0 | 0 | 0 | 0 | 0 | 0
F8_Commercial_Other Health_Existing_Food Preparation_Natural Gas_Double Rack Oven_Baseline Forecast | F8 | Commercial | Other Health | Existing | Food Preparation | Natural Gas | Double Rack Oven | Baseline Forecast | Avg. Replacement Winter Demand (kW) | 0 | 0 | 0 | 0 | 0 | 0 | 0 | 0 | 0 | 0 | 0 | 0 | 0 | 0 | 0 | 0 | 0 | 0 | 0 | 0 | 0 | 0 | 0 | 0 | 0 | 0 | 0 | 0 | 0 | 0 | 0 | 0 | 0
F1_Commercial_Other Health_Existing_Food Preparation_Natural Gas_Fryer_Baseline Forecast | F1 | Commercial | Other Health | Existing | Food Preparation | Natural Gas | Fryer | Baseline Forecast | Units | 386483.0188 | 384516.6804 | 382550.3421 | 380175.7267 | 389058.793 | 388013.2284 | 387090.2004 | 386258.8396 | 385455.6679 | 384657.4694 | 383855.2756 | 383054.156 | 382259.8641 | 381474.3781 | 380692.7383 | 379914.198 | 379134.9499 | 378364.4913 | 377613.6441 | 376884.4602 | 376165.9346 | 375445.5265 | 374719.4512 | 373986.6431 | 373246.4753 | 372501.5657 | 371752.8195 | 371001.894 | 370248.2101 | 369492.3149 | 368732.4863 | 367970.4056 | 372987.8223
F2_Commercial_Other Health_Existing_Food Preparation_Natural Gas_Fryer_Baseline Forecast | F2 | Commercial | Other Health | Existing | Food Preparation | Natural Gas | Fryer | Baseline Forecast | Usage (MMtherm) | 0.054862 | 0.05272 | 0.058429 | 0.056722 | 0.056931 | 0.055615 | 0.054007 | 0.052168 | 0.050138 | 0.048501 | 0.047175 | 0.046099 | 0.045223 | 0.044508 | 0.043919 | 0.043432 | 0.043026 | 0.042685 | 0.042399 | 0.042156 | 0.041946 | 0.041763 | 0.0416 | 0.041453 | 0.041319 | 0.041195 | 0.041078 | 0.040969 | 0.040864 | 0.040764 | 0.040667 | 0.040572 | 0.041116
F3_Commercial_Other Health_Existing_Food Preparation_Natural Gas_Fryer_Baseline Forecast | F3 | Commercial | Other Health | Existing | Food Preparation | Natural Gas | Fryer | Baseline Forecast | Summer Peak Demand (MW) | 0 | 0 | 0 | 0 | 0 | 0 | 0 | 0 | 0 | 0 | 0 | 0 | 0 | 0 | 0 | 0 | 0 | 0 | 0 | 0 | 0 | 0 | 0 | 0 | 0 | 0 | 0 | 0 | 0 | 0 | 0 | 0 | 0
F4_Commercial_Other Health_Existing_Food Preparation_Natural Gas_Fryer_Baseline Forecast | F4 | Commercial | Other Health | Existing | Food Preparation | Natural Gas | Fryer | Baseline Forecast | Winter Peak Demand (MW) | 0 | 0 | 0 | 0 | 0 | 0 | 0 | 0 | 0 | 0 | 0 | 0 | 0 | 0 | 0 | 0 | 0 | 0 | 0 | 0 | 0 | 0 | 0 | 0 | 0 | 0 | 0 | 0 | 0 | 0 | 0 | 0 | 0
F5_Commercial_Other Health_Existing_Food Preparation_Natural Gas_Fryer_Baseline Forecast | F5 | Commercial | Other Health | Existing | Food Preparation | Natural Gas | Fryer | Baseline Forecast | Turnover | 0 | 0 | 0 | 6912.2859 | 28237.467 | 29229.3292 | 37082.4586 | 43327.3328 | 48286.3324 | 38549.0731 | 30774.944 | 25929.6932 | 26249.5424 | 26703.8334 | 28613.2128 | 31366.8862 | 36306.7402 | 42006.6551 | 39865.9439 | 38955.7009 | 37885.9736 | 36796.3105 | 32551.8898 | 30201.0678 | 30040.3798 | 32350.9309 | 33807.9967 | 35163.0669 | 36249.742 | 37461.6135 | 37789.0315 | 35586.2413 | 39196.2899
F6_Commercial_Other Health_Existing_Food Preparation_Natural Gas_Fryer_Baseline Forecast | F6 | Commercial | Other Health | Existing | Food Preparation | Natural Gas | Fryer | Baseline Forecast | Avg. Replacement Usage (kWh) | 0.14195 | 0.13711 | 0.15273 | 0.11014 | 0.11014 | 0.11014 | 0.11014 | 0.11014 | 0.11014 | 0.11014 | 0.11014 | 0.11014 | 0.11014 | 0.11014 | 0.11014 | 0.11014 | 0.11014 | 0.11014 | 0.11014 | 0.11014 | 0.11014 | 0.11014 | 0.11014 | 0.11014 | 0.11014 | 0.11014 | 0.11014 | 0.11014 | 0.11014 | 0.11014 | 0.11014 | 0.11014 | 0.11014
F7_Commercial_Other Health_Existing_Food Preparation_Natural Gas_Fryer_Baseline Forecast | F7 | Commercial | Other Health | Existing | Food Preparation | Natural Gas | Fryer | Baseline Forecast | Avg. Replacement Summer Demand (kW) | 0 | 0 | 0 | 0 | 0 | 0 | 0 | 0 | 0 | 0 | 0 | 0 | 0 | 0 | 0 | 0 | 0 | 0 | 0 | 0 | 0 | 0 | 0 | 0 | 0 | 0 | 0 | 0 | 0 | 0 | 0 | 0 | 0
F8_Commercial_Other Health_Existing_Food Preparation_Natural Gas_Fryer_Baseline Forecast | F8 | Commercial | Other Health | Existing | Food Preparation | Natural Gas | Fryer | Baseline Forecast | Avg. Replacement Winter Demand (kW) | 0 | 0 | 0 | 0 | 0 | 0 | 0 | 0 | 0 | 0 | 0 | 0 | 0 | 0 | 0 | 0 | 0 | 0 | 0 | 0 | 0 | 0 | 0 | 0 | 0 | 0 | 0 | 0 | 0 | 0 | 0 | 0 | 0
F1_Commercial_Other Health_Existing_Food Preparation_Natural Gas_Broiler_Baseline Forecast | F1 | Commercial | Other Health | Existing | Food Preparation | Natural Gas | Broiler | Baseline Forecast | Units | 87009.266 | 86566.5825 | 86123.899 | 85589.2997 | 87589.1524 | 87353.7635 | 87145.9614 | 86958.7964 | 86777.9776 | 86598.2784 | 86417.6798 | 86237.3231 | 86058.5034 | 85881.6663 | 85705.695 | 85530.4215 | 85354.9887 | 85181.5347 | 85012.4958 | 84848.334 | 84686.5717 | 84524.3855 | 84360.9236 | 84195.9458 | 84029.3112 | 83861.609 | 83693.0431 | 83523.9866 | 83354.3091 | 83184.1337 | 83013.0728 | 82841.5049 | 83971.0804
F2_Commercial_Other Health_Existing_Food Preparation_Natural Gas_Broiler_Baseline Forecast | F2 | Commercial | Other Health | Existing | Food Preparation | Natural Gas | Broiler | Baseline Forecast | Usage (MMtherm) | 0.013585 | 0.013054 | 0.014468 | 0.014113 | 0.014443 | 0.014404 | 0.01437 | 0.014339 | 0.014308 | 0.014278 | 0.014248 | 0.014217 | 0.014187 | 0.014157 | 0.014127 | 0.014097 | 0.014067 | 0.014037 | 0.014007 | 0.013978 | 0.01395 | 0.013921 | 0.013893 | 0.013864 | 0.013834 | 0.013805 | 0.013776 | 0.013746 | 0.013717 | 0.013688 | 0.013659 | 0.013629 | 0.013814
F3_Commercial_Other Health_Existing_Food Preparation_Natural Gas_Broiler_Baseline Forecast | F3 | Commercial | Other Health | Existing | Food Preparation | Natural Gas | Broiler | Baseline Forecast | Summer Peak Demand (MW) | 0 | 0 | 0 | 0 | 0 | 0 | 0 | 0 | 0 | 0 | 0 | 0 | 0 | 0 | 0 | 0 | 0 | 0 | 0 | 0 | 0 | 0 | 0 | 0 | 0 | 0 | 0 | 0 | 0 | 0 | 0 | 0 | 0
F4_Commercial_Other Health_Existing_Food Preparation_Natural Gas_Broiler_Baseline Forecast | F4 | Commercial | Other Health | Existing | Food Preparation | Natural Gas | Broiler | Baseline Forecast | Winter Peak Demand (MW) | 0 | 0 | 0 | 0 | 0 | 0 | 0 | 0 | 0 | 0 | 0 | 0 | 0 | 0 | 0 | 0 | 0 | 0 | 0 | 0 | 0 | 0 | 0 | 0 | 0 | 0 | 0 | 0 | 0 | 0 | 0 | 0 | 0
F5_Commercial_Other Health_Existing_Food Preparation_Natural Gas_Broiler_Baseline Forecast | F5 | Commercial | Other Health | Existing | Food Preparation | Natural Gas | Broiler | Baseline Forecast | Turnover | 0 | 2885.5528 | 3732.0356 | 4393.5841 | 6941.2082 | 5365.1156 | 5701.1527 | 5967.3488 | 6177.2299 | 6341.9013 | 6470.3499 | 6569.9491 | 5805.6847 | 5362.3175 | 5140.8856 | 5459.9096 | 5407.4394 | 6159.0212 | 6301.9637 | 6413.6865 | 7007.2601 | 6465.7416 | 6536.503 | 6425.655 | 6236.1082 | 6030.0351 | 5918.8235 | 5812.4988 | 5655.3407 | 5638.775 | 5703.3017 | 6007.8005 | 7192.7172
F6_Commercial_Other Health_Existing_Food Preparation_Natural Gas_Broiler_Baseline Forecast | F6 | Commercial | Other Health | Existing | Food Preparation | Natural Gas | Broiler | Baseline Forecast | Avg. Replacement Usage (kWh) | 0.15613 | 0.1508 | 0.16797 | 0.16489 | 0.1649 | 0.16489 | 0.16487 | 0.16485 | 0.16483 | 0.16481 | 0.16479 | 0.16477 | 0.16475 | 0.16473 | 0.16471 | 0.16469 | 0.16467 | 0.16465 | 0.16463 | 0.16461 | 0.16458 | 0.16456 | 0.16455 | 0.16453 | 0.16451 | 0.1645 | 0.16449 | 0.16448 | 0.16447 | 0.16446 | 0.16446 | 0.16446 | 0.16446
F7_Commercial_Other Health_Existing_Food Preparation_Natural Gas_Broiler_Baseline Forecast | F7 | Commercial | Other Health | Existing | Food Preparation | Natural Gas | Broiler | Baseline Forecast | Avg. Replacement Summer Demand (kW) | 0 | 0 | 0 | 0 | 0 | 0 | 0 | 0 | 0 | 0 | 0 | 0 | 0 | 0 | 0 | 0 | 0 | 0 | 0 | 0 | 0 | 0 | 0 | 0 | 0 | 0 | 0 | 0 | 0 | 0 | 0 | 0 | 0
F8_Commercial_Other Health_Existing_Food Preparation_Natural Gas_Broiler_Baseline Forecast | F8 | Commercial | Other Health | Existing | Food Preparation | Natural Gas | Broiler | Baseline Forecast | Avg. Replacement Winter Demand (kW) | 0 | 0 | 0 | 0 | 0 | 0 | 0 | 0 | 0 | 0 | 0 | 0 | 0 | 0 | 0 | 0 | 0 | 0 | 0 | 0 | 0 | 0 | 0 | 0 | 0 | 0 | 0 | 0 | 0 | 0 | 0 | 0 | 0
F1_Commercial_Other Health_Existing_Food Preparation_Natural Gas_Griddle_Baseline Forecast | F1 | Commercial | Other Health | Existing | Food Preparation | Natural Gas | Griddle | Baseline Forecast | Units | 87009.266 | 86566.5825 | 86123.899 | 85589.2997 | 87589.1524 | 87353.7635 | 87145.9614 | 86958.7964 | 86777.9776 | 86598.2784 | 86417.6798 | 86237.3231 | 86058.5034 | 85881.6663 | 85705.695 | 85530.4215 | 85354.9887 | 85181.5347 | 85012.4958 | 84848.334 | 84686.5717 | 84524.3855 | 84360.9236 | 84195.9458 | 84029.3112 | 83861.609 | 83693.0431 | 83523.9866 | 83354.3091 | 83184.1337 | 83013.0728 | 82841.5049 | 83971.0804
F2_Commercial_Other Health_Existing_Food Preparation_Natural Gas_Griddle_Baseline Forecast | F2 | Commercial | Other Health | Existing | Food Preparation | Natural Gas | Griddle | Baseline Forecast | Usage (MMtherm) | 0.0090174 | 0.0086653 | 0.0096036 | 0.0093199 | 0.0094622 | 0.0093776 | 0.0092924 | 0.0092067 | 0.0091194 | 0.0090305 | 0.0089403 | 0.0088492 | 0.0087668 | 0.0086896 | 0.0086246 | 0.0085693 | 0.0085216 | 0.0084722 | 0.0084274 | 0.0083992 | 0.0083736 | 0.0083499 | 0.0083277 | 0.0083065 | 0.0082862 | 0.0082666 | 0.0082475 | 0.0082289 | 0.0082106 | 0.0081925 | 0.0081747 | 0.008157 | 0.0082675
F3_Commercial_Other Health_Existing_Food Preparation_Natural Gas_Griddle_Baseline Forecast | F3 | Commercial | Other Health | Existing | Food Preparation | Natural Gas | Griddle | Baseline Forecast | Summer Peak Demand (MW) | 0 | 0 | 0 | 0 | 0 | 0 | 0 | 0 | 0 | 0 | 0 | 0 | 0 | 0 | 0 | 0 | 0 | 0 | 0 | 0 | 0 | 0 | 0 | 0 | 0 | 0 | 0 | 0 | 0 | 0 | 0 | 0 | 0
F4_Commercial_Other Health_Existing_Food Preparation_Natural Gas_Griddle_Baseline Forecast | F4 | Commercial | Other Health | Existing | Food Preparation | Natural Gas | Griddle | Baseline Forecast | Winter Peak Demand (MW) | 0 | 0 | 0 | 0 | 0 | 0 | 0 | 0 | 0 | 0 | 0 | 0 | 0 | 0 | 0 | 0 | 0 | 0 | 0 | 0 | 0 | 0 | 0 | 0 | 0 | 0 | 0 | 0 | 0 | 0 | 0 | 0 | 0
F5_Commercial_Other Health_Existing_Food Preparation_Natural Gas_Griddle_Baseline Forecast | F5 | Commercial | Other Health | Existing | Food Preparation | Natural Gas | Griddle | Baseline Forecast | Turnover | 0 | 2885.5528 | 3732.0356 | 4393.5841 | 6941.2082 | 5365.1156 | 5701.1527 | 5967.3488 | 6177.2299 | 6341.9013 | 6470.3499 | 6569.9491 | 5805.6847 | 5362.3175 | 5140.8856 | 5459.9096 | 5407.4394 | 6159.0212 | 6301.9637 | 6413.6865 | 7007.2601 | 6465.7416 | 6536.503 | 6425.655 | 6236.1082 | 6030.0351 | 5918.8235 | 5812.4988 | 5655.3407 | 5638.775 | 5703.3017 | 6007.8005 | 7192.7172
F6_Commercial_Other Health_Existing_Food Preparation_Natural Gas_Griddle_Baseline Forecast | F6 | Commercial | Other Health | Existing | Food Preparation | Natural Gas | Griddle | Baseline Forecast | Avg. Replacement Usage (kWh) | 0.10364 | 0.1001 | 0.11151 | 0.098426 | 0.098426 | 0.098426 | 0.098426 | 0.098426 | 0.098426 | 0.098426 | 0.098426 | 0.098426 | 0.098426 | 0.098426 | 0.098426 | 0.098426 | 0.098426 | 0.098426 | 0.098426 | 0.098426 | 0.098426 | 0.098426 | 0.098426 | 0.098426 | 0.098426 | 0.098426 | 0.098426 | 0.098426 | 0.098426 | 0.098426 | 0.098426 | 0.098426 | 0.098426
F7_Commercial_Other Health_Existing_Food Preparation_Natural Gas_Griddle_Baseline Forecast | F7 | Commercial | Other Health | Existing | Food Preparation | Natural Gas | Griddle | Baseline Forecast | Avg. Replacement Summer Demand (kW) | 0 | 0 | 0 | 0 | 0 | 0 | 0 | 0 | 0 | 0 | 0 | 0 | 0 | 0 | 0 | 0 | 0 | 0 | 0 | 0 | 0 | 0 | 0 | 0 | 0 | 0 | 0 | 0 | 0 | 0 | 0 | 0 | 0
F8_Commercial_Other Health_Existing_Food Preparation_Natural Gas_Griddle_Baseline Forecast | F8 | Commercial | Other Health | Existing | Food Preparation | Natural Gas | Griddle | Baseline Forecast | Avg. Replacement Winter Demand (kW) | 0 | 0 | 0 | 0 | 0 | 0 | 0 | 0 | 0 | 0 | 0 | 0 | 0 | 0 | 0 | 0 | 0 | 0 | 0 | 0 | 0 | 0 | 0 | 0 | 0 | 0 | 0 | 0 | 0 | 0 | 0 | 0 | 0
F1_Commercial_Other Health_Existing_Food Preparation_Natural Gas_Range_Baseline Forecast | F1 | Commercial | Other Health | Existing | Food Preparation | Natural Gas | Range | Baseline Forecast | Units | 367831.2606 | 365959.8182 | 364088.3757 | 361828.3598 | 370282.7274 | 369287.6219 | 368409.1395 | 367617.9004 | 366853.4899 | 366093.8126 | 365330.3329 | 364567.8755 | 363811.9163 | 363064.338 | 362320.4204 | 361579.4525 | 360837.8112 | 360104.5351 | 359389.9239 | 358695.9306 | 358012.0812 | 357326.4402 | 356635.4055 | 355937.9628 | 355233.5157 | 354524.5556 | 353811.9441 | 353097.2584 | 352379.9474 | 351660.5319 | 350937.3728 | 350212.0703 | 354987.3453
F2_Commercial_Other Health_Existing_Food Preparation_Natural Gas_Range_Baseline Forecast | F2 | Commercial | Other Health | Existing | Food Preparation | Natural Gas | Range | Baseline Forecast | Usage (MMtherm) | 0.039543 | 0.037999 | 0.042114 | 0.041082 | 0.042042 | 0.041929 | 0.041829 | 0.041739 | 0.041652 | 0.041565 | 0.041478 | 0.04139 | 0.041304 | 0.041218 | 0.041132 | 0.041046 | 0.04096 | 0.040875 | 0.040792 | 0.040711 | 0.040632 | 0.040552 | 0.040472 | 0.040391 | 0.040309 | 0.040227 | 0.040144 | 0.040061 | 0.039978 | 0.039895 | 0.039811 | 0.039728 | 0.040268
F3_Commercial_Other Health_Existing_Food Preparation_Natural Gas_Range_Baseline Forecast | F3 | Commercial | Other Health | Existing | Food Preparation | Natural Gas | Range | Baseline Forecast | Summer Peak Demand (MW) | 0 | 0 | 0 | 0 | 0 | 0 | 0 | 0 | 0 | 0 | 0 | 0 | 0 | 0 | 0 | 0 | 0 | 0 | 0 | 0 | 0 | 0 | 0 | 0 | 0 | 0 | 0 | 0 | 0 | 0 | 0 | 0 | 0
F4_Commercial_Other Health_Existing_Food Preparation_Natural Gas_Range_Baseline Forecast | F4 | Commercial | Other Health | Existing | Food Preparation | Natural Gas | Range | Baseline Forecast | Winter Peak Demand (MW) | 0 | 0 | 0 | 0 | 0 | 0 | 0 | 0 | 0 | 0 | 0 | 0 | 0 | 0 | 0 | 0 | 0 | 0 | 0 | 0 | 0 | 0 | 0 | 0 | 0 | 0 | 0 | 0 | 0 | 0 | 0 | 0 | 0
F5_Commercial_Other Health_Existing_Food Preparation_Natural Gas_Range_Baseline Forecast | F5 | Commercial | Other Health | Existing | Food Preparation | Natural Gas | Range | Baseline Forecast | Turnover | 0 | 14638.3927 | 18932.5955 | 22288.627 | 33521.8364 | 27217.201 | 28921.9152 | 30272.3268 | 31337.0521 | 32172.4294 | 28540.18 | 26489.43 | 25527.4269 | 26953.6481 | 26859.4771 | 30825.6571 | 31661.9259 | 32315.7185 | 34976.0216 | 31948.782 | 31163.6778 | 30257.5884 | 29741.911 | 29253.7179 | 28504.8322 | 28472.3502 | 28851.0516 | 30283.9268 | 30445.2403 | 31453.8196 | 31283.9531 | 30999.7668 | 36027.6674
F6_Commercial_Other Health_Existing_Food Preparation_Natural Gas_Range_Baseline Forecast | F6 | Commercial | Other Health | Existing | Food Preparation | Natural Gas | Range | Baseline Forecast | Avg. Replacement Usage (kWh) | 0.1075 | 0.10383 | 0.11567 | 0.11354 | 0.11354 | 0.11354 | 0.11354 | 0.11353 | 0.11353 | 0.11352 | 0.11352 | 0.11351 | 0.11351 | 0.1135 | 0.1135 | 0.11349 | 0.11349 | 0.11348 | 0.11347 | 0.11347 | 0.11346 | 0.11346 | 0.11345 | 0.11345 | 0.11344 | 0.11344 | 0.11343 | 0.11343 | 0.11343 | 0.11343 | 0.11343 | 0.11342 | 0.11342
F7_Commercial_Other Health_Existing_Food Preparation_Natural Gas_Range_Baseline Forecast | F7 | Commercial | Other Health | Existing | Food Preparation | Natural Gas | Range | Baseline Forecast | Avg. Replacement Summer Demand (kW) | 0 | 0 | 0 | 0 | 0 | 0 | 0 | 0 | 0 | 0 | 0 | 0 | 0 | 0 | 0 | 0 | 0 | 0 | 0 | 0 | 0 | 0 | 0 | 0 | 0 | 0 | 0 | 0 | 0 | 0 | 0 | 0 | 0
F8_Commercial_Other Health_Existing_Food Preparation_Natural Gas_Range_Baseline Forecast | F8 | Commercial | Other Health | Existing | Food Preparation | Natural Gas | Range | Baseline Forecast | Avg. Replacement Winter Demand (kW) | 0 | 0 | 0 | 0 | 0 | 0 | 0 | 0 | 0 | 0 | 0 | 0 | 0 | 0 | 0 | 0 | 0 | 0 | 0 | 0 | 0 | 0 | 0 | 0 | 0 | 0 | 0 | 0 | 0 | 0 | 0 | 0 | 0
F1_Commercial_Other Health_Existing_Food Preparation_Natural Gas_Steamer_Baseline Forecast | F1 | Commercial | Other Health | Existing | Food Preparation | Natural Gas | Steamer | Baseline Forecast | Units | 40421.0176 | 40215.3646 | 40009.7116 | 39761.3582 | 40690.4096 | 40581.0574 | 40484.5208 | 40397.5715 | 40313.5703 | 40230.0893 | 40146.1904 | 40062.4039 | 39979.3315 | 39897.18 | 39815.4308 | 39734.0058 | 39652.5067 | 39571.9269 | 39493.3982 | 39417.1352 | 39341.9869 | 39266.6418 | 39190.7039 | 39114.0618 | 39036.6501 | 38958.7424 | 38880.4334 | 38801.8965 | 38723.0711 | 38644.0145 | 38564.5465 | 38484.8429 | 39009.5984
F2_Commercial_Other Health_Existing_Food Preparation_Natural Gas_Steamer_Baseline Forecast | F2 | Commercial | Other Health | Existing | Food Preparation | Natural Gas | Steamer | Baseline Forecast | Usage (MMtherm) | 0.0072575 | 0.0069741 | 0.0077287 | 0.0073086 | 0.0071185 | 0.0068313 | 0.0065319 | 0.0062213 | 0.0059001 | 0.0055691 | 0.0052548 | 0.0049525 | 0.0046839 | 0.0044451 | 0.0042327 | 0.0040437 | 0.0038754 | 0.0037256 | 0.0035923 | 0.0034191 | 0.0032577 | 0.0031758 | 0.0031025 | 0.0030369 | 0.002978 | 0.0029252 | 0.0028777 | 0.002835 | 0.0027965 | 0.0027618 | 0.0027303 | 0.0027019 | 0.0027159
F3_Commercial_Other Health_Existing_Food Preparation_Natural Gas_Steamer_Baseline Forecast | F3 | Commercial | Other Health | Existing | Food Preparation | Natural Gas | Steamer | Baseline Forecast | Summer Peak Demand (MW) | 0 | 0 | 0 | 0 | 0 | 0 | 0 | 0 | 0 | 0 | 0 | 0 | 0 | 0 | 0 | 0 | 0 | 0 | 0 | 0 | 0 | 0 | 0 | 0 | 0 | 0 | 0 | 0 | 0 | 0 | 0 | 0 | 0
F4_Commercial_Other Health_Existing_Food Preparation_Natural Gas_Steamer_Baseline Forecast | F4 | Commercial | Other Health | Existing | Food Preparation | Natural Gas | Steamer | Baseline Forecast | Winter Peak Demand (MW) | 0 | 0 | 0 | 0 | 0 | 0 | 0 | 0 | 0 | 0 | 0 | 0 | 0 | 0 | 0 | 0 | 0 | 0 | 0 | 0 | 0 | 0 | 0 | 0 | 0 | 0 | 0 | 0 | 0 | 0 | 0 | 0 | 0
F5_Commercial_Other Health_Existing_Food Preparation_Natural Gas_Steamer_Baseline Forecast | F5 | Commercial | Other Health | Existing | Food Preparation | Natural Gas | Steamer | Baseline Forecast | Turnover | 0 | 1489.4579 | 1687.6524 | 1858.9844 | 2949.6427 | 2158.4257 | 2280.3344 | 2388.1217 | 2483.112 | 2566.6358 | 2438.1347 | 2346.1845 | 2284.1172 | 2347.5034 | 2317.6945 | 2304.6331 | 2304.8139 | 2315.3858 | 2333.996 | 2775.9452 | 2779.7001 | 2769.4071 | 3036.6348 | 2714.4461 | 2697.3651 | 2677.9475 | 2658.0695 | 2639.0829 | 2607.5145 | 2590.6331 | 2583.2675 | 2643.0417 | 3163.4381
F6_Commercial_Other Health_Existing_Food Preparation_Natural Gas_Steamer_Baseline Forecast | F6 | Commercial | Other Health | Existing | Food Preparation | Natural Gas | Steamer | Baseline Forecast | Avg. Replacement Usage (kWh) | 0.17955 | 0.17337 | 0.19287 | 0.065457 | 0.065457 | 0.065457 | 0.065457 | 0.065457 | 0.065457 | 0.065457 | 0.065457 | 0.065457 | 0.065457 | 0.065457 | 0.065457 | 0.065457 | 0.065457 | 0.065457 | 0.065457 | 0.065457 | 0.065457 | 0.065457 | 0.065457 | 0.065457 | 0.065457 | 0.065457 | 0.065457 | 0.065457 | 0.065457 | 0.065457 | 0.065457 | 0.065457 | 0.065457
F7_Commercial_Other Health_Existing_Food Preparation_Natural Gas_Steamer_Baseline Forecast | F7 | Commercial | Other Health | Existing | Food Preparation | Natural Gas | Steamer | Baseline Forecast | Avg. Replacement Summer Demand (kW) | 0 | 0 | 0 | 0 | 0 | 0 | 0 | 0 | 0 | 0 | 0 | 0 | 0 | 0 | 0 | 0 | 0 | 0 | 0 | 0 | 0 | 0 | 0 | 0 | 0 | 0 | 0 | 0 | 0 | 0 | 0 | 0 | 0
F8_Commercial_Other Health_Existing_Food Preparation_Natural Gas_Steamer_Baseline Forecast | F8 | Commercial | Other Health | Existing | Food Preparation | Natural Gas | Steamer | Baseline Forecast | Avg. Replacement Winter Demand (kW) | 0 | 0 | 0 | 0 | 0 | 0 | 0 | 0 | 0 | 0 | 0 | 0 | 0 | 0 | 0 | 0 | 0 | 0 | 0 | 0 | 0 | 0 | 0 | 0 | 0 | 0 | 0 | 0 | 0 | 0 | 0 | 0 | 0
F1_Commercial_Other Health_Existing_Food Preparation_Natural Gas_Food Prep Other_Baseline Forecast | F1 | Commercial | Other Health | Existing | Food Preparation | Natural Gas | Food Prep Other | Baseline Forecast | Units | 0 | 0 | 0 | 0 | 0 | 0 | 0 | 0 | 0 | 0 | 0 | 0 | 0 | 0 | 0 | 0 | 0 | 0 | 0 | 0 | 0 | 0 | 0 | 0 | 0 | 0 | 0 | 0 | 0 | 0 | 0 | 0 | 0
F2_Commercial_Other Health_Existing_Food Preparation_Natural Gas_Food Prep Other_Baseline Forecast | F2 | Commercial | Other Health | Existing | Food Preparation | Natural Gas | Food Prep Other | Baseline Forecast | Usage (MMtherm) | 0 | 0 | 0 | 0 | 0 | 0 | 0 | 0 | 0 | 0 | 0 | 0 | 0 | 0 | 0 | 0 | 0 | 0 | 0 | 0 | 0 | 0 | 0 | 0 | 0 | 0 | 0 | 0 | 0 | 0 | 0 | 0 | 0
F3_Commercial_Other Health_Existing_Food Preparation_Natural Gas_Food Prep Other_Baseline Forecast | F3 | Commercial | Other Health | Existing | Food Preparation | Natural Gas | Food Prep Other | Baseline Forecast | Summer Peak Demand (MW) | 0 | 0 | 0 | 0 | 0 | 0 | 0 | 0 | 0 | 0 | 0 | 0 | 0 | 0 | 0 | 0 | 0 | 0 | 0 | 0 | 0 | 0 | 0 | 0 | 0 | 0 | 0 | 0 | 0 | 0 | 0 | 0 | 0
F4_Commercial_Other Health_Existing_Food Preparation_Natural Gas_Food Prep Other_Baseline Forecast | F4 | Commercial | Other Health | Existing | Food Preparation | Natural Gas | Food Prep Other | Baseline Forecast | Winter Peak Demand (MW) | 0 | 0 | 0 | 0 | 0 | 0 | 0 | 0 | 0 | 0 | 0 | 0 | 0 | 0 | 0 | 0 | 0 | 0 | 0 | 0 | 0 | 0 | 0 | 0 | 0 | 0 | 0 | 0 | 0 | 0 | 0 | 0 | 0
F5_Commercial_Other Health_Existing_Food Preparation_Natural Gas_Food Prep Other_Baseline Forecast | F5 | Commercial | Other Health | Existing | Food Preparation | Natural Gas | Food Prep Other | Baseline Forecast | Turnover | 0 | 0 | 0 | 0 | 0 | 0 | 0 | 0 | 0 | 0 | 0 | 0 | 0 | 0 | 0 | 0 | 0 | 0 | 0 | 0 | 0 | 0 | 0 | 0 | 0 | 0 | 0 | 0 | 0 | 0 | 0 | 0 | 0
F6_Commercial_Other Health_Existing_Food Preparation_Natural Gas_Food Prep Other_Baseline Forecast | F6 | Commercial | Other Health | Existing | Food Preparation | Natural Gas | Food Prep Other | Baseline Forecast | Avg. Replacement Usage (kWh) | 0.044865 | 0.043333 | 0.048272 | 0.047384 | 0.047384 | 0.047384 | 0.047384 | 0.047384 | 0.047384 | 0.047384 | 0.047384 | 0.047384 | 0.047384 | 0.047384 | 0.047384 | 0.047384 | 0.047384 | 0.047384 | 0.047384 | 0.047384 | 0.047384 | 0.047384 | 0.047384 | 0.047384 | 0.047384 | 0.047384 | 0.047384 | 0.047384 | 0.047384 | 0.047384 | 0.047384 | 0.047384 | 0.047384
F7_Commercial_Other Health_Existing_Food Preparation_Natural Gas_Food Prep Other_Baseline Forecast | F7 | Commercial | Other Health | Existing | Food Preparation | Natural Gas | Food Prep Other | Baseline Forecast | Avg. Replacement Summer Demand (kW) | 0 | 0 | 0 | 0 | 0 | 0 | 0 | 0 | 0 | 0 | 0 | 0 | 0 | 0 | 0 | 0 | 0 | 0 | 0 | 0 | 0 | 0 | 0 | 0 | 0 | 0 | 0 | 0 | 0 | 0 | 0 | 0 | 0
F8_Commercial_Other Health_Existing_Food Preparation_Natural Gas_Food Prep Other_Baseline Forecast | F8 | Commercial | Other Health | Existing | Food Preparation | Natural Gas | Food Prep Other | Baseline Forecast | Avg. Replacement Winter Demand (kW) | 0 | 0 | 0 | 0 | 0 | 0 | 0 | 0 | 0 | 0 | 0 | 0 | 0 | 0 | 0 | 0 | 0 | 0 | 0 | 0 | 0 | 0 | 0 | 0 | 0 | 0 | 0 | 0 | 0 | 0 | 0 | 0 | 0
F1_Commercial_Other Health_Existing_Miscellaneous_Natural Gas_Pool Heater_Baseline Forecast | F1 | Commercial | Other Health | Existing | Miscellaneous | Natural Gas | Pool Heater | Baseline Forecast | Units | 0 | 0 | 0 | 0 | 0 | 0 | 0 | 0 | 0 | 0 | 0 | 0 | 0 | 0 | 0 | 0 | 0 | 0 | 0 | 0 | 0 | 0 | 0 | 0 | 0 | 0 | 0 | 0 | 0 | 0 | 0 | 0 | 0
F2_Commercial_Other Health_Existing_Miscellaneous_Natural Gas_Pool Heater_Baseline Forecast | F2 | Commercial | Other Health | Existing | Miscellaneous | Natural Gas | Pool Heater | Baseline Forecast | Usage (MMtherm) | 0 | 0 | 0 | 0 | 0 | 0 | 0 | 0 | 0 | 0 | 0 | 0 | 0 | 0 | 0 | 0 | 0 | 0 | 0 | 0 | 0 | 0 | 0 | 0 | 0 | 0 | 0 | 0 | 0 | 0 | 0 | 0 | 0
F3_Commercial_Other Health_Existing_Miscellaneous_Natural Gas_Pool Heater_Baseline Forecast | F3 | Commercial | Other Health | Existing | Miscellaneous | Natural Gas | Pool Heater | Baseline Forecast | Summer Peak Demand (MW) | 0 | 0 | 0 | 0 | 0 | 0 | 0 | 0 | 0 | 0 | 0 | 0 | 0 | 0 | 0 | 0 | 0 | 0 | 0 | 0 | 0 | 0 | 0 | 0 | 0 | 0 | 0 | 0 | 0 | 0 | 0 | 0 | 0
F4_Commercial_Other Health_Existing_Miscellaneous_Natural Gas_Pool Heater_Baseline Forecast | F4 | Commercial | Other Health | Existing | Miscellaneous | Natural Gas | Pool Heater | Baseline Forecast | Winter Peak Demand (MW) | 0 | 0 | 0 | 0 | 0 | 0 | 0 | 0 | 0 | 0 | 0 | 0 | 0 | 0 | 0 | 0 | 0 | 0 | 0 | 0 | 0 | 0 | 0 | 0 | 0 | 0 | 0 | 0 | 0 | 0 | 0 | 0 | 0
F5_Commercial_Other Health_Existing_Miscellaneous_Natural Gas_Pool Heater_Baseline Forecast | F5 | Commercial | Other Health | Existing | Miscellaneous | Natural Gas | Pool Heater | Baseline Forecast | Turnover | 0 | 0 | 0 | 0 | 0 | 0 | 0 | 0 | 0 | 0 | 0 | 0 | 0 | 0 | 0 | 0 | 0 | 0 | 0 | 0 | 0 | 0 | 0 | 0 | 0 | 0 | 0 | 0 | 0 | 0 | 0 | 0 | 0
F6_Commercial_Other Health_Existing_Miscellaneous_Natural Gas_Pool Heater_Baseline Forecast | F6 | Commercial | Other Health | Existing | Miscellaneous | Natural Gas | Pool Heater | Baseline Forecast | Avg. Replacement Usage (kWh) | 0.01 | 0.0096587 | 0.01076 | 0.010562 | 0.010562 | 0.010562 | 0.010562 | 0.010562 | 0.010562 | 0.010562 | 0.010562 | 0.010562 | 0.010562 | 0.010562 | 0.010562 | 0.010562 | 0.010562 | 0.010562 | 0.010562 | 0.010562 | 0.010562 | 0.010562 | 0.010562 | 0.010562 | 0.010562 | 0.010562 | 0.010562 | 0.010562 | 0.010562 | 0.010562 | 0.010562 | 0.010562 | 0.010562
F7_Commercial_Other Health_Existing_Miscellaneous_Natural Gas_Pool Heater_Baseline Forecast | F7 | Commercial | Other Health | Existing | Miscellaneous | Natural Gas | Pool Heater | Baseline Forecast | Avg. Replacement Summer Demand (kW) | 0 | 0 | 0 | 0 | 0 | 0 | 0 | 0 | 0 | 0 | 0 | 0 | 0 | 0 | 0 | 0 | 0 | 0 | 0 | 0 | 0 | 0 | 0 | 0 | 0 | 0 | 0 | 0 | 0 | 0 | 0 | 0 | 0
F8_Commercial_Other Health_Existing_Miscellaneous_Natural Gas_Pool Heater_Baseline Forecast | F8 | Commercial | Other Health | Existing | Miscellaneous | Natural Gas | Pool Heater | Baseline Forecast | Avg. Replacement Winter Demand (kW) | 0 | 0 | 0 | 0 | 0 | 0 | 0 | 0 | 0 | 0 | 0 | 0 | 0 | 0 | 0 | 0 | 0 | 0 | 0 | 0 | 0 | 0 | 0 | 0 | 0 | 0 | 0 | 0 | 0 | 0 | 0 | 0 | 0
F1_Commercial_Other Health_Existing_Miscellaneous_Natural Gas_Miscellaneous_Baseline Forecast | F1 | Commercial | Other Health | Existing | Miscellaneous | Natural Gas | Miscellaneous | Baseline Forecast | Units | 1689598.5377 | 1681002.2417 | 1672405.9457 | 1662024.7736 | 1700859.1214 | 1696288.1972 | 1692252.9705 | 1688618.4874 | 1685107.2393 | 1681617.7326 | 1678110.7598 | 1674608.483 | 1671136.0553 | 1667702.124 | 1664285.0078 | 1660881.4413 | 1657474.781 | 1654106.5456 | 1650824.0462 | 1647636.2526 | 1644495.0544 | 1641345.6262 | 1638171.4229 | 1634967.7852 | 1631731.9732 | 1628475.4311 | 1625202.1166 | 1621919.2747 | 1618624.3739 | 1615319.806 | 1611998.0422 | 1608666.433 | 1630601.2125
F2_Commercial_Other Health_Existing_Miscellaneous_Natural Gas_Miscellaneous_Baseline Forecast | F2 | Commercial | Other Health | Existing | Miscellaneous | Natural Gas | Miscellaneous | Baseline Forecast | Usage (MMtherm) | 0.013346 | 0.012825 | 0.014214 | 0.013866 | 0.01419 | 0.014152 | 0.014118 | 0.014088 | 0.014058 | 0.014029 | 0.014 | 0.013971 | 0.013942 | 0.013913 | 0.013885 | 0.013856 | 0.013828 | 0.0138 | 0.013772 | 0.013746 | 0.01372 | 0.013693 | 0.013667 | 0.01364 | 0.013613 | 0.013586 | 0.013559 | 0.013531 | 0.013504 | 0.013476 | 0.013448 | 0.013421 | 0.013604
F3_Commercial_Other Health_Existing_Miscellaneous_Natural Gas_Miscellaneous_Baseline Forecast | F3 | Commercial | Other Health | Existing | Miscellaneous | Natural Gas | Miscellaneous | Baseline Forecast | Summer Peak Demand (MW) | 0 | 0 | 0 | 0 | 0 | 0 | 0 | 0 | 0 | 0 | 0 | 0 | 0 | 0 | 0 | 0 | 0 | 0 | 0 | 0 | 0 | 0 | 0 | 0 | 0 | 0 | 0 | 0 | 0 | 0 | 0 | 0 | 0
F4_Commercial_Other Health_Existing_Miscellaneous_Natural Gas_Miscellaneous_Baseline Forecast | F4 | Commercial | Other Health | Existing | Miscellaneous | Natural Gas | Miscellaneous | Baseline Forecast | Winter Peak Demand (MW) | 0 | 0 | 0 | 0 | 0 | 0 | 0 | 0 | 0 | 0 | 0 | 0 | 0 | 0 | 0 | 0 | 0 | 0 | 0 | 0 | 0 | 0 | 0 | 0 | 0 | 0 | 0 | 0 | 0 | 0 | 0 | 0 | 0
F5_Commercial_Other Health_Existing_Miscellaneous_Natural Gas_Miscellaneous_Baseline Forecast | F5 | Commercial | Other Health | Existing | Miscellaneous | Natural Gas | Miscellaneous | Baseline Forecast | Turnover | 0 | 144085.9064 | 170653.6679 | 192853.0204 | 224488.2605 | 182866.9269 | 183781.2403 | 189027.4082 | 187638.2406 | 186589.1889 | 186435.9317 | 226973.0952 | 228402.2531 | 228484.0531 | 236685.9844 | 223186.0367 | 223735.3983 | 226598.9008 | 225248.5228 | 224281.2643 | 224125.0965 | 235420.2275 | 233797.2553 | 231995.5481 | 234370.9304 | 229972.0789 | 229954.6933 | 230934.0542 | 229938.4659 | 229186.6064 | 228907.984 | 231795.5615 | 252888.6879
F6_Commercial_Other Health_Existing_Miscellaneous_Natural Gas_Miscellaneous_Baseline Forecast | F6 | Commercial | Other Health | Existing | Miscellaneous | Natural Gas | Miscellaneous | Baseline Forecast | Avg. Replacement Usage (kWh) | 0.0078991 | 0.0076295 | 0.0084991 | 0.0083427 | 0.0083427 | 0.0083427 | 0.0083427 | 0.0083427 | 0.0083427 | 0.0083427 | 0.0083427 | 0.0083427 | 0.0083427 | 0.0083427 | 0.0083427 | 0.0083427 | 0.0083427 | 0.0083427 | 0.0083427 | 0.0083427 | 0.0083427 | 0.0083427 | 0.0083427 | 0.0083427 | 0.0083427 | 0.0083427 | 0.0083427 | 0.0083427 | 0.0083427 | 0.0083427 | 0.0083427 | 0.0083427 | 0.0083427
F7_Commercial_Other Health_Existing_Miscellaneous_Natural Gas_Miscellaneous_Baseline Forecast | F7 | Commercial | Other Health | Existing | Miscellaneous | Natural Gas | Miscellaneous | Baseline Forecast | Avg. Replacement Summer Demand (kW) | 0 | 0 | 0 | 0 | 0 | 0 | 0 | 0 | 0 | 0 | 0 | 0 | 0 | 0 | 0 | 0 | 0 | 0 | 0 | 0 | 0 | 0 | 0 | 0 | 0 | 0 | 0 | 0 | 0 | 0 | 0 | 0 | 0
F8_Commercial_Other Health_Existing_Miscellaneous_Natural Gas_Miscellaneous_Baseline Forecast | F8 | Commercial | Other Health | Existing | Miscellaneous | Natural Gas | Miscellaneous | Baseline Forecast | Avg. Replacement Winter Demand (kW) | 0 | 0 | 0 | 0 | 0 | 0 | 0 | 0 | 0 | 0 | 0 | 0 | 0 | 0 | 0 | 0 | 0 | 0 | 0 | 0 | 0 | 0 | 0 | 0 | 0 | 0 | 0 | 0 | 0 | 0 | 0 | 0 | 0
F1_Commercial_Other Health_New_Space Heating_Natural Gas_Furnace_Baseline Forecast | F1 | Commercial | Other Health | New | Space Heating | Natural Gas | Furnace | Baseline Forecast | Units | 0 | 0 | 0 | 0 | 0 | 0 | 0 | 0 | 0 | 0 | 0 | 0 | 0 | 0 | 0 | 0 | 0 | 0 | 0 | 0 | 0 | 0 | 0 | 0 | 0 | 0 | 0 | 0 | 0 | 0 | 0 | 0 | 0
F2_Commercial_Other Health_New_Space Heating_Natural Gas_Furnace_Baseline Forecast | F2 | Commercial | Other Health | New | Space Heating | Natural Gas | Furnace | Baseline Forecast | Usage (MMtherm) | 0 | 0 | 0 | 0 | 0 | 0 | 0 | 0 | 0 | 0 | 0 | 0 | 0 | 0 | 0 | 0 | 0 | 0 | 0 | 0 | 0 | 0 | 0 | 0 | 0 | 0 | 0 | 0 | 0 | 0 | 0 | 0 | 0
F3_Commercial_Other Health_New_Space Heating_Natural Gas_Furnace_Baseline Forecast | F3 | Commercial | Other Health | New | Space Heating | Natural Gas | Furnace | Baseline Forecast | Summer Peak Demand (MW) | 0 | 0 | 0 | 0 | 0 | 0 | 0 | 0 | 0 | 0 | 0 | 0 | 0 | 0 | 0 | 0 | 0 | 0 | 0 | 0 | 0 | 0 | 0 | 0 | 0 | 0 | 0 | 0 | 0 | 0 | 0 | 0 | 0
F4_Commercial_Other Health_New_Space Heating_Natural Gas_Furnace_Baseline Forecast | F4 | Commercial | Other Health | New | Space Heating | Natural Gas | Furnace | Baseline Forecast | Winter Peak Demand (MW) | 0 | 0 | 0 | 0 | 0 | 0 | 0 | 0 | 0 | 0 | 0 | 0 | 0 | 0 | 0 | 0 | 0 | 0 | 0 | 0 | 0 | 0 | 0 | 0 | 0 | 0 | 0 | 0 | 0 | 0 | 0 | 0 | 0
F5_Commercial_Other Health_New_Space Heating_Natural Gas_Furnace_Baseline Forecast | F5 | Commercial | Other Health | New | Space Heating | Natural Gas | Furnace | Baseline Forecast | Turnover | 0 | 0 | 0 | 0 | 0 | 0 | 0 | 0 | 0 | 0 | 0 | 0 | 0 | 0 | 0 | 0 | 0 | 0 | 0 | 0 | 0 | 0 | 0 | 0 | 0 | 0 | 0 | 0 | 0 | 0 | 0 | 0 | 0
F6_Commercial_Other Health_New_Space Heating_Natural Gas_Furnace_Baseline Forecast | F6 | Commercial | Other Health | New | Space Heating | Natural Gas | Furnace | Baseline Forecast | Avg. Replacement Usage (kWh) | 0.088837 | 0.085805 | 0.095079 | 0.092832 | 0.092336 | 0.082553 | 0.082106 | 0.072904 | 0.072504 | 0.072105 | 0.071705 | 0.071306 | 0.070907 | 0.070508 | 0.070108 | 0.069709 | 0.06931 | 0.068911 | 0.068511 | 0.068112 | 0.067712 | 0.067314 | 0.066914 | 0.066515 | 0.066116 | 0.065718 | 0.065319 | 0.06492 | 0.064522 | 0.064123 | 0.063724 | 0.063326 | 0.063326
F7_Commercial_Other Health_New_Space Heating_Natural Gas_Furnace_Baseline Forecast | F7 | Commercial | Other Health | New | Space Heating | Natural Gas | Furnace | Baseline Forecast | Avg. Replacement Summer Demand (kW) | 0 | 0 | 0 | 0 | 0 | 0 | 0 | 0 | 0 | 0 | 0 | 0 | 0 | 0 | 0 | 0 | 0 | 0 | 0 | 0 | 0 | 0 | 0 | 0 | 0 | 0 | 0 | 0 | 0 | 0 | 0 | 0 | 0
F8_Commercial_Other Health_New_Space Heating_Natural Gas_Furnace_Baseline Forecast | F8 | Commercial | Other Health | New | Space Heating | Natural Gas | Furnace | Baseline Forecast | Avg. Replacement Winter Demand (kW) | 0 | 0 | 0 | 0 | 0 | 0 | 0 | 0 | 0 | 0 | 0 | 0 | 0 | 0 | 0 | 0 | 0 | 0 | 0 | 0 | 0 | 0 | 0 | 0 | 0 | 0 | 0 | 0 | 0 | 0 | 0 | 0 | 0
F1_Commercial_Other Health_New_Space Heating_Natural Gas_Boiler_Baseline Forecast | F1 | Commercial | Other Health | New | Space Heating | Natural Gas | Boiler | Baseline Forecast | Units | 0 | 0 | 0 | 0 | 0 | 0 | 0 | 0 | 0 | 0 | 0 | 0 | 0 | 0 | 0 | 0 | 0 | 0 | 0 | 0 | 0 | 0 | 0 | 0 | 0 | 0 | 0 | 0 | 0 | 0 | 0 | 0 | 0
F2_Commercial_Other Health_New_Space Heating_Natural Gas_Boiler_Baseline Forecast | F2 | Commercial | Other Health | New | Space Heating | Natural Gas | Boiler | Baseline Forecast | Usage (MMtherm) | 0 | 0 | 0 | 0 | 0 | 0 | 0 | 0 | 0 | 0 | 0 | 0 | 0 | 0 | 0 | 0 | 0 | 0 | 0 | 0 | 0 | 0 | 0 | 0 | 0 | 0 | 0 | 0 | 0 | 0 | 0 | 0 | 0
F3_Commercial_Other Health_New_Space Heating_Natural Gas_Boiler_Baseline Forecast | F3 | Commercial | Other Health | New | Space Heating | Natural Gas | Boiler | Baseline Forecast | Summer Peak Demand (MW) | 0 | 0 | 0 | 0 | 0 | 0 | 0 | 0 | 0 | 0 | 0 | 0 | 0 | 0 | 0 | 0 | 0 | 0 | 0 | 0 | 0 | 0 | 0 | 0 | 0 | 0 | 0 | 0 | 0 | 0 | 0 | 0 | 0
F4_Commercial_Other Health_New_Space Heating_Natural Gas_Boiler_Baseline Forecast | F4 | Commercial | Other Health | New | Space Heating | Natural Gas | Boiler | Baseline Forecast | Winter Peak Demand (MW) | 0 | 0 | 0 | 0 | 0 | 0 | 0 | 0 | 0 | 0 | 0 | 0 | 0 | 0 | 0 | 0 | 0 | 0 | 0 | 0 | 0 | 0 | 0 | 0 | 0 | 0 | 0 | 0 | 0 | 0 | 0 | 0 | 0
F5_Commercial_Other Health_New_Space Heating_Natural Gas_Boiler_Baseline Forecast | F5 | Commercial | Other Health | New | Space Heating | Natural Gas | Boiler | Baseline Forecast | Turnover | 0 | 0 | 0 | 0 | 0 | 0 | 0 | 0 | 0 | 0 | 0 | 0 | 0 | 0 | 0 | 0 | 0 | 0 | 0 | 0 | 0 | 0 | 0 | 0 | 0 | 0 | 0 | 0 | 0 | 0 | 0 | 0 | 0
F6_Commercial_Other Health_New_Space Heating_Natural Gas_Boiler_Baseline Forecast | F6 | Commercial | Other Health | New | Space Heating | Natural Gas | Boiler | Baseline Forecast | Avg. Replacement Usage (kWh) | 0.28746 | 0.27765 | 0.30765 | 0.30039 | 0.29879 | 0.27147 | 0.27 | 0.26854 | 0.26707 | 0.2656 | 0.26413 | 0.26267 | 0.2612 | 0.25973 | 0.25826 | 0.25679 | 0.25533 | 0.25386 | 0.25239 | 0.25092 | 0.24946 | 0.24799 | 0.24652 | 0.24506 | 0.24359 | 0.24213 | 0.24066 | 0.23919 | 0.23772 | 0.23626 | 0.23479 | 0.23332 | 0.23332
F7_Commercial_Other Health_New_Space Heating_Natural Gas_Boiler_Baseline Forecast | F7 | Commercial | Other Health | New | Space Heating | Natural Gas | Boiler | Baseline Forecast | Avg. Replacement Summer Demand (kW) | 0 | 0 | 0 | 0 | 0 | 0 | 0 | 0 | 0 | 0 | 0 | 0 | 0 | 0 | 0 | 0 | 0 | 0 | 0 | 0 | 0 | 0 | 0 | 0 | 0 | 0 | 0 | 0 | 0 | 0 | 0 | 0 | 0
F8_Commercial_Other Health_New_Space Heating_Natural Gas_Boiler_Baseline Forecast | F8 | Commercial | Other Health | New | Space Heating | Natural Gas | Boiler | Baseline Forecast | Avg. Replacement Winter Demand (kW) | 0 | 0 | 0 | 0 | 0 | 0 | 0 | 0 | 0 | 0 | 0 | 0 | 0 | 0 | 0 | 0 | 0 | 0 | 0 | 0 | 0 | 0 | 0 | 0 | 0 | 0 | 0 | 0 | 0 | 0 | 0 | 0 | 0
F1_Commercial_Other Health_New_Space Heating_Natural Gas_Unit Heater_Baseline Forecast | F1 | Commercial | Other Health | New | Space Heating | Natural Gas | Unit Heater | Baseline Forecast | Units | 0 | 0 | 0 | 0 | 0 | 0 | 0 | 0 | 0 | 0 | 0 | 0 | 0 | 0 | 0 | 0 | 0 | 0 | 0 | 0 | 0 | 0 | 0 | 0 | 0 | 0 | 0 | 0 | 0 | 0 | 0 | 0 | 0
F2_Commercial_Other Health_New_Space Heating_Natural Gas_Unit Heater_Baseline Forecast | F2 | Commercial | Other Health | New | Space Heating | Natural Gas | Unit Heater | Baseline Forecast | Usage (MMtherm) | 0 | 0 | 0 | 0 | 0 | 0 | 0 | 0 | 0 | 0 | 0 | 0 | 0 | 0 | 0 | 0 | 0 | 0 | 0 | 0 | 0 | 0 | 0 | 0 | 0 | 0 | 0 | 0 | 0 | 0 | 0 | 0 | 0
F3_Commercial_Other Health_New_Space Heating_Natural Gas_Unit Heater_Baseline Forecast | F3 | Commercial | Other Health | New | Space Heating | Natural Gas | Unit Heater | Baseline Forecast | Summer Peak Demand (MW) | 0 | 0 | 0 | 0 | 0 | 0 | 0 | 0 | 0 | 0 | 0 | 0 | 0 | 0 | 0 | 0 | 0 | 0 | 0 | 0 | 0 | 0 | 0 | 0 | 0 | 0 | 0 | 0 | 0 | 0 | 0 | 0 | 0
F4_Commercial_Other Health_New_Space Heating_Natural Gas_Unit Heater_Baseline Forecast | F4 | Commercial | Other Health | New | Space Heating | Natural Gas | Unit Heater | Baseline Forecast | Winter Peak Demand (MW) | 0 | 0 | 0 | 0 | 0 | 0 | 0 | 0 | 0 | 0 | 0 | 0 | 0 | 0 | 0 | 0 | 0 | 0 | 0 | 0 | 0 | 0 | 0 | 0 | 0 | 0 | 0 | 0 | 0 | 0 | 0 | 0 | 0
F5_Commercial_Other Health_New_Space Heating_Natural Gas_Unit Heater_Baseline Forecast | F5 | Commercial | Other Health | New | Space Heating | Natural Gas | Unit Heater | Baseline Forecast | Turnover | 0 | 0 | 0 | 0 | 0 | 0 | 0 | 0 | 0 | 0 | 0 | 0 | 0 | 0 | 0 | 0 | 0 | 0 | 0 | 0 | 0 | 0 | 0 | 0 | 0 | 0 | 0 | 0 | 0 | 0 | 0 | 0 | 0
F6_Commercial_Other Health_New_Space Heating_Natural Gas_Unit Heater_Baseline Forecast | F6 | Commercial | Other Health | New | Space Heating | Natural Gas | Unit Heater | Baseline Forecast | Avg. Replacement Usage (kWh) | 0.045525 | 0.043971 | 0.048723 | 0.047572 | 0.047318 | 0.042352 | 0.042123 | 0.041894 | 0.041665 | 0.041436 | 0.041207 | 0.040978 | 0.040749 | 0.04052 | 0.040291 | 0.040062 | 0.039833 | 0.039604 | 0.039375 | 0.039146 | 0.038917 | 0.038689 | 0.03846 | 0.038231 | 0.038002 | 0.037774 | 0.037544 | 0.037316 | 0.037087 | 0.036858 | 0.036629 | 0.0364 | 0.0364
F7_Commercial_Other Health_New_Space Heating_Natural Gas_Unit Heater_Baseline Forecast | F7 | Commercial | Other Health | New | Space Heating | Natural Gas | Unit Heater | Baseline Forecast | Avg. Replacement Summer Demand (kW) | 0 | 0 | 0 | 0 | 0 | 0 | 0 | 0 | 0 | 0 | 0 | 0 | 0 | 0 | 0 | 0 | 0 | 0 | 0 | 0 | 0 | 0 | 0 | 0 | 0 | 0 | 0 | 0 | 0 | 0 | 0 | 0 | 0
F8_Commercial_Other Health_New_Space Heating_Natural Gas_Unit Heater_Baseline Forecast | F8 | Commercial | Other Health | New | Space Heating | Natural Gas | Unit Heater | Baseline Forecast | Avg. Replacement Winter Demand (kW) | 0 | 0 | 0 | 0 | 0 | 0 | 0 | 0 | 0 | 0 | 0 | 0 | 0 | 0 | 0 | 0 | 0 | 0 | 0 | 0 | 0 | 0 | 0 | 0 | 0 | 0 | 0 | 0 | 0 | 0 | 0 | 0 | 0
F1_Commercial_Other Health_New_Water Heating_Natural Gas_Water Heater_Baseline Forecast | F1 | Commercial | Other Health | New | Water Heating | Natural Gas | Water Heater | Baseline Forecast | Units | 0 | 2607.5714 | 15184.8564 | 23222.6225 | 32832.9665 | 42737.305 | 52691.4145 | 61306.6642 | 69801.1756 | 78494.5139 | 87329.3596 | 96097.0883 | 104727.6812 | 113240.6339 | 121765.8922 | 130265.3671 | 138814.0984 | 147163.3909 | 155181.0458 | 162940.0088 | 170702.7838 | 178622.745 | 186645.924 | 194753.9937 | 202949.1706 | 211167.4372 | 219417.8318 | 227673.7834 | 235966.1558 | 244276.6041 | 252648.8833 | 261027.2484 | 264586.4543
F2_Commercial_Other Health_New_Water Heating_Natural Gas_Water Heater_Baseline Forecast | F2 | Commercial | Other Health | New | Water Heating | Natural Gas | Water Heater | Baseline Forecast | Usage (MMtherm) | 0 | 0.00079119 | 0.0051325 | 0.0077049 | 0.010893 | 0.01418 | 0.017482 | 0.020341 | 0.023159 | 0.026043 | 0.028974 | 0.031883 | 0.034747 | 0.037571 | 0.0404 | 0.04322 | 0.046056 | 0.048826 | 0.051486 | 0.054061 | 0.056636 | 0.059264 | 0.061926 | 0.064616 | 0.067335 | 0.070062 | 0.072799 | 0.075538 | 0.07829 | 0.081047 | 0.083825 | 0.086604 | 0.087785
F3_Commercial_Other Health_New_Water Heating_Natural Gas_Water Heater_Baseline Forecast | F3 | Commercial | Other Health | New | Water Heating | Natural Gas | Water Heater | Baseline Forecast | Summer Peak Demand (MW) | 0 | 0 | 0 | 0 | 0 | 0 | 0 | 0 | 0 | 0 | 0 | 0 | 0 | 0 | 0 | 0 | 0 | 0 | 0 | 0 | 0 | 0 | 0 | 0 | 0 | 0 | 0 | 0 | 0 | 0 | 0 | 0 | 0
F4_Commercial_Other Health_New_Water Heating_Natural Gas_Water Heater_Baseline Forecast | F4 | Commercial | Other Health | New | Water Heating | Natural Gas | Water Heater | Baseline Forecast | Winter Peak Demand (MW) | 0 | 0 | 0 | 0 | 0 | 0 | 0 | 0 | 0 | 0 | 0 | 0 | 0 | 0 | 0 | 0 | 0 | 0 | 0 | 0 | 0 | 0 | 0 | 0 | 0 | 0 | 0 | 0 | 0 | 0 | 0 | 0 | 0
F5_Commercial_Other Health_New_Water Heating_Natural Gas_Water Heater_Baseline Forecast | F5 | Commercial | Other Health | New | Water Heating | Natural Gas | Water Heater | Baseline Forecast | Turnover | 0 | 2607.5714 | 12577.2851 | 8037.7661 | 9610.344 | 9904.3385 | 9954.1094 | 8615.2497 | 8494.5114 | 8693.3384 | 9356.3599 | 11700.3972 | 12584.2808 | 13597.9718 | 14574.1414 | 16012.9624 | 18896.0718 | 17136.0595 | 17197.9781 | 17051.5624 | 17549.9812 | 17915.6082 | 18707.6402 | 19622.5882 | 20783.1912 | 22682.3679 | 23480.5922 | 24145.4384 | 24670.1713 | 25299.8619 | 26302.7215 | 26002.8704 | 21599.5594
F6_Commercial_Other Health_New_Water Heating_Natural Gas_Water Heater_Baseline Forecast | F6 | Commercial | Other Health | New | Water Heating | Natural Gas | Water Heater | Baseline Forecast | Avg. Replacement Usage (kWh) | 0.31414 | 0.30342 | 0.338 | 0.33178 | 0.33178 | 0.33178 | 0.33178 | 0.33178 | 0.33178 | 0.33178 | 0.33178 | 0.33178 | 0.33178 | 0.33178 | 0.33178 | 0.33178 | 0.33178 | 0.33178 | 0.33178 | 0.33178 | 0.33178 | 0.33178 | 0.33178 | 0.33178 | 0.33178 | 0.33178 | 0.33178 | 0.33178 | 0.33178 | 0.33178 | 0.33178 | 0.33178 | 0.33178
F7_Commercial_Other Health_New_Water Heating_Natural Gas_Water Heater_Baseline Forecast | F7 | Commercial | Other Health | New | Water Heating | Natural Gas | Water Heater | Baseline Forecast | Avg. Replacement Summer Demand (kW) | 0 | 0 | 0 | 0 | 0 | 0 | 0 | 0 | 0 | 0 | 0 | 0 | 0 | 0 | 0 | 0 | 0 | 0 | 0 | 0 | 0 | 0 | 0 | 0 | 0 | 0 | 0 | 0 | 0 | 0 | 0 | 0 | 0
F8_Commercial_Other Health_New_Water Heating_Natural Gas_Water Heater_Baseline Forecast | F8 | Commercial | Other Health | New | Water Heating | Natural Gas | Water Heater | Baseline Forecast | Avg. Replacement Winter Demand (kW) | 0 | 0 | 0 | 0 | 0 | 0 | 0 | 0 | 0 | 0 | 0 | 0 | 0 | 0 | 0 | 0 | 0 | 0 | 0 | 0 | 0 | 0 | 0 | 0 | 0 | 0 | 0 | 0 | 0 | 0 | 0 | 0 | 0
F1_Commercial_Other Health_New_Food Preparation_Natural Gas_Oven_Baseline Forecast | F1 | Commercial | Other Health | New | Food Preparation | Natural Gas | Oven | Baseline Forecast | Units | 0 | 132.1845 | 769.7594 | 1177.2145 | 1664.3876 | 2166.464 | 2671.0634 | 3107.7926 | 3538.4012 | 3979.0889 | 4426.9499 | 4871.4087 | 5308.9156 | 5740.4591 | 6172.6264 | 6603.4866 | 7036.8438 | 7460.0909 | 7866.5265 | 8259.8483 | 8653.3633 | 9054.8465 | 9461.5621 | 9872.581 | 10288.0157 | 10704.6207 | 11122.8545 | 11541.3699 | 11961.7316 | 12383.0096 | 12807.422 | 13232.1429 | 13412.5682
F2_Commercial_Other Health_New_Food Preparation_Natural Gas_Oven_Baseline Forecast | F2 | Commercial | Other Health | New | Food Preparation | Natural Gas | Oven | Baseline Forecast | Usage (MMtherm) | 0 | 1.1204e-05 | 7.2674e-05 | 0.0001091 | 0.00015426 | 0.0002008 | 0.00024756 | 0.00028802 | 0.00032791 | 0.00036872 | 0.00041019 | 0.00045133 | 0.0004918 | 0.00053171 | 0.00057165 | 0.00061145 | 0.00065147 | 0.0006905 | 0.00072798 | 0.00076423 | 0.00080048 | 0.00083745 | 0.0008749 | 0.00091273 | 0.00095096 | 0.00098928 | 0.0010277 | 0.0010662 | 0.0011048 | 0.0011435 | 0.0011826 | 0.0012216 | 0.0012381
F3_Commercial_Other Health_New_Food Preparation_Natural Gas_Oven_Baseline Forecast | F3 | Commercial | Other Health | New | Food Preparation | Natural Gas | Oven | Baseline Forecast | Summer Peak Demand (MW) | 0 | 0 | 0 | 0 | 0 | 0 | 0 | 0 | 0 | 0 | 0 | 0 | 0 | 0 | 0 | 0 | 0 | 0 | 0 | 0 | 0 | 0 | 0 | 0 | 0 | 0 | 0 | 0 | 0 | 0 | 0 | 0 | 0
F4_Commercial_Other Health_New_Food Preparation_Natural Gas_Oven_Baseline Forecast | F4 | Commercial | Other Health | New | Food Preparation | Natural Gas | Oven | Baseline Forecast | Winter Peak Demand (MW) | 0 | 0 | 0 | 0 | 0 | 0 | 0 | 0 | 0 | 0 | 0 | 0 | 0 | 0 | 0 | 0 | 0 | 0 | 0 | 0 | 0 | 0 | 0 | 0 | 0 | 0 | 0 | 0 | 0 | 0 | 0 | 0 | 0
F5_Commercial_Other Health_New_Food Preparation_Natural Gas_Oven_Baseline Forecast | F5 | Commercial | Other Health | New | Food Preparation | Natural Gas | Oven | Baseline Forecast | Turnover | 0 | 132.1845 | 637.5749 | 407.455 | 487.1731 | 502.0764 | 504.5994 | 436.7292 | 430.6086 | 440.6877 | 469.8918 | 569.0802 | 609.2673 | 655.8726 | 702.7876 | 740.4771 | 801.0497 | 942.4709 | 848.3477 | 862.1451 | 883.207 | 911.8086 | 922.3575 | 956.1436 | 995.9309 | 1042.0106 | 1124.1652 | 1159.3984 | 1194.4617 | 1226.6556 | 1258.0469 | 1290.0473 | 1100.356
F6_Commercial_Other Health_New_Food Preparation_Natural Gas_Oven_Baseline Forecast | F6 | Commercial | Other Health | New | Food Preparation | Natural Gas | Oven | Baseline Forecast | Avg. Replacement Usage (kWh) | 0.087755 | 0.084759 | 0.09441 | 0.092686 | 0.092695 | 0.092688 | 0.092668 | 0.092652 | 0.092633 | 0.092614 | 0.092596 | 0.092579 | 0.092561 | 0.092543 | 0.092525 | 0.092507 | 0.092489 | 0.092469 | 0.092449 | 0.092428 | 0.092407 | 0.092386 | 0.092367 | 0.092348 | 0.092331 | 0.092316 | 0.092303 | 0.092291 | 0.092282 | 0.092275 | 0.092271 | 0.092268 | 0.092268
F7_Commercial_Other Health_New_Food Preparation_Natural Gas_Oven_Baseline Forecast | F7 | Commercial | Other Health | New | Food Preparation | Natural Gas | Oven | Baseline Forecast | Avg. Replacement Summer Demand (kW) | 0 | 0 | 0 | 0 | 0 | 0 | 0 | 0 | 0 | 0 | 0 | 0 | 0 | 0 | 0 | 0 | 0 | 0 | 0 | 0 | 0 | 0 | 0 | 0 | 0 | 0 | 0 | 0 | 0 | 0 | 0 | 0 | 0
F8_Commercial_Other Health_New_Food Preparation_Natural Gas_Oven_Baseline Forecast | F8 | Commercial | Other Health | New | Food Preparation | Natural Gas | Oven | Baseline Forecast | Avg. Replacement Winter Demand (kW) | 0 | 0 | 0 | 0 | 0 | 0 | 0 | 0 | 0 | 0 | 0 | 0 | 0 | 0 | 0 | 0 | 0 | 0 | 0 | 0 | 0 | 0 | 0 | 0 | 0 | 0 | 0 | 0 | 0 | 0 | 0 | 0 | 0
F1_Commercial_Other Health_New_Food Preparation_Natural Gas_Conveyor Oven_Baseline Forecast | F1 | Commercial | Other Health | New | Food Preparation | Natural Gas | Conveyor Oven | Baseline Forecast | Units | 0 | 66.0923 | 384.8797 | 588.6072 | 832.1938 | 1083.232 | 1335.5317 | 1553.8963 | 1769.2006 | 1989.5444 | 2213.475 | 2435.7043 | 2654.4578 | 2870.2296 | 3086.3132 | 3301.7433 | 3518.4219 | 3730.0455 | 3933.2632 | 4129.9241 | 4326.6817 | 4527.4233 | 4730.7811 | 4936.2905 | 5144.0078 | 5352.3104 | 5561.4272 | 5770.6849 | 5980.8658 | 6191.5048 | 6403.711 | 6616.0714 | 6706.2841
F2_Commercial_Other Health_New_Food Preparation_Natural Gas_Conveyor Oven_Baseline Forecast | F2 | Commercial | Other Health | New | Food Preparation | Natural Gas | Conveyor Oven | Baseline Forecast | Usage (MMtherm) | 0 | 9.5852e-06 | 6.2179e-05 | 9.3342e-05 | 0.00013197 | 0.00017178 | 0.00021179 | 0.00024641 | 0.00028055 | 0.00031548 | 0.00035099 | 0.00038622 | 0.0004209 | 0.0004551 | 0.00048935 | 0.0005235 | 0.00055784 | 0.00059138 | 0.00062358 | 0.00065474 | 0.00068591 | 0.0007177 | 0.0007499 | 0.00078244 | 0.00081533 | 0.00084831 | 0.00088141 | 0.00091455 | 0.00094782 | 0.00098118 | 0.0010148 | 0.0010484 | 0.0010627
F3_Commercial_Other Health_New_Food Preparation_Natural Gas_Conveyor Oven_Baseline Forecast | F3 | Commercial | Other Health | New | Food Preparation | Natural Gas | Conveyor Oven | Baseline Forecast | Summer Peak Demand (MW) | 0 | 0 | 0 | 0 | 0 | 0 | 0 | 0 | 0 | 0 | 0 | 0 | 0 | 0 | 0 | 0 | 0 | 0 | 0 | 0 | 0 | 0 | 0 | 0 | 0 | 0 | 0 | 0 | 0 | 0 | 0 | 0 | 0
F4_Commercial_Other Health_New_Food Preparation_Natural Gas_Conveyor Oven_Baseline Forecast | F4 | Commercial | Other Health | New | Food Preparation | Natural Gas | Conveyor Oven | Baseline Forecast | Winter Peak Demand (MW) | 0 | 0 | 0 | 0 | 0 | 0 | 0 | 0 | 0 | 0 | 0 | 0 | 0 | 0 | 0 | 0 | 0 | 0 | 0 | 0 | 0 | 0 | 0 | 0 | 0 | 0 | 0 | 0 | 0 | 0 | 0 | 0 | 0
F5_Commercial_Other Health_New_Food Preparation_Natural Gas_Conveyor Oven_Baseline Forecast | F5 | Commercial | Other Health | New | Food Preparation | Natural Gas | Conveyor Oven | Baseline Forecast | Turnover | 0 | 66.0923 | 318.7875 | 203.7275 | 243.5865 | 251.0382 | 252.2997 | 218.3646 | 215.3043 | 220.3438 | 223.9305 | 222.2294 | 218.7535 | 215.7717 | 216.0836 | 215.4301 | 216.6786 | 224.842 | 277.55 | 296.8722 | 325.6439 | 354.0583 | 393.7968 | 467.7761 | 430.4292 | 440.9896 | 442.0061 | 440.3456 | 429.906 | 428.7712 | 431.2498 | 431.6216 | 308.5113
F6_Commercial_Other Health_New_Food Preparation_Natural Gas_Conveyor Oven_Baseline Forecast | F6 | Commercial | Other Health | New | Food Preparation | Natural Gas | Conveyor Oven | Baseline Forecast | Avg. Replacement Usage (kWh) | 0.15016 | 0.14503 | 0.16155 | 0.15858 | 0.15858 | 0.15858 | 0.15857 | 0.15856 | 0.15856 | 0.15855 | 0.15854 | 0.15853 | 0.15853 | 0.15852 | 0.15851 | 0.15851 | 0.1585 | 0.15849 | 0.15849 | 0.15848 | 0.15847 | 0.15847 | 0.15846 | 0.15846 | 0.15846 | 0.15845 | 0.15845 | 0.15845 | 0.15844 | 0.15844 | 0.15844 | 0.15844 | 0.15844
F7_Commercial_Other Health_New_Food Preparation_Natural Gas_Conveyor Oven_Baseline Forecast | F7 | Commercial | Other Health | New | Food Preparation | Natural Gas | Conveyor Oven | Baseline Forecast | Avg. Replacement Summer Demand (kW) | 0 | 0 | 0 | 0 | 0 | 0 | 0 | 0 | 0 | 0 | 0 | 0 | 0 | 0 | 0 | 0 | 0 | 0 | 0 | 0 | 0 | 0 | 0 | 0 | 0 | 0 | 0 | 0 | 0 | 0 | 0 | 0 | 0
F8_Commercial_Other Health_New_Food Preparation_Natural Gas_Conveyor Oven_Baseline Forecast | F8 | Commercial | Other Health | New | Food Preparation | Natural Gas | Conveyor Oven | Baseline Forecast | Avg. Replacement Winter Demand (kW) | 0 | 0 | 0 | 0 | 0 | 0 | 0 | 0 | 0 | 0 | 0 | 0 | 0 | 0 | 0 | 0 | 0 | 0 | 0 | 0 | 0 | 0 | 0 | 0 | 0 | 0 | 0 | 0 | 0 | 0 | 0 | 0 | 0
F1_Commercial_Other Health_New_Food Preparation_Natural Gas_Double Rack Oven_Baseline Forecast | F1 | Commercial | Other Health | New | Food Preparation | Natural Gas | Double Rack Oven | Baseline Forecast | Units | 0 | 66.0923 | 384.8797 | 588.6072 | 832.1938 | 1083.232 | 1335.5317 | 1553.8963 | 1769.2006 | 1989.5444 | 2213.475 | 2435.7043 | 2654.4578 | 2870.2296 | 3086.3132 | 3301.7433 | 3518.4219 | 3730.0455 | 3933.2632 | 4129.9241 | 4326.6817 | 4527.4233 | 4730.7811 | 4936.2905 | 5144.0078 | 5352.3104 | 5561.4272 | 5770.6849 | 5980.8658 | 6191.5048 | 6403.711 | 6616.0714 | 6706.2841
F2_Commercial_Other Health_New_Food Preparation_Natural Gas_Double Rack Oven_Baseline Forecast | F2 | Commercial | Other Health | New | Food Preparation | Natural Gas | Double Rack Oven | Baseline Forecast | Usage (MMtherm) | 0 | 1.4561e-05 | 9.4447e-05 | 0.00014179 | 0.00020048 | 0.00026095 | 0.00032171 | 0.00037429 | 0.00042611 | 0.00047913 | 0.00053299 | 0.00058644 | 0.00063902 | 0.00069084 | 0.0007427 | 0.00079436 | 0.00084628 | 0.00089694 | 0.00094549 | 0.00099247 | 0.0010394 | 0.0010874 | 0.0011359 | 0.0011849 | 0.0012345 | 0.0012842 | 0.0013341 | 0.0013839 | 0.001434 | 0.0014842 | 0.0015348 | 0.0015854 | 0.0016067
F3_Commercial_Other Health_New_Food Preparation_Natural Gas_Double Rack Oven_Baseline Forecast | F3 | Commercial | Other Health | New | Food Preparation | Natural Gas | Double Rack Oven | Baseline Forecast | Summer Peak Demand (MW) | 0 | 0 | 0 | 0 | 0 | 0 | 0 | 0 | 0 | 0 | 0 | 0 | 0 | 0 | 0 | 0 | 0 | 0 | 0 | 0 | 0 | 0 | 0 | 0 | 0 | 0 | 0 | 0 | 0 | 0 | 0 | 0 | 0
F4_Commercial_Other Health_New_Food Preparation_Natural Gas_Double Rack Oven_Baseline Forecast | F4 | Commercial | Other Health | New | Food Preparation | Natural Gas | Double Rack Oven | Baseline Forecast | Winter Peak Demand (MW) | 0 | 0 | 0 | 0 | 0 | 0 | 0 | 0 | 0 | 0 | 0 | 0 | 0 | 0 | 0 | 0 | 0 | 0 | 0 | 0 | 0 | 0 | 0 | 0 | 0 | 0 | 0 | 0 | 0 | 0 | 0 | 0 | 0
F5_Commercial_Other Health_New_Food Preparation_Natural Gas_Double Rack Oven_Baseline Forecast | F5 | Commercial | Other Health | New | Food Preparation | Natural Gas | Double Rack Oven | Baseline Forecast | Turnover | 0 | 66.0923 | 318.7875 | 203.7275 | 243.5865 | 251.0382 | 252.2997 | 218.3646 | 215.3043 | 220.3438 | 223.9305 | 222.2294 | 231.9719 | 290.104 | 316.2949 | 344.3165 | 369.9953 | 402.0626 | 465.4844 | 419.3728 | 429.4446 | 433.6308 | 434.4457 | 427.8783 | 442.8309 | 460.9735 | 481.0572 | 500.3631 | 526.0316 | 571.6555 | 591.7597 | 609.2379 | 501.1723
F6_Commercial_Other Health_New_Food Preparation_Natural Gas_Double Rack Oven_Baseline Forecast | F6 | Commercial | Other Health | New | Food Preparation | Natural Gas | Double Rack Oven | Baseline Forecast | Avg. Replacement Usage (kWh) | 0.22811 | 0.22032 | 0.24539 | 0.24091 | 0.24093 | 0.2409 | 0.24082 | 0.24076 | 0.24069 | 0.24062 | 0.24055 | 0.24049 | 0.24042 | 0.24035 | 0.24028 | 0.24021 | 0.24015 | 0.24008 | 0.24 | 0.23993 | 0.23986 | 0.23979 | 0.23973 | 0.23967 | 0.23962 | 0.23958 | 0.23954 | 0.2395 | 0.23947 | 0.23945 | 0.23944 | 0.23943 | 0.23943
F7_Commercial_Other Health_New_Food Preparation_Natural Gas_Double Rack Oven_Baseline Forecast | F7 | Commercial | Other Health | New | Food Preparation | Natural Gas | Double Rack Oven | Baseline Forecast | Avg. Replacement Summer Demand (kW) | 0 | 0 | 0 | 0 | 0 | 0 | 0 | 0 | 0 | 0 | 0 | 0 | 0 | 0 | 0 | 0 | 0 | 0 | 0 | 0 | 0 | 0 | 0 | 0 | 0 | 0 | 0 | 0 | 0 | 0 | 0 | 0 | 0
F8_Commercial_Other Health_New_Food Preparation_Natural Gas_Double Rack Oven_Baseline Forecast | F8 | Commercial | Other Health | New | Food Preparation | Natural Gas | Double Rack Oven | Baseline Forecast | Avg. Replacement Winter Demand (kW) | 0 | 0 | 0 | 0 | 0 | 0 | 0 | 0 | 0 | 0 | 0 | 0 | 0 | 0 | 0 | 0 | 0 | 0 | 0 | 0 | 0 | 0 | 0 | 0 | 0 | 0 | 0 | 0 | 0 | 0 | 0 | 0 | 0
F1_Commercial_Other Health_New_Food Preparation_Natural Gas_Fryer_Baseline Forecast | F1 | Commercial | Other Health | New | Food Preparation | Natural Gas | Fryer | Baseline Forecast | Units | 0 | 1530.1357 | 8910.5487 | 13627.1495 | 19266.5468 | 25078.4616 | 30919.5821 | 35975.0532 | 40959.6744 | 46060.9683 | 51245.2993 | 56390.2458 | 61454.7203 | 66450.1629 | 71452.8266 | 76440.3605 | 81456.7982 | 86356.2042 | 91061.0037 | 95614.0015 | 100169.2362 | 104816.7085 | 109524.7496 | 114282.6049 | 119091.5751 | 123914.0946 | 128755.4668 | 133600.1 | 138466.105 | 143342.7171 | 148255.6119 | 153172.0779 | 155260.6375
F2_Commercial_Other Health_New_Food Preparation_Natural Gas_Fryer_Baseline Forecast | F2 | Commercial | Other Health | New | Food Preparation | Natural Gas | Fryer | Baseline Forecast | Usage (MMtherm) | 0 | 0.00020979 | 0.0013609 | 0.0018554 | 0.0024765 | 0.0031166 | 0.0037599 | 0.0043168 | 0.0048658 | 0.0054154 | 0.005918 | 0.0064299 | 0.0069439 | 0.007459 | 0.007966 | 0.0084192 | 0.0089717 | 0.0095113 | 0.010029 | 0.010531 | 0.011033 | 0.011545 | 0.012063 | 0.012587 | 0.013117 | 0.013648 | 0.014181 | 0.014715 | 0.015251 | 0.015788 | 0.016329 | 0.01687 | 0.0171
F3_Commercial_Other Health_New_Food Preparation_Natural Gas_Fryer_Baseline Forecast | F3 | Commercial | Other Health | New | Food Preparation | Natural Gas | Fryer | Baseline Forecast | Summer Peak Demand (MW) | 0 | 0 | 0 | 0 | 0 | 0 | 0 | 0 | 0 | 0 | 0 | 0 | 0 | 0 | 0 | 0 | 0 | 0 | 0 | 0 | 0 | 0 | 0 | 0 | 0 | 0 | 0 | 0 | 0 | 0 | 0 | 0 | 0
F4_Commercial_Other Health_New_Food Preparation_Natural Gas_Fryer_Baseline Forecast | F4 | Commercial | Other Health | New | Food Preparation | Natural Gas | Fryer | Baseline Forecast | Winter Peak Demand (MW) | 0 | 0 | 0 | 0 | 0 | 0 | 0 | 0 | 0 | 0 | 0 | 0 | 0 | 0 | 0 | 0 | 0 | 0 | 0 | 0 | 0 | 0 | 0 | 0 | 0 | 0 | 0 | 0 | 0 | 0 | 0 | 0 | 0
F5_Commercial_Other Health_New_Food Preparation_Natural Gas_Fryer_Baseline Forecast | F5 | Commercial | Other Health | New | Food Preparation | Natural Gas | Fryer | Baseline Forecast | Turnover | 0 | 1530.1357 | 7380.413 | 4716.6008 | 5639.3973 | 5811.9147 | 5841.1206 | 5055.4711 | 4984.6212 | 5407.321 | 6905.2353 | 7464.9901 | 8048.3889 | 8544.9571 | 9411.6152 | 11059.4044 | 10172.556 | 10347.6704 | 10489.6825 | 10681.5583 | 10861.8076 | 11383.1492 | 12089.7138 | 13267.7436 | 13798.1285 | 14236.3146 | 14600.5172 | 15015.4501 | 15606.9782 | 15513.5384 | 15886.2838 | 16385.9536 | 14074.0745
F6_Commercial_Other Health_New_Food Preparation_Natural Gas_Fryer_Baseline Forecast | F6 | Commercial | Other Health | New | Food Preparation | Natural Gas | Fryer | Baseline Forecast | Avg. Replacement Usage (kWh) | 0.14195 | 0.13711 | 0.15273 | 0.11014 | 0.11014 | 0.11014 | 0.11014 | 0.11014 | 0.11014 | 0.11014 | 0.11014 | 0.11014 | 0.11014 | 0.11014 | 0.11014 | 0.11014 | 0.11014 | 0.11014 | 0.11014 | 0.11014 | 0.11014 | 0.11014 | 0.11014 | 0.11014 | 0.11014 | 0.11014 | 0.11014 | 0.11014 | 0.11014 | 0.11014 | 0.11014 | 0.11014 | 0.11014
F7_Commercial_Other Health_New_Food Preparation_Natural Gas_Fryer_Baseline Forecast | F7 | Commercial | Other Health | New | Food Preparation | Natural Gas | Fryer | Baseline Forecast | Avg. Replacement Summer Demand (kW) | 0 | 0 | 0 | 0 | 0 | 0 | 0 | 0 | 0 | 0 | 0 | 0 | 0 | 0 | 0 | 0 | 0 | 0 | 0 | 0 | 0 | 0 | 0 | 0 | 0 | 0 | 0 | 0 | 0 | 0 | 0 | 0 | 0
F8_Commercial_Other Health_New_Food Preparation_Natural Gas_Fryer_Baseline Forecast | F8 | Commercial | Other Health | New | Food Preparation | Natural Gas | Fryer | Baseline Forecast | Avg. Replacement Winter Demand (kW) | 0 | 0 | 0 | 0 | 0 | 0 | 0 | 0 | 0 | 0 | 0 | 0 | 0 | 0 | 0 | 0 | 0 | 0 | 0 | 0 | 0 | 0 | 0 | 0 | 0 | 0 | 0 | 0 | 0 | 0 | 0 | 0 | 0
F1_Commercial_Other Health_New_Food Preparation_Natural Gas_Broiler_Baseline Forecast | F1 | Commercial | Other Health | New | Food Preparation | Natural Gas | Broiler | Baseline Forecast | Units | 0 | 344.4808 | 2006.0398 | 3067.8923 | 4337.4948 | 5645.9364 | 6960.953 | 8099.0957 | 9221.2879 | 10369.7468 | 11536.8998 | 12695.1862 | 13835.3559 | 14959.9843 | 16086.2385 | 17209.0864 | 18338.4415 | 19441.4491 | 20500.6448 | 21525.6653 | 22551.1893 | 23597.4789 | 24657.4044 | 25728.5446 | 26811.1923 | 27896.8904 | 28986.8328 | 30077.5094 | 31172.9975 | 32270.8735 | 33376.9179 | 34483.7662 | 34953.9655
F2_Commercial_Other Health_New_Food Preparation_Natural Gas_Broiler_Baseline Forecast | F2 | Commercial | Other Health | New | Food Preparation | Natural Gas | Broiler | Baseline Forecast | Usage (MMtherm) | 0 | 5.1947e-05 | 0.00033696 | 0.00050586 | 0.00071521 | 0.00093096 | 0.0011478 | 0.0013354 | 0.0015204 | 0.0017096 | 0.001902 | 0.0020928 | 0.0022806 | 0.0024658 | 0.0026513 | 0.002836 | 0.0030218 | 0.0032032 | 0.0033772 | 0.0035457 | 0.0037141 | 0.0038859 | 0.00406 | 0.0042359 | 0.0044137 | 0.004592 | 0.0047709 | 0.0049499 | 0.0051297 | 0.0053099 | 0.0054914 | 0.005673 | 0.00575
F3_Commercial_Other Health_New_Food Preparation_Natural Gas_Broiler_Baseline Forecast | F3 | Commercial | Other Health | New | Food Preparation | Natural Gas | Broiler | Baseline Forecast | Summer Peak Demand (MW) | 0 | 0 | 0 | 0 | 0 | 0 | 0 | 0 | 0 | 0 | 0 | 0 | 0 | 0 | 0 | 0 | 0 | 0 | 0 | 0 | 0 | 0 | 0 | 0 | 0 | 0 | 0 | 0 | 0 | 0 | 0 | 0 | 0
F4_Commercial_Other Health_New_Food Preparation_Natural Gas_Broiler_Baseline Forecast | F4 | Commercial | Other Health | New | Food Preparation | Natural Gas | Broiler | Baseline Forecast | Winter Peak Demand (MW) | 0 | 0 | 0 | 0 | 0 | 0 | 0 | 0 | 0 | 0 | 0 | 0 | 0 | 0 | 0 | 0 | 0 | 0 | 0 | 0 | 0 | 0 | 0 | 0 | 0 | 0 | 0 | 0 | 0 | 0 | 0 | 0 | 0
F5_Commercial_Other Health_New_Food Preparation_Natural Gas_Broiler_Baseline Forecast | F5 | Commercial | Other Health | New | Food Preparation | Natural Gas | Broiler | Baseline Forecast | Turnover | 0 | 344.4808 | 1661.5589 | 1061.8525 | 1269.6025 | 1308.4415 | 1315.0167 | 1138.1427 | 1122.1922 | 1148.4588 | 1167.1531 | 1158.2864 | 1209.0658 | 1512.0572 | 1648.5676 | 1794.6192 | 1928.4604 | 2095.5988 | 2426.1613 | 2185.8219 | 2238.3174 | 2260.1363 | 2264.3838 | 2230.1535 | 2308.0885 | 2402.6499 | 2507.3283 | 2607.953 | 2741.7405 | 2979.5376 | 3084.3234 | 3175.4216 | 2612.1708
F6_Commercial_Other Health_New_Food Preparation_Natural Gas_Broiler_Baseline Forecast | F6 | Commercial | Other Health | New | Food Preparation | Natural Gas | Broiler | Baseline Forecast | Avg. Replacement Usage (kWh) | 0.15613 | 0.1508 | 0.16797 | 0.16489 | 0.1649 | 0.16489 | 0.16487 | 0.16485 | 0.16483 | 0.16481 | 0.16479 | 0.16477 | 0.16475 | 0.16473 | 0.16471 | 0.16469 | 0.16467 | 0.16465 | 0.16463 | 0.16461 | 0.16458 | 0.16456 | 0.16455 | 0.16453 | 0.16451 | 0.1645 | 0.16449 | 0.16448 | 0.16447 | 0.16446 | 0.16446 | 0.16446 | 0.16446
F7_Commercial_Other Health_New_Food Preparation_Natural Gas_Broiler_Baseline Forecast | F7 | Commercial | Other Health | New | Food Preparation | Natural Gas | Broiler | Baseline Forecast | Avg. Replacement Summer Demand (kW) | 0 | 0 | 0 | 0 | 0 | 0 | 0 | 0 | 0 | 0 | 0 | 0 | 0 | 0 | 0 | 0 | 0 | 0 | 0 | 0 | 0 | 0 | 0 | 0 | 0 | 0 | 0 | 0 | 0 | 0 | 0 | 0 | 0
F8_Commercial_Other Health_New_Food Preparation_Natural Gas_Broiler_Baseline Forecast | F8 | Commercial | Other Health | New | Food Preparation | Natural Gas | Broiler | Baseline Forecast | Avg. Replacement Winter Demand (kW) | 0 | 0 | 0 | 0 | 0 | 0 | 0 | 0 | 0 | 0 | 0 | 0 | 0 | 0 | 0 | 0 | 0 | 0 | 0 | 0 | 0 | 0 | 0 | 0 | 0 | 0 | 0 | 0 | 0 | 0 | 0 | 0 | 0
F1_Commercial_Other Health_New_Food Preparation_Natural Gas_Griddle_Baseline Forecast | F1 | Commercial | Other Health | New | Food Preparation | Natural Gas | Griddle | Baseline Forecast | Units | 0 | 344.4808 | 2006.0398 | 3067.8923 | 4337.4948 | 5645.9364 | 6960.953 | 8099.0957 | 9221.2879 | 10369.7468 | 11536.8998 | 12695.1862 | 13835.3559 | 14959.9843 | 16086.2385 | 17209.0864 | 18338.4415 | 19441.4491 | 20500.6448 | 21525.6653 | 22551.1893 | 23597.4789 | 24657.4044 | 25728.5446 | 26811.1923 | 27896.8904 | 28986.8328 | 30077.5094 | 31172.9975 | 32270.8735 | 33376.9179 | 34483.7662 | 34953.9655
F2_Commercial_Other Health_New_Food Preparation_Natural Gas_Griddle_Baseline Forecast | F2 | Commercial | Other Health | New | Food Preparation | Natural Gas | Griddle | Baseline Forecast | Usage (MMtherm) | 0 | 3.4482e-05 | 0.00022369 | 0.00032409 | 0.00044905 | 0.00057784 | 0.00070727 | 0.00081929 | 0.00092974 | 0.0010428 | 0.0011577 | 0.0012717 | 0.0013831 | 0.0014895 | 0.001597 | 0.0017048 | 0.0018137 | 0.0019196 | 0.0020178 | 0.0021187 | 0.0022196 | 0.0023226 | 0.0024269 | 0.0025324 | 0.0026389 | 0.0027458 | 0.0028531 | 0.0029604 | 0.0030682 | 0.0031763 | 0.0032852 | 0.0033941 | 0.0034404
F3_Commercial_Other Health_New_Food Preparation_Natural Gas_Griddle_Baseline Forecast | F3 | Commercial | Other Health | New | Food Preparation | Natural Gas | Griddle | Baseline Forecast | Summer Peak Demand (MW) | 0 | 0 | 0 | 0 | 0 | 0 | 0 | 0 | 0 | 0 | 0 | 0 | 0 | 0 | 0 | 0 | 0 | 0 | 0 | 0 | 0 | 0 | 0 | 0 | 0 | 0 | 0 | 0 | 0 | 0 | 0 | 0 | 0
F4_Commercial_Other Health_New_Food Preparation_Natural Gas_Griddle_Baseline Forecast | F4 | Commercial | Other Health | New | Food Preparation | Natural Gas | Griddle | Baseline Forecast | Winter Peak Demand (MW) | 0 | 0 | 0 | 0 | 0 | 0 | 0 | 0 | 0 | 0 | 0 | 0 | 0 | 0 | 0 | 0 | 0 | 0 | 0 | 0 | 0 | 0 | 0 | 0 | 0 | 0 | 0 | 0 | 0 | 0 | 0 | 0 | 0
F5_Commercial_Other Health_New_Food Preparation_Natural Gas_Griddle_Baseline Forecast | F5 | Commercial | Other Health | New | Food Preparation | Natural Gas | Griddle | Baseline Forecast | Turnover | 0 | 344.4808 | 1661.5589 | 1061.8525 | 1269.6025 | 1308.4415 | 1315.0167 | 1138.1427 | 1122.1922 | 1148.4588 | 1167.1531 | 1158.2864 | 1209.0658 | 1512.0572 | 1648.5676 | 1794.6192 | 1928.4604 | 2095.5988 | 2426.1613 | 2185.8219 | 2238.3174 | 2260.1363 | 2264.3838 | 2230.1535 | 2308.0885 | 2402.6499 | 2507.3283 | 2607.953 | 2741.7405 | 2979.5376 | 3084.3234 | 3175.4216 | 2612.1708
F6_Commercial_Other Health_New_Food Preparation_Natural Gas_Griddle_Baseline Forecast | F6 | Commercial | Other Health | New | Food Preparation | Natural Gas | Griddle | Baseline Forecast | Avg. Replacement Usage (kWh) | 0.10364 | 0.1001 | 0.11151 | 0.098426 | 0.098426 | 0.098426 | 0.098426 | 0.098426 | 0.098426 | 0.098426 | 0.098426 | 0.098426 | 0.098426 | 0.098426 | 0.098426 | 0.098426 | 0.098426 | 0.098426 | 0.098426 | 0.098426 | 0.098426 | 0.098426 | 0.098426 | 0.098426 | 0.098426 | 0.098426 | 0.098426 | 0.098426 | 0.098426 | 0.098426 | 0.098426 | 0.098426 | 0.098426
F7_Commercial_Other Health_New_Food Preparation_Natural Gas_Griddle_Baseline Forecast | F7 | Commercial | Other Health | New | Food Preparation | Natural Gas | Griddle | Baseline Forecast | Avg. Replacement Summer Demand (kW) | 0 | 0 | 0 | 0 | 0 | 0 | 0 | 0 | 0 | 0 | 0 | 0 | 0 | 0 | 0 | 0 | 0 | 0 | 0 | 0 | 0 | 0 | 0 | 0 | 0 | 0 | 0 | 0 | 0 | 0 | 0 | 0 | 0
F8_Commercial_Other Health_New_Food Preparation_Natural Gas_Griddle_Baseline Forecast | F8 | Commercial | Other Health | New | Food Preparation | Natural Gas | Griddle | Baseline Forecast | Avg. Replacement Winter Demand (kW) | 0 | 0 | 0 | 0 | 0 | 0 | 0 | 0 | 0 | 0 | 0 | 0 | 0 | 0 | 0 | 0 | 0 | 0 | 0 | 0 | 0 | 0 | 0 | 0 | 0 | 0 | 0 | 0 | 0 | 0 | 0 | 0 | 0
F1_Commercial_Other Health_New_Food Preparation_Natural Gas_Range_Baseline Forecast | F1 | Commercial | Other Health | New | Food Preparation | Natural Gas | Range | Baseline Forecast | Units | 0 | 1456.291 | 8480.5236 | 12969.5002 | 18336.7389 | 23868.1693 | 29427.3961 | 34238.8889 | 38982.9512 | 43838.0555 | 48772.1895 | 53668.8397 | 58488.9015 | 63243.263 | 68004.497 | 72751.3313 | 77525.6746 | 82188.6342 | 86666.379 | 90999.6481 | 95335.0461 | 99758.2304 | 104239.0603 | 108767.3004 | 113344.1887 | 117933.9722 | 122541.6987 | 127152.5288 | 131783.6994 | 136424.9651 | 141100.7624 | 145779.9586 | 147767.7239
F2_Commercial_Other Health_New_Food Preparation_Natural Gas_Range_Baseline Forecast | F2 | Commercial | Other Health | New | Food Preparation | Natural Gas | Range | Baseline Forecast | Usage (MMtherm) | 0 | 0.00015121 | 0.00098091 | 0.0014725 | 0.002082 | 0.00271 | 0.0033412 | 0.0038875 | 0.004426 | 0.0049772 | 0.0055373 | 0.0060931 | 0.0066401 | 0.0071796 | 0.0077198 | 0.0082583 | 0.0087998 | 0.0093287 | 0.0098365 | 0.010328 | 0.010819 | 0.011321 | 0.011829 | 0.012342 | 0.012861 | 0.013381 | 0.013903 | 0.014426 | 0.014951 | 0.015477 | 0.016007 | 0.016537 | 0.016762
F3_Commercial_Other Health_New_Food Preparation_Natural Gas_Range_Baseline Forecast | F3 | Commercial | Other Health | New | Food Preparation | Natural Gas | Range | Baseline Forecast | Summer Peak Demand (MW) | 0 | 0 | 0 | 0 | 0 | 0 | 0 | 0 | 0 | 0 | 0 | 0 | 0 | 0 | 0 | 0 | 0 | 0 | 0 | 0 | 0 | 0 | 0 | 0 | 0 | 0 | 0 | 0 | 0 | 0 | 0 | 0 | 0
F4_Commercial_Other Health_New_Food Preparation_Natural Gas_Range_Baseline Forecast | F4 | Commercial | Other Health | New | Food Preparation | Natural Gas | Range | Baseline Forecast | Winter Peak Demand (MW) | 0 | 0 | 0 | 0 | 0 | 0 | 0 | 0 | 0 | 0 | 0 | 0 | 0 | 0 | 0 | 0 | 0 | 0 | 0 | 0 | 0 | 0 | 0 | 0 | 0 | 0 | 0 | 0 | 0 | 0 | 0 | 0 | 0
F5_Commercial_Other Health_New_Food Preparation_Natural Gas_Range_Baseline Forecast | F5 | Commercial | Other Health | New | Food Preparation | Natural Gas | Range | Baseline Forecast | Turnover | 0 | 1456.291 | 7024.2326 | 4488.9766 | 5367.2387 | 5531.4304 | 5559.2267 | 4811.4929 | 4744.0623 | 4855.1043 | 5225.3922 | 6534.5033 | 7028.1396 | 7594.2714 | 8139.448 | 8943.0089 | 10553.184 | 9570.2424 | 9604.8231 | 9523.052 | 9801.4117 | 10005.6091 | 10447.9476 | 10958.9329 | 11607.113 | 12667.7758 | 13113.5726 | 13484.8796 | 13777.9354 | 14129.6085 | 14689.6911 | 14522.2286 | 12063.0428
F6_Commercial_Other Health_New_Food Preparation_Natural Gas_Range_Baseline Forecast | F6 | Commercial | Other Health | New | Food Preparation | Natural Gas | Range | Baseline Forecast | Avg. Replacement Usage (kWh) | 0.1075 | 0.10383 | 0.11567 | 0.11354 | 0.11354 | 0.11354 | 0.11354 | 0.11353 | 0.11353 | 0.11352 | 0.11352 | 0.11351 | 0.11351 | 0.1135 | 0.1135 | 0.11349 | 0.11349 | 0.11348 | 0.11347 | 0.11347 | 0.11346 | 0.11346 | 0.11345 | 0.11345 | 0.11344 | 0.11344 | 0.11343 | 0.11343 | 0.11343 | 0.11343 | 0.11343 | 0.11342 | 0.11342
F7_Commercial_Other Health_New_Food Preparation_Natural Gas_Range_Baseline Forecast | F7 | Commercial | Other Health | New | Food Preparation | Natural Gas | Range | Baseline Forecast | Avg. Replacement Summer Demand (kW) | 0 | 0 | 0 | 0 | 0 | 0 | 0 | 0 | 0 | 0 | 0 | 0 | 0 | 0 | 0 | 0 | 0 | 0 | 0 | 0 | 0 | 0 | 0 | 0 | 0 | 0 | 0 | 0 | 0 | 0 | 0 | 0 | 0
F8_Commercial_Other Health_New_Food Preparation_Natural Gas_Range_Baseline Forecast | F8 | Commercial | Other Health | New | Food Preparation | Natural Gas | Range | Baseline Forecast | Avg. Replacement Winter Demand (kW) | 0 | 0 | 0 | 0 | 0 | 0 | 0 | 0 | 0 | 0 | 0 | 0 | 0 | 0 | 0 | 0 | 0 | 0 | 0 | 0 | 0 | 0 | 0 | 0 | 0 | 0 | 0 | 0 | 0 | 0 | 0 | 0 | 0
F1_Commercial_Other Health_New_Food Preparation_Natural Gas_Steamer_Baseline Forecast | F1 | Commercial | Other Health | New | Food Preparation | Natural Gas | Steamer | Baseline Forecast | Units | 0 | 160.032 | 931.9257 | 1425.2198 | 2015.0263 | 2622.8757 | 3233.7798 | 3762.5153 | 4283.8408 | 4817.3687 | 5359.5813 | 5897.6747 | 6427.3518 | 6949.8091 | 7473.0216 | 7994.6518 | 8519.3049 | 9031.718 | 9523.7779 | 9999.9613 | 10476.3787 | 10962.4429 | 11454.8418 | 11952.4506 | 12455.4053 | 12959.7772 | 13466.1207 | 13972.8054 | 14481.7252 | 14991.7544 | 15505.5783 | 16019.7757 | 16238.2114
F2_Commercial_Other Health_New_Food Preparation_Natural Gas_Steamer_Baseline Forecast | F2 | Commercial | Other Health | New | Food Preparation | Natural Gas | Steamer | Baseline Forecast | Usage (MMtherm) | 0 | 2.7744e-05 | 0.00017978 | 0.00020876 | 0.00024737 | 0.00028716 | 0.00032714 | 0.00036175 | 0.00039588 | 0.0004308 | 0.00046409 | 0.00048672 | 0.00051021 | 0.00053446 | 0.00055987 | 0.00058616 | 0.00061352 | 0.00064085 | 0.00066754 | 0.00068769 | 0.00068575 | 0.00071757 | 0.0007498 | 0.00078237 | 0.00081529 | 0.00084831 | 0.00088145 | 0.00091462 | 0.00094793 | 0.00098132 | 0.001015 | 0.0010486 | 0.0010629
F3_Commercial_Other Health_New_Food Preparation_Natural Gas_Steamer_Baseline Forecast | F3 | Commercial | Other Health | New | Food Preparation | Natural Gas | Steamer | Baseline Forecast | Summer Peak Demand (MW) | 0 | 0 | 0 | 0 | 0 | 0 | 0 | 0 | 0 | 0 | 0 | 0 | 0 | 0 | 0 | 0 | 0 | 0 | 0 | 0 | 0 | 0 | 0 | 0 | 0 | 0 | 0 | 0 | 0 | 0 | 0 | 0 | 0
F4_Commercial_Other Health_New_Food Preparation_Natural Gas_Steamer_Baseline Forecast | F4 | Commercial | Other Health | New | Food Preparation | Natural Gas | Steamer | Baseline Forecast | Winter Peak Demand (MW) | 0 | 0 | 0 | 0 | 0 | 0 | 0 | 0 | 0 | 0 | 0 | 0 | 0 | 0 | 0 | 0 | 0 | 0 | 0 | 0 | 0 | 0 | 0 | 0 | 0 | 0 | 0 | 0 | 0 | 0 | 0 | 0 | 0
F5_Commercial_Other Health_New_Food Preparation_Natural Gas_Steamer_Baseline Forecast | F5 | Commercial | Other Health | New | Food Preparation | Natural Gas | Steamer | Baseline Forecast | Turnover | 0 | 160.032 | 771.8937 | 493.2941 | 589.8065 | 607.8495 | 610.904 | 528.7355 | 521.3255 | 533.5279 | 559.9939 | 639.665 | 674.7734 | 716.9659 | 763.6479 | 803.2287 | 833.7113 | 845.0566 | 847.0238 | 903.2097 | 1115.4906 | 1043.3105 | 1097.1124 | 1125.538 | 1151.3023 | 1148.0118 | 1170.0813 | 1194.5452 | 1228.8582 | 1298.4522 | 1341.3792 | 1384.6965 | 1131.648
F6_Commercial_Other Health_New_Food Preparation_Natural Gas_Steamer_Baseline Forecast | F6 | Commercial | Other Health | New | Food Preparation | Natural Gas | Steamer | Baseline Forecast | Avg. Replacement Usage (kWh) | 0.17955 | 0.17337 | 0.19287 | 0.065457 | 0.065457 | 0.065457 | 0.065457 | 0.065457 | 0.065457 | 0.065457 | 0.065457 | 0.065457 | 0.065457 | 0.065457 | 0.065457 | 0.065457 | 0.065457 | 0.065457 | 0.065457 | 0.065457 | 0.065457 | 0.065457 | 0.065457 | 0.065457 | 0.065457 | 0.065457 | 0.065457 | 0.065457 | 0.065457 | 0.065457 | 0.065457 | 0.065457 | 0.065457
F7_Commercial_Other Health_New_Food Preparation_Natural Gas_Steamer_Baseline Forecast | F7 | Commercial | Other Health | New | Food Preparation | Natural Gas | Steamer | Baseline Forecast | Avg. Replacement Summer Demand (kW) | 0 | 0 | 0 | 0 | 0 | 0 | 0 | 0 | 0 | 0 | 0 | 0 | 0 | 0 | 0 | 0 | 0 | 0 | 0 | 0 | 0 | 0 | 0 | 0 | 0 | 0 | 0 | 0 | 0 | 0 | 0 | 0 | 0
F8_Commercial_Other Health_New_Food Preparation_Natural Gas_Steamer_Baseline Forecast | F8 | Commercial | Other Health | New | Food Preparation | Natural Gas | Steamer | Baseline Forecast | Avg. Replacement Winter Demand (kW) | 0 | 0 | 0 | 0 | 0 | 0 | 0 | 0 | 0 | 0 | 0 | 0 | 0 | 0 | 0 | 0 | 0 | 0 | 0 | 0 | 0 | 0 | 0 | 0 | 0 | 0 | 0 | 0 | 0 | 0 | 0 | 0 | 0
F1_Commercial_Other Health_New_Food Preparation_Natural Gas_Food Prep Other_Baseline Forecast | F1 | Commercial | Other Health | New | Food Preparation | Natural Gas | Food Prep Other | Baseline Forecast | Units | 0 | 0 | 0 | 0 | 0 | 0 | 0 | 0 | 0 | 0 | 0 | 0 | 0 | 0 | 0 | 0 | 0 | 0 | 0 | 0 | 0 | 0 | 0 | 0 | 0 | 0 | 0 | 0 | 0 | 0 | 0 | 0 | 0
F2_Commercial_Other Health_New_Food Preparation_Natural Gas_Food Prep Other_Baseline Forecast | F2 | Commercial | Other Health | New | Food Preparation | Natural Gas | Food Prep Other | Baseline Forecast | Usage (MMtherm) | 0 | 0 | 0 | 0 | 0 | 0 | 0 | 0 | 0 | 0 | 0 | 0 | 0 | 0 | 0 | 0 | 0 | 0 | 0 | 0 | 0 | 0 | 0 | 0 | 0 | 0 | 0 | 0 | 0 | 0 | 0 | 0 | 0
F3_Commercial_Other Health_New_Food Preparation_Natural Gas_Food Prep Other_Baseline Forecast | F3 | Commercial | Other Health | New | Food Preparation | Natural Gas | Food Prep Other | Baseline Forecast | Summer Peak Demand (MW) | 0 | 0 | 0 | 0 | 0 | 0 | 0 | 0 | 0 | 0 | 0 | 0 | 0 | 0 | 0 | 0 | 0 | 0 | 0 | 0 | 0 | 0 | 0 | 0 | 0 | 0 | 0 | 0 | 0 | 0 | 0 | 0 | 0
F4_Commercial_Other Health_New_Food Preparation_Natural Gas_Food Prep Other_Baseline Forecast | F4 | Commercial | Other Health | New | Food Preparation | Natural Gas | Food Prep Other | Baseline Forecast | Winter Peak Demand (MW) | 0 | 0 | 0 | 0 | 0 | 0 | 0 | 0 | 0 | 0 | 0 | 0 | 0 | 0 | 0 | 0 | 0 | 0 | 0 | 0 | 0 | 0 | 0 | 0 | 0 | 0 | 0 | 0 | 0 | 0 | 0 | 0 | 0
F5_Commercial_Other Health_New_Food Preparation_Natural Gas_Food Prep Other_Baseline Forecast | F5 | Commercial | Other Health | New | Food Preparation | Natural Gas | Food Prep Other | Baseline Forecast | Turnover | 0 | 0 | 0 | 0 | 0 | 0 | 0 | 0 | 0 | 0 | 0 | 0 | 0 | 0 | 0 | 0 | 0 | 0 | 0 | 0 | 0 | 0 | 0 | 0 | 0 | 0 | 0 | 0 | 0 | 0 | 0 | 0 | 0
F6_Commercial_Other Health_New_Food Preparation_Natural Gas_Food Prep Other_Baseline Forecast | F6 | Commercial | Other Health | New | Food Preparation | Natural Gas | Food Prep Other | Baseline Forecast | Avg. Replacement Usage (kWh) | 0.044865 | 0.043333 | 0.048272 | 0.047384 | 0.047384 | 0.047384 | 0.047384 | 0.047384 | 0.047384 | 0.047384 | 0.047384 | 0.047384 | 0.047384 | 0.047384 | 0.047384 | 0.047384 | 0.047384 | 0.047384 | 0.047384 | 0.047384 | 0.047384 | 0.047384 | 0.047384 | 0.047384 | 0.047384 | 0.047384 | 0.047384 | 0.047384 | 0.047384 | 0.047384 | 0.047384 | 0.047384 | 0.047384
F7_Commercial_Other Health_New_Food Preparation_Natural Gas_Food Prep Other_Baseline Forecast | F7 | Commercial | Other Health | New | Food Preparation | Natural Gas | Food Prep Other | Baseline Forecast | Avg. Replacement Summer Demand (kW) | 0 | 0 | 0 | 0 | 0 | 0 | 0 | 0 | 0 | 0 | 0 | 0 | 0 | 0 | 0 | 0 | 0 | 0 | 0 | 0 | 0 | 0 | 0 | 0 | 0 | 0 | 0 | 0 | 0 | 0 | 0 | 0 | 0
F8_Commercial_Other Health_New_Food Preparation_Natural Gas_Food Prep Other_Baseline Forecast | F8 | Commercial | Other Health | New | Food Preparation | Natural Gas | Food Prep Other | Baseline Forecast | Avg. Replacement Winter Demand (kW) | 0 | 0 | 0 | 0 | 0 | 0 | 0 | 0 | 0 | 0 | 0 | 0 | 0 | 0 | 0 | 0 | 0 | 0 | 0 | 0 | 0 | 0 | 0 | 0 | 0 | 0 | 0 | 0 | 0 | 0 | 0 | 0 | 0
F1_Commercial_Other Health_New_Miscellaneous_Natural Gas_Pool Heater_Baseline Forecast | F1 | Commercial | Other Health | New | Miscellaneous | Natural Gas | Pool Heater | Baseline Forecast | Units | 0 | 0 | 0 | 0 | 0 | 0 | 0 | 0 | 0 | 0 | 0 | 0 | 0 | 0 | 0 | 0 | 0 | 0 | 0 | 0 | 0 | 0 | 0 | 0 | 0 | 0 | 0 | 0 | 0 | 0 | 0 | 0 | 0
F2_Commercial_Other Health_New_Miscellaneous_Natural Gas_Pool Heater_Baseline Forecast | F2 | Commercial | Other Health | New | Miscellaneous | Natural Gas | Pool Heater | Baseline Forecast | Usage (MMtherm) | 0 | 0 | 0 | 0 | 0 | 0 | 0 | 0 | 0 | 0 | 0 | 0 | 0 | 0 | 0 | 0 | 0 | 0 | 0 | 0 | 0 | 0 | 0 | 0 | 0 | 0 | 0 | 0 | 0 | 0 | 0 | 0 | 0
F3_Commercial_Other Health_New_Miscellaneous_Natural Gas_Pool Heater_Baseline Forecast | F3 | Commercial | Other Health | New | Miscellaneous | Natural Gas | Pool Heater | Baseline Forecast | Summer Peak Demand (MW) | 0 | 0 | 0 | 0 | 0 | 0 | 0 | 0 | 0 | 0 | 0 | 0 | 0 | 0 | 0 | 0 | 0 | 0 | 0 | 0 | 0 | 0 | 0 | 0 | 0 | 0 | 0 | 0 | 0 | 0 | 0 | 0 | 0
F4_Commercial_Other Health_New_Miscellaneous_Natural Gas_Pool Heater_Baseline Forecast | F4 | Commercial | Other Health | New | Miscellaneous | Natural Gas | Pool Heater | Baseline Forecast | Winter Peak Demand (MW) | 0 | 0 | 0 | 0 | 0 | 0 | 0 | 0 | 0 | 0 | 0 | 0 | 0 | 0 | 0 | 0 | 0 | 0 | 0 | 0 | 0 | 0 | 0 | 0 | 0 | 0 | 0 | 0 | 0 | 0 | 0 | 0 | 0
F5_Commercial_Other Health_New_Miscellaneous_Natural Gas_Pool Heater_Baseline Forecast | F5 | Commercial | Other Health | New | Miscellaneous | Natural Gas | Pool Heater | Baseline Forecast | Turnover | 0 | 0 | 0 | 0 | 0 | 0 | 0 | 0 | 0 | 0 | 0 | 0 | 0 | 0 | 0 | 0 | 0 | 0 | 0 | 0 | 0 | 0 | 0 | 0 | 0 | 0 | 0 | 0 | 0 | 0 | 0 | 0 | 0
F6_Commercial_Other Health_New_Miscellaneous_Natural Gas_Pool Heater_Baseline Forecast | F6 | Commercial | Other Health | New | Miscellaneous | Natural Gas | Pool Heater | Baseline Forecast | Avg. Replacement Usage (kWh) | 0.01 | 0.0096587 | 0.01076 | 0.010562 | 0.010562 | 0.010562 | 0.010562 | 0.010562 | 0.010562 | 0.010562 | 0.010562 | 0.010562 | 0.010562 | 0.010562 | 0.010562 | 0.010562 | 0.010562 | 0.010562 | 0.010562 | 0.010562 | 0.010562 | 0.010562 | 0.010562 | 0.010562 | 0.010562 | 0.010562 | 0.010562 | 0.010562 | 0.010562 | 0.010562 | 0.010562 | 0.010562 | 0.010562
F7_Commercial_Other Health_New_Miscellaneous_Natural Gas_Pool Heater_Baseline Forecast | F7 | Commercial | Other Health | New | Miscellaneous | Natural Gas | Pool Heater | Baseline Forecast | Avg. Replacement Summer Demand (kW) | 0 | 0 | 0 | 0 | 0 | 0 | 0 | 0 | 0 | 0 | 0 | 0 | 0 | 0 | 0 | 0 | 0 | 0 | 0 | 0 | 0 | 0 | 0 | 0 | 0 | 0 | 0 | 0 | 0 | 0 | 0 | 0 | 0
F8_Commercial_Other Health_New_Miscellaneous_Natural Gas_Pool Heater_Baseline Forecast | F8 | Commercial | Other Health | New | Miscellaneous | Natural Gas | Pool Heater | Baseline Forecast | Avg. Replacement Winter Demand (kW) | 0 | 0 | 0 | 0 | 0 | 0 | 0 | 0 | 0 | 0 | 0 | 0 | 0 | 0 | 0 | 0 | 0 | 0 | 0 | 0 | 0 | 0 | 0 | 0 | 0 | 0 | 0 | 0 | 0 | 0 | 0 | 0 | 0
F1_Commercial_Other Health_New_Miscellaneous_Natural Gas_Miscellaneous_Baseline Forecast | F1 | Commercial | Other Health | New | Miscellaneous | Natural Gas | Miscellaneous | Baseline Forecast | Units | 0 | 13378.6738 | 77908.9861 | 119148.3753 | 168456.1946 | 219272.4125 | 270343.9901 | 314546.2763 | 358129.0901 | 402732.0261 | 448060.9936 | 493045.6046 | 537326.612 | 581004.0425 | 624744.6097 | 668352.8898 | 712213.8896 | 755051.6283 | 796187.8333 | 835996.7668 | 875825.2588 | 916460.2261 | 957624.7736 | 999224.8698 | 1041271.887 | 1083437.3712 | 1125767.6939 | 1168126.5284 | 1210672.2273 | 1253310.668 | 1296266.3445 | 1339253.2462 | 1357514.4743
F2_Commercial_Other Health_New_Miscellaneous_Natural Gas_Miscellaneous_Baseline Forecast | F2 | Commercial | Other Health | New | Miscellaneous | Natural Gas | Miscellaneous | Baseline Forecast | Usage (MMtherm) | 0 | 0.00010207 | 0.00066216 | 0.00099402 | 0.0014054 | 0.0018293 | 0.0022554 | 0.0026242 | 0.0029878 | 0.0033599 | 0.003738 | 0.0041133 | 0.0044828 | 0.0048472 | 0.0052121 | 0.0055759 | 0.0059418 | 0.0062992 | 0.0066424 | 0.0069745 | 0.0073068 | 0.0076458 | 0.0079892 | 0.0083362 | 0.008687 | 0.0090388 | 0.009392 | 0.0097453 | 0.0101 | 0.010456 | 0.010814 | 0.011173 | 0.011325
F3_Commercial_Other Health_New_Miscellaneous_Natural Gas_Miscellaneous_Baseline Forecast | F3 | Commercial | Other Health | New | Miscellaneous | Natural Gas | Miscellaneous | Baseline Forecast | Summer Peak Demand (MW) | 0 | 0 | 0 | 0 | 0 | 0 | 0 | 0 | 0 | 0 | 0 | 0 | 0 | 0 | 0 | 0 | 0 | 0 | 0 | 0 | 0 | 0 | 0 | 0 | 0 | 0 | 0 | 0 | 0 | 0 | 0 | 0 | 0
F4_Commercial_Other Health_New_Miscellaneous_Natural Gas_Miscellaneous_Baseline Forecast | F4 | Commercial | Other Health | New | Miscellaneous | Natural Gas | Miscellaneous | Baseline Forecast | Winter Peak Demand (MW) | 0 | 0 | 0 | 0 | 0 | 0 | 0 | 0 | 0 | 0 | 0 | 0 | 0 | 0 | 0 | 0 | 0 | 0 | 0 | 0 | 0 | 0 | 0 | 0 | 0 | 0 | 0 | 0 | 0 | 0 | 0 | 0 | 0
F5_Commercial_Other Health_New_Miscellaneous_Natural Gas_Miscellaneous_Baseline Forecast | F5 | Commercial | Other Health | New | Miscellaneous | Natural Gas | Miscellaneous | Baseline Forecast | Turnover | 0 | 13378.6738 | 64530.3123 | 41239.3892 | 51219.0584 | 61673.0389 | 66268.7655 | 64545.4556 | 69830.2502 | 76567.7052 | 81948.1204 | 90246.1787 | 108918.2762 | 104001.7011 | 111247.044 | 120076.5703 | 125601.6322 | 128291.4741 | 133075.8224 | 138520.4159 | 144333.3099 | 151639.0559 | 161539.7892 | 163965.4397 | 170705.3021 | 178093.6725 | 183873.5989 | 188851.819 | 194947.0216 | 201122.1241 | 207471.2931 | 213978.4434 | 196441.7881
F6_Commercial_Other Health_New_Miscellaneous_Natural Gas_Miscellaneous_Baseline Forecast | F6 | Commercial | Other Health | New | Miscellaneous | Natural Gas | Miscellaneous | Baseline Forecast | Avg. Replacement Usage (kWh) | 0.0078991 | 0.0076295 | 0.0084991 | 0.0083427 | 0.0083427 | 0.0083427 | 0.0083427 | 0.0083427 | 0.0083427 | 0.0083427 | 0.0083427 | 0.0083427 | 0.0083427 | 0.0083427 | 0.0083427 | 0.0083427 | 0.0083427 | 0.0083427 | 0.0083427 | 0.0083427 | 0.0083427 | 0.0083427 | 0.0083427 | 0.0083427 | 0.0083427 | 0.0083427 | 0.0083427 | 0.0083427 | 0.0083427 | 0.0083427 | 0.0083427 | 0.0083427 | 0.0083427
F7_Commercial_Other Health_New_Miscellaneous_Natural Gas_Miscellaneous_Baseline Forecast | F7 | Commercial | Other Health | New | Miscellaneous | Natural Gas | Miscellaneous | Baseline Forecast | Avg. Replacement Summer Demand (kW) | 0 | 0 | 0 | 0 | 0 | 0 | 0 | 0 | 0 | 0 | 0 | 0 | 0 | 0 | 0 | 0 | 0 | 0 | 0 | 0 | 0 | 0 | 0 | 0 | 0 | 0 | 0 | 0 | 0 | 0 | 0 | 0 | 0
F8_Commercial_Other Health_New_Miscellaneous_Natural Gas_Miscellaneous_Baseline Forecast | F8 | Commercial | Other Health | New | Miscellaneous | Natural Gas | Miscellaneous | Baseline Forecast | Avg. Replacement Winter Demand (kW) | 0 | 0 | 0 | 0 | 0 | 0 | 0 | 0 | 0 | 0 | 0 | 0 | 0 | 0 | 0 | 0 | 0 | 0 | 0 | 0 | 0 | 0 | 0 | 0 | 0 | 0 | 0 | 0 | 0 | 0 | 0 | 0 | 0
F1_Commercial_Lodging_Existing_Space Heating_Natural Gas_Furnace_Baseline Forecast | F1 | Commercial | Lodging | Existing | Space Heating | Natural Gas | Furnace | Baseline Forecast | Units | 203999.8182 | 202961.9132 | 201924.0081 | 200670.5996 | 205359.4057 | 204807.5185 | 204320.3108 | 203881.4883 | 203457.545 | 203036.2267 | 202612.7996 | 202189.9395 | 201770.6833 | 201356.0751 | 200943.4972 | 200532.5552 | 200121.2397 | 199714.5636 | 199318.2391 | 198933.3492 | 198554.0853 | 198173.8276 | 197790.5786 | 197403.7758 | 197013.0883 | 196619.8978 | 196224.6823 | 195828.3165 | 195430.4947 | 195031.5057 | 194630.4404 | 194228.1865 | 196876.5618
F2_Commercial_Lodging_Existing_Space Heating_Natural Gas_Furnace_Baseline Forecast | F2 | Commercial | Lodging | Existing | Space Heating | Natural Gas | Furnace | Baseline Forecast | Usage (MMtherm) | 0.1087 | 0.10436 | 0.11494 | 0.11142 | 0.11325 | 0.11194 | 0.11066 | 0.10897 | 0.10729 | 0.1056 | 0.10389 | 0.10219 | 0.10049 | 0.098793 | 0.0971 | 0.095415 | 0.093737 | 0.092071 | 0.09042 | 0.088826 | 0.087281 | 0.085777 | 0.084263 | 0.082801 | 0.081386 | 0.080042 | 0.078762 | 0.077543 | 0.076378 | 0.075265 | 0.074197 | 0.073173 | 0.073589
F3_Commercial_Lodging_Existing_Space Heating_Natural Gas_Furnace_Baseline Forecast | F3 | Commercial | Lodging | Existing | Space Heating | Natural Gas | Furnace | Baseline Forecast | Summer Peak Demand (MW) | 0 | 0 | 0 | 0 | 0 | 0 | 0 | 0 | 0 | 0 | 0 | 0 | 0 | 0 | 0 | 0 | 0 | 0 | 0 | 0 | 0 | 0 | 0 | 0 | 0 | 0 | 0 | 0 | 0 | 0 | 0 | 0 | 0
F4_Commercial_Lodging_Existing_Space Heating_Natural Gas_Furnace_Baseline Forecast | F4 | Commercial | Lodging | Existing | Space Heating | Natural Gas | Furnace | Baseline Forecast | Winter Peak Demand (MW) | 0 | 0 | 0 | 0 | 0 | 0 | 0 | 0 | 0 | 0 | 0 | 0 | 0 | 0 | 0 | 0 | 0 | 0 | 0 | 0 | 0 | 0 | 0 | 0 | 0 | 0 | 0 | 0 | 0 | 0 | 0 | 0 | 0
F5_Commercial_Lodging_Existing_Space Heating_Natural Gas_Furnace_Baseline Forecast | F5 | Commercial | Lodging | Existing | Space Heating | Natural Gas | Furnace | Baseline Forecast | Turnover | 0 | 4072.8143 | 4415.6266 | 4721.8013 | 9718.531 | 5299.6813 | 5548.1194 | 5776.6509 | 5986.129 | 6177.7617 | 6352.8197 | 6512.6835 | 6658.6529 | 6791.8745 | 6913.284 | 7023.8068 | 7124.2357 | 7215.5448 | 7298.6813 | 7024.2982 | 6797.975 | 6613.5428 | 6813.0288 | 6669.5816 | 6555.8675 | 6468.0238 | 6402.5843 | 6356.4818 | 6326.9575 | 6311.5839 | 6308.1748 | 6314.8534 | 10233.4053
F6_Commercial_Lodging_Existing_Space Heating_Natural Gas_Furnace_Baseline Forecast | F6 | Commercial | Lodging | Existing | Space Heating | Natural Gas | Furnace | Baseline Forecast | Avg. Replacement Usage (kWh) | 0.5198 | 0.50206 | 0.55632 | 0.54318 | 0.54027 | 0.48303 | 0.48041 | 0.40472 | 0.4025 | 0.40027 | 0.39805 | 0.39583 | 0.39361 | 0.39139 | 0.38917 | 0.38695 | 0.38473 | 0.38251 | 0.38029 | 0.37806 | 0.37584 | 0.37362 | 0.3714 | 0.36918 | 0.36696 | 0.36475 | 0.36253 | 0.36031 | 0.3581 | 0.35588 | 0.35367 | 0.35145 | 0.35145
F7_Commercial_Lodging_Existing_Space Heating_Natural Gas_Furnace_Baseline Forecast | F7 | Commercial | Lodging | Existing | Space Heating | Natural Gas | Furnace | Baseline Forecast | Avg. Replacement Summer Demand (kW) | 0 | 0 | 0 | 0 | 0 | 0 | 0 | 0 | 0 | 0 | 0 | 0 | 0 | 0 | 0 | 0 | 0 | 0 | 0 | 0 | 0 | 0 | 0 | 0 | 0 | 0 | 0 | 0 | 0 | 0 | 0 | 0 | 0
F8_Commercial_Lodging_Existing_Space Heating_Natural Gas_Furnace_Baseline Forecast | F8 | Commercial | Lodging | Existing | Space Heating | Natural Gas | Furnace | Baseline Forecast | Avg. Replacement Winter Demand (kW) | 0 | 0 | 0 | 0 | 0 | 0 | 0 | 0 | 0 | 0 | 0 | 0 | 0 | 0 | 0 | 0 | 0 | 0 | 0 | 0 | 0 | 0 | 0 | 0 | 0 | 0 | 0 | 0 | 0 | 0 | 0 | 0 | 0
F1_Commercial_Lodging_Existing_Space Heating_Natural Gas_Boiler_Baseline Forecast | F1 | Commercial | Lodging | Existing | Space Heating | Natural Gas | Boiler | Baseline Forecast | Units | 141284.251 | 140565.4286 | 139846.6063 | 138978.5325 | 142225.8612 | 141843.6404 | 141506.2147 | 141202.2992 | 140908.6886 | 140616.896 | 140323.6429 | 140030.7824 | 139740.418 | 139453.2726 | 139167.5333 | 138882.927 | 138598.0621 | 138316.4102 | 138041.9275 | 137775.3642 | 137512.6972 | 137249.3419 | 136983.915 | 136716.0268 | 136445.4482 | 136173.1361 | 135899.4215 | 135624.9102 | 135349.3905 | 135073.0625 | 134795.2966 | 134516.7074 | 136350.8939
F2_Commercial_Lodging_Existing_Space Heating_Natural Gas_Boiler_Baseline Forecast | F2 | Commercial | Lodging | Existing | Space Heating | Natural Gas | Boiler | Baseline Forecast | Usage (MMtherm) | 0.17417 | 0.16802 | 0.186 | 0.18125 | 0.18573 | 0.18465 | 0.18361 | 0.1826 | 0.18159 | 0.18056 | 0.1795 | 0.17841 | 0.1773 | 0.17616 | 0.17499 | 0.17379 | 0.17254 | 0.17127 | 0.16996 | 0.16863 | 0.16726 | 0.16588 | 0.16448 | 0.16307 | 0.16162 | 0.16019 | 0.15877 | 0.15737 | 0.15598 | 0.1546 | 0.15323 | 0.15188 | 0.15386
F3_Commercial_Lodging_Existing_Space Heating_Natural Gas_Boiler_Baseline Forecast | F3 | Commercial | Lodging | Existing | Space Heating | Natural Gas | Boiler | Baseline Forecast | Summer Peak Demand (MW) | 0 | 0 | 0 | 0 | 0 | 0 | 0 | 0 | 0 | 0 | 0 | 0 | 0 | 0 | 0 | 0 | 0 | 0 | 0 | 0 | 0 | 0 | 0 | 0 | 0 | 0 | 0 | 0 | 0 | 0 | 0 | 0 | 0
F4_Commercial_Lodging_Existing_Space Heating_Natural Gas_Boiler_Baseline Forecast | F4 | Commercial | Lodging | Existing | Space Heating | Natural Gas | Boiler | Baseline Forecast | Winter Peak Demand (MW) | 0 | 0 | 0 | 0 | 0 | 0 | 0 | 0 | 0 | 0 | 0 | 0 | 0 | 0 | 0 | 0 | 0 | 0 | 0 | 0 | 0 | 0 | 0 | 0 | 0 | 0 | 0 | 0 | 0 | 0 | 0 | 0 | 0
F5_Commercial_Lodging_Existing_Space Heating_Natural Gas_Boiler_Baseline Forecast | F5 | Commercial | Lodging | Existing | Space Heating | Natural Gas | Boiler | Baseline Forecast | Turnover | 0 | 2595.0541 | 2813.482 | 3008.5658 | 6452.0925 | 3376.7706 | 3535.0666 | 3680.6788 | 3814.1509 | 3936.2525 | 4047.7933 | 4149.6529 | 4242.6595 | 4327.5436 | 4404.9015 | 4475.3227 | 4539.3125 | 4597.4914 | 4650.4631 | 4698.6908 | 4742.4395 | 4559.7128 | 4407.9772 | 4283.4074 | 4422.2325 | 4323.2815 | 4243.8536 | 4181.4361 | 4133.7669 | 4098.8457 | 4074.871 | 4060.2801 | 5896.296
F6_Commercial_Lodging_Existing_Space Heating_Natural Gas_Boiler_Baseline Forecast | F6 | Commercial | Lodging | Existing | Space Heating | Natural Gas | Boiler | Baseline Forecast | Avg. Replacement Usage (kWh) | 1.3782 | 1.3312 | 1.475 | 1.4402 | 1.4325 | 1.3051 | 1.2981 | 1.291 | 1.284 | 1.2769 | 1.2698 | 1.2628 | 1.2557 | 1.2487 | 1.2416 | 1.2346 | 1.2275 | 1.2205 | 1.2134 | 1.2063 | 1.1993 | 1.1923 | 1.1852 | 1.1781 | 1.1711 | 1.1641 | 1.157 | 1.1499 | 1.1429 | 1.1358 | 1.1288 | 1.1217 | 1.1217
F7_Commercial_Lodging_Existing_Space Heating_Natural Gas_Boiler_Baseline Forecast | F7 | Commercial | Lodging | Existing | Space Heating | Natural Gas | Boiler | Baseline Forecast | Avg. Replacement Summer Demand (kW) | 0 | 0 | 0 | 0 | 0 | 0 | 0 | 0 | 0 | 0 | 0 | 0 | 0 | 0 | 0 | 0 | 0 | 0 | 0 | 0 | 0 | 0 | 0 | 0 | 0 | 0 | 0 | 0 | 0 | 0 | 0 | 0 | 0
F8_Commercial_Lodging_Existing_Space Heating_Natural Gas_Boiler_Baseline Forecast | F8 | Commercial | Lodging | Existing | Space Heating | Natural Gas | Boiler | Baseline Forecast | Avg. Replacement Winter Demand (kW) | 0 | 0 | 0 | 0 | 0 | 0 | 0 | 0 | 0 | 0 | 0 | 0 | 0 | 0 | 0 | 0 | 0 | 0 | 0 | 0 | 0 | 0 | 0 | 0 | 0 | 0 | 0 | 0 | 0 | 0 | 0 | 0 | 0
F1_Commercial_Lodging_Existing_Space Heating_Natural Gas_Unit Heater_Baseline Forecast | F1 | Commercial | Lodging | Existing | Space Heating | Natural Gas | Unit Heater | Baseline Forecast | Units | 9447.8617 | 9399.7931 | 9351.7245 | 9293.6753 | 9510.8284 | 9485.2688 | 9462.7047 | 9442.3815 | 9422.7474 | 9403.2348 | 9383.6246 | 9364.0406 | 9344.6236 | 9325.4218 | 9306.314 | 9287.282 | 9268.2328 | 9249.3983 | 9231.0433 | 9213.2179 | 9195.653 | 9178.0421 | 9160.2926 | 9142.3786 | 9124.2847 | 9106.0748 | 9087.7711 | 9069.4142 | 9050.9899 | 9032.5114 | 9013.9369 | 8995.3073 | 9117.9617
F2_Commercial_Lodging_Existing_Space Heating_Natural Gas_Unit Heater_Baseline Forecast | F2 | Commercial | Lodging | Existing | Space Heating | Natural Gas | Unit Heater | Baseline Forecast | Usage (MMtherm) | 0.002517 | 0.0024188 | 0.0026665 | 0.0025873 | 0.0026336 | 0.0025977 | 0.0025619 | 0.0025263 | 0.0024905 | 0.0024545 | 0.0024182 | 0.0023836 | 0.0023501 | 0.0023175 | 0.0022846 | 0.0022542 | 0.0022258 | 0.0021993 | 0.0021719 | 0.0021459 | 0.0021211 | 0.0020957 | 0.0020768 | 0.0020582 | 0.0020401 | 0.0020222 | 0.0020046 | 0.0019872 | 0.0019701 | 0.0019531 | 0.0019363 | 0.0019196 | 0.0019453
F3_Commercial_Lodging_Existing_Space Heating_Natural Gas_Unit Heater_Baseline Forecast | F3 | Commercial | Lodging | Existing | Space Heating | Natural Gas | Unit Heater | Baseline Forecast | Summer Peak Demand (MW) | 0 | 0 | 0 | 0 | 0 | 0 | 0 | 0 | 0 | 0 | 0 | 0 | 0 | 0 | 0 | 0 | 0 | 0 | 0 | 0 | 0 | 0 | 0 | 0 | 0 | 0 | 0 | 0 | 0 | 0 | 0 | 0 | 0
F4_Commercial_Lodging_Existing_Space Heating_Natural Gas_Unit Heater_Baseline Forecast | F4 | Commercial | Lodging | Existing | Space Heating | Natural Gas | Unit Heater | Baseline Forecast | Winter Peak Demand (MW) | 0 | 0 | 0 | 0 | 0 | 0 | 0 | 0 | 0 | 0 | 0 | 0 | 0 | 0 | 0 | 0 | 0 | 0 | 0 | 0 | 0 | 0 | 0 | 0 | 0 | 0 | 0 | 0 | 0 | 0 | 0 | 0 | 0
F5_Commercial_Lodging_Existing_Space Heating_Natural Gas_Unit Heater_Baseline Forecast | F5 | Commercial | Lodging | Existing | Space Heating | Natural Gas | Unit Heater | Baseline Forecast | Turnover | 0 | 335.7069 | 397.6073 | 449.3298 | 712.9319 | 534.1529 | 566.8354 | 594.6581 | 618.2615 | 638.2284 | 655.0713 | 607.0027 | 574.6712 | 554.5018 | 573.9707 | 565.6836 | 563.1894 | 564.9677 | 663.6847 | 674.951 | 684.3991 | 744.6116 | 667.7158 | 658.4259 | 651.8161 | 643.8137 | 635.603 | 627.9591 | 616.9681 | 613.5296 | 615.2926 | 636.3617 | 759.7699
F6_Commercial_Lodging_Existing_Space Heating_Natural Gas_Unit Heater_Baseline Forecast | F6 | Commercial | Lodging | Existing | Space Heating | Natural Gas | Unit Heater | Baseline Forecast | Avg. Replacement Usage (kWh) | 0.26641 | 0.25732 | 0.28513 | 0.27839 | 0.27691 | 0.24784 | 0.2465 | 0.24516 | 0.24382 | 0.24248 | 0.24114 | 0.2398 | 0.23846 | 0.23712 | 0.23578 | 0.23444 | 0.2331 | 0.23176 | 0.23042 | 0.22908 | 0.22774 | 0.22641 | 0.22507 | 0.22373 | 0.22239 | 0.22105 | 0.21971 | 0.21837 | 0.21703 | 0.21569 | 0.21435 | 0.21301 | 0.21301
F7_Commercial_Lodging_Existing_Space Heating_Natural Gas_Unit Heater_Baseline Forecast | F7 | Commercial | Lodging | Existing | Space Heating | Natural Gas | Unit Heater | Baseline Forecast | Avg. Replacement Summer Demand (kW) | 0 | 0 | 0 | 0 | 0 | 0 | 0 | 0 | 0 | 0 | 0 | 0 | 0 | 0 | 0 | 0 | 0 | 0 | 0 | 0 | 0 | 0 | 0 | 0 | 0 | 0 | 0 | 0 | 0 | 0 | 0 | 0 | 0
F8_Commercial_Lodging_Existing_Space Heating_Natural Gas_Unit Heater_Baseline Forecast | F8 | Commercial | Lodging | Existing | Space Heating | Natural Gas | Unit Heater | Baseline Forecast | Avg. Replacement Winter Demand (kW) | 0 | 0 | 0 | 0 | 0 | 0 | 0 | 0 | 0 | 0 | 0 | 0 | 0 | 0 | 0 | 0 | 0 | 0 | 0 | 0 | 0 | 0 | 0 | 0 | 0 | 0 | 0 | 0 | 0 | 0 | 0 | 0 | 0
F1_Commercial_Lodging_Existing_Water Heating_Natural Gas_Water Heater_Baseline Forecast | F1 | Commercial | Lodging | Existing | Water Heating | Natural Gas | Water Heater | Baseline Forecast | Units | 501803.6871 | 499250.6232 | 496697.5593 | 493614.3947 | 505148.0333 | 503790.488 | 502592.0425 | 501512.6163 | 500469.7903 | 499433.4214 | 498391.8652 | 497351.7037 | 496320.4072 | 495300.544 | 494285.6748 | 493274.8298 | 492263.066 | 491262.7142 | 490287.8256 | 489341.0642 | 488408.1415 | 487472.7745 | 486530.0494 | 485578.5825 | 484617.5599 | 483650.3805 | 482678.2198 | 481703.2295 | 480724.6578 | 479743.215 | 478756.665 | 477767.1911 | 484281.7287
F2_Commercial_Lodging_Existing_Water Heating_Natural Gas_Water Heater_Baseline Forecast | F2 | Commercial | Lodging | Existing | Water Heating | Natural Gas | Water Heater | Baseline Forecast | Usage (MMtherm) | 0.42316 | 0.40133 | 0.43766 | 0.41935 | 0.42009 | 0.41142 | 0.40342 | 0.39628 | 0.39011 | 0.38503 | 0.38082 | 0.37731 | 0.37435 | 0.37185 | 0.36971 | 0.36784 | 0.36621 | 0.36476 | 0.36347 | 0.36232 | 0.36127 | 0.36029 | 0.35937 | 0.35848 | 0.35763 | 0.3568 | 0.35599 | 0.3552 | 0.35442 | 0.35364 | 0.35288 | 0.35212 | 0.3569
F3_Commercial_Lodging_Existing_Water Heating_Natural Gas_Water Heater_Baseline Forecast | F3 | Commercial | Lodging | Existing | Water Heating | Natural Gas | Water Heater | Baseline Forecast | Summer Peak Demand (MW) | 0 | 0 | 0 | 0 | 0 | 0 | 0 | 0 | 0 | 0 | 0 | 0 | 0 | 0 | 0 | 0 | 0 | 0 | 0 | 0 | 0 | 0 | 0 | 0 | 0 | 0 | 0 | 0 | 0 | 0 | 0 | 0 | 0
F4_Commercial_Lodging_Existing_Water Heating_Natural Gas_Water Heater_Baseline Forecast | F4 | Commercial | Lodging | Existing | Water Heating | Natural Gas | Water Heater | Baseline Forecast | Winter Peak Demand (MW) | 0 | 0 | 0 | 0 | 0 | 0 | 0 | 0 | 0 | 0 | 0 | 0 | 0 | 0 | 0 | 0 | 0 | 0 | 0 | 0 | 0 | 0 | 0 | 0 | 0 | 0 | 0 | 0 | 0 | 0 | 0 | 0 | 0
F5_Commercial_Lodging_Existing_Water Heating_Natural Gas_Water Heater_Baseline Forecast | F5 | Commercial | Lodging | Existing | Water Heating | Natural Gas | Water Heater | Baseline Forecast | Turnover | 0 | 19970.0249 | 25828.2731 | 30406.6467 | 45731.2439 | 37130.3184 | 39455.9278 | 41298.1897 | 42750.712 | 43890.3525 | 38935.1561 | 36137.4768 | 34825.0905 | 36770.7736 | 36642.3034 | 42053.0555 | 43193.9122 | 44085.8308 | 47715.0761 | 43585.2478 | 42514.1909 | 41278.0833 | 40574.5846 | 39908.5806 | 38886.9338 | 38842.6212 | 39359.2541 | 41314.0148 | 41534.0822 | 42910.0088 | 42678.2732 | 42290.5798 | 49149.7549
F6_Commercial_Lodging_Existing_Water Heating_Natural Gas_Water Heater_Baseline Forecast | F6 | Commercial | Lodging | Existing | Water Heating | Natural Gas | Water Heater | Baseline Forecast | Avg. Replacement Usage (kWh) | 0.69758 | 0.67377 | 0.75057 | 0.73676 | 0.73676 | 0.73676 | 0.73676 | 0.73676 | 0.73676 | 0.73676 | 0.73676 | 0.73676 | 0.73676 | 0.73676 | 0.73676 | 0.73676 | 0.73676 | 0.73676 | 0.73676 | 0.73676 | 0.73676 | 0.73676 | 0.73676 | 0.73676 | 0.73676 | 0.73676 | 0.73676 | 0.73676 | 0.73676 | 0.73676 | 0.73676 | 0.73676 | 0.73676
F7_Commercial_Lodging_Existing_Water Heating_Natural Gas_Water Heater_Baseline Forecast | F7 | Commercial | Lodging | Existing | Water Heating | Natural Gas | Water Heater | Baseline Forecast | Avg. Replacement Summer Demand (kW) | 0 | 0 | 0 | 0 | 0 | 0 | 0 | 0 | 0 | 0 | 0 | 0 | 0 | 0 | 0 | 0 | 0 | 0 | 0 | 0 | 0 | 0 | 0 | 0 | 0 | 0 | 0 | 0 | 0 | 0 | 0 | 0 | 0
F8_Commercial_Lodging_Existing_Water Heating_Natural Gas_Water Heater_Baseline Forecast | F8 | Commercial | Lodging | Existing | Water Heating | Natural Gas | Water Heater | Baseline Forecast | Avg. Replacement Winter Demand (kW) | 0 | 0 | 0 | 0 | 0 | 0 | 0 | 0 | 0 | 0 | 0 | 0 | 0 | 0 | 0 | 0 | 0 | 0 | 0 | 0 | 0 | 0 | 0 | 0 | 0 | 0 | 0 | 0 | 0 | 0 | 0 | 0 | 0
F1_Commercial_Lodging_Existing_Food Preparation_Natural Gas_Oven_Baseline Forecast | F1 | Commercial | Lodging | Existing | Food Preparation | Natural Gas | Oven | Baseline Forecast | Units | 67076.9516 | 66735.6793 | 66394.4069 | 65982.275 | 67523.9961 | 67342.5307 | 67182.3325 | 67038.0437 | 66898.6474 | 66760.1142 | 66620.8876 | 66481.8474 | 66343.9923 | 66207.6654 | 66072.0062 | 65936.8848 | 65801.6406 | 65667.9219 | 65537.6069 | 65411.0517 | 65286.3463 | 65161.3142 | 65035.2985 | 64908.1143 | 64779.6528 | 64650.3683 | 64520.4179 | 64390.0893 | 64259.282 | 64128.0908 | 63996.217 | 63863.9524 | 64734.7617
F2_Commercial_Lodging_Existing_Food Preparation_Natural Gas_Oven_Baseline Forecast | F2 | Commercial | Lodging | Existing | Food Preparation | Natural Gas | Oven | Baseline Forecast | Usage (MMtherm) | 0.0063204 | 0.0060736 | 0.0067312 | 0.0065664 | 0.0067199 | 0.0067018 | 0.0066858 | 0.0066713 | 0.0066571 | 0.006643 | 0.0066287 | 0.0066143 | 0.0066 | 0.0065857 | 0.0065714 | 0.0065571 | 0.0065425 | 0.006528 | 0.0065138 | 0.0064997 | 0.006486 | 0.0064722 | 0.0064584 | 0.0064444 | 0.0064303 | 0.0064162 | 0.0064021 | 0.0063879 | 0.0063738 | 0.0063596 | 0.0063455 | 0.0063314 | 0.0064168
F3_Commercial_Lodging_Existing_Food Preparation_Natural Gas_Oven_Baseline Forecast | F3 | Commercial | Lodging | Existing | Food Preparation | Natural Gas | Oven | Baseline Forecast | Summer Peak Demand (MW) | 0 | 0 | 0 | 0 | 0 | 0 | 0 | 0 | 0 | 0 | 0 | 0 | 0 | 0 | 0 | 0 | 0 | 0 | 0 | 0 | 0 | 0 | 0 | 0 | 0 | 0 | 0 | 0 | 0 | 0 | 0 | 0 | 0
F4_Commercial_Lodging_Existing_Food Preparation_Natural Gas_Oven_Baseline Forecast | F4 | Commercial | Lodging | Existing | Food Preparation | Natural Gas | Oven | Baseline Forecast | Winter Peak Demand (MW) | 0 | 0 | 0 | 0 | 0 | 0 | 0 | 0 | 0 | 0 | 0 | 0 | 0 | 0 | 0 | 0 | 0 | 0 | 0 | 0 | 0 | 0 | 0 | 0 | 0 | 0 | 0 | 0 | 0 | 0 | 0 | 0 | 0
F5_Commercial_Lodging_Existing_Food Preparation_Natural Gas_Oven_Baseline Forecast | F5 | Commercial | Lodging | Existing | Food Preparation | Natural Gas | Oven | Baseline Forecast | Turnover | 0 | 3707.5377 | 3995.9597 | 4225.7167 | 5979.5721 | 4602.2282 | 4737.8503 | 4849.5542 | 4940.8253 | 5014.8815 | 4773.1283 | 4620.9498 | 4534.7851 | 4748.3898 | 4701.4503 | 4684.866 | 5686.3294 | 5620.2085 | 5563.6745 | 5882.6697 | 5280.8808 | 5174.3049 | 5113.9647 | 5050.5198 | 4990.3694 | 5018.8408 | 5055.7746 | 5094.9348 | 5260.7178 | 5229.4341 | 5193.9769 | 5430.2074 | 6209.3844
F6_Commercial_Lodging_Existing_Food Preparation_Natural Gas_Oven_Baseline Forecast | F6 | Commercial | Lodging | Existing | Food Preparation | Natural Gas | Oven | Baseline Forecast | Avg. Replacement Usage (kWh) | 0.094226 | 0.091009 | 0.10137 | 0.099521 | 0.09953 | 0.099522 | 0.099501 | 0.099484 | 0.099463 | 0.099443 | 0.099424 | 0.099406 | 0.099386 | 0.099366 | 0.099347 | 0.099328 | 0.099309 | 0.099287 | 0.099266 | 0.099243 | 0.099221 | 0.099199 | 0.099178 | 0.099157 | 0.099139 | 0.099123 | 0.099109 | 0.099097 | 0.099087 | 0.099079 | 0.099075 | 0.099072 | 0.099072
F7_Commercial_Lodging_Existing_Food Preparation_Natural Gas_Oven_Baseline Forecast | F7 | Commercial | Lodging | Existing | Food Preparation | Natural Gas | Oven | Baseline Forecast | Avg. Replacement Summer Demand (kW) | 0 | 0 | 0 | 0 | 0 | 0 | 0 | 0 | 0 | 0 | 0 | 0 | 0 | 0 | 0 | 0 | 0 | 0 | 0 | 0 | 0 | 0 | 0 | 0 | 0 | 0 | 0 | 0 | 0 | 0 | 0 | 0 | 0
F8_Commercial_Lodging_Existing_Food Preparation_Natural Gas_Oven_Baseline Forecast | F8 | Commercial | Lodging | Existing | Food Preparation | Natural Gas | Oven | Baseline Forecast | Avg. Replacement Winter Demand (kW) | 0 | 0 | 0 | 0 | 0 | 0 | 0 | 0 | 0 | 0 | 0 | 0 | 0 | 0 | 0 | 0 | 0 | 0 | 0 | 0 | 0 | 0 | 0 | 0 | 0 | 0 | 0 | 0 | 0 | 0 | 0 | 0 | 0
F1_Commercial_Lodging_Existing_Food Preparation_Natural Gas_Conveyor Oven_Baseline Forecast | F1 | Commercial | Lodging | Existing | Food Preparation | Natural Gas | Conveyor Oven | Baseline Forecast | Units | 33538.4758 | 33367.8396 | 33197.2034 | 32991.1375 | 33761.998 | 33671.2653 | 33591.1662 | 33519.0219 | 33449.3237 | 33380.0571 | 33310.4438 | 33240.9237 | 33171.9961 | 33103.8327 | 33036.0031 | 32968.4424 | 32900.8203 | 32833.9609 | 32768.8034 | 32705.5258 | 32643.1731 | 32580.6571 | 32517.6493 | 32454.0572 | 32389.8264 | 32325.1842 | 32260.209 | 32195.0447 | 32129.641 | 32064.0454 | 31998.1085 | 31931.9762 | 32367.3808
F2_Commercial_Lodging_Existing_Food Preparation_Natural Gas_Conveyor Oven_Baseline Forecast | F2 | Commercial | Lodging | Existing | Food Preparation | Natural Gas | Conveyor Oven | Baseline Forecast | Usage (MMtherm) | 0.0054073 | 0.0051962 | 0.0057588 | 0.0056178 | 0.005749 | 0.0057335 | 0.0057199 | 0.0057075 | 0.0056956 | 0.0056838 | 0.0056718 | 0.0056599 | 0.005648 | 0.0056363 | 0.0056246 | 0.0056129 | 0.0056012 | 0.0055897 | 0.0055784 | 0.0055675 | 0.0055567 | 0.0055459 | 0.0055349 | 0.0055239 | 0.0055127 | 0.0055015 | 0.0054902 | 0.0054789 | 0.0054676 | 0.0054562 | 0.0054448 | 0.0054334 | 0.0055073
F3_Commercial_Lodging_Existing_Food Preparation_Natural Gas_Conveyor Oven_Baseline Forecast | F3 | Commercial | Lodging | Existing | Food Preparation | Natural Gas | Conveyor Oven | Baseline Forecast | Summer Peak Demand (MW) | 0 | 0 | 0 | 0 | 0 | 0 | 0 | 0 | 0 | 0 | 0 | 0 | 0 | 0 | 0 | 0 | 0 | 0 | 0 | 0 | 0 | 0 | 0 | 0 | 0 | 0 | 0 | 0 | 0 | 0 | 0 | 0 | 0
F4_Commercial_Lodging_Existing_Food Preparation_Natural Gas_Conveyor Oven_Baseline Forecast | F4 | Commercial | Lodging | Existing | Food Preparation | Natural Gas | Conveyor Oven | Baseline Forecast | Winter Peak Demand (MW) | 0 | 0 | 0 | 0 | 0 | 0 | 0 | 0 | 0 | 0 | 0 | 0 | 0 | 0 | 0 | 0 | 0 | 0 | 0 | 0 | 0 | 0 | 0 | 0 | 0 | 0 | 0 | 0 | 0 | 0 | 0 | 0 | 0
F5_Commercial_Lodging_Existing_Food Preparation_Natural Gas_Conveyor Oven_Baseline Forecast | F5 | Commercial | Lodging | Existing | Food Preparation | Natural Gas | Conveyor Oven | Baseline Forecast | Turnover | 0 | 785.1256 | 1015.4439 | 1195.4436 | 2115.3464 | 1459.7861 | 1551.2179 | 1623.6468 | 1680.753 | 1725.5582 | 1760.5076 | 1787.6074 | 1808.4689 | 1824.3669 | 1836.2879 | 1845.0343 | 1851.2308 | 1628.96 | 1496.4727 | 1426.4736 | 1548.0526 | 1518.5711 | 1708.8286 | 1737.4842 | 1759.5928 | 1969.9549 | 1750.5747 | 1767.7481 | 1780.6908 | 1790.2555 | 1797.1124 | 1801.8115 | 2243.9468
F6_Commercial_Lodging_Existing_Food Preparation_Natural Gas_Conveyor Oven_Baseline Forecast | F6 | Commercial | Lodging | Existing | Food Preparation | Natural Gas | Conveyor Oven | Baseline Forecast | Avg. Replacement Usage (kWh) | 0.16123 | 0.15572 | 0.17347 | 0.17028 | 0.17028 | 0.17027 | 0.17026 | 0.17026 | 0.17025 | 0.17024 | 0.17023 | 0.17022 | 0.17022 | 0.17021 | 0.1702 | 0.17019 | 0.17019 | 0.17018 | 0.17017 | 0.17017 | 0.17016 | 0.17015 | 0.17015 | 0.17014 | 0.17014 | 0.17014 | 0.17013 | 0.17013 | 0.17013 | 0.17013 | 0.17013 | 0.17012 | 0.17012
F7_Commercial_Lodging_Existing_Food Preparation_Natural Gas_Conveyor Oven_Baseline Forecast | F7 | Commercial | Lodging | Existing | Food Preparation | Natural Gas | Conveyor Oven | Baseline Forecast | Avg. Replacement Summer Demand (kW) | 0 | 0 | 0 | 0 | 0 | 0 | 0 | 0 | 0 | 0 | 0 | 0 | 0 | 0 | 0 | 0 | 0 | 0 | 0 | 0 | 0 | 0 | 0 | 0 | 0 | 0 | 0 | 0 | 0 | 0 | 0 | 0 | 0
F8_Commercial_Lodging_Existing_Food Preparation_Natural Gas_Conveyor Oven_Baseline Forecast | F8 | Commercial | Lodging | Existing | Food Preparation | Natural Gas | Conveyor Oven | Baseline Forecast | Avg. Replacement Winter Demand (kW) | 0 | 0 | 0 | 0 | 0 | 0 | 0 | 0 | 0 | 0 | 0 | 0 | 0 | 0 | 0 | 0 | 0 | 0 | 0 | 0 | 0 | 0 | 0 | 0 | 0 | 0 | 0 | 0 | 0 | 0 | 0 | 0 | 0
F1_Commercial_Lodging_Existing_Food Preparation_Natural Gas_Double Rack Oven_Baseline Forecast | F1 | Commercial | Lodging | Existing | Food Preparation | Natural Gas | Double Rack Oven | Baseline Forecast | Units | 33538.4758 | 33367.8396 | 33197.2034 | 32991.1375 | 33761.998 | 33671.2653 | 33591.1662 | 33519.0219 | 33449.3237 | 33380.0571 | 33310.4438 | 33240.9237 | 33171.9961 | 33103.8327 | 33036.0031 | 32968.4424 | 32900.8203 | 32833.9609 | 32768.8034 | 32705.5258 | 32643.1731 | 32580.6571 | 32517.6493 | 32454.0572 | 32389.8264 | 32325.1842 | 32260.209 | 32195.0447 | 32129.641 | 32064.0454 | 31998.1085 | 31931.9762 | 32367.3808
F2_Commercial_Lodging_Existing_Food Preparation_Natural Gas_Double Rack Oven_Baseline Forecast | F2 | Commercial | Lodging | Existing | Food Preparation | Natural Gas | Double Rack Oven | Baseline Forecast | Usage (MMtherm) | 0.0082147 | 0.0078939 | 0.0087486 | 0.0085343 | 0.0087337 | 0.0087102 | 0.0086893 | 0.0086702 | 0.0086516 | 0.0086329 | 0.0086139 | 0.0085947 | 0.0085757 | 0.0085568 | 0.0085379 | 0.0085189 | 0.0084997 | 0.0084803 | 0.0084612 | 0.0084425 | 0.0084236 | 0.0084049 | 0.0083861 | 0.0083672 | 0.0083482 | 0.0083292 | 0.0083103 | 0.0082914 | 0.0082727 | 0.0082541 | 0.0082355 | 0.008217 | 0.0083275
F3_Commercial_Lodging_Existing_Food Preparation_Natural Gas_Double Rack Oven_Baseline Forecast | F3 | Commercial | Lodging | Existing | Food Preparation | Natural Gas | Double Rack Oven | Baseline Forecast | Summer Peak Demand (MW) | 0 | 0 | 0 | 0 | 0 | 0 | 0 | 0 | 0 | 0 | 0 | 0 | 0 | 0 | 0 | 0 | 0 | 0 | 0 | 0 | 0 | 0 | 0 | 0 | 0 | 0 | 0 | 0 | 0 | 0 | 0 | 0 | 0
F4_Commercial_Lodging_Existing_Food Preparation_Natural Gas_Double Rack Oven_Baseline Forecast | F4 | Commercial | Lodging | Existing | Food Preparation | Natural Gas | Double Rack Oven | Baseline Forecast | Winter Peak Demand (MW) | 0 | 0 | 0 | 0 | 0 | 0 | 0 | 0 | 0 | 0 | 0 | 0 | 0 | 0 | 0 | 0 | 0 | 0 | 0 | 0 | 0 | 0 | 0 | 0 | 0 | 0 | 0 | 0 | 0 | 0 | 0 | 0 | 0
F5_Commercial_Lodging_Existing_Food Preparation_Natural Gas_Double Rack Oven_Baseline Forecast | F5 | Commercial | Lodging | Existing | Food Preparation | Natural Gas | Double Rack Oven | Baseline Forecast | Turnover | 0 | 1112.2613 | 1438.5455 | 1693.5451 | 2675.5489 | 2068.0303 | 2197.5587 | 2300.1663 | 2381.0668 | 2444.5408 | 2494.0525 | 2532.4438 | 2237.8515 | 2066.9518 | 1981.5989 | 2104.5695 | 2084.3444 | 2374.0481 | 2429.1465 | 2472.2111 | 2701.0092 | 2492.2762 | 2519.5517 | 2476.8244 | 2403.762 | 2324.3293 | 2281.4618 | 2240.478 | 2179.9001 | 2173.5147 | 2198.3871 | 2315.7588 | 2772.4952
F6_Commercial_Lodging_Existing_Food Preparation_Natural Gas_Double Rack Oven_Baseline Forecast | F6 | Commercial | Lodging | Existing | Food Preparation | Natural Gas | Double Rack Oven | Baseline Forecast | Avg. Replacement Usage (kWh) | 0.24493 | 0.23656 | 0.26348 | 0.25867 | 0.2587 | 0.25866 | 0.25858 | 0.25852 | 0.25844 | 0.25836 | 0.25829 | 0.25822 | 0.25815 | 0.25807 | 0.258 | 0.25793 | 0.25786 | 0.25778 | 0.2577 | 0.25762 | 0.25755 | 0.25747 | 0.25741 | 0.25734 | 0.25729 | 0.25724 | 0.2572 | 0.25716 | 0.25713 | 0.25711 | 0.2571 | 0.25709 | 0.25709
F7_Commercial_Lodging_Existing_Food Preparation_Natural Gas_Double Rack Oven_Baseline Forecast | F7 | Commercial | Lodging | Existing | Food Preparation | Natural Gas | Double Rack Oven | Baseline Forecast | Avg. Replacement Summer Demand (kW) | 0 | 0 | 0 | 0 | 0 | 0 | 0 | 0 | 0 | 0 | 0 | 0 | 0 | 0 | 0 | 0 | 0 | 0 | 0 | 0 | 0 | 0 | 0 | 0 | 0 | 0 | 0 | 0 | 0 | 0 | 0 | 0 | 0
F8_Commercial_Lodging_Existing_Food Preparation_Natural Gas_Double Rack Oven_Baseline Forecast | F8 | Commercial | Lodging | Existing | Food Preparation | Natural Gas | Double Rack Oven | Baseline Forecast | Avg. Replacement Winter Demand (kW) | 0 | 0 | 0 | 0 | 0 | 0 | 0 | 0 | 0 | 0 | 0 | 0 | 0 | 0 | 0 | 0 | 0 | 0 | 0 | 0 | 0 | 0 | 0 | 0 | 0 | 0 | 0 | 0 | 0 | 0 | 0 | 0 | 0
F1_Commercial_Lodging_Existing_Food Preparation_Natural Gas_Fryer_Baseline Forecast | F1 | Commercial | Lodging | Existing | Food Preparation | Natural Gas | Fryer | Baseline Forecast | Units | 50957.6842 | 50698.423 | 50439.1618 | 50126.0694 | 51297.2993 | 51159.4419 | 51037.7409 | 50928.1262 | 50822.2282 | 50716.986 | 50611.2169 | 50505.5895 | 50400.8624 | 50297.2962 | 50194.2372 | 50091.5869 | 49988.8432 | 49887.2585 | 49788.2595 | 49692.1168 | 49597.3794 | 49502.3937 | 49406.6609 | 49310.0403 | 49212.4494 | 49114.2333 | 49015.5113 | 48916.502 | 48817.1289 | 48717.4644 | 48617.2812 | 48516.801 | 49178.3461
F2_Commercial_Lodging_Existing_Food Preparation_Natural Gas_Fryer_Baseline Forecast | F2 | Commercial | Lodging | Existing | Food Preparation | Natural Gas | Fryer | Baseline Forecast | Usage (MMtherm) | 0.0077669 | 0.0074636 | 0.0082718 | 0.0080303 | 0.0080598 | 0.0078735 | 0.0076459 | 0.0073855 | 0.0070981 | 0.0068663 | 0.0066787 | 0.0065264 | 0.0064024 | 0.006301 | 0.0062177 | 0.0061488 | 0.0060913 | 0.0060431 | 0.0060025 | 0.005968 | 0.0059384 | 0.0059125 | 0.0058894 | 0.0058686 | 0.0058496 | 0.005832 | 0.0058156 | 0.0058 | 0.0057852 | 0.005771 | 0.0057572 | 0.0057438 | 0.0058208
F3_Commercial_Lodging_Existing_Food Preparation_Natural Gas_Fryer_Baseline Forecast | F3 | Commercial | Lodging | Existing | Food Preparation | Natural Gas | Fryer | Baseline Forecast | Summer Peak Demand (MW) | 0 | 0 | 0 | 0 | 0 | 0 | 0 | 0 | 0 | 0 | 0 | 0 | 0 | 0 | 0 | 0 | 0 | 0 | 0 | 0 | 0 | 0 | 0 | 0 | 0 | 0 | 0 | 0 | 0 | 0 | 0 | 0 | 0
F4_Commercial_Lodging_Existing_Food Preparation_Natural Gas_Fryer_Baseline Forecast | F4 | Commercial | Lodging | Existing | Food Preparation | Natural Gas | Fryer | Baseline Forecast | Winter Peak Demand (MW) | 0 | 0 | 0 | 0 | 0 | 0 | 0 | 0 | 0 | 0 | 0 | 0 | 0 | 0 | 0 | 0 | 0 | 0 | 0 | 0 | 0 | 0 | 0 | 0 | 0 | 0 | 0 | 0 | 0 | 0 | 0 | 0 | 0
F5_Commercial_Lodging_Existing_Food Preparation_Natural Gas_Fryer_Baseline Forecast | F5 | Commercial | Lodging | Existing | Food Preparation | Natural Gas | Fryer | Baseline Forecast | Turnover | 0 | 0 | 0 | 911.3831 | 3723.1026 | 3853.8794 | 4889.3124 | 5712.6974 | 6366.5402 | 5082.6851 | 4057.6683 | 3418.8232 | 3460.9952 | 3520.8934 | 3772.6446 | 4135.7157 | 4787.0341 | 5538.5664 | 5256.3142 | 5136.2989 | 4995.2556 | 4851.5838 | 4291.9581 | 3982.0028 | 3960.8162 | 4265.4617 | 4457.5755 | 4636.2411 | 4779.5189 | 4939.3039 | 4982.4739 | 4692.0365 | 5168.0205
F6_Commercial_Lodging_Existing_Food Preparation_Natural Gas_Fryer_Baseline Forecast | F6 | Commercial | Lodging | Existing | Food Preparation | Natural Gas | Fryer | Baseline Forecast | Avg. Replacement Usage (kWh) | 0.15242 | 0.14722 | 0.16399 | 0.11826 | 0.11826 | 0.11826 | 0.11826 | 0.11826 | 0.11826 | 0.11826 | 0.11826 | 0.11826 | 0.11826 | 0.11826 | 0.11826 | 0.11826 | 0.11826 | 0.11826 | 0.11826 | 0.11826 | 0.11826 | 0.11826 | 0.11826 | 0.11826 | 0.11826 | 0.11826 | 0.11826 | 0.11826 | 0.11826 | 0.11826 | 0.11826 | 0.11826 | 0.11826
F7_Commercial_Lodging_Existing_Food Preparation_Natural Gas_Fryer_Baseline Forecast | F7 | Commercial | Lodging | Existing | Food Preparation | Natural Gas | Fryer | Baseline Forecast | Avg. Replacement Summer Demand (kW) | 0 | 0 | 0 | 0 | 0 | 0 | 0 | 0 | 0 | 0 | 0 | 0 | 0 | 0 | 0 | 0 | 0 | 0 | 0 | 0 | 0 | 0 | 0 | 0 | 0 | 0 | 0 | 0 | 0 | 0 | 0 | 0 | 0
F8_Commercial_Lodging_Existing_Food Preparation_Natural Gas_Fryer_Baseline Forecast | F8 | Commercial | Lodging | Existing | Food Preparation | Natural Gas | Fryer | Baseline Forecast | Avg. Replacement Winter Demand (kW) | 0 | 0 | 0 | 0 | 0 | 0 | 0 | 0 | 0 | 0 | 0 | 0 | 0 | 0 | 0 | 0 | 0 | 0 | 0 | 0 | 0 | 0 | 0 | 0 | 0 | 0 | 0 | 0 | 0 | 0 | 0 | 0 | 0
F1_Commercial_Lodging_Existing_Food Preparation_Natural Gas_Broiler_Baseline Forecast | F1 | Commercial | Lodging | Existing | Food Preparation | Natural Gas | Broiler | Baseline Forecast | Units | 50957.6842 | 50698.423 | 50439.1618 | 50126.0694 | 51297.2993 | 51159.4419 | 51037.7409 | 50928.1262 | 50822.2282 | 50716.986 | 50611.2169 | 50505.5895 | 50400.8624 | 50297.2962 | 50194.2372 | 50091.5869 | 49988.8432 | 49887.2585 | 49788.2595 | 49692.1168 | 49597.3794 | 49502.3937 | 49406.6609 | 49310.0403 | 49212.4494 | 49114.2333 | 49015.5113 | 48916.502 | 48817.1289 | 48717.4644 | 48617.2812 | 48516.801 | 49178.3461
F2_Commercial_Lodging_Existing_Food Preparation_Natural Gas_Broiler_Baseline Forecast | F2 | Commercial | Lodging | Existing | Food Preparation | Natural Gas | Broiler | Baseline Forecast | Usage (MMtherm) | 0.0085426 | 0.008209 | 0.0090979 | 0.0088751 | 0.0090824 | 0.009058 | 0.0090364 | 0.0090168 | 0.0089978 | 0.0089788 | 0.0089596 | 0.0089404 | 0.0089213 | 0.0089024 | 0.0088836 | 0.0088647 | 0.0088458 | 0.0088268 | 0.0088083 | 0.0087902 | 0.0087722 | 0.0087543 | 0.0087362 | 0.008718 | 0.0086996 | 0.0086812 | 0.0086628 | 0.0086444 | 0.008626 | 0.0086076 | 0.0085891 | 0.0085707 | 0.0086869
F3_Commercial_Lodging_Existing_Food Preparation_Natural Gas_Broiler_Baseline Forecast | F3 | Commercial | Lodging | Existing | Food Preparation | Natural Gas | Broiler | Baseline Forecast | Summer Peak Demand (MW) | 0 | 0 | 0 | 0 | 0 | 0 | 0 | 0 | 0 | 0 | 0 | 0 | 0 | 0 | 0 | 0 | 0 | 0 | 0 | 0 | 0 | 0 | 0 | 0 | 0 | 0 | 0 | 0 | 0 | 0 | 0 | 0 | 0
F4_Commercial_Lodging_Existing_Food Preparation_Natural Gas_Broiler_Baseline Forecast | F4 | Commercial | Lodging | Existing | Food Preparation | Natural Gas | Broiler | Baseline Forecast | Winter Peak Demand (MW) | 0 | 0 | 0 | 0 | 0 | 0 | 0 | 0 | 0 | 0 | 0 | 0 | 0 | 0 | 0 | 0 | 0 | 0 | 0 | 0 | 0 | 0 | 0 | 0 | 0 | 0 | 0 | 0 | 0 | 0 | 0 | 0 | 0
F5_Commercial_Lodging_Existing_Food Preparation_Natural Gas_Broiler_Baseline Forecast | F5 | Commercial | Lodging | Existing | Food Preparation | Natural Gas | Broiler | Baseline Forecast | Turnover | 0 | 1689.9474 | 2185.697 | 2573.1382 | 4065.175 | 3142.1236 | 3338.9264 | 3494.8264 | 3617.7449 | 3714.1861 | 3789.4131 | 3847.7441 | 3400.1464 | 3140.4848 | 3010.8014 | 3197.6404 | 3166.9109 | 3607.0809 | 3690.7963 | 3756.2277 | 4103.8589 | 3786.7142 | 3828.1561 | 3763.2371 | 3652.2275 | 3531.5391 | 3466.4071 | 3404.1372 | 3312.0962 | 3302.3944 | 3340.185 | 3518.5172 | 4212.4733
F6_Commercial_Lodging_Existing_Food Preparation_Natural Gas_Broiler_Baseline Forecast | F6 | Commercial | Lodging | Existing | Food Preparation | Natural Gas | Broiler | Baseline Forecast | Avg. Replacement Usage (kWh) | 0.16764 | 0.16192 | 0.18036 | 0.17705 | 0.17706 | 0.17705 | 0.17702 | 0.17701 | 0.17698 | 0.17696 | 0.17694 | 0.17692 | 0.1769 | 0.17688 | 0.17685 | 0.17683 | 0.17681 | 0.17679 | 0.17677 | 0.17674 | 0.17672 | 0.1767 | 0.17668 | 0.17666 | 0.17664 | 0.17663 | 0.17662 | 0.1766 | 0.1766 | 0.17659 | 0.17658 | 0.17658 | 0.17658
F7_Commercial_Lodging_Existing_Food Preparation_Natural Gas_Broiler_Baseline Forecast | F7 | Commercial | Lodging | Existing | Food Preparation | Natural Gas | Broiler | Baseline Forecast | Avg. Replacement Summer Demand (kW) | 0 | 0 | 0 | 0 | 0 | 0 | 0 | 0 | 0 | 0 | 0 | 0 | 0 | 0 | 0 | 0 | 0 | 0 | 0 | 0 | 0 | 0 | 0 | 0 | 0 | 0 | 0 | 0 | 0 | 0 | 0 | 0 | 0
F8_Commercial_Lodging_Existing_Food Preparation_Natural Gas_Broiler_Baseline Forecast | F8 | Commercial | Lodging | Existing | Food Preparation | Natural Gas | Broiler | Baseline Forecast | Avg. Replacement Winter Demand (kW) | 0 | 0 | 0 | 0 | 0 | 0 | 0 | 0 | 0 | 0 | 0 | 0 | 0 | 0 | 0 | 0 | 0 | 0 | 0 | 0 | 0 | 0 | 0 | 0 | 0 | 0 | 0 | 0 | 0 | 0 | 0 | 0 | 0
F1_Commercial_Lodging_Existing_Food Preparation_Natural Gas_Griddle_Baseline Forecast | F1 | Commercial | Lodging | Existing | Food Preparation | Natural Gas | Griddle | Baseline Forecast | Units | 136233.8088 | 135540.6819 | 134847.555 | 134010.512 | 137141.7595 | 136773.2019 | 136447.838 | 136154.7864 | 135871.6714 | 135590.3095 | 135307.5392 | 135025.1475 | 134745.1626 | 134468.2818 | 134192.7567 | 133918.3241 | 133643.6421 | 133372.0584 | 133107.3876 | 132850.353 | 132597.0754 | 132343.1343 | 132087.1955 | 131828.8834 | 131567.977 | 131305.3992 | 131041.469 | 130776.7706 | 130511.0998 | 130244.6496 | 129976.8129 | 129708.1823 | 131476.8028
F2_Commercial_Lodging_Existing_Food Preparation_Natural Gas_Griddle_Baseline Forecast | F2 | Commercial | Lodging | Existing | Food Preparation | Natural Gas | Griddle | Baseline Forecast | Usage (MMtherm) | 0.01516 | 0.014568 | 0.016146 | 0.015669 | 0.015908 | 0.015766 | 0.015622 | 0.015478 | 0.015331 | 0.015182 | 0.01503 | 0.014877 | 0.014739 | 0.014609 | 0.0145 | 0.014407 | 0.014326 | 0.014243 | 0.014168 | 0.014121 | 0.014078 | 0.014038 | 0.014 | 0.013965 | 0.013931 | 0.013898 | 0.013866 | 0.013834 | 0.013804 | 0.013773 | 0.013743 | 0.013713 | 0.013899
F3_Commercial_Lodging_Existing_Food Preparation_Natural Gas_Griddle_Baseline Forecast | F3 | Commercial | Lodging | Existing | Food Preparation | Natural Gas | Griddle | Baseline Forecast | Summer Peak Demand (MW) | 0 | 0 | 0 | 0 | 0 | 0 | 0 | 0 | 0 | 0 | 0 | 0 | 0 | 0 | 0 | 0 | 0 | 0 | 0 | 0 | 0 | 0 | 0 | 0 | 0 | 0 | 0 | 0 | 0 | 0 | 0 | 0 | 0
F4_Commercial_Lodging_Existing_Food Preparation_Natural Gas_Griddle_Baseline Forecast | F4 | Commercial | Lodging | Existing | Food Preparation | Natural Gas | Griddle | Baseline Forecast | Winter Peak Demand (MW) | 0 | 0 | 0 | 0 | 0 | 0 | 0 | 0 | 0 | 0 | 0 | 0 | 0 | 0 | 0 | 0 | 0 | 0 | 0 | 0 | 0 | 0 | 0 | 0 | 0 | 0 | 0 | 0 | 0 | 0 | 0 | 0 | 0
F5_Commercial_Lodging_Existing_Food Preparation_Natural Gas_Griddle_Baseline Forecast | F5 | Commercial | Lodging | Existing | Food Preparation | Natural Gas | Griddle | Baseline Forecast | Turnover | 0 | 4518.0227 | 5843.3941 | 6879.2063 | 10868.121 | 8400.3712 | 8926.5176 | 9343.3113 | 9671.9303 | 9929.7628 | 10130.8798 | 10286.8261 | 9090.1874 | 8395.9901 | 8049.2855 | 8548.7938 | 8466.6392 | 9643.4202 | 9867.2309 | 10042.1597 | 10971.5411 | 10123.6644 | 10234.4582 | 10060.8993 | 9764.1184 | 9441.4616 | 9267.3333 | 9100.8565 | 8854.7879 | 8828.8504 | 8929.8824 | 9406.6481 | 11261.9185
F6_Commercial_Lodging_Existing_Food Preparation_Natural Gas_Griddle_Baseline Forecast | F6 | Commercial | Lodging | Existing | Food Preparation | Natural Gas | Griddle | Baseline Forecast | Avg. Replacement Usage (kWh) | 0.11128 | 0.10748 | 0.11973 | 0.10568 | 0.10568 | 0.10568 | 0.10568 | 0.10568 | 0.10568 | 0.10568 | 0.10568 | 0.10568 | 0.10568 | 0.10568 | 0.10568 | 0.10568 | 0.10568 | 0.10568 | 0.10568 | 0.10568 | 0.10568 | 0.10568 | 0.10568 | 0.10568 | 0.10568 | 0.10568 | 0.10568 | 0.10568 | 0.10568 | 0.10568 | 0.10568 | 0.10568 | 0.10568
F7_Commercial_Lodging_Existing_Food Preparation_Natural Gas_Griddle_Baseline Forecast | F7 | Commercial | Lodging | Existing | Food Preparation | Natural Gas | Griddle | Baseline Forecast | Avg. Replacement Summer Demand (kW) | 0 | 0 | 0 | 0 | 0 | 0 | 0 | 0 | 0 | 0 | 0 | 0 | 0 | 0 | 0 | 0 | 0 | 0 | 0 | 0 | 0 | 0 | 0 | 0 | 0 | 0 | 0 | 0 | 0 | 0 | 0 | 0 | 0
F8_Commercial_Lodging_Existing_Food Preparation_Natural Gas_Griddle_Baseline Forecast | F8 | Commercial | Lodging | Existing | Food Preparation | Natural Gas | Griddle | Baseline Forecast | Avg. Replacement Winter Demand (kW) | 0 | 0 | 0 | 0 | 0 | 0 | 0 | 0 | 0 | 0 | 0 | 0 | 0 | 0 | 0 | 0 | 0 | 0 | 0 | 0 | 0 | 0 | 0 | 0 | 0 | 0 | 0 | 0 | 0 | 0 | 0 | 0 | 0
F1_Commercial_Lodging_Existing_Food Preparation_Natural Gas_Range_Baseline Forecast | F1 | Commercial | Lodging | Existing | Food Preparation | Natural Gas | Range | Baseline Forecast | Units | 2079.9055 | 2069.3234 | 2058.7413 | 2045.962 | 2093.7673 | 2088.1405 | 2083.1731 | 2078.699 | 2074.3767 | 2070.0811 | 2065.764 | 2061.4526 | 2057.1781 | 2052.9509 | 2048.7444 | 2044.5546 | 2040.3609 | 2036.2146 | 2032.1739 | 2028.2497 | 2024.3828 | 2020.5059 | 2016.5984 | 2012.6547 | 2008.6714 | 2004.6626 | 2000.6331 | 1996.5919 | 1992.5359 | 1988.4679 | 1984.3788 | 1980.2776 | 2007.2794
F2_Commercial_Lodging_Existing_Food Preparation_Natural Gas_Range_Baseline Forecast | F2 | Commercial | Lodging | Existing | Food Preparation | Natural Gas | Range | Baseline Forecast | Usage (MMtherm) | 0.00024008 | 0.00023071 | 0.00025569 | 0.00024943 | 0.00025526 | 0.00025457 | 0.00025396 | 0.00025342 | 0.00025289 | 0.00025236 | 0.00025183 | 0.0002513 | 0.00025077 | 0.00025025 | 0.00024973 | 0.00024921 | 0.00024869 | 0.00024817 | 0.00024767 | 0.00024718 | 0.00024669 | 0.00024621 | 0.00024572 | 0.00024523 | 0.00024473 | 0.00024423 | 0.00024373 | 0.00024323 | 0.00024273 | 0.00024222 | 0.00024171 | 0.00024121 | 0.00024449
F3_Commercial_Lodging_Existing_Food Preparation_Natural Gas_Range_Baseline Forecast | F3 | Commercial | Lodging | Existing | Food Preparation | Natural Gas | Range | Baseline Forecast | Summer Peak Demand (MW) | 0 | 0 | 0 | 0 | 0 | 0 | 0 | 0 | 0 | 0 | 0 | 0 | 0 | 0 | 0 | 0 | 0 | 0 | 0 | 0 | 0 | 0 | 0 | 0 | 0 | 0 | 0 | 0 | 0 | 0 | 0 | 0 | 0
F4_Commercial_Lodging_Existing_Food Preparation_Natural Gas_Range_Baseline Forecast | F4 | Commercial | Lodging | Existing | Food Preparation | Natural Gas | Range | Baseline Forecast | Winter Peak Demand (MW) | 0 | 0 | 0 | 0 | 0 | 0 | 0 | 0 | 0 | 0 | 0 | 0 | 0 | 0 | 0 | 0 | 0 | 0 | 0 | 0 | 0 | 0 | 0 | 0 | 0 | 0 | 0 | 0 | 0 | 0 | 0 | 0 | 0
F5_Commercial_Lodging_Existing_Food Preparation_Natural Gas_Range_Baseline Forecast | F5 | Commercial | Lodging | Existing | Food Preparation | Natural Gas | Range | Baseline Forecast | Turnover | 0 | 82.7729 | 107.0545 | 126.0313 | 189.5496 | 153.8999 | 163.5393 | 171.1752 | 177.1957 | 181.9193 | 161.3807 | 149.7847 | 144.3451 | 152.4097 | 151.8772 | 174.304 | 179.0327 | 182.7295 | 197.7723 | 180.6547 | 176.2153 | 171.0918 | 168.1759 | 165.4154 | 161.1809 | 160.9972 | 163.1386 | 171.2408 | 172.1529 | 177.8559 | 176.8954 | 175.2885 | 203.7188
F6_Commercial_Lodging_Existing_Food Preparation_Natural Gas_Range_Baseline Forecast | F6 | Commercial | Lodging | Existing | Food Preparation | Natural Gas | Range | Baseline Forecast | Avg. Replacement Usage (kWh) | 0.11543 | 0.11149 | 0.12419 | 0.12191 | 0.12192 | 0.12191 | 0.12191 | 0.1219 | 0.1219 | 0.12189 | 0.12189 | 0.12188 | 0.12187 | 0.12187 | 0.12186 | 0.12186 | 0.12185 | 0.12185 | 0.12184 | 0.12184 | 0.12183 | 0.12182 | 0.12182 | 0.12181 | 0.12181 | 0.1218 | 0.1218 | 0.12179 | 0.12179 | 0.12179 | 0.12179 | 0.12179 | 0.12179
F7_Commercial_Lodging_Existing_Food Preparation_Natural Gas_Range_Baseline Forecast | F7 | Commercial | Lodging | Existing | Food Preparation | Natural Gas | Range | Baseline Forecast | Avg. Replacement Summer Demand (kW) | 0 | 0 | 0 | 0 | 0 | 0 | 0 | 0 | 0 | 0 | 0 | 0 | 0 | 0 | 0 | 0 | 0 | 0 | 0 | 0 | 0 | 0 | 0 | 0 | 0 | 0 | 0 | 0 | 0 | 0 | 0 | 0 | 0
F8_Commercial_Lodging_Existing_Food Preparation_Natural Gas_Range_Baseline Forecast | F8 | Commercial | Lodging | Existing | Food Preparation | Natural Gas | Range | Baseline Forecast | Avg. Replacement Winter Demand (kW) | 0 | 0 | 0 | 0 | 0 | 0 | 0 | 0 | 0 | 0 | 0 | 0 | 0 | 0 | 0 | 0 | 0 | 0 | 0 | 0 | 0 | 0 | 0 | 0 | 0 | 0 | 0 | 0 | 0 | 0 | 0 | 0 | 0
F1_Commercial_Lodging_Existing_Food Preparation_Natural Gas_Steamer_Baseline Forecast | F1 | Commercial | Lodging | Existing | Food Preparation | Natural Gas | Steamer | Baseline Forecast | Units | 2079.9055 | 2069.3234 | 2058.7413 | 2045.962 | 2093.7673 | 2088.1405 | 2083.1731 | 2078.699 | 2074.3767 | 2070.0811 | 2065.764 | 2061.4526 | 2057.1781 | 2052.9509 | 2048.7444 | 2044.5546 | 2040.3609 | 2036.2146 | 2032.1739 | 2028.2497 | 2024.3828 | 2020.5059 | 2016.5984 | 2012.6547 | 2008.6714 | 2004.6626 | 2000.6331 | 1996.5919 | 1992.5359 | 1988.4679 | 1984.3788 | 1980.2776 | 2007.2794
F2_Commercial_Lodging_Existing_Food Preparation_Natural Gas_Steamer_Baseline Forecast | F2 | Commercial | Lodging | Existing | Food Preparation | Natural Gas | Steamer | Baseline Forecast | Usage (MMtherm) | 0.00040098 | 0.00038532 | 0.00042701 | 0.0004038 | 0.0003933 | 0.00037743 | 0.00036089 | 0.00034373 | 0.00032598 | 0.0003077 | 0.00029033 | 0.00027363 | 0.00025879 | 0.00024559 | 0.00023386 | 0.00022341 | 0.00021412 | 0.00020584 | 0.00019848 | 0.00018891 | 0.00017999 | 0.00017546 | 0.00017141 | 0.00016779 | 0.00016454 | 0.00016162 | 0.00015899 | 0.00015663 | 0.00015451 | 0.00015259 | 0.00015085 | 0.00014928 | 0.00015005
F3_Commercial_Lodging_Existing_Food Preparation_Natural Gas_Steamer_Baseline Forecast | F3 | Commercial | Lodging | Existing | Food Preparation | Natural Gas | Steamer | Baseline Forecast | Summer Peak Demand (MW) | 0 | 0 | 0 | 0 | 0 | 0 | 0 | 0 | 0 | 0 | 0 | 0 | 0 | 0 | 0 | 0 | 0 | 0 | 0 | 0 | 0 | 0 | 0 | 0 | 0 | 0 | 0 | 0 | 0 | 0 | 0 | 0 | 0
F4_Commercial_Lodging_Existing_Food Preparation_Natural Gas_Steamer_Baseline Forecast | F4 | Commercial | Lodging | Existing | Food Preparation | Natural Gas | Steamer | Baseline Forecast | Winter Peak Demand (MW) | 0 | 0 | 0 | 0 | 0 | 0 | 0 | 0 | 0 | 0 | 0 | 0 | 0 | 0 | 0 | 0 | 0 | 0 | 0 | 0 | 0 | 0 | 0 | 0 | 0 | 0 | 0 | 0 | 0 | 0 | 0 | 0 | 0
F5_Commercial_Lodging_Existing_Food Preparation_Natural Gas_Steamer_Baseline Forecast | F5 | Commercial | Lodging | Existing | Food Preparation | Natural Gas | Steamer | Baseline Forecast | Turnover | 0 | 76.6416 | 86.8399 | 95.656 | 151.7769 | 111.064 | 117.337 | 122.8833 | 127.7711 | 132.0689 | 125.4568 | 120.7254 | 117.5316 | 120.7932 | 119.2594 | 118.5873 | 118.5966 | 119.1406 | 120.0982 | 142.8391 | 143.0324 | 142.5027 | 156.2532 | 139.6746 | 138.7957 | 137.7966 | 136.7737 | 135.7968 | 134.1724 | 133.3037 | 132.9247 | 136.0005 | 162.778
F6_Commercial_Lodging_Existing_Food Preparation_Natural Gas_Steamer_Baseline Forecast | F6 | Commercial | Lodging | Existing | Food Preparation | Natural Gas | Steamer | Baseline Forecast | Avg. Replacement Usage (kWh) | 0.19279 | 0.18615 | 0.20709 | 0.070284 | 0.070284 | 0.070284 | 0.070284 | 0.070284 | 0.070284 | 0.070284 | 0.070284 | 0.070284 | 0.070284 | 0.070284 | 0.070284 | 0.070284 | 0.070284 | 0.070284 | 0.070284 | 0.070284 | 0.070284 | 0.070284 | 0.070284 | 0.070284 | 0.070284 | 0.070284 | 0.070284 | 0.070284 | 0.070284 | 0.070284 | 0.070284 | 0.070284 | 0.070284
F7_Commercial_Lodging_Existing_Food Preparation_Natural Gas_Steamer_Baseline Forecast | F7 | Commercial | Lodging | Existing | Food Preparation | Natural Gas | Steamer | Baseline Forecast | Avg. Replacement Summer Demand (kW) | 0 | 0 | 0 | 0 | 0 | 0 | 0 | 0 | 0 | 0 | 0 | 0 | 0 | 0 | 0 | 0 | 0 | 0 | 0 | 0 | 0 | 0 | 0 | 0 | 0 | 0 | 0 | 0 | 0 | 0 | 0 | 0 | 0
F8_Commercial_Lodging_Existing_Food Preparation_Natural Gas_Steamer_Baseline Forecast | F8 | Commercial | Lodging | Existing | Food Preparation | Natural Gas | Steamer | Baseline Forecast | Avg. Replacement Winter Demand (kW) | 0 | 0 | 0 | 0 | 0 | 0 | 0 | 0 | 0 | 0 | 0 | 0 | 0 | 0 | 0 | 0 | 0 | 0 | 0 | 0 | 0 | 0 | 0 | 0 | 0 | 0 | 0 | 0 | 0 | 0 | 0 | 0 | 0
F1_Commercial_Lodging_Existing_Food Preparation_Natural Gas_Food Prep Other_Baseline Forecast | F1 | Commercial | Lodging | Existing | Food Preparation | Natural Gas | Food Prep Other | Baseline Forecast | Units | 0 | 0 | 0 | 0 | 0 | 0 | 0 | 0 | 0 | 0 | 0 | 0 | 0 | 0 | 0 | 0 | 0 | 0 | 0 | 0 | 0 | 0 | 0 | 0 | 0 | 0 | 0 | 0 | 0 | 0 | 0 | 0 | 0
F2_Commercial_Lodging_Existing_Food Preparation_Natural Gas_Food Prep Other_Baseline Forecast | F2 | Commercial | Lodging | Existing | Food Preparation | Natural Gas | Food Prep Other | Baseline Forecast | Usage (MMtherm) | 0 | 0 | 0 | 0 | 0 | 0 | 0 | 0 | 0 | 0 | 0 | 0 | 0 | 0 | 0 | 0 | 0 | 0 | 0 | 0 | 0 | 0 | 0 | 0 | 0 | 0 | 0 | 0 | 0 | 0 | 0 | 0 | 0
F3_Commercial_Lodging_Existing_Food Preparation_Natural Gas_Food Prep Other_Baseline Forecast | F3 | Commercial | Lodging | Existing | Food Preparation | Natural Gas | Food Prep Other | Baseline Forecast | Summer Peak Demand (MW) | 0 | 0 | 0 | 0 | 0 | 0 | 0 | 0 | 0 | 0 | 0 | 0 | 0 | 0 | 0 | 0 | 0 | 0 | 0 | 0 | 0 | 0 | 0 | 0 | 0 | 0 | 0 | 0 | 0 | 0 | 0 | 0 | 0
F4_Commercial_Lodging_Existing_Food Preparation_Natural Gas_Food Prep Other_Baseline Forecast | F4 | Commercial | Lodging | Existing | Food Preparation | Natural Gas | Food Prep Other | Baseline Forecast | Winter Peak Demand (MW) | 0 | 0 | 0 | 0 | 0 | 0 | 0 | 0 | 0 | 0 | 0 | 0 | 0 | 0 | 0 | 0 | 0 | 0 | 0 | 0 | 0 | 0 | 0 | 0 | 0 | 0 | 0 | 0 | 0 | 0 | 0 | 0 | 0
F5_Commercial_Lodging_Existing_Food Preparation_Natural Gas_Food Prep Other_Baseline Forecast | F5 | Commercial | Lodging | Existing | Food Preparation | Natural Gas | Food Prep Other | Baseline Forecast | Turnover | 0 | 0 | 0 | 0 | 0 | 0 | 0 | 0 | 0 | 0 | 0 | 0 | 0 | 0 | 0 | 0 | 0 | 0 | 0 | 0 | 0 | 0 | 0 | 0 | 0 | 0 | 0 | 0 | 0 | 0 | 0 | 0 | 0
F6_Commercial_Lodging_Existing_Food Preparation_Natural Gas_Food Prep Other_Baseline Forecast | F6 | Commercial | Lodging | Existing | Food Preparation | Natural Gas | Food Prep Other | Baseline Forecast | Avg. Replacement Usage (kWh) | 0.048173 | 0.046528 | 0.051832 | 0.050878 | 0.050878 | 0.050878 | 0.050878 | 0.050878 | 0.050878 | 0.050878 | 0.050878 | 0.050878 | 0.050878 | 0.050878 | 0.050878 | 0.050878 | 0.050878 | 0.050878 | 0.050878 | 0.050878 | 0.050878 | 0.050878 | 0.050878 | 0.050878 | 0.050878 | 0.050878 | 0.050878 | 0.050878 | 0.050878 | 0.050878 | 0.050878 | 0.050878 | 0.050878
F7_Commercial_Lodging_Existing_Food Preparation_Natural Gas_Food Prep Other_Baseline Forecast | F7 | Commercial | Lodging | Existing | Food Preparation | Natural Gas | Food Prep Other | Baseline Forecast | Avg. Replacement Summer Demand (kW) | 0 | 0 | 0 | 0 | 0 | 0 | 0 | 0 | 0 | 0 | 0 | 0 | 0 | 0 | 0 | 0 | 0 | 0 | 0 | 0 | 0 | 0 | 0 | 0 | 0 | 0 | 0 | 0 | 0 | 0 | 0 | 0 | 0
F8_Commercial_Lodging_Existing_Food Preparation_Natural Gas_Food Prep Other_Baseline Forecast | F8 | Commercial | Lodging | Existing | Food Preparation | Natural Gas | Food Prep Other | Baseline Forecast | Avg. Replacement Winter Demand (kW) | 0 | 0 | 0 | 0 | 0 | 0 | 0 | 0 | 0 | 0 | 0 | 0 | 0 | 0 | 0 | 0 | 0 | 0 | 0 | 0 | 0 | 0 | 0 | 0 | 0 | 0 | 0 | 0 | 0 | 0 | 0 | 0 | 0
F1_Commercial_Lodging_Existing_Miscellaneous_Natural Gas_Pool Heater_Baseline Forecast | F1 | Commercial | Lodging | Existing | Miscellaneous | Natural Gas | Pool Heater | Baseline Forecast | Units | 52834.4122 | 52565.6026 | 52296.793 | 51972.1697 | 53186.535 | 53043.6004 | 52917.4173 | 52803.7656 | 52693.9675 | 52584.8492 | 52475.1848 | 52365.6672 | 52257.0831 | 52149.7027 | 52042.8481 | 51936.4172 | 51829.8896 | 51724.5636 | 51621.9185 | 51522.235 | 51424.0085 | 51325.5246 | 51226.266 | 51126.087 | 51024.9019 | 50923.0685 | 50820.7107 | 50718.0549 | 50615.0221 | 50511.6869 | 50407.8141 | 50303.6333 | 50989.5425
F2_Commercial_Lodging_Existing_Miscellaneous_Natural Gas_Pool Heater_Baseline Forecast | F2 | Commercial | Lodging | Existing | Miscellaneous | Natural Gas | Pool Heater | Baseline Forecast | Usage (MMtherm) | 0.0004747 | 0.00045617 | 0.00050556 | 0.00049318 | 0.0005047 | 0.00050335 | 0.00050215 | 0.00050107 | 0.00050003 | 0.00049899 | 0.00049795 | 0.00049691 | 0.00049588 | 0.00049486 | 0.00049385 | 0.00049284 | 0.00049183 | 0.00049083 | 0.00048986 | 0.00048891 | 0.00048798 | 0.00048704 | 0.0004861 | 0.00048515 | 0.00048419 | 0.00048322 | 0.00048225 | 0.00048128 | 0.0004803 | 0.00047932 | 0.00047834 | 0.00047735 | 0.00048386
F3_Commercial_Lodging_Existing_Miscellaneous_Natural Gas_Pool Heater_Baseline Forecast | F3 | Commercial | Lodging | Existing | Miscellaneous | Natural Gas | Pool Heater | Baseline Forecast | Summer Peak Demand (MW) | 0 | 0 | 0 | 0 | 0 | 0 | 0 | 0 | 0 | 0 | 0 | 0 | 0 | 0 | 0 | 0 | 0 | 0 | 0 | 0 | 0 | 0 | 0 | 0 | 0 | 0 | 0 | 0 | 0 | 0 | 0 | 0 | 0
F4_Commercial_Lodging_Existing_Miscellaneous_Natural Gas_Pool Heater_Baseline Forecast | F4 | Commercial | Lodging | Existing | Miscellaneous | Natural Gas | Pool Heater | Baseline Forecast | Winter Peak Demand (MW) | 0 | 0 | 0 | 0 | 0 | 0 | 0 | 0 | 0 | 0 | 0 | 0 | 0 | 0 | 0 | 0 | 0 | 0 | 0 | 0 | 0 | 0 | 0 | 0 | 0 | 0 | 0 | 0 | 0 | 0 | 0 | 0 | 0
F5_Commercial_Lodging_Existing_Miscellaneous_Natural Gas_Pool Heater_Baseline Forecast | F5 | Commercial | Lodging | Existing | Miscellaneous | Natural Gas | Pool Heater | Baseline Forecast | Turnover | 0 | 3504.3735 | 4532.3887 | 5335.8094 | 7215.4186 | 6515.6906 | 5889.6085 | 5595.9352 | 5524.7181 | 5837.3806 | 5949.3392 | 6809.4394 | 6811.5777 | 6745.3333 | 7022.7854 | 6609.7664 | 6468.15 | 6440.2745 | 6462.1075 | 6633.4545 | 6637.4458 | 6805.0107 | 6713.3045 | 6626.7208 | 6679.6312 | 6545.1313 | 6540.2799 | 6547.209 | 6548.1193 | 6597.5335 | 6567.2295 | 6583.9899 | 7231.6238
F6_Commercial_Lodging_Existing_Miscellaneous_Natural Gas_Pool Heater_Baseline Forecast | F6 | Commercial | Lodging | Existing | Miscellaneous | Natural Gas | Pool Heater | Baseline Forecast | Avg. Replacement Usage (kWh) | 0.0089847 | 0.0086781 | 0.0096672 | 0.0094893 | 0.0094893 | 0.0094893 | 0.0094893 | 0.0094893 | 0.0094893 | 0.0094893 | 0.0094893 | 0.0094893 | 0.0094893 | 0.0094893 | 0.0094893 | 0.0094893 | 0.0094893 | 0.0094893 | 0.0094893 | 0.0094893 | 0.0094893 | 0.0094893 | 0.0094893 | 0.0094893 | 0.0094893 | 0.0094893 | 0.0094893 | 0.0094893 | 0.0094893 | 0.0094893 | 0.0094893 | 0.0094893 | 0.0094893
F7_Commercial_Lodging_Existing_Miscellaneous_Natural Gas_Pool Heater_Baseline Forecast | F7 | Commercial | Lodging | Existing | Miscellaneous | Natural Gas | Pool Heater | Baseline Forecast | Avg. Replacement Summer Demand (kW) | 0 | 0 | 0 | 0 | 0 | 0 | 0 | 0 | 0 | 0 | 0 | 0 | 0 | 0 | 0 | 0 | 0 | 0 | 0 | 0 | 0 | 0 | 0 | 0 | 0 | 0 | 0 | 0 | 0 | 0 | 0 | 0 | 0
F8_Commercial_Lodging_Existing_Miscellaneous_Natural Gas_Pool Heater_Baseline Forecast | F8 | Commercial | Lodging | Existing | Miscellaneous | Natural Gas | Pool Heater | Baseline Forecast | Avg. Replacement Winter Demand (kW) | 0 | 0 | 0 | 0 | 0 | 0 | 0 | 0 | 0 | 0 | 0 | 0 | 0 | 0 | 0 | 0 | 0 | 0 | 0 | 0 | 0 | 0 | 0 | 0 | 0 | 0 | 0 | 0 | 0 | 0 | 0 | 0 | 0
F1_Commercial_Lodging_Existing_Miscellaneous_Natural Gas_Miscellaneous_Baseline Forecast | F1 | Commercial | Lodging | Existing | Miscellaneous | Natural Gas | Miscellaneous | Baseline Forecast | Units | 535575.6604 | 532850.7723 | 530125.8843 | 526835.219 | 539145.085 | 537696.1753 | 536417.0731 | 535265.0002 | 534151.9908 | 533045.8731 | 531934.2189 | 530824.0533 | 529723.3493 | 528634.8482 | 527551.6771 | 526472.801 | 525392.9443 | 524325.2677 | 523284.768 | 522274.2885 | 521278.579 | 520280.2607 | 519274.0891 | 518258.5873 | 517232.8868 | 516200.6151 | 515163.0269 | 514122.4186 | 513077.9878 | 512030.4928 | 510977.5469 | 509921.4801 | 516874.4537
F2_Commercial_Lodging_Existing_Miscellaneous_Natural Gas_Miscellaneous_Baseline Forecast | F2 | Commercial | Lodging | Existing | Miscellaneous | Natural Gas | Miscellaneous | Baseline Forecast | Usage (MMtherm) | 0.018565 | 0.01784 | 0.019772 | 0.019287 | 0.019738 | 0.019685 | 0.019638 | 0.019596 | 0.019555 | 0.019515 | 0.019474 | 0.019433 | 0.019393 | 0.019353 | 0.019314 | 0.019274 | 0.019235 | 0.019195 | 0.019157 | 0.01912 | 0.019084 | 0.019047 | 0.019011 | 0.018973 | 0.018936 | 0.018898 | 0.01886 | 0.018822 | 0.018784 | 0.018745 | 0.018707 | 0.018668 | 0.018923
F3_Commercial_Lodging_Existing_Miscellaneous_Natural Gas_Miscellaneous_Baseline Forecast | F3 | Commercial | Lodging | Existing | Miscellaneous | Natural Gas | Miscellaneous | Baseline Forecast | Summer Peak Demand (MW) | 0 | 0 | 0 | 0 | 0 | 0 | 0 | 0 | 0 | 0 | 0 | 0 | 0 | 0 | 0 | 0 | 0 | 0 | 0 | 0 | 0 | 0 | 0 | 0 | 0 | 0 | 0 | 0 | 0 | 0 | 0 | 0 | 0
F4_Commercial_Lodging_Existing_Miscellaneous_Natural Gas_Miscellaneous_Baseline Forecast | F4 | Commercial | Lodging | Existing | Miscellaneous | Natural Gas | Miscellaneous | Baseline Forecast | Winter Peak Demand (MW) | 0 | 0 | 0 | 0 | 0 | 0 | 0 | 0 | 0 | 0 | 0 | 0 | 0 | 0 | 0 | 0 | 0 | 0 | 0 | 0 | 0 | 0 | 0 | 0 | 0 | 0 | 0 | 0 | 0 | 0 | 0 | 0 | 0
F5_Commercial_Lodging_Existing_Miscellaneous_Natural Gas_Miscellaneous_Baseline Forecast | F5 | Commercial | Lodging | Existing | Miscellaneous | Natural Gas | Miscellaneous | Baseline Forecast | Turnover | 0 | 45672.9233 | 54094.478 | 61131.317 | 71159.1811 | 57965.8853 | 58255.7081 | 59918.6592 | 59478.3153 | 59145.7828 | 59097.2027 | 71946.8339 | 72399.8541 | 72425.7833 | 75025.6641 | 70746.3971 | 70920.5359 | 71828.2203 | 71400.1721 | 71093.5666 | 71044.0639 | 74624.4395 | 74109.9833 | 73538.871 | 74291.8291 | 72897.4637 | 72891.9527 | 73202.3944 | 72886.8089 | 72648.4815 | 72560.1626 | 73475.4784 | 80161.6615
F6_Commercial_Lodging_Existing_Miscellaneous_Natural Gas_Miscellaneous_Baseline Forecast | F6 | Commercial | Lodging | Existing | Miscellaneous | Natural Gas | Miscellaneous | Baseline Forecast | Avg. Replacement Usage (kWh) | 0.034663 | 0.03348 | 0.037296 | 0.03661 | 0.03661 | 0.03661 | 0.03661 | 0.03661 | 0.03661 | 0.03661 | 0.03661 | 0.03661 | 0.03661 | 0.03661 | 0.03661 | 0.03661 | 0.03661 | 0.03661 | 0.03661 | 0.03661 | 0.03661 | 0.03661 | 0.03661 | 0.03661 | 0.03661 | 0.03661 | 0.03661 | 0.03661 | 0.03661 | 0.03661 | 0.03661 | 0.03661 | 0.03661
F7_Commercial_Lodging_Existing_Miscellaneous_Natural Gas_Miscellaneous_Baseline Forecast | F7 | Commercial | Lodging | Existing | Miscellaneous | Natural Gas | Miscellaneous | Baseline Forecast | Avg. Replacement Summer Demand (kW) | 0 | 0 | 0 | 0 | 0 | 0 | 0 | 0 | 0 | 0 | 0 | 0 | 0 | 0 | 0 | 0 | 0 | 0 | 0 | 0 | 0 | 0 | 0 | 0 | 0 | 0 | 0 | 0 | 0 | 0 | 0 | 0 | 0
F8_Commercial_Lodging_Existing_Miscellaneous_Natural Gas_Miscellaneous_Baseline Forecast | F8 | Commercial | Lodging | Existing | Miscellaneous | Natural Gas | Miscellaneous | Baseline Forecast | Avg. Replacement Winter Demand (kW) | 0 | 0 | 0 | 0 | 0 | 0 | 0 | 0 | 0 | 0 | 0 | 0 | 0 | 0 | 0 | 0 | 0 | 0 | 0 | 0 | 0 | 0 | 0 | 0 | 0 | 0 | 0 | 0 | 0 | 0 | 0 | 0 | 0
F1_Commercial_Lodging_New_Space Heating_Natural Gas_Furnace_Baseline Forecast | F1 | Commercial | Lodging | New | Space Heating | Natural Gas | Furnace | Baseline Forecast | Units | 0 | 0 | 0 | 0 | 0 | 0 | 0 | 0 | 0 | 0 | 0 | 0 | 0 | 0 | 0 | 0 | 0 | 0 | 0 | 0 | 0 | 0 | 0 | 0 | 0 | 0 | 0 | 0 | 0 | 0 | 0 | 0 | 0
F2_Commercial_Lodging_New_Space Heating_Natural Gas_Furnace_Baseline Forecast | F2 | Commercial | Lodging | New | Space Heating | Natural Gas | Furnace | Baseline Forecast | Usage (MMtherm) | 0 | 0 | 0 | 0 | 0 | 0 | 0 | 0 | 0 | 0 | 0 | 0 | 0 | 0 | 0 | 0 | 0 | 0 | 0 | 0 | 0 | 0 | 0 | 0 | 0 | 0 | 0 | 0 | 0 | 0 | 0 | 0 | 0
F3_Commercial_Lodging_New_Space Heating_Natural Gas_Furnace_Baseline Forecast | F3 | Commercial | Lodging | New | Space Heating | Natural Gas | Furnace | Baseline Forecast | Summer Peak Demand (MW) | 0 | 0 | 0 | 0 | 0 | 0 | 0 | 0 | 0 | 0 | 0 | 0 | 0 | 0 | 0 | 0 | 0 | 0 | 0 | 0 | 0 | 0 | 0 | 0 | 0 | 0 | 0 | 0 | 0 | 0 | 0 | 0 | 0
F4_Commercial_Lodging_New_Space Heating_Natural Gas_Furnace_Baseline Forecast | F4 | Commercial | Lodging | New | Space Heating | Natural Gas | Furnace | Baseline Forecast | Winter Peak Demand (MW) | 0 | 0 | 0 | 0 | 0 | 0 | 0 | 0 | 0 | 0 | 0 | 0 | 0 | 0 | 0 | 0 | 0 | 0 | 0 | 0 | 0 | 0 | 0 | 0 | 0 | 0 | 0 | 0 | 0 | 0 | 0 | 0 | 0
F5_Commercial_Lodging_New_Space Heating_Natural Gas_Furnace_Baseline Forecast | F5 | Commercial | Lodging | New | Space Heating | Natural Gas | Furnace | Baseline Forecast | Turnover | 0 | 0 | 0 | 0 | 0 | 0 | 0 | 0 | 0 | 0 | 0 | 0 | 0 | 0 | 0 | 0 | 0 | 0 | 0 | 0 | 0 | 0 | 0 | 0 | 0 | 0 | 0 | 0 | 0 | 0 | 0 | 0 | 0
F6_Commercial_Lodging_New_Space Heating_Natural Gas_Furnace_Baseline Forecast | F6 | Commercial | Lodging | New | Space Heating | Natural Gas | Furnace | Baseline Forecast | Avg. Replacement Usage (kWh) | 0.51987 | 0.50212 | 0.55639 | 0.54325 | 0.54034 | 0.48309 | 0.48048 | 0.40477 | 0.40255 | 0.40033 | 0.3981 | 0.39588 | 0.39366 | 0.39144 | 0.38922 | 0.387 | 0.38478 | 0.38256 | 0.38033 | 0.37811 | 0.37589 | 0.37367 | 0.37145 | 0.36923 | 0.36701 | 0.36479 | 0.36257 | 0.36036 | 0.35814 | 0.35593 | 0.35371 | 0.3515 | 0.3515
F7_Commercial_Lodging_New_Space Heating_Natural Gas_Furnace_Baseline Forecast | F7 | Commercial | Lodging | New | Space Heating | Natural Gas | Furnace | Baseline Forecast | Avg. Replacement Summer Demand (kW) | 0 | 0 | 0 | 0 | 0 | 0 | 0 | 0 | 0 | 0 | 0 | 0 | 0 | 0 | 0 | 0 | 0 | 0 | 0 | 0 | 0 | 0 | 0 | 0 | 0 | 0 | 0 | 0 | 0 | 0 | 0 | 0 | 0
F8_Commercial_Lodging_New_Space Heating_Natural Gas_Furnace_Baseline Forecast | F8 | Commercial | Lodging | New | Space Heating | Natural Gas | Furnace | Baseline Forecast | Avg. Replacement Winter Demand (kW) | 0 | 0 | 0 | 0 | 0 | 0 | 0 | 0 | 0 | 0 | 0 | 0 | 0 | 0 | 0 | 0 | 0 | 0 | 0 | 0 | 0 | 0 | 0 | 0 | 0 | 0 | 0 | 0 | 0 | 0 | 0 | 0 | 0
F1_Commercial_Lodging_New_Space Heating_Natural Gas_Boiler_Baseline Forecast | F1 | Commercial | Lodging | New | Space Heating | Natural Gas | Boiler | Baseline Forecast | Units | 0 | 0 | 0 | 0 | 0 | 0 | 0 | 0 | 0 | 0 | 0 | 0 | 0 | 0 | 0 | 0 | 0 | 0 | 0 | 0 | 0 | 0 | 0 | 0 | 0 | 0 | 0 | 0 | 0 | 0 | 0 | 0 | 0
F2_Commercial_Lodging_New_Space Heating_Natural Gas_Boiler_Baseline Forecast | F2 | Commercial | Lodging | New | Space Heating | Natural Gas | Boiler | Baseline Forecast | Usage (MMtherm) | 0 | 0 | 0 | 0 | 0 | 0 | 0 | 0 | 0 | 0 | 0 | 0 | 0 | 0 | 0 | 0 | 0 | 0 | 0 | 0 | 0 | 0 | 0 | 0 | 0 | 0 | 0 | 0 | 0 | 0 | 0 | 0 | 0
F3_Commercial_Lodging_New_Space Heating_Natural Gas_Boiler_Baseline Forecast | F3 | Commercial | Lodging | New | Space Heating | Natural Gas | Boiler | Baseline Forecast | Summer Peak Demand (MW) | 0 | 0 | 0 | 0 | 0 | 0 | 0 | 0 | 0 | 0 | 0 | 0 | 0 | 0 | 0 | 0 | 0 | 0 | 0 | 0 | 0 | 0 | 0 | 0 | 0 | 0 | 0 | 0 | 0 | 0 | 0 | 0 | 0
F4_Commercial_Lodging_New_Space Heating_Natural Gas_Boiler_Baseline Forecast | F4 | Commercial | Lodging | New | Space Heating | Natural Gas | Boiler | Baseline Forecast | Winter Peak Demand (MW) | 0 | 0 | 0 | 0 | 0 | 0 | 0 | 0 | 0 | 0 | 0 | 0 | 0 | 0 | 0 | 0 | 0 | 0 | 0 | 0 | 0 | 0 | 0 | 0 | 0 | 0 | 0 | 0 | 0 | 0 | 0 | 0 | 0
F5_Commercial_Lodging_New_Space Heating_Natural Gas_Boiler_Baseline Forecast | F5 | Commercial | Lodging | New | Space Heating | Natural Gas | Boiler | Baseline Forecast | Turnover | 0 | 0 | 0 | 0 | 0 | 0 | 0 | 0 | 0 | 0 | 0 | 0 | 0 | 0 | 0 | 0 | 0 | 0 | 0 | 0 | 0 | 0 | 0 | 0 | 0 | 0 | 0 | 0 | 0 | 0 | 0 | 0 | 0
F6_Commercial_Lodging_New_Space Heating_Natural Gas_Boiler_Baseline Forecast | F6 | Commercial | Lodging | New | Space Heating | Natural Gas | Boiler | Baseline Forecast | Avg. Replacement Usage (kWh) | 1.3976 | 1.3499 | 1.4957 | 1.4604 | 1.4526 | 1.3052 | 1.2981 | 1.2911 | 1.284 | 1.277 | 1.2699 | 1.2629 | 1.2558 | 1.2487 | 1.2417 | 1.2346 | 1.2276 | 1.2205 | 1.2135 | 1.2064 | 1.1993 | 1.1923 | 1.1852 | 1.1782 | 1.1711 | 1.1641 | 1.157 | 1.15 | 1.1429 | 1.1359 | 1.1288 | 1.1218 | 1.1218
F7_Commercial_Lodging_New_Space Heating_Natural Gas_Boiler_Baseline Forecast | F7 | Commercial | Lodging | New | Space Heating | Natural Gas | Boiler | Baseline Forecast | Avg. Replacement Summer Demand (kW) | 0 | 0 | 0 | 0 | 0 | 0 | 0 | 0 | 0 | 0 | 0 | 0 | 0 | 0 | 0 | 0 | 0 | 0 | 0 | 0 | 0 | 0 | 0 | 0 | 0 | 0 | 0 | 0 | 0 | 0 | 0 | 0 | 0
F8_Commercial_Lodging_New_Space Heating_Natural Gas_Boiler_Baseline Forecast | F8 | Commercial | Lodging | New | Space Heating | Natural Gas | Boiler | Baseline Forecast | Avg. Replacement Winter Demand (kW) | 0 | 0 | 0 | 0 | 0 | 0 | 0 | 0 | 0 | 0 | 0 | 0 | 0 | 0 | 0 | 0 | 0 | 0 | 0 | 0 | 0 | 0 | 0 | 0 | 0 | 0 | 0 | 0 | 0 | 0 | 0 | 0 | 0
F1_Commercial_Lodging_New_Space Heating_Natural Gas_Unit Heater_Baseline Forecast | F1 | Commercial | Lodging | New | Space Heating | Natural Gas | Unit Heater | Baseline Forecast | Units | 0 | 14.9621 | 87.13 | 133.2503 | 188.394 | 245.2246 | 302.3408 | 351.7747 | 400.5157 | 450.3977 | 501.0916 | 551.4004 | 600.9223 | 649.7692 | 698.6868 | 747.4563 | 796.5085 | 844.4164 | 890.4213 | 934.9418 | 979.4843 | 1024.9286 | 1070.9652 | 1117.4889 | 1164.5125 | 1211.6685 | 1259.0088 | 1306.3811 | 1353.9623 | 1401.6473 | 1449.687 | 1497.7616 | 1518.1842
F2_Commercial_Lodging_New_Space Heating_Natural Gas_Unit Heater_Baseline Forecast | F2 | Commercial | Lodging | New | Space Heating | Natural Gas | Unit Heater | Baseline Forecast | Usage (MMtherm) | 0 | 3.85e-06 | 2.4843e-05 | 3.7096e-05 | 5.2167e-05 | 6.5972e-05 | 7.9694e-05 | 9.138e-05 | 0.00010277 | 0.0001143 | 0.00012589 | 0.0001372 | 0.00014792 | 0.00015822 | 0.00016827 | 0.00017825 | 0.00018823 | 0.00019789 | 0.00020693 | 0.00021514 | 0.00022355 | 0.00023205 | 0.00024104 | 0.00025001 | 0.00025897 | 0.00026784 | 0.00027662 | 0.00028528 | 0.00029385 | 0.00030233 | 0.00031075 | 0.00031904 | 0.0003234
F3_Commercial_Lodging_New_Space Heating_Natural Gas_Unit Heater_Baseline Forecast | F3 | Commercial | Lodging | New | Space Heating | Natural Gas | Unit Heater | Baseline Forecast | Summer Peak Demand (MW) | 0 | 0 | 0 | 0 | 0 | 0 | 0 | 0 | 0 | 0 | 0 | 0 | 0 | 0 | 0 | 0 | 0 | 0 | 0 | 0 | 0 | 0 | 0 | 0 | 0 | 0 | 0 | 0 | 0 | 0 | 0 | 0 | 0
F4_Commercial_Lodging_New_Space Heating_Natural Gas_Unit Heater_Baseline Forecast | F4 | Commercial | Lodging | New | Space Heating | Natural Gas | Unit Heater | Baseline Forecast | Winter Peak Demand (MW) | 0 | 0 | 0 | 0 | 0 | 0 | 0 | 0 | 0 | 0 | 0 | 0 | 0 | 0 | 0 | 0 | 0 | 0 | 0 | 0 | 0 | 0 | 0 | 0 | 0 | 0 | 0 | 0 | 0 | 0 | 0 | 0 | 0
F5_Commercial_Lodging_New_Space Heating_Natural Gas_Unit Heater_Baseline Forecast | F5 | Commercial | Lodging | New | Space Heating | Natural Gas | Unit Heater | Baseline Forecast | Turnover | 0 | 14.9621 | 72.1678 | 46.1203 | 55.1437 | 56.8306 | 57.1162 | 49.4339 | 48.7411 | 49.882 | 50.6939 | 52.4462 | 61.6637 | 65.8428 | 71.3631 | 76.1273 | 80.6611 | 82.0632 | 86.6033 | 103.1124 | 94.4169 | 98.3152 | 100.6551 | 102.8289 | 103.2415 | 106.0163 | 109.6475 | 112.7382 | 116.4917 | 124.167 | 128.3015 | 132.5238 | 108.575
F6_Commercial_Lodging_New_Space Heating_Natural Gas_Unit Heater_Baseline Forecast | F6 | Commercial | Lodging | New | Space Heating | Natural Gas | Unit Heater | Baseline Forecast | Avg. Replacement Usage (kWh) | 0.26641 | 0.25732 | 0.28513 | 0.27839 | 0.27691 | 0.24784 | 0.2465 | 0.24516 | 0.24382 | 0.24248 | 0.24114 | 0.2398 | 0.23846 | 0.23712 | 0.23578 | 0.23444 | 0.2331 | 0.23176 | 0.23042 | 0.22908 | 0.22774 | 0.22641 | 0.22507 | 0.22373 | 0.22239 | 0.22105 | 0.21971 | 0.21837 | 0.21703 | 0.21569 | 0.21435 | 0.21301 | 0.21301
F7_Commercial_Lodging_New_Space Heating_Natural Gas_Unit Heater_Baseline Forecast | F7 | Commercial | Lodging | New | Space Heating | Natural Gas | Unit Heater | Baseline Forecast | Avg. Replacement Summer Demand (kW) | 0 | 0 | 0 | 0 | 0 | 0 | 0 | 0 | 0 | 0 | 0 | 0 | 0 | 0 | 0 | 0 | 0 | 0 | 0 | 0 | 0 | 0 | 0 | 0 | 0 | 0 | 0 | 0 | 0 | 0 | 0 | 0 | 0
F8_Commercial_Lodging_New_Space Heating_Natural Gas_Unit Heater_Baseline Forecast | F8 | Commercial | Lodging | New | Space Heating | Natural Gas | Unit Heater | Baseline Forecast | Avg. Replacement Winter Demand (kW) | 0 | 0 | 0 | 0 | 0 | 0 | 0 | 0 | 0 | 0 | 0 | 0 | 0 | 0 | 0 | 0 | 0 | 0 | 0 | 0 | 0 | 0 | 0 | 0 | 0 | 0 | 0 | 0 | 0 | 0 | 0 | 0 | 0
F1_Commercial_Lodging_New_Water Heating_Natural Gas_Water Heater_Baseline Forecast | F1 | Commercial | Lodging | New | Water Heating | Natural Gas | Water Heater | Baseline Forecast | Units | 0 | 0 | 0 | 0 | 0 | 0 | 0 | 0 | 0 | 0 | 0 | 0 | 0 | 0 | 0 | 0 | 0 | 0 | 0 | 0 | 0 | 0 | 0 | 0 | 0 | 0 | 0 | 0 | 0 | 0 | 0 | 0 | 0
F2_Commercial_Lodging_New_Water Heating_Natural Gas_Water Heater_Baseline Forecast | F2 | Commercial | Lodging | New | Water Heating | Natural Gas | Water Heater | Baseline Forecast | Usage (MMtherm) | 0 | 0 | 0 | 0 | 0 | 0 | 0 | 0 | 0 | 0 | 0 | 0 | 0 | 0 | 0 | 0 | 0 | 0 | 0 | 0 | 0 | 0 | 0 | 0 | 0 | 0 | 0 | 0 | 0 | 0 | 0 | 0 | 0
F3_Commercial_Lodging_New_Water Heating_Natural Gas_Water Heater_Baseline Forecast | F3 | Commercial | Lodging | New | Water Heating | Natural Gas | Water Heater | Baseline Forecast | Summer Peak Demand (MW) | 0 | 0 | 0 | 0 | 0 | 0 | 0 | 0 | 0 | 0 | 0 | 0 | 0 | 0 | 0 | 0 | 0 | 0 | 0 | 0 | 0 | 0 | 0 | 0 | 0 | 0 | 0 | 0 | 0 | 0 | 0 | 0 | 0
F4_Commercial_Lodging_New_Water Heating_Natural Gas_Water Heater_Baseline Forecast | F4 | Commercial | Lodging | New | Water Heating | Natural Gas | Water Heater | Baseline Forecast | Winter Peak Demand (MW) | 0 | 0 | 0 | 0 | 0 | 0 | 0 | 0 | 0 | 0 | 0 | 0 | 0 | 0 | 0 | 0 | 0 | 0 | 0 | 0 | 0 | 0 | 0 | 0 | 0 | 0 | 0 | 0 | 0 | 0 | 0 | 0 | 0
F5_Commercial_Lodging_New_Water Heating_Natural Gas_Water Heater_Baseline Forecast | F5 | Commercial | Lodging | New | Water Heating | Natural Gas | Water Heater | Baseline Forecast | Turnover | 0 | 0 | 0 | 0 | 0 | 0 | 0 | 0 | 0 | 0 | 0 | 0 | 0 | 0 | 0 | 0 | 0 | 0 | 0 | 0 | 0 | 0 | 0 | 0 | 0 | 0 | 0 | 0 | 0 | 0 | 0 | 0 | 0
F6_Commercial_Lodging_New_Water Heating_Natural Gas_Water Heater_Baseline Forecast | F6 | Commercial | Lodging | New | Water Heating | Natural Gas | Water Heater | Baseline Forecast | Avg. Replacement Usage (kWh) | 0.69758 | 0.67377 | 0.75057 | 0.73676 | 0.73676 | 0.73676 | 0.73676 | 0.73676 | 0.73676 | 0.73676 | 0.73676 | 0.73676 | 0.73676 | 0.73676 | 0.73676 | 0.73676 | 0.73676 | 0.73676 | 0.73676 | 0.73676 | 0.73676 | 0.73676 | 0.73676 | 0.73676 | 0.73676 | 0.73676 | 0.73676 | 0.73676 | 0.73676 | 0.73676 | 0.73676 | 0.73676 | 0.73676
F7_Commercial_Lodging_New_Water Heating_Natural Gas_Water Heater_Baseline Forecast | F7 | Commercial | Lodging | New | Water Heating | Natural Gas | Water Heater | Baseline Forecast | Avg. Replacement Summer Demand (kW) | 0 | 0 | 0 | 0 | 0 | 0 | 0 | 0 | 0 | 0 | 0 | 0 | 0 | 0 | 0 | 0 | 0 | 0 | 0 | 0 | 0 | 0 | 0 | 0 | 0 | 0 | 0 | 0 | 0 | 0 | 0 | 0 | 0
F8_Commercial_Lodging_New_Water Heating_Natural Gas_Water Heater_Baseline Forecast | F8 | Commercial | Lodging | New | Water Heating | Natural Gas | Water Heater | Baseline Forecast | Avg. Replacement Winter Demand (kW) | 0 | 0 | 0 | 0 | 0 | 0 | 0 | 0 | 0 | 0 | 0 | 0 | 0 | 0 | 0 | 0 | 0 | 0 | 0 | 0 | 0 | 0 | 0 | 0 | 0 | 0 | 0 | 0 | 0 | 0 | 0 | 0 | 0
F1_Commercial_Lodging_New_Food Preparation_Natural Gas_Oven_Baseline Forecast | F1 | Commercial | Lodging | New | Food Preparation | Natural Gas | Oven | Baseline Forecast | Units | 0 | 265.5662 | 1546.4908 | 2365.0914 | 3343.85 | 4352.5502 | 5366.3194 | 6243.7333 | 7108.8507 | 7994.2176 | 8893.9961 | 9786.9392 | 10665.9157 | 11532.9113 | 12401.1601 | 13266.783 | 14137.4225 | 14987.7502 | 15804.3025 | 16594.5085 | 17385.1028 | 18191.7056 | 19008.8205 | 19834.581 | 20669.213 | 21506.1965 | 22346.452 | 23187.2735 | 24031.8042 | 24878.1758 | 25730.8446 | 26584.1332 | 26946.618
F2_Commercial_Lodging_New_Food Preparation_Natural Gas_Oven_Baseline Forecast | F2 | Commercial | Lodging | New | Food Preparation | Natural Gas | Oven | Baseline Forecast | Usage (MMtherm) | 0 | 2.4169e-05 | 0.00015677 | 0.00023536 | 0.00033277 | 0.00043316 | 0.00053403 | 0.00062132 | 0.00070737 | 0.00079541 | 0.00088486 | 0.0009736 | 0.0010609 | 0.001147 | 0.0012332 | 0.001319 | 0.0014053 | 0.0014895 | 0.0015704 | 0.0016486 | 0.0017268 | 0.0018066 | 0.0018873 | 0.0019689 | 0.0020514 | 0.0021341 | 0.002217 | 0.0023 | 0.0023833 | 0.0024669 | 0.002551 | 0.0026352 | 0.0026709
F3_Commercial_Lodging_New_Food Preparation_Natural Gas_Oven_Baseline Forecast | F3 | Commercial | Lodging | New | Food Preparation | Natural Gas | Oven | Baseline Forecast | Summer Peak Demand (MW) | 0 | 0 | 0 | 0 | 0 | 0 | 0 | 0 | 0 | 0 | 0 | 0 | 0 | 0 | 0 | 0 | 0 | 0 | 0 | 0 | 0 | 0 | 0 | 0 | 0 | 0 | 0 | 0 | 0 | 0 | 0 | 0 | 0
F4_Commercial_Lodging_New_Food Preparation_Natural Gas_Oven_Baseline Forecast | F4 | Commercial | Lodging | New | Food Preparation | Natural Gas | Oven | Baseline Forecast | Winter Peak Demand (MW) | 0 | 0 | 0 | 0 | 0 | 0 | 0 | 0 | 0 | 0 | 0 | 0 | 0 | 0 | 0 | 0 | 0 | 0 | 0 | 0 | 0 | 0 | 0 | 0 | 0 | 0 | 0 | 0 | 0 | 0 | 0 | 0 | 0
F5_Commercial_Lodging_New_Food Preparation_Natural Gas_Oven_Baseline Forecast | F5 | Commercial | Lodging | New | Food Preparation | Natural Gas | Oven | Baseline Forecast | Turnover | 0 | 265.5662 | 1280.9246 | 818.6005 | 978.7586 | 1008.7003 | 1013.7691 | 877.4139 | 865.1174 | 885.3668 | 944.0396 | 1143.3147 | 1224.053 | 1317.6857 | 1411.9407 | 1487.661 | 1609.3548 | 1893.478 | 1704.3792 | 1732.0988 | 1774.4136 | 1831.8757 | 1853.069 | 1920.9474 | 2000.8823 | 2093.4591 | 2258.5122 | 2329.2978 | 2399.742 | 2464.4215 | 2527.4884 | 2591.779 | 2210.6782
F6_Commercial_Lodging_New_Food Preparation_Natural Gas_Oven_Baseline Forecast | F6 | Commercial | Lodging | New | Food Preparation | Natural Gas | Oven | Baseline Forecast | Avg. Replacement Usage (kWh) | 0.094226 | 0.091009 | 0.10137 | 0.099521 | 0.09953 | 0.099522 | 0.099501 | 0.099484 | 0.099463 | 0.099443 | 0.099424 | 0.099406 | 0.099386 | 0.099366 | 0.099347 | 0.099328 | 0.099309 | 0.099287 | 0.099266 | 0.099243 | 0.099221 | 0.099199 | 0.099178 | 0.099157 | 0.099139 | 0.099123 | 0.099109 | 0.099097 | 0.099087 | 0.099079 | 0.099075 | 0.099072 | 0.099072
F7_Commercial_Lodging_New_Food Preparation_Natural Gas_Oven_Baseline Forecast | F7 | Commercial | Lodging | New | Food Preparation | Natural Gas | Oven | Baseline Forecast | Avg. Replacement Summer Demand (kW) | 0 | 0 | 0 | 0 | 0 | 0 | 0 | 0 | 0 | 0 | 0 | 0 | 0 | 0 | 0 | 0 | 0 | 0 | 0 | 0 | 0 | 0 | 0 | 0 | 0 | 0 | 0 | 0 | 0 | 0 | 0 | 0 | 0
F8_Commercial_Lodging_New_Food Preparation_Natural Gas_Oven_Baseline Forecast | F8 | Commercial | Lodging | New | Food Preparation | Natural Gas | Oven | Baseline Forecast | Avg. Replacement Winter Demand (kW) | 0 | 0 | 0 | 0 | 0 | 0 | 0 | 0 | 0 | 0 | 0 | 0 | 0 | 0 | 0 | 0 | 0 | 0 | 0 | 0 | 0 | 0 | 0 | 0 | 0 | 0 | 0 | 0 | 0 | 0 | 0 | 0 | 0
F1_Commercial_Lodging_New_Food Preparation_Natural Gas_Conveyor Oven_Baseline Forecast | F1 | Commercial | Lodging | New | Food Preparation | Natural Gas | Conveyor Oven | Baseline Forecast | Units | 0 | 132.7831 | 773.2454 | 1182.5457 | 1671.925 | 2176.2751 | 2683.1597 | 3121.8667 | 3554.4254 | 3997.1088 | 4446.998 | 4893.4696 | 5332.9579 | 5766.4556 | 6200.5801 | 6633.3915 | 7068.7112 | 7493.8751 | 7902.1513 | 8297.2543 | 8692.5514 | 9095.8528 | 9504.4102 | 9917.2905 | 10334.6065 | 10753.0982 | 11173.226 | 11593.6367 | 12015.9021 | 12439.0879 | 12865.4223 | 13292.0666 | 13473.309
F2_Commercial_Lodging_New_Food Preparation_Natural Gas_Conveyor Oven_Baseline Forecast | F2 | Commercial | Lodging | New | Food Preparation | Natural Gas | Conveyor Oven | Baseline Forecast | Usage (MMtherm) | 0 | 2.0677e-05 | 0.00013413 | 0.00020136 | 0.00028469 | 0.00037056 | 0.00045687 | 0.00053156 | 0.0006052 | 0.00068056 | 0.00075715 | 0.00083315 | 0.00090796 | 0.00098174 | 0.0010556 | 0.0011293 | 0.0012034 | 0.0012757 | 0.0013452 | 0.0014124 | 0.0014796 | 0.0015482 | 0.0016177 | 0.0016879 | 0.0017588 | 0.00183 | 0.0019014 | 0.0019729 | 0.0020446 | 0.0021166 | 0.0021891 | 0.0022616 | 0.0022924
F3_Commercial_Lodging_New_Food Preparation_Natural Gas_Conveyor Oven_Baseline Forecast | F3 | Commercial | Lodging | New | Food Preparation | Natural Gas | Conveyor Oven | Baseline Forecast | Summer Peak Demand (MW) | 0 | 0 | 0 | 0 | 0 | 0 | 0 | 0 | 0 | 0 | 0 | 0 | 0 | 0 | 0 | 0 | 0 | 0 | 0 | 0 | 0 | 0 | 0 | 0 | 0 | 0 | 0 | 0 | 0 | 0 | 0 | 0 | 0
F4_Commercial_Lodging_New_Food Preparation_Natural Gas_Conveyor Oven_Baseline Forecast | F4 | Commercial | Lodging | New | Food Preparation | Natural Gas | Conveyor Oven | Baseline Forecast | Winter Peak Demand (MW) | 0 | 0 | 0 | 0 | 0 | 0 | 0 | 0 | 0 | 0 | 0 | 0 | 0 | 0 | 0 | 0 | 0 | 0 | 0 | 0 | 0 | 0 | 0 | 0 | 0 | 0 | 0 | 0 | 0 | 0 | 0 | 0 | 0
F5_Commercial_Lodging_New_Food Preparation_Natural Gas_Conveyor Oven_Baseline Forecast | F5 | Commercial | Lodging | New | Food Preparation | Natural Gas | Conveyor Oven | Baseline Forecast | Turnover | 0 | 132.7831 | 640.4623 | 409.3003 | 489.3793 | 504.3501 | 506.8846 | 438.707 | 432.5587 | 442.6834 | 449.8893 | 446.4715 | 439.4883 | 433.4978 | 434.1244 | 432.8115 | 435.3197 | 451.7205 | 557.6139 | 596.4333 | 654.2372 | 711.3235 | 791.1603 | 939.789 | 864.757 | 885.9735 | 888.0155 | 884.6796 | 863.7058 | 861.426 | 866.4055 | 867.1525 | 619.8169
F6_Commercial_Lodging_New_Food Preparation_Natural Gas_Conveyor Oven_Baseline Forecast | F6 | Commercial | Lodging | New | Food Preparation | Natural Gas | Conveyor Oven | Baseline Forecast | Avg. Replacement Usage (kWh) | 0.16123 | 0.15572 | 0.17347 | 0.17028 | 0.17028 | 0.17027 | 0.17026 | 0.17026 | 0.17025 | 0.17024 | 0.17023 | 0.17022 | 0.17022 | 0.17021 | 0.1702 | 0.17019 | 0.17019 | 0.17018 | 0.17017 | 0.17017 | 0.17016 | 0.17015 | 0.17015 | 0.17014 | 0.17014 | 0.17014 | 0.17013 | 0.17013 | 0.17013 | 0.17013 | 0.17013 | 0.17012 | 0.17012
F7_Commercial_Lodging_New_Food Preparation_Natural Gas_Conveyor Oven_Baseline Forecast | F7 | Commercial | Lodging | New | Food Preparation | Natural Gas | Conveyor Oven | Baseline Forecast | Avg. Replacement Summer Demand (kW) | 0 | 0 | 0 | 0 | 0 | 0 | 0 | 0 | 0 | 0 | 0 | 0 | 0 | 0 | 0 | 0 | 0 | 0 | 0 | 0 | 0 | 0 | 0 | 0 | 0 | 0 | 0 | 0 | 0 | 0 | 0 | 0 | 0
F8_Commercial_Lodging_New_Food Preparation_Natural Gas_Conveyor Oven_Baseline Forecast | F8 | Commercial | Lodging | New | Food Preparation | Natural Gas | Conveyor Oven | Baseline Forecast | Avg. Replacement Winter Demand (kW) | 0 | 0 | 0 | 0 | 0 | 0 | 0 | 0 | 0 | 0 | 0 | 0 | 0 | 0 | 0 | 0 | 0 | 0 | 0 | 0 | 0 | 0 | 0 | 0 | 0 | 0 | 0 | 0 | 0 | 0 | 0 | 0 | 0
F1_Commercial_Lodging_New_Food Preparation_Natural Gas_Double Rack Oven_Baseline Forecast | F1 | Commercial | Lodging | New | Food Preparation | Natural Gas | Double Rack Oven | Baseline Forecast | Units | 0 | 132.7831 | 773.2454 | 1182.5457 | 1671.925 | 2176.2751 | 2683.1597 | 3121.8667 | 3554.4254 | 3997.1088 | 4446.998 | 4893.4696 | 5332.9579 | 5766.4556 | 6200.5801 | 6633.3915 | 7068.7112 | 7493.8751 | 7902.1513 | 8297.2543 | 8692.5514 | 9095.8528 | 9504.4102 | 9917.2905 | 10334.6065 | 10753.0982 | 11173.226 | 11593.6367 | 12015.9021 | 12439.0879 | 12865.4223 | 13292.0666 | 13473.309
F2_Commercial_Lodging_New_Food Preparation_Natural Gas_Double Rack Oven_Baseline Forecast | F2 | Commercial | Lodging | New | Food Preparation | Natural Gas | Double Rack Oven | Baseline Forecast | Usage (MMtherm) | 0 | 3.1412e-05 | 0.00020374 | 0.00030587 | 0.00043247 | 0.00056292 | 0.000694 | 0.00080741 | 0.0009192 | 0.0010336 | 0.0011498 | 0.0012651 | 0.0013785 | 0.0014903 | 0.0016022 | 0.0017136 | 0.0018256 | 0.0019349 | 0.0020396 | 0.002141 | 0.0022423 | 0.0023456 | 0.0024503 | 0.0025562 | 0.0026631 | 0.0027702 | 0.0028778 | 0.0029854 | 0.0030935 | 0.0032017 | 0.0033108 | 0.00342 | 0.0034661
F3_Commercial_Lodging_New_Food Preparation_Natural Gas_Double Rack Oven_Baseline Forecast | F3 | Commercial | Lodging | New | Food Preparation | Natural Gas | Double Rack Oven | Baseline Forecast | Summer Peak Demand (MW) | 0 | 0 | 0 | 0 | 0 | 0 | 0 | 0 | 0 | 0 | 0 | 0 | 0 | 0 | 0 | 0 | 0 | 0 | 0 | 0 | 0 | 0 | 0 | 0 | 0 | 0 | 0 | 0 | 0 | 0 | 0 | 0 | 0
F4_Commercial_Lodging_New_Food Preparation_Natural Gas_Double Rack Oven_Baseline Forecast | F4 | Commercial | Lodging | New | Food Preparation | Natural Gas | Double Rack Oven | Baseline Forecast | Winter Peak Demand (MW) | 0 | 0 | 0 | 0 | 0 | 0 | 0 | 0 | 0 | 0 | 0 | 0 | 0 | 0 | 0 | 0 | 0 | 0 | 0 | 0 | 0 | 0 | 0 | 0 | 0 | 0 | 0 | 0 | 0 | 0 | 0 | 0 | 0
F5_Commercial_Lodging_New_Food Preparation_Natural Gas_Double Rack Oven_Baseline Forecast | F5 | Commercial | Lodging | New | Food Preparation | Natural Gas | Double Rack Oven | Baseline Forecast | Turnover | 0 | 132.7831 | 640.4623 | 409.3003 | 489.3793 | 504.3501 | 506.8846 | 438.707 | 432.5587 | 442.6834 | 449.8893 | 446.4715 | 466.0449 | 582.8355 | 635.4547 | 691.7515 | 743.3418 | 807.7667 | 935.1849 | 842.544 | 862.7789 | 871.1891 | 872.8264 | 859.632 | 889.6727 | 926.1222 | 966.4714 | 1005.2581 | 1056.8276 | 1148.4886 | 1188.8792 | 1223.9938 | 1006.8839
F6_Commercial_Lodging_New_Food Preparation_Natural Gas_Double Rack Oven_Baseline Forecast | F6 | Commercial | Lodging | New | Food Preparation | Natural Gas | Double Rack Oven | Baseline Forecast | Avg. Replacement Usage (kWh) | 0.24493 | 0.23656 | 0.26348 | 0.25867 | 0.2587 | 0.25866 | 0.25858 | 0.25852 | 0.25844 | 0.25836 | 0.25829 | 0.25822 | 0.25815 | 0.25807 | 0.258 | 0.25793 | 0.25786 | 0.25778 | 0.2577 | 0.25762 | 0.25755 | 0.25747 | 0.25741 | 0.25734 | 0.25729 | 0.25724 | 0.2572 | 0.25716 | 0.25713 | 0.25711 | 0.2571 | 0.25709 | 0.25709
F7_Commercial_Lodging_New_Food Preparation_Natural Gas_Double Rack Oven_Baseline Forecast | F7 | Commercial | Lodging | New | Food Preparation | Natural Gas | Double Rack Oven | Baseline Forecast | Avg. Replacement Summer Demand (kW) | 0 | 0 | 0 | 0 | 0 | 0 | 0 | 0 | 0 | 0 | 0 | 0 | 0 | 0 | 0 | 0 | 0 | 0 | 0 | 0 | 0 | 0 | 0 | 0 | 0 | 0 | 0 | 0 | 0 | 0 | 0 | 0 | 0
F8_Commercial_Lodging_New_Food Preparation_Natural Gas_Double Rack Oven_Baseline Forecast | F8 | Commercial | Lodging | New | Food Preparation | Natural Gas | Double Rack Oven | Baseline Forecast | Avg. Replacement Winter Demand (kW) | 0 | 0 | 0 | 0 | 0 | 0 | 0 | 0 | 0 | 0 | 0 | 0 | 0 | 0 | 0 | 0 | 0 | 0 | 0 | 0 | 0 | 0 | 0 | 0 | 0 | 0 | 0 | 0 | 0 | 0 | 0 | 0 | 0
F1_Commercial_Lodging_New_Food Preparation_Natural Gas_Fryer_Baseline Forecast | F1 | Commercial | Lodging | New | Food Preparation | Natural Gas | Fryer | Baseline Forecast | Units | 0 | 201.748 | 1174.8535 | 1796.7361 | 2540.2891 | 3306.5885 | 4076.7388 | 4743.3013 | 5400.5223 | 6073.1265 | 6756.6792 | 7435.039 | 8102.7887 | 8761.4365 | 9421.0364 | 10078.6414 | 10740.0574 | 11386.0428 | 12006.3693 | 12606.6809 | 13207.2874 | 13820.0554 | 14440.8094 | 15068.1313 | 15702.1928 | 16338.0407 | 16976.3744 | 17615.138 | 18256.7195 | 18899.6995 | 19547.4634 | 20195.6981 | 20471.0741
F2_Commercial_Lodging_New_Food Preparation_Natural Gas_Fryer_Baseline Forecast | F2 | Commercial | Lodging | New | Food Preparation | Natural Gas | Fryer | Baseline Forecast | Usage (MMtherm) | 0 | 2.9701e-05 | 0.00019267 | 0.00026267 | 0.0003506 | 0.00044122 | 0.0005323 | 0.00061113 | 0.00068886 | 0.00076668 | 0.00083782 | 0.00091029 | 0.00098306 | 0.001056 | 0.0011278 | 0.0011919 | 0.0012701 | 0.0013465 | 0.0014199 | 0.0014909 | 0.0015619 | 0.0016344 | 0.0017078 | 0.001782 | 0.001857 | 0.0019322 | 0.0020077 | 0.0020832 | 0.0021591 | 0.0022351 | 0.0023117 | 0.0023884 | 0.0024209
F3_Commercial_Lodging_New_Food Preparation_Natural Gas_Fryer_Baseline Forecast | F3 | Commercial | Lodging | New | Food Preparation | Natural Gas | Fryer | Baseline Forecast | Summer Peak Demand (MW) | 0 | 0 | 0 | 0 | 0 | 0 | 0 | 0 | 0 | 0 | 0 | 0 | 0 | 0 | 0 | 0 | 0 | 0 | 0 | 0 | 0 | 0 | 0 | 0 | 0 | 0 | 0 | 0 | 0 | 0 | 0 | 0 | 0
F4_Commercial_Lodging_New_Food Preparation_Natural Gas_Fryer_Baseline Forecast | F4 | Commercial | Lodging | New | Food Preparation | Natural Gas | Fryer | Baseline Forecast | Winter Peak Demand (MW) | 0 | 0 | 0 | 0 | 0 | 0 | 0 | 0 | 0 | 0 | 0 | 0 | 0 | 0 | 0 | 0 | 0 | 0 | 0 | 0 | 0 | 0 | 0 | 0 | 0 | 0 | 0 | 0 | 0 | 0 | 0 | 0 | 0
F5_Commercial_Lodging_New_Food Preparation_Natural Gas_Fryer_Baseline Forecast | F5 | Commercial | Lodging | New | Food Preparation | Natural Gas | Fryer | Baseline Forecast | Turnover | 0 | 201.748 | 973.1055 | 621.8826 | 743.553 | 766.2994 | 770.1502 | 666.5625 | 657.221 | 712.9539 | 910.4535 | 984.257 | 1061.1779 | 1126.6503 | 1240.919 | 1458.1796 | 1341.2488 | 1364.3376 | 1383.0619 | 1408.3607 | 1432.1265 | 1500.8652 | 1594.0256 | 1749.3485 | 1819.2796 | 1877.0543 | 1925.0744 | 1979.7831 | 2057.776 | 2045.456 | 2094.6023 | 2160.4837 | 1855.663
F6_Commercial_Lodging_New_Food Preparation_Natural Gas_Fryer_Baseline Forecast | F6 | Commercial | Lodging | New | Food Preparation | Natural Gas | Fryer | Baseline Forecast | Avg. Replacement Usage (kWh) | 0.15242 | 0.14722 | 0.16399 | 0.11826 | 0.11826 | 0.11826 | 0.11826 | 0.11826 | 0.11826 | 0.11826 | 0.11826 | 0.11826 | 0.11826 | 0.11826 | 0.11826 | 0.11826 | 0.11826 | 0.11826 | 0.11826 | 0.11826 | 0.11826 | 0.11826 | 0.11826 | 0.11826 | 0.11826 | 0.11826 | 0.11826 | 0.11826 | 0.11826 | 0.11826 | 0.11826 | 0.11826 | 0.11826
F7_Commercial_Lodging_New_Food Preparation_Natural Gas_Fryer_Baseline Forecast | F7 | Commercial | Lodging | New | Food Preparation | Natural Gas | Fryer | Baseline Forecast | Avg. Replacement Summer Demand (kW) | 0 | 0 | 0 | 0 | 0 | 0 | 0 | 0 | 0 | 0 | 0 | 0 | 0 | 0 | 0 | 0 | 0 | 0 | 0 | 0 | 0 | 0 | 0 | 0 | 0 | 0 | 0 | 0 | 0 | 0 | 0 | 0 | 0
F8_Commercial_Lodging_New_Food Preparation_Natural Gas_Fryer_Baseline Forecast | F8 | Commercial | Lodging | New | Food Preparation | Natural Gas | Fryer | Baseline Forecast | Avg. Replacement Winter Demand (kW) | 0 | 0 | 0 | 0 | 0 | 0 | 0 | 0 | 0 | 0 | 0 | 0 | 0 | 0 | 0 | 0 | 0 | 0 | 0 | 0 | 0 | 0 | 0 | 0 | 0 | 0 | 0 | 0 | 0 | 0 | 0 | 0 | 0
F1_Commercial_Lodging_New_Food Preparation_Natural Gas_Broiler_Baseline Forecast | F1 | Commercial | Lodging | New | Food Preparation | Natural Gas | Broiler | Baseline Forecast | Units | 0 | 201.748 | 1174.8535 | 1796.7361 | 2540.2891 | 3306.5885 | 4076.7388 | 4743.3013 | 5400.5223 | 6073.1265 | 6756.6792 | 7435.039 | 8102.7887 | 8761.4365 | 9421.0364 | 10078.6414 | 10740.0574 | 11386.0428 | 12006.3693 | 12606.6809 | 13207.2874 | 13820.0554 | 14440.8094 | 15068.1313 | 15702.1928 | 16338.0407 | 16976.3744 | 17615.138 | 18256.7195 | 18899.6995 | 19547.4634 | 20195.6981 | 20471.0741
F2_Commercial_Lodging_New_Food Preparation_Natural Gas_Broiler_Baseline Forecast | F2 | Commercial | Lodging | New | Food Preparation | Natural Gas | Broiler | Baseline Forecast | Usage (MMtherm) | 0 | 3.2666e-05 | 0.0002119 | 0.0003181 | 0.00044976 | 0.00058543 | 0.00072176 | 0.00083975 | 0.00095607 | 0.0010751 | 0.001196 | 0.0013161 | 0.0014342 | 0.0015506 | 0.0016672 | 0.0017834 | 0.0019003 | 0.0020143 | 0.0021238 | 0.0022297 | 0.0023356 | 0.0024436 | 0.0025531 | 0.0026637 | 0.0027755 | 0.0028876 | 0.0030001 | 0.0031127 | 0.0032258 | 0.0033391 | 0.0034532 | 0.0035674 | 0.0036159
F3_Commercial_Lodging_New_Food Preparation_Natural Gas_Broiler_Baseline Forecast | F3 | Commercial | Lodging | New | Food Preparation | Natural Gas | Broiler | Baseline Forecast | Summer Peak Demand (MW) | 0 | 0 | 0 | 0 | 0 | 0 | 0 | 0 | 0 | 0 | 0 | 0 | 0 | 0 | 0 | 0 | 0 | 0 | 0 | 0 | 0 | 0 | 0 | 0 | 0 | 0 | 0 | 0 | 0 | 0 | 0 | 0 | 0
F4_Commercial_Lodging_New_Food Preparation_Natural Gas_Broiler_Baseline Forecast | F4 | Commercial | Lodging | New | Food Preparation | Natural Gas | Broiler | Baseline Forecast | Winter Peak Demand (MW) | 0 | 0 | 0 | 0 | 0 | 0 | 0 | 0 | 0 | 0 | 0 | 0 | 0 | 0 | 0 | 0 | 0 | 0 | 0 | 0 | 0 | 0 | 0 | 0 | 0 | 0 | 0 | 0 | 0 | 0 | 0 | 0 | 0
F5_Commercial_Lodging_New_Food Preparation_Natural Gas_Broiler_Baseline Forecast | F5 | Commercial | Lodging | New | Food Preparation | Natural Gas | Broiler | Baseline Forecast | Turnover | 0 | 201.748 | 973.1055 | 621.8826 | 743.553 | 766.2994 | 770.1502 | 666.5625 | 657.221 | 672.6043 | 683.5527 | 678.3598 | 708.0992 | 885.5486 | 965.497 | 1051.0333 | 1129.4185 | 1227.3045 | 1420.9011 | 1280.1444 | 1310.8888 | 1323.6672 | 1326.1548 | 1306.1076 | 1351.7508 | 1407.1314 | 1468.4372 | 1527.3689 | 1605.7226 | 1744.9904 | 1806.3591 | 1859.7115 | 1529.8391
F6_Commercial_Lodging_New_Food Preparation_Natural Gas_Broiler_Baseline Forecast | F6 | Commercial | Lodging | New | Food Preparation | Natural Gas | Broiler | Baseline Forecast | Avg. Replacement Usage (kWh) | 0.16764 | 0.16192 | 0.18036 | 0.17705 | 0.17706 | 0.17705 | 0.17702 | 0.17701 | 0.17698 | 0.17696 | 0.17694 | 0.17692 | 0.1769 | 0.17688 | 0.17685 | 0.17683 | 0.17681 | 0.17679 | 0.17677 | 0.17674 | 0.17672 | 0.1767 | 0.17668 | 0.17666 | 0.17664 | 0.17663 | 0.17662 | 0.1766 | 0.1766 | 0.17659 | 0.17658 | 0.17658 | 0.17658
F7_Commercial_Lodging_New_Food Preparation_Natural Gas_Broiler_Baseline Forecast | F7 | Commercial | Lodging | New | Food Preparation | Natural Gas | Broiler | Baseline Forecast | Avg. Replacement Summer Demand (kW) | 0 | 0 | 0 | 0 | 0 | 0 | 0 | 0 | 0 | 0 | 0 | 0 | 0 | 0 | 0 | 0 | 0 | 0 | 0 | 0 | 0 | 0 | 0 | 0 | 0 | 0 | 0 | 0 | 0 | 0 | 0 | 0 | 0
F8_Commercial_Lodging_New_Food Preparation_Natural Gas_Broiler_Baseline Forecast | F8 | Commercial | Lodging | New | Food Preparation | Natural Gas | Broiler | Baseline Forecast | Avg. Replacement Winter Demand (kW) | 0 | 0 | 0 | 0 | 0 | 0 | 0 | 0 | 0 | 0 | 0 | 0 | 0 | 0 | 0 | 0 | 0 | 0 | 0 | 0 | 0 | 0 | 0 | 0 | 0 | 0 | 0 | 0 | 0 | 0 | 0 | 0 | 0
F1_Commercial_Lodging_New_Food Preparation_Natural Gas_Griddle_Baseline Forecast | F1 | Commercial | Lodging | New | Food Preparation | Natural Gas | Griddle | Baseline Forecast | Units | 0 | 539.3671 | 3140.9349 | 4803.5189 | 6791.3852 | 8840.0633 | 10899.0363 | 12681.0708 | 14438.131 | 16236.3179 | 18063.775 | 19877.3493 | 21662.5575 | 23423.4322 | 25186.8523 | 26944.9392 | 28713.2146 | 30440.2368 | 32098.6609 | 33703.5755 | 35309.2785 | 36947.495 | 38607.0618 | 40284.1879 | 41979.3318 | 43679.2517 | 45385.8172 | 47093.5321 | 48808.7806 | 50527.768 | 52259.5449 | 53992.5807 | 54728.7901
F2_Commercial_Lodging_New_Food Preparation_Natural Gas_Griddle_Baseline Forecast | F2 | Commercial | Lodging | New | Food Preparation | Natural Gas | Griddle | Baseline Forecast | Usage (MMtherm) | 0 | 5.7972e-05 | 0.00037607 | 0.00054486 | 0.00075494 | 0.00097145 | 0.0011891 | 0.0013774 | 0.0015631 | 0.0017531 | 0.0019463 | 0.0021379 | 0.0023253 | 0.0025042 | 0.0026848 | 0.002866 | 0.0030492 | 0.0032271 | 0.0033923 | 0.0035619 | 0.0037316 | 0.0039048 | 0.0040801 | 0.0042574 | 0.0044365 | 0.0046162 | 0.0047965 | 0.004977 | 0.0051583 | 0.00534 | 0.005523 | 0.0057061 | 0.005784
F3_Commercial_Lodging_New_Food Preparation_Natural Gas_Griddle_Baseline Forecast | F3 | Commercial | Lodging | New | Food Preparation | Natural Gas | Griddle | Baseline Forecast | Summer Peak Demand (MW) | 0 | 0 | 0 | 0 | 0 | 0 | 0 | 0 | 0 | 0 | 0 | 0 | 0 | 0 | 0 | 0 | 0 | 0 | 0 | 0 | 0 | 0 | 0 | 0 | 0 | 0 | 0 | 0 | 0 | 0 | 0 | 0 | 0
F4_Commercial_Lodging_New_Food Preparation_Natural Gas_Griddle_Baseline Forecast | F4 | Commercial | Lodging | New | Food Preparation | Natural Gas | Griddle | Baseline Forecast | Winter Peak Demand (MW) | 0 | 0 | 0 | 0 | 0 | 0 | 0 | 0 | 0 | 0 | 0 | 0 | 0 | 0 | 0 | 0 | 0 | 0 | 0 | 0 | 0 | 0 | 0 | 0 | 0 | 0 | 0 | 0 | 0 | 0 | 0 | 0 | 0
F5_Commercial_Lodging_New_Food Preparation_Natural Gas_Griddle_Baseline Forecast | F5 | Commercial | Lodging | New | Food Preparation | Natural Gas | Griddle | Baseline Forecast | Turnover | 0 | 539.3671 | 2601.5678 | 1662.584 | 1987.8663 | 2048.6781 | 2058.973 | 1782.0345 | 1757.0602 | 1798.1869 | 1827.4572 | 1813.5743 | 1893.0816 | 2367.487 | 2581.2267 | 2809.9055 | 3019.4659 | 3281.161 | 3798.7356 | 3422.4269 | 3504.6211 | 3538.7838 | 3545.4342 | 3491.8386 | 3613.8644 | 3761.9228 | 3925.8219 | 4083.374 | 4292.8502 | 4665.1785 | 4829.2457 | 4971.8818 | 4089.978
F6_Commercial_Lodging_New_Food Preparation_Natural Gas_Griddle_Baseline Forecast | F6 | Commercial | Lodging | New | Food Preparation | Natural Gas | Griddle | Baseline Forecast | Avg. Replacement Usage (kWh) | 0.11128 | 0.10748 | 0.11973 | 0.10568 | 0.10568 | 0.10568 | 0.10568 | 0.10568 | 0.10568 | 0.10568 | 0.10568 | 0.10568 | 0.10568 | 0.10568 | 0.10568 | 0.10568 | 0.10568 | 0.10568 | 0.10568 | 0.10568 | 0.10568 | 0.10568 | 0.10568 | 0.10568 | 0.10568 | 0.10568 | 0.10568 | 0.10568 | 0.10568 | 0.10568 | 0.10568 | 0.10568 | 0.10568
F7_Commercial_Lodging_New_Food Preparation_Natural Gas_Griddle_Baseline Forecast | F7 | Commercial | Lodging | New | Food Preparation | Natural Gas | Griddle | Baseline Forecast | Avg. Replacement Summer Demand (kW) | 0 | 0 | 0 | 0 | 0 | 0 | 0 | 0 | 0 | 0 | 0 | 0 | 0 | 0 | 0 | 0 | 0 | 0 | 0 | 0 | 0 | 0 | 0 | 0 | 0 | 0 | 0 | 0 | 0 | 0 | 0 | 0 | 0
F8_Commercial_Lodging_New_Food Preparation_Natural Gas_Griddle_Baseline Forecast | F8 | Commercial | Lodging | New | Food Preparation | Natural Gas | Griddle | Baseline Forecast | Avg. Replacement Winter Demand (kW) | 0 | 0 | 0 | 0 | 0 | 0 | 0 | 0 | 0 | 0 | 0 | 0 | 0 | 0 | 0 | 0 | 0 | 0 | 0 | 0 | 0 | 0 | 0 | 0 | 0 | 0 | 0 | 0 | 0 | 0 | 0 | 0 | 0
F1_Commercial_Lodging_New_Food Preparation_Natural Gas_Range_Baseline Forecast | F1 | Commercial | Lodging | New | Food Preparation | Natural Gas | Range | Baseline Forecast | Units | 0 | 8.2346 | 47.9532 | 73.3362 | 103.6853 | 134.9628 | 166.3975 | 193.6041 | 220.4295 | 247.8827 | 275.7828 | 303.471 | 330.7261 | 357.6097 | 384.5321 | 411.3731 | 438.3697 | 464.7364 | 490.0559 | 514.5584 | 539.073 | 564.0839 | 589.4208 | 615.0258 | 640.9058 | 666.8588 | 692.9132 | 718.9852 | 745.1722 | 771.4163 | 797.8556 | 824.3142 | 835.554
F2_Commercial_Lodging_New_Food Preparation_Natural Gas_Range_Baseline Forecast | F2 | Commercial | Lodging | New | Food Preparation | Natural Gas | Range | Baseline Forecast | Usage (MMtherm) | 0 | 9.1808e-07 | 5.9556e-06 | 8.9405e-06 | 1.2641e-05 | 1.6454e-05 | 2.0286e-05 | 2.3602e-05 | 2.6872e-05 | 3.0219e-05 | 3.3619e-05 | 3.6994e-05 | 4.0315e-05 | 4.3591e-05 | 4.687e-05 | 5.014e-05 | 5.3428e-05 | 5.6639e-05 | 5.9722e-05 | 6.2705e-05 | 6.569e-05 | 6.8735e-05 | 7.1819e-05 | 7.4935e-05 | 7.8085e-05 | 8.1243e-05 | 8.4414e-05 | 8.7586e-05 | 9.0772e-05 | 9.3966e-05 | 9.7183e-05 | 0.0001004 | 0.00010177
F3_Commercial_Lodging_New_Food Preparation_Natural Gas_Range_Baseline Forecast | F3 | Commercial | Lodging | New | Food Preparation | Natural Gas | Range | Baseline Forecast | Summer Peak Demand (MW) | 0 | 0 | 0 | 0 | 0 | 0 | 0 | 0 | 0 | 0 | 0 | 0 | 0 | 0 | 0 | 0 | 0 | 0 | 0 | 0 | 0 | 0 | 0 | 0 | 0 | 0 | 0 | 0 | 0 | 0 | 0 | 0 | 0
F4_Commercial_Lodging_New_Food Preparation_Natural Gas_Range_Baseline Forecast | F4 | Commercial | Lodging | New | Food Preparation | Natural Gas | Range | Baseline Forecast | Winter Peak Demand (MW) | 0 | 0 | 0 | 0 | 0 | 0 | 0 | 0 | 0 | 0 | 0 | 0 | 0 | 0 | 0 | 0 | 0 | 0 | 0 | 0 | 0 | 0 | 0 | 0 | 0 | 0 | 0 | 0 | 0 | 0 | 0 | 0 | 0
F5_Commercial_Lodging_New_Food Preparation_Natural Gas_Range_Baseline Forecast | F5 | Commercial | Lodging | New | Food Preparation | Natural Gas | Range | Baseline Forecast | Turnover | 0 | 8.2346 | 39.7186 | 25.383 | 30.3491 | 31.2775 | 31.4347 | 27.2066 | 26.8253 | 27.4532 | 29.547 | 36.9494 | 39.7407 | 42.9419 | 46.0246 | 50.5683 | 59.6731 | 54.115 | 54.3106 | 53.8482 | 55.4222 | 56.5768 | 59.078 | 61.9674 | 65.6325 | 71.6301 | 74.1508 | 76.2504 | 77.9075 | 79.896 | 83.063 | 82.1161 | 68.2106
F6_Commercial_Lodging_New_Food Preparation_Natural Gas_Range_Baseline Forecast | F6 | Commercial | Lodging | New | Food Preparation | Natural Gas | Range | Baseline Forecast | Avg. Replacement Usage (kWh) | 0.11543 | 0.11149 | 0.12419 | 0.12191 | 0.12192 | 0.12191 | 0.12191 | 0.1219 | 0.1219 | 0.12189 | 0.12189 | 0.12188 | 0.12187 | 0.12187 | 0.12186 | 0.12186 | 0.12185 | 0.12185 | 0.12184 | 0.12184 | 0.12183 | 0.12182 | 0.12182 | 0.12181 | 0.12181 | 0.1218 | 0.1218 | 0.12179 | 0.12179 | 0.12179 | 0.12179 | 0.12179 | 0.12179
F7_Commercial_Lodging_New_Food Preparation_Natural Gas_Range_Baseline Forecast | F7 | Commercial | Lodging | New | Food Preparation | Natural Gas | Range | Baseline Forecast | Avg. Replacement Summer Demand (kW) | 0 | 0 | 0 | 0 | 0 | 0 | 0 | 0 | 0 | 0 | 0 | 0 | 0 | 0 | 0 | 0 | 0 | 0 | 0 | 0 | 0 | 0 | 0 | 0 | 0 | 0 | 0 | 0 | 0 | 0 | 0 | 0 | 0
F8_Commercial_Lodging_New_Food Preparation_Natural Gas_Range_Baseline Forecast | F8 | Commercial | Lodging | New | Food Preparation | Natural Gas | Range | Baseline Forecast | Avg. Replacement Winter Demand (kW) | 0 | 0 | 0 | 0 | 0 | 0 | 0 | 0 | 0 | 0 | 0 | 0 | 0 | 0 | 0 | 0 | 0 | 0 | 0 | 0 | 0 | 0 | 0 | 0 | 0 | 0 | 0 | 0 | 0 | 0 | 0 | 0 | 0
F1_Commercial_Lodging_New_Food Preparation_Natural Gas_Steamer_Baseline Forecast | F1 | Commercial | Lodging | New | Food Preparation | Natural Gas | Steamer | Baseline Forecast | Units | 0 | 8.2346 | 47.9532 | 73.3362 | 103.6853 | 134.9628 | 166.3975 | 193.6041 | 220.4295 | 247.8827 | 275.7828 | 303.471 | 330.7261 | 357.6097 | 384.5321 | 411.3731 | 438.3697 | 464.7364 | 490.0559 | 514.5584 | 539.073 | 564.0839 | 589.4208 | 615.0258 | 640.9058 | 666.8588 | 692.9132 | 718.9852 | 745.1722 | 771.4163 | 797.8556 | 824.3142 | 835.554
F2_Commercial_Lodging_New_Food Preparation_Natural Gas_Steamer_Baseline Forecast | F2 | Commercial | Lodging | New | Food Preparation | Natural Gas | Steamer | Baseline Forecast | Usage (MMtherm) | 0 | 1.5329e-06 | 9.9329e-06 | 1.1534e-05 | 1.3667e-05 | 1.5865e-05 | 1.8075e-05 | 1.9987e-05 | 2.1872e-05 | 2.3802e-05 | 2.5641e-05 | 2.6892e-05 | 2.8189e-05 | 2.9529e-05 | 3.0933e-05 | 3.2385e-05 | 3.3897e-05 | 3.5407e-05 | 3.6882e-05 | 3.7995e-05 | 3.7888e-05 | 3.9646e-05 | 4.1427e-05 | 4.3226e-05 | 4.5045e-05 | 4.6869e-05 | 4.87e-05 | 5.0533e-05 | 5.2373e-05 | 5.4218e-05 | 5.6076e-05 | 5.7936e-05 | 5.8726e-05
F3_Commercial_Lodging_New_Food Preparation_Natural Gas_Steamer_Baseline Forecast | F3 | Commercial | Lodging | New | Food Preparation | Natural Gas | Steamer | Baseline Forecast | Summer Peak Demand (MW) | 0 | 0 | 0 | 0 | 0 | 0 | 0 | 0 | 0 | 0 | 0 | 0 | 0 | 0 | 0 | 0 | 0 | 0 | 0 | 0 | 0 | 0 | 0 | 0 | 0 | 0 | 0 | 0 | 0 | 0 | 0 | 0 | 0
F4_Commercial_Lodging_New_Food Preparation_Natural Gas_Steamer_Baseline Forecast | F4 | Commercial | Lodging | New | Food Preparation | Natural Gas | Steamer | Baseline Forecast | Winter Peak Demand (MW) | 0 | 0 | 0 | 0 | 0 | 0 | 0 | 0 | 0 | 0 | 0 | 0 | 0 | 0 | 0 | 0 | 0 | 0 | 0 | 0 | 0 | 0 | 0 | 0 | 0 | 0 | 0 | 0 | 0 | 0 | 0 | 0 | 0
F5_Commercial_Lodging_New_Food Preparation_Natural Gas_Steamer_Baseline Forecast | F5 | Commercial | Lodging | New | Food Preparation | Natural Gas | Steamer | Baseline Forecast | Turnover | 0 | 8.2346 | 39.7186 | 25.383 | 30.3491 | 31.2775 | 31.4347 | 27.2066 | 26.8253 | 27.4532 | 28.8151 | 32.9146 | 34.7212 | 36.8922 | 39.2943 | 41.331 | 42.8995 | 43.4833 | 43.5845 | 46.4756 | 57.3987 | 53.6846 | 56.4531 | 57.9157 | 59.2415 | 59.0721 | 60.2078 | 61.4666 | 63.2322 | 66.8132 | 69.0221 | 71.251 | 58.2301
F6_Commercial_Lodging_New_Food Preparation_Natural Gas_Steamer_Baseline Forecast | F6 | Commercial | Lodging | New | Food Preparation | Natural Gas | Steamer | Baseline Forecast | Avg. Replacement Usage (kWh) | 0.19279 | 0.18615 | 0.20709 | 0.070284 | 0.070284 | 0.070284 | 0.070284 | 0.070284 | 0.070284 | 0.070284 | 0.070284 | 0.070284 | 0.070284 | 0.070284 | 0.070284 | 0.070284 | 0.070284 | 0.070284 | 0.070284 | 0.070284 | 0.070284 | 0.070284 | 0.070284 | 0.070284 | 0.070284 | 0.070284 | 0.070284 | 0.070284 | 0.070284 | 0.070284 | 0.070284 | 0.070284 | 0.070284
F7_Commercial_Lodging_New_Food Preparation_Natural Gas_Steamer_Baseline Forecast | F7 | Commercial | Lodging | New | Food Preparation | Natural Gas | Steamer | Baseline Forecast | Avg. Replacement Summer Demand (kW) | 0 | 0 | 0 | 0 | 0 | 0 | 0 | 0 | 0 | 0 | 0 | 0 | 0 | 0 | 0 | 0 | 0 | 0 | 0 | 0 | 0 | 0 | 0 | 0 | 0 | 0 | 0 | 0 | 0 | 0 | 0 | 0 | 0
F8_Commercial_Lodging_New_Food Preparation_Natural Gas_Steamer_Baseline Forecast | F8 | Commercial | Lodging | New | Food Preparation | Natural Gas | Steamer | Baseline Forecast | Avg. Replacement Winter Demand (kW) | 0 | 0 | 0 | 0 | 0 | 0 | 0 | 0 | 0 | 0 | 0 | 0 | 0 | 0 | 0 | 0 | 0 | 0 | 0 | 0 | 0 | 0 | 0 | 0 | 0 | 0 | 0 | 0 | 0 | 0 | 0 | 0 | 0
F1_Commercial_Lodging_New_Food Preparation_Natural Gas_Food Prep Other_Baseline Forecast | F1 | Commercial | Lodging | New | Food Preparation | Natural Gas | Food Prep Other | Baseline Forecast | Units | 0 | 0 | 0 | 0 | 0 | 0 | 0 | 0 | 0 | 0 | 0 | 0 | 0 | 0 | 0 | 0 | 0 | 0 | 0 | 0 | 0 | 0 | 0 | 0 | 0 | 0 | 0 | 0 | 0 | 0 | 0 | 0 | 0
F2_Commercial_Lodging_New_Food Preparation_Natural Gas_Food Prep Other_Baseline Forecast | F2 | Commercial | Lodging | New | Food Preparation | Natural Gas | Food Prep Other | Baseline Forecast | Usage (MMtherm) | 0 | 0 | 0 | 0 | 0 | 0 | 0 | 0 | 0 | 0 | 0 | 0 | 0 | 0 | 0 | 0 | 0 | 0 | 0 | 0 | 0 | 0 | 0 | 0 | 0 | 0 | 0 | 0 | 0 | 0 | 0 | 0 | 0
F3_Commercial_Lodging_New_Food Preparation_Natural Gas_Food Prep Other_Baseline Forecast | F3 | Commercial | Lodging | New | Food Preparation | Natural Gas | Food Prep Other | Baseline Forecast | Summer Peak Demand (MW) | 0 | 0 | 0 | 0 | 0 | 0 | 0 | 0 | 0 | 0 | 0 | 0 | 0 | 0 | 0 | 0 | 0 | 0 | 0 | 0 | 0 | 0 | 0 | 0 | 0 | 0 | 0 | 0 | 0 | 0 | 0 | 0 | 0
F4_Commercial_Lodging_New_Food Preparation_Natural Gas_Food Prep Other_Baseline Forecast | F4 | Commercial | Lodging | New | Food Preparation | Natural Gas | Food Prep Other | Baseline Forecast | Winter Peak Demand (MW) | 0 | 0 | 0 | 0 | 0 | 0 | 0 | 0 | 0 | 0 | 0 | 0 | 0 | 0 | 0 | 0 | 0 | 0 | 0 | 0 | 0 | 0 | 0 | 0 | 0 | 0 | 0 | 0 | 0 | 0 | 0 | 0 | 0
F5_Commercial_Lodging_New_Food Preparation_Natural Gas_Food Prep Other_Baseline Forecast | F5 | Commercial | Lodging | New | Food Preparation | Natural Gas | Food Prep Other | Baseline Forecast | Turnover | 0 | 0 | 0 | 0 | 0 | 0 | 0 | 0 | 0 | 0 | 0 | 0 | 0 | 0 | 0 | 0 | 0 | 0 | 0 | 0 | 0 | 0 | 0 | 0 | 0 | 0 | 0 | 0 | 0 | 0 | 0 | 0 | 0
F6_Commercial_Lodging_New_Food Preparation_Natural Gas_Food Prep Other_Baseline Forecast | F6 | Commercial | Lodging | New | Food Preparation | Natural Gas | Food Prep Other | Baseline Forecast | Avg. Replacement Usage (kWh) | 0.048173 | 0.046528 | 0.051832 | 0.050878 | 0.050878 | 0.050878 | 0.050878 | 0.050878 | 0.050878 | 0.050878 | 0.050878 | 0.050878 | 0.050878 | 0.050878 | 0.050878 | 0.050878 | 0.050878 | 0.050878 | 0.050878 | 0.050878 | 0.050878 | 0.050878 | 0.050878 | 0.050878 | 0.050878 | 0.050878 | 0.050878 | 0.050878 | 0.050878 | 0.050878 | 0.050878 | 0.050878 | 0.050878
F7_Commercial_Lodging_New_Food Preparation_Natural Gas_Food Prep Other_Baseline Forecast | F7 | Commercial | Lodging | New | Food Preparation | Natural Gas | Food Prep Other | Baseline Forecast | Avg. Replacement Summer Demand (kW) | 0 | 0 | 0 | 0 | 0 | 0 | 0 | 0 | 0 | 0 | 0 | 0 | 0 | 0 | 0 | 0 | 0 | 0 | 0 | 0 | 0 | 0 | 0 | 0 | 0 | 0 | 0 | 0 | 0 | 0 | 0 | 0 | 0
F8_Commercial_Lodging_New_Food Preparation_Natural Gas_Food Prep Other_Baseline Forecast | F8 | Commercial | Lodging | New | Food Preparation | Natural Gas | Food Prep Other | Baseline Forecast | Avg. Replacement Winter Demand (kW) | 0 | 0 | 0 | 0 | 0 | 0 | 0 | 0 | 0 | 0 | 0 | 0 | 0 | 0 | 0 | 0 | 0 | 0 | 0 | 0 | 0 | 0 | 0 | 0 | 0 | 0 | 0 | 0 | 0 | 0 | 0 | 0 | 0
F1_Commercial_Lodging_New_Miscellaneous_Natural Gas_Pool Heater_Baseline Forecast | F1 | Commercial | Lodging | New | Miscellaneous | Natural Gas | Pool Heater | Baseline Forecast | Units | 0 | 0 | 0 | 0 | 0 | 0 | 0 | 0 | 0 | 0 | 0 | 0 | 0 | 0 | 0 | 0 | 0 | 0 | 0 | 0 | 0 | 0 | 0 | 0 | 0 | 0 | 0 | 0 | 0 | 0 | 0 | 0 | 0
F2_Commercial_Lodging_New_Miscellaneous_Natural Gas_Pool Heater_Baseline Forecast | F2 | Commercial | Lodging | New | Miscellaneous | Natural Gas | Pool Heater | Baseline Forecast | Usage (MMtherm) | 0 | 0 | 0 | 0 | 0 | 0 | 0 | 0 | 0 | 0 | 0 | 0 | 0 | 0 | 0 | 0 | 0 | 0 | 0 | 0 | 0 | 0 | 0 | 0 | 0 | 0 | 0 | 0 | 0 | 0 | 0 | 0 | 0
F3_Commercial_Lodging_New_Miscellaneous_Natural Gas_Pool Heater_Baseline Forecast | F3 | Commercial | Lodging | New | Miscellaneous | Natural Gas | Pool Heater | Baseline Forecast | Summer Peak Demand (MW) | 0 | 0 | 0 | 0 | 0 | 0 | 0 | 0 | 0 | 0 | 0 | 0 | 0 | 0 | 0 | 0 | 0 | 0 | 0 | 0 | 0 | 0 | 0 | 0 | 0 | 0 | 0 | 0 | 0 | 0 | 0 | 0 | 0
F4_Commercial_Lodging_New_Miscellaneous_Natural Gas_Pool Heater_Baseline Forecast | F4 | Commercial | Lodging | New | Miscellaneous | Natural Gas | Pool Heater | Baseline Forecast | Winter Peak Demand (MW) | 0 | 0 | 0 | 0 | 0 | 0 | 0 | 0 | 0 | 0 | 0 | 0 | 0 | 0 | 0 | 0 | 0 | 0 | 0 | 0 | 0 | 0 | 0 | 0 | 0 | 0 | 0 | 0 | 0 | 0 | 0 | 0 | 0
F5_Commercial_Lodging_New_Miscellaneous_Natural Gas_Pool Heater_Baseline Forecast | F5 | Commercial | Lodging | New | Miscellaneous | Natural Gas | Pool Heater | Baseline Forecast | Turnover | 0 | 0 | 0 | 0 | 0 | 0 | 0 | 0 | 0 | 0 | 0 | 0 | 0 | 0 | 0 | 0 | 0 | 0 | 0 | 0 | 0 | 0 | 0 | 0 | 0 | 0 | 0 | 0 | 0 | 0 | 0 | 0 | 0
F6_Commercial_Lodging_New_Miscellaneous_Natural Gas_Pool Heater_Baseline Forecast | F6 | Commercial | Lodging | New | Miscellaneous | Natural Gas | Pool Heater | Baseline Forecast | Avg. Replacement Usage (kWh) | 0.0089847 | 0.0086781 | 0.0096672 | 0.0094893 | 0.0094893 | 0.0094893 | 0.0094893 | 0.0094893 | 0.0094893 | 0.0094893 | 0.0094893 | 0.0094893 | 0.0094893 | 0.0094893 | 0.0094893 | 0.0094893 | 0.0094893 | 0.0094893 | 0.0094893 | 0.0094893 | 0.0094893 | 0.0094893 | 0.0094893 | 0.0094893 | 0.0094893 | 0.0094893 | 0.0094893 | 0.0094893 | 0.0094893 | 0.0094893 | 0.0094893 | 0.0094893 | 0.0094893
F7_Commercial_Lodging_New_Miscellaneous_Natural Gas_Pool Heater_Baseline Forecast | F7 | Commercial | Lodging | New | Miscellaneous | Natural Gas | Pool Heater | Baseline Forecast | Avg. Replacement Summer Demand (kW) | 0 | 0 | 0 | 0 | 0 | 0 | 0 | 0 | 0 | 0 | 0 | 0 | 0 | 0 | 0 | 0 | 0 | 0 | 0 | 0 | 0 | 0 | 0 | 0 | 0 | 0 | 0 | 0 | 0 | 0 | 0 | 0 | 0
F8_Commercial_Lodging_New_Miscellaneous_Natural Gas_Pool Heater_Baseline Forecast | F8 | Commercial | Lodging | New | Miscellaneous | Natural Gas | Pool Heater | Baseline Forecast | Avg. Replacement Winter Demand (kW) | 0 | 0 | 0 | 0 | 0 | 0 | 0 | 0 | 0 | 0 | 0 | 0 | 0 | 0 | 0 | 0 | 0 | 0 | 0 | 0 | 0 | 0 | 0 | 0 | 0 | 0 | 0 | 0 | 0 | 0 | 0 | 0 | 0
F1_Commercial_Lodging_New_Miscellaneous_Natural Gas_Miscellaneous_Baseline Forecast | F1 | Commercial | Lodging | New | Miscellaneous | Natural Gas | Miscellaneous | Baseline Forecast | Units | 0 | 4240.8252 | 24695.9001 | 37768.1256 | 53397.9142 | 69505.8409 | 85694.7126 | 99706.1289 | 113521.1825 | 127659.5984 | 142028.1547 | 156287.5555 | 170323.9253 | 184168.9708 | 198034.0296 | 211857.1556 | 225760.3897 | 239339.2664 | 252378.7841 | 264997.5781 | 277622.5718 | 290503.2053 | 303551.7072 | 316738.271 | 330066.5017 | 343432.2844 | 356850.3184 | 370277.3901 | 383763.6949 | 397279.3973 | 410895.6583 | 424521.8173 | 430310.334
F2_Commercial_Lodging_New_Miscellaneous_Natural Gas_Miscellaneous_Baseline Forecast | F2 | Commercial | Lodging | New | Miscellaneous | Natural Gas | Miscellaneous | Baseline Forecast | Usage (MMtherm) | 0 | 0.00014198 | 0.00092106 | 0.0013827 | 0.0019549 | 0.0025446 | 0.0031373 | 0.0036502 | 0.004156 | 0.0046736 | 0.0051996 | 0.0057217 | 0.0062355 | 0.0067424 | 0.00725 | 0.0077561 | 0.008265 | 0.0087622 | 0.0092395 | 0.0097015 | 0.010164 | 0.010635 | 0.011113 | 0.011596 | 0.012084 | 0.012573 | 0.013064 | 0.013556 | 0.01405 | 0.014544 | 0.015043 | 0.015542 | 0.015754
F3_Commercial_Lodging_New_Miscellaneous_Natural Gas_Miscellaneous_Baseline Forecast | F3 | Commercial | Lodging | New | Miscellaneous | Natural Gas | Miscellaneous | Baseline Forecast | Summer Peak Demand (MW) | 0 | 0 | 0 | 0 | 0 | 0 | 0 | 0 | 0 | 0 | 0 | 0 | 0 | 0 | 0 | 0 | 0 | 0 | 0 | 0 | 0 | 0 | 0 | 0 | 0 | 0 | 0 | 0 | 0 | 0 | 0 | 0 | 0
F4_Commercial_Lodging_New_Miscellaneous_Natural Gas_Miscellaneous_Baseline Forecast | F4 | Commercial | Lodging | New | Miscellaneous | Natural Gas | Miscellaneous | Baseline Forecast | Winter Peak Demand (MW) | 0 | 0 | 0 | 0 | 0 | 0 | 0 | 0 | 0 | 0 | 0 | 0 | 0 | 0 | 0 | 0 | 0 | 0 | 0 | 0 | 0 | 0 | 0 | 0 | 0 | 0 | 0 | 0 | 0 | 0 | 0 | 0 | 0
F5_Commercial_Lodging_New_Miscellaneous_Natural Gas_Miscellaneous_Baseline Forecast | F5 | Commercial | Lodging | New | Miscellaneous | Natural Gas | Miscellaneous | Baseline Forecast | Turnover | 0 | 4240.8252 | 20455.0749 | 13072.2255 | 16235.6207 | 19549.365 | 21006.1367 | 20459.8751 | 22135.0703 | 24270.7355 | 25976.2409 | 28606.5924 | 34525.3481 | 32966.8726 | 35263.5302 | 38062.3486 | 39813.7046 | 40666.3414 | 42182.9031 | 43908.752 | 45751.3463 | 48067.1507 | 51205.5245 | 51974.4168 | 54110.8452 | 56452.8402 | 58284.9843 | 59863.0002 | 61795.0818 | 63752.4903 | 65765.0752 | 67827.7375 | 62268.8988
F6_Commercial_Lodging_New_Miscellaneous_Natural Gas_Miscellaneous_Baseline Forecast | F6 | Commercial | Lodging | New | Miscellaneous | Natural Gas | Miscellaneous | Baseline Forecast | Avg. Replacement Usage (kWh) | 0.034663 | 0.03348 | 0.037296 | 0.03661 | 0.03661 | 0.03661 | 0.03661 | 0.03661 | 0.03661 | 0.03661 | 0.03661 | 0.03661 | 0.03661 | 0.03661 | 0.03661 | 0.03661 | 0.03661 | 0.03661 | 0.03661 | 0.03661 | 0.03661 | 0.03661 | 0.03661 | 0.03661 | 0.03661 | 0.03661 | 0.03661 | 0.03661 | 0.03661 | 0.03661 | 0.03661 | 0.03661 | 0.03661
F7_Commercial_Lodging_New_Miscellaneous_Natural Gas_Miscellaneous_Baseline Forecast | F7 | Commercial | Lodging | New | Miscellaneous | Natural Gas | Miscellaneous | Baseline Forecast | Avg. Replacement Summer Demand (kW) | 0 | 0 | 0 | 0 | 0 | 0 | 0 | 0 | 0 | 0 | 0 | 0 | 0 | 0 | 0 | 0 | 0 | 0 | 0 | 0 | 0 | 0 | 0 | 0 | 0 | 0 | 0 | 0 | 0 | 0 | 0 | 0 | 0
F8_Commercial_Lodging_New_Miscellaneous_Natural Gas_Miscellaneous_Baseline Forecast | F8 | Commercial | Lodging | New | Miscellaneous | Natural Gas | Miscellaneous | Baseline Forecast | Avg. Replacement Winter Demand (kW) | 0 | 0 | 0 | 0 | 0 | 0 | 0 | 0 | 0 | 0 | 0 | 0 | 0 | 0 | 0 | 0 | 0 | 0 | 0 | 0 | 0 | 0 | 0 | 0 | 0 | 0 | 0 | 0 | 0 | 0 | 0 | 0 | 0
F1_Commercial_Warehouse_Existing_Space Heating_Natural Gas_Furnace_Baseline Forecast | F1 | Commercial | Warehouse | Existing | Space Heating | Natural Gas | Furnace | Baseline Forecast | Units | 440687.8495 | 438445.7292 | 436203.6089 | 433495.9501 | 443624.88 | 442432.6733 | 441380.1893 | 440432.2289 | 439516.4111 | 438606.264 | 437691.5613 | 436778.0835 | 435872.391 | 434976.7393 | 434085.4734 | 433197.7416 | 432309.2028 | 431430.6862 | 430574.5315 | 429743.0785 | 428923.7786 | 428102.3321 | 427274.4237 | 426438.8381 | 425594.8607 | 424745.4764 | 423891.7174 | 423035.4734 | 422176.0842 | 421314.1736 | 420447.7778 | 419578.8142 | 425299.9311
F2_Commercial_Warehouse_Existing_Space Heating_Natural Gas_Furnace_Baseline Forecast | F2 | Commercial | Warehouse | Existing | Space Heating | Natural Gas | Furnace | Baseline Forecast | Usage (MMtherm) | 0.12156 | 0.11671 | 0.12855 | 0.12461 | 0.12666 | 0.12519 | 0.12376 | 0.1219 | 0.12005 | 0.11818 | 0.11631 | 0.11443 | 0.11256 | 0.11069 | 0.10883 | 0.10697 | 0.10513 | 0.10329 | 0.10148 | 0.099723 | 0.098022 | 0.096365 | 0.094697 | 0.093088 | 0.091529 | 0.090048 | 0.088635 | 0.087289 | 0.086001 | 0.08477 | 0.083587 | 0.082451 | 0.082946
F3_Commercial_Warehouse_Existing_Space Heating_Natural Gas_Furnace_Baseline Forecast | F3 | Commercial | Warehouse | Existing | Space Heating | Natural Gas | Furnace | Baseline Forecast | Summer Peak Demand (MW) | 0 | 0 | 0 | 0 | 0 | 0 | 0 | 0 | 0 | 0 | 0 | 0 | 0 | 0 | 0 | 0 | 0 | 0 | 0 | 0 | 0 | 0 | 0 | 0 | 0 | 0 | 0 | 0 | 0 | 0 | 0 | 0 | 0
F4_Commercial_Warehouse_Existing_Space Heating_Natural Gas_Furnace_Baseline Forecast | F4 | Commercial | Warehouse | Existing | Space Heating | Natural Gas | Furnace | Baseline Forecast | Winter Peak Demand (MW) | 0 | 0 | 0 | 0 | 0 | 0 | 0 | 0 | 0 | 0 | 0 | 0 | 0 | 0 | 0 | 0 | 0 | 0 | 0 | 0 | 0 | 0 | 0 | 0 | 0 | 0 | 0 | 0 | 0 | 0 | 0 | 0 | 0
F5_Commercial_Warehouse_Existing_Space Heating_Natural Gas_Furnace_Baseline Forecast | F5 | Commercial | Warehouse | Existing | Space Heating | Natural Gas | Furnace | Baseline Forecast | Turnover | 0 | 8798.2421 | 9538.7977 | 10200.2075 | 20994.3253 | 11448.5649 | 11985.2499 | 12478.932 | 12931.4542 | 13345.4263 | 13723.5928 | 14068.9365 | 14384.2648 | 14672.0551 | 14934.3284 | 15173.0837 | 15390.0339 | 15587.2832 | 15766.8777 | 15174.1452 | 14685.2336 | 14286.8164 | 14717.7533 | 14407.8734 | 14162.2242 | 13972.4609 | 13831.0962 | 13731.5039 | 13667.7244 | 13634.5137 | 13627.1494 | 13641.5767 | 22106.5754
F6_Commercial_Warehouse_Existing_Space Heating_Natural Gas_Furnace_Baseline Forecast | F6 | Commercial | Warehouse | Existing | Space Heating | Natural Gas | Furnace | Baseline Forecast | Avg. Replacement Usage (kWh) | 0.26913 | 0.25995 | 0.28804 | 0.28124 | 0.27973 | 0.25009 | 0.24874 | 0.21172 | 0.21055 | 0.20939 | 0.20823 | 0.20707 | 0.2059 | 0.20474 | 0.20358 | 0.20242 | 0.20126 | 0.2001 | 0.19893 | 0.19777 | 0.19661 | 0.19545 | 0.19428 | 0.19312 | 0.19196 | 0.1908 | 0.18964 | 0.18848 | 0.18732 | 0.18617 | 0.18501 | 0.18385 | 0.18385
F7_Commercial_Warehouse_Existing_Space Heating_Natural Gas_Furnace_Baseline Forecast | F7 | Commercial | Warehouse | Existing | Space Heating | Natural Gas | Furnace | Baseline Forecast | Avg. Replacement Summer Demand (kW) | 0 | 0 | 0 | 0 | 0 | 0 | 0 | 0 | 0 | 0 | 0 | 0 | 0 | 0 | 0 | 0 | 0 | 0 | 0 | 0 | 0 | 0 | 0 | 0 | 0 | 0 | 0 | 0 | 0 | 0 | 0 | 0 | 0
F8_Commercial_Warehouse_Existing_Space Heating_Natural Gas_Furnace_Baseline Forecast | F8 | Commercial | Warehouse | Existing | Space Heating | Natural Gas | Furnace | Baseline Forecast | Avg. Replacement Winter Demand (kW) | 0 | 0 | 0 | 0 | 0 | 0 | 0 | 0 | 0 | 0 | 0 | 0 | 0 | 0 | 0 | 0 | 0 | 0 | 0 | 0 | 0 | 0 | 0 | 0 | 0 | 0 | 0 | 0 | 0 | 0 | 0 | 0 | 0
F1_Commercial_Warehouse_Existing_Space Heating_Natural Gas_Boiler_Baseline Forecast | F1 | Commercial | Warehouse | Existing | Space Heating | Natural Gas | Boiler | Baseline Forecast | Units | 22569.3075 | 22454.4799 | 22339.6524 | 22200.9828 | 22719.724 | 22658.6665 | 22604.7648 | 22556.2161 | 22509.3136 | 22462.7015 | 22415.8561 | 22369.0734 | 22322.6894 | 22276.8197 | 22231.1746 | 22185.7104 | 22140.205 | 22095.2128 | 22051.3658 | 22008.7839 | 21966.8245 | 21924.7551 | 21882.3547 | 21839.5612 | 21796.3379 | 21752.8377 | 21709.1134 | 21665.2619 | 21621.2493 | 21577.1075 | 21532.7361 | 21488.2332 | 21781.2334
F2_Commercial_Warehouse_Existing_Space Heating_Natural Gas_Boiler_Baseline Forecast | F2 | Commercial | Warehouse | Existing | Space Heating | Natural Gas | Boiler | Baseline Forecast | Usage (MMtherm) | 0.02414 | 0.023353 | 0.025928 | 0.025344 | 0.026093 | 0.02597 | 0.025852 | 0.025737 | 0.025618 | 0.025494 | 0.025363 | 0.025225 | 0.02508 | 0.024928 | 0.024767 | 0.024597 | 0.024419 | 0.024231 | 0.024035 | 0.023831 | 0.023618 | 0.023403 | 0.023184 | 0.022963 | 0.022731 | 0.022505 | 0.022283 | 0.022065 | 0.021851 | 0.02164 | 0.021433 | 0.021229 | 0.02149
F3_Commercial_Warehouse_Existing_Space Heating_Natural Gas_Boiler_Baseline Forecast | F3 | Commercial | Warehouse | Existing | Space Heating | Natural Gas | Boiler | Baseline Forecast | Summer Peak Demand (MW) | 0 | 0 | 0 | 0 | 0 | 0 | 0 | 0 | 0 | 0 | 0 | 0 | 0 | 0 | 0 | 0 | 0 | 0 | 0 | 0 | 0 | 0 | 0 | 0 | 0 | 0 | 0 | 0 | 0 | 0 | 0 | 0 | 0
F4_Commercial_Warehouse_Existing_Space Heating_Natural Gas_Boiler_Baseline Forecast | F4 | Commercial | Warehouse | Existing | Space Heating | Natural Gas | Boiler | Baseline Forecast | Winter Peak Demand (MW) | 0 | 0 | 0 | 0 | 0 | 0 | 0 | 0 | 0 | 0 | 0 | 0 | 0 | 0 | 0 | 0 | 0 | 0 | 0 | 0 | 0 | 0 | 0 | 0 | 0 | 0 | 0 | 0 | 0 | 0 | 0 | 0 | 0
F5_Commercial_Warehouse_Existing_Space Heating_Natural Gas_Boiler_Baseline Forecast | F5 | Commercial | Warehouse | Existing | Space Heating | Natural Gas | Boiler | Baseline Forecast | Turnover | 0 | 414.5442 | 449.4368 | 480.6002 | 1030.6829 | 539.4187 | 564.7056 | 587.9663 | 609.2876 | 628.7926 | 646.6106 | 662.882 | 677.7393 | 691.299 | 703.6565 | 714.9058 | 725.1278 | 734.4215 | 742.8834 | 750.5875 | 757.5761 | 728.3866 | 704.1478 | 684.2485 | 706.425 | 690.6182 | 677.93 | 667.9592 | 660.3443 | 654.7659 | 650.9361 | 648.6053 | 941.8977
F6_Commercial_Warehouse_Existing_Space Heating_Natural Gas_Boiler_Baseline Forecast | F6 | Commercial | Warehouse | Existing | Space Heating | Natural Gas | Boiler | Baseline Forecast | Avg. Replacement Usage (kWh) | 1.287 | 1.2431 | 1.3775 | 1.3449 | 1.3377 | 1.1324 | 1.1263 | 1.1201 | 1.114 | 1.1079 | 1.1018 | 1.0956 | 1.0895 | 1.0834 | 1.0773 | 1.0711 | 1.065 | 1.0589 | 1.0528 | 1.0467 | 1.0405 | 1.0344 | 1.0283 | 1.0222 | 1.0161 | 1.01 | 1.0038 | 0.99772 | 0.9916 | 0.98549 | 0.97936 | 0.97324 | 0.97324
F7_Commercial_Warehouse_Existing_Space Heating_Natural Gas_Boiler_Baseline Forecast | F7 | Commercial | Warehouse | Existing | Space Heating | Natural Gas | Boiler | Baseline Forecast | Avg. Replacement Summer Demand (kW) | 0 | 0 | 0 | 0 | 0 | 0 | 0 | 0 | 0 | 0 | 0 | 0 | 0 | 0 | 0 | 0 | 0 | 0 | 0 | 0 | 0 | 0 | 0 | 0 | 0 | 0 | 0 | 0 | 0 | 0 | 0 | 0 | 0
F8_Commercial_Warehouse_Existing_Space Heating_Natural Gas_Boiler_Baseline Forecast | F8 | Commercial | Warehouse | Existing | Space Heating | Natural Gas | Boiler | Baseline Forecast | Avg. Replacement Winter Demand (kW) | 0 | 0 | 0 | 0 | 0 | 0 | 0 | 0 | 0 | 0 | 0 | 0 | 0 | 0 | 0 | 0 | 0 | 0 | 0 | 0 | 0 | 0 | 0 | 0 | 0 | 0 | 0 | 0 | 0 | 0 | 0 | 0 | 0
F1_Commercial_Warehouse_Existing_Space Heating_Natural Gas_Unit Heater_Baseline Forecast | F1 | Commercial | Warehouse | Existing | Space Heating | Natural Gas | Unit Heater | Baseline Forecast | Units | 192483.9219 | 191504.6072 | 190525.2924 | 189342.6394 | 193766.76 | 193246.0271 | 192786.3225 | 192372.2718 | 191972.2603 | 191574.7256 | 191175.2012 | 190776.2118 | 190380.6228 | 189989.4195 | 189600.1318 | 189212.3877 | 188824.2912 | 188440.5721 | 188066.6204 | 187703.4578 | 187345.6034 | 186986.8115 | 186625.1972 | 186260.2295 | 185891.5965 | 185520.6019 | 185147.6965 | 184773.7057 | 184398.3412 | 184021.8753 | 183643.4504 | 183263.9039 | 185762.777
F2_Commercial_Warehouse_Existing_Space Heating_Natural Gas_Unit Heater_Baseline Forecast | F2 | Commercial | Warehouse | Existing | Space Heating | Natural Gas | Unit Heater | Baseline Forecast | Usage (MMtherm) | 0.026548 | 0.025511 | 0.028124 | 0.027289 | 0.027777 | 0.027399 | 0.027022 | 0.026646 | 0.026268 | 0.025888 | 0.025506 | 0.025141 | 0.024787 | 0.024443 | 0.024096 | 0.023776 | 0.023476 | 0.023196 | 0.022908 | 0.022634 | 0.022372 | 0.022105 | 0.021905 | 0.021709 | 0.021517 | 0.021329 | 0.021143 | 0.02096 | 0.020779 | 0.0206 | 0.020423 | 0.020247 | 0.020517
F3_Commercial_Warehouse_Existing_Space Heating_Natural Gas_Unit Heater_Baseline Forecast | F3 | Commercial | Warehouse | Existing | Space Heating | Natural Gas | Unit Heater | Baseline Forecast | Summer Peak Demand (MW) | 0 | 0 | 0 | 0 | 0 | 0 | 0 | 0 | 0 | 0 | 0 | 0 | 0 | 0 | 0 | 0 | 0 | 0 | 0 | 0 | 0 | 0 | 0 | 0 | 0 | 0 | 0 | 0 | 0 | 0 | 0 | 0 | 0
F4_Commercial_Warehouse_Existing_Space Heating_Natural Gas_Unit Heater_Baseline Forecast | F4 | Commercial | Warehouse | Existing | Space Heating | Natural Gas | Unit Heater | Baseline Forecast | Winter Peak Demand (MW) | 0 | 0 | 0 | 0 | 0 | 0 | 0 | 0 | 0 | 0 | 0 | 0 | 0 | 0 | 0 | 0 | 0 | 0 | 0 | 0 | 0 | 0 | 0 | 0 | 0 | 0 | 0 | 0 | 0 | 0 | 0 | 0 | 0
F5_Commercial_Warehouse_Existing_Space Heating_Natural Gas_Unit Heater_Baseline Forecast | F5 | Commercial | Warehouse | Existing | Space Heating | Natural Gas | Unit Heater | Baseline Forecast | Turnover | 0 | 6839.4503 | 8100.5652 | 9154.321 | 14524.7604 | 10882.4459 | 11548.2949 | 12115.1362 | 12596.0133 | 13002.8045 | 13345.9494 | 12366.6352 | 11707.9362 | 11297.019 | 11693.6655 | 11524.829 | 11474.0147 | 11510.2448 | 13521.434 | 13750.9653 | 13943.4528 | 15170.1792 | 13603.5609 | 13414.2945 | 13279.6319 | 13116.5969 | 12949.318 | 12793.5851 | 12569.6622 | 12499.609 | 12535.5282 | 12964.7744 | 15479.0042
F6_Commercial_Warehouse_Existing_Space Heating_Natural Gas_Unit Heater_Baseline Forecast | F6 | Commercial | Warehouse | Existing | Space Heating | Natural Gas | Unit Heater | Baseline Forecast | Avg. Replacement Usage (kWh) | 0.13792 | 0.13322 | 0.14761 | 0.14413 | 0.14336 | 0.12831 | 0.12762 | 0.12692 | 0.12623 | 0.12554 | 0.12484 | 0.12415 | 0.12345 | 0.12276 | 0.12207 | 0.12137 | 0.12068 | 0.11999 | 0.11929 | 0.1186 | 0.1179 | 0.11721 | 0.11652 | 0.11582 | 0.11513 | 0.11444 | 0.11374 | 0.11305 | 0.11236 | 0.11167 | 0.11097 | 0.11028 | 0.11028
F7_Commercial_Warehouse_Existing_Space Heating_Natural Gas_Unit Heater_Baseline Forecast | F7 | Commercial | Warehouse | Existing | Space Heating | Natural Gas | Unit Heater | Baseline Forecast | Avg. Replacement Summer Demand (kW) | 0 | 0 | 0 | 0 | 0 | 0 | 0 | 0 | 0 | 0 | 0 | 0 | 0 | 0 | 0 | 0 | 0 | 0 | 0 | 0 | 0 | 0 | 0 | 0 | 0 | 0 | 0 | 0 | 0 | 0 | 0 | 0 | 0
F8_Commercial_Warehouse_Existing_Space Heating_Natural Gas_Unit Heater_Baseline Forecast | F8 | Commercial | Warehouse | Existing | Space Heating | Natural Gas | Unit Heater | Baseline Forecast | Avg. Replacement Winter Demand (kW) | 0 | 0 | 0 | 0 | 0 | 0 | 0 | 0 | 0 | 0 | 0 | 0 | 0 | 0 | 0 | 0 | 0 | 0 | 0 | 0 | 0 | 0 | 0 | 0 | 0 | 0 | 0 | 0 | 0 | 0 | 0 | 0 | 0
F1_Commercial_Warehouse_Existing_Water Heating_Natural Gas_Water Heater_Baseline Forecast | F1 | Commercial | Warehouse | Existing | Water Heating | Natural Gas | Water Heater | Baseline Forecast | Units | 308160.3448 | 306592.4945 | 305024.6442 | 303131.2562 | 310214.1257 | 309380.4499 | 308644.4781 | 307981.5966 | 307341.1916 | 306704.7518 | 306065.1266 | 305426.3578 | 304793.033 | 304166.7296 | 303543.4929 | 302922.7276 | 302301.398 | 301687.0765 | 301088.3922 | 300506.981 | 299934.0681 | 299359.6542 | 298780.7217 | 298196.4207 | 297606.2515 | 297012.3015 | 296415.2924 | 295816.5456 | 295215.5994 | 294612.8901 | 294007.0445 | 293399.4032 | 297400.0158
F2_Commercial_Warehouse_Existing_Water Heating_Natural Gas_Water Heater_Baseline Forecast | F2 | Commercial | Warehouse | Existing | Water Heating | Natural Gas | Water Heater | Baseline Forecast | Usage (MMtherm) | 0.022994 | 0.021807 | 0.023781 | 0.022786 | 0.022825 | 0.022354 | 0.021919 | 0.021531 | 0.021195 | 0.020919 | 0.02069 | 0.020499 | 0.020339 | 0.020202 | 0.020086 | 0.019985 | 0.019896 | 0.019817 | 0.019747 | 0.019684 | 0.019627 | 0.019574 | 0.019524 | 0.019476 | 0.019429 | 0.019384 | 0.01934 | 0.019297 | 0.019255 | 0.019213 | 0.019171 | 0.01913 | 0.01939
F3_Commercial_Warehouse_Existing_Water Heating_Natural Gas_Water Heater_Baseline Forecast | F3 | Commercial | Warehouse | Existing | Water Heating | Natural Gas | Water Heater | Baseline Forecast | Summer Peak Demand (MW) | 0 | 0 | 0 | 0 | 0 | 0 | 0 | 0 | 0 | 0 | 0 | 0 | 0 | 0 | 0 | 0 | 0 | 0 | 0 | 0 | 0 | 0 | 0 | 0 | 0 | 0 | 0 | 0 | 0 | 0 | 0 | 0 | 0
F4_Commercial_Warehouse_Existing_Water Heating_Natural Gas_Water Heater_Baseline Forecast | F4 | Commercial | Warehouse | Existing | Water Heating | Natural Gas | Water Heater | Baseline Forecast | Winter Peak Demand (MW) | 0 | 0 | 0 | 0 | 0 | 0 | 0 | 0 | 0 | 0 | 0 | 0 | 0 | 0 | 0 | 0 | 0 | 0 | 0 | 0 | 0 | 0 | 0 | 0 | 0 | 0 | 0 | 0 | 0 | 0 | 0 | 0 | 0
F5_Commercial_Warehouse_Existing_Water Heating_Natural Gas_Water Heater_Baseline Forecast | F5 | Commercial | Warehouse | Existing | Water Heating | Natural Gas | Water Heater | Baseline Forecast | Turnover | 0 | 12263.6998 | 15861.2815 | 18672.8854 | 28083.803 | 22801.9284 | 24230.0976 | 25361.4406 | 26253.4423 | 26953.3017 | 23910.2889 | 22192.219 | 21386.2755 | 22581.1299 | 22502.2357 | 25825.0077 | 26525.6139 | 27073.3459 | 29302.085 | 26765.9352 | 26108.1934 | 25349.0931 | 24917.0707 | 24508.0741 | 23880.6753 | 23853.4627 | 24170.7298 | 25371.1588 | 25506.3034 | 26351.2673 | 26208.9573 | 25970.8726 | 30183.129
F6_Commercial_Warehouse_Existing_Water Heating_Natural Gas_Water Heater_Baseline Forecast | F6 | Commercial | Warehouse | Existing | Water Heating | Natural Gas | Water Heater | Baseline Forecast | Avg. Replacement Usage (kWh) | 0.061714 | 0.059607 | 0.066401 | 0.065179 | 0.065179 | 0.065179 | 0.065179 | 0.065179 | 0.065179 | 0.065179 | 0.065179 | 0.065179 | 0.065179 | 0.065179 | 0.065179 | 0.065179 | 0.065179 | 0.065179 | 0.065179 | 0.065179 | 0.065179 | 0.065179 | 0.065179 | 0.065179 | 0.065179 | 0.065179 | 0.065179 | 0.065179 | 0.065179 | 0.065179 | 0.065179 | 0.065179 | 0.065179
F7_Commercial_Warehouse_Existing_Water Heating_Natural Gas_Water Heater_Baseline Forecast | F7 | Commercial | Warehouse | Existing | Water Heating | Natural Gas | Water Heater | Baseline Forecast | Avg. Replacement Summer Demand (kW) | 0 | 0 | 0 | 0 | 0 | 0 | 0 | 0 | 0 | 0 | 0 | 0 | 0 | 0 | 0 | 0 | 0 | 0 | 0 | 0 | 0 | 0 | 0 | 0 | 0 | 0 | 0 | 0 | 0 | 0 | 0 | 0 | 0
F8_Commercial_Warehouse_Existing_Water Heating_Natural Gas_Water Heater_Baseline Forecast | F8 | Commercial | Warehouse | Existing | Water Heating | Natural Gas | Water Heater | Baseline Forecast | Avg. Replacement Winter Demand (kW) | 0 | 0 | 0 | 0 | 0 | 0 | 0 | 0 | 0 | 0 | 0 | 0 | 0 | 0 | 0 | 0 | 0 | 0 | 0 | 0 | 0 | 0 | 0 | 0 | 0 | 0 | 0 | 0 | 0 | 0 | 0 | 0 | 0
F1_Commercial_Warehouse_Existing_Food Preparation_Natural Gas_Oven_Baseline Forecast | F1 | Commercial | Warehouse | Existing | Food Preparation | Natural Gas | Oven | Baseline Forecast | Units | 6311.6771 | 6279.5647 | 6247.4523 | 6208.6723 | 6353.7422 | 6336.667 | 6321.593 | 6308.016 | 6294.8993 | 6281.8639 | 6268.7632 | 6255.6801 | 6242.7085 | 6229.8806 | 6217.1156 | 6204.4013 | 6191.6753 | 6179.0929 | 6166.8308 | 6154.9224 | 6143.1881 | 6131.4231 | 6119.5655 | 6107.598 | 6095.5103 | 6083.3451 | 6071.1173 | 6058.8539 | 6046.5454 | 6034.2009 | 6021.7921 | 6009.3465 | 6091.2862
F2_Commercial_Warehouse_Existing_Food Preparation_Natural Gas_Oven_Baseline Forecast | F2 | Commercial | Warehouse | Existing | Food Preparation | Natural Gas | Oven | Baseline Forecast | Usage (MMtherm) | 3.9836e-05 | 3.8281e-05 | 4.2426e-05 | 4.1387e-05 | 4.2354e-05 | 4.2241e-05 | 4.214e-05 | 4.2048e-05 | 4.1959e-05 | 4.187e-05 | 4.1779e-05 | 4.1689e-05 | 4.1599e-05 | 4.1509e-05 | 4.1419e-05 | 4.1328e-05 | 4.1236e-05 | 4.1145e-05 | 4.1055e-05 | 4.0967e-05 | 4.088e-05 | 4.0793e-05 | 4.0706e-05 | 4.0618e-05 | 4.0529e-05 | 4.044e-05 | 4.0351e-05 | 4.0262e-05 | 4.0173e-05 | 4.0084e-05 | 3.9995e-05 | 3.9906e-05 | 4.0444e-05
F3_Commercial_Warehouse_Existing_Food Preparation_Natural Gas_Oven_Baseline Forecast | F3 | Commercial | Warehouse | Existing | Food Preparation | Natural Gas | Oven | Baseline Forecast | Summer Peak Demand (MW) | 0 | 0 | 0 | 0 | 0 | 0 | 0 | 0 | 0 | 0 | 0 | 0 | 0 | 0 | 0 | 0 | 0 | 0 | 0 | 0 | 0 | 0 | 0 | 0 | 0 | 0 | 0 | 0 | 0 | 0 | 0 | 0 | 0
F4_Commercial_Warehouse_Existing_Food Preparation_Natural Gas_Oven_Baseline Forecast | F4 | Commercial | Warehouse | Existing | Food Preparation | Natural Gas | Oven | Baseline Forecast | Winter Peak Demand (MW) | 0 | 0 | 0 | 0 | 0 | 0 | 0 | 0 | 0 | 0 | 0 | 0 | 0 | 0 | 0 | 0 | 0 | 0 | 0 | 0 | 0 | 0 | 0 | 0 | 0 | 0 | 0 | 0 | 0 | 0 | 0 | 0 | 0
F5_Commercial_Warehouse_Existing_Food Preparation_Natural Gas_Oven_Baseline Forecast | F5 | Commercial | Warehouse | Existing | Food Preparation | Natural Gas | Oven | Baseline Forecast | Turnover | 0 | 348.8647 | 376.0041 | 397.6233 | 562.6542 | 433.0516 | 445.8131 | 456.324 | 464.9122 | 471.8806 | 449.1326 | 434.8132 | 426.7054 | 446.8048 | 442.388 | 440.8274 | 535.0612 | 528.8395 | 523.5199 | 553.5361 | 496.9101 | 486.8817 | 481.2039 | 475.234 | 469.5741 | 472.2532 | 475.7285 | 479.4133 | 495.0128 | 492.0692 | 488.7328 | 510.9611 | 584.2786
F6_Commercial_Warehouse_Existing_Food Preparation_Natural Gas_Oven_Baseline Forecast | F6 | Commercial | Warehouse | Existing | Food Preparation | Natural Gas | Oven | Baseline Forecast | Avg. Replacement Usage (kWh) | 0.0063115 | 0.0060961 | 0.0067902 | 0.0066662 | 0.0066668 | 0.0066663 | 0.0066649 | 0.0066637 | 0.0066623 | 0.006661 | 0.0066597 | 0.0066585 | 0.0066572 | 0.0066559 | 0.0066546 | 0.0066533 | 0.006652 | 0.0066506 | 0.0066491 | 0.0066476 | 0.0066461 | 0.0066446 | 0.0066433 | 0.0066419 | 0.0066406 | 0.0066396 | 0.0066386 | 0.0066378 | 0.0066371 | 0.0066366 | 0.0066363 | 0.0066361 | 0.0066361
F7_Commercial_Warehouse_Existing_Food Preparation_Natural Gas_Oven_Baseline Forecast | F7 | Commercial | Warehouse | Existing | Food Preparation | Natural Gas | Oven | Baseline Forecast | Avg. Replacement Summer Demand (kW) | 0 | 0 | 0 | 0 | 0 | 0 | 0 | 0 | 0 | 0 | 0 | 0 | 0 | 0 | 0 | 0 | 0 | 0 | 0 | 0 | 0 | 0 | 0 | 0 | 0 | 0 | 0 | 0 | 0 | 0 | 0 | 0 | 0
F8_Commercial_Warehouse_Existing_Food Preparation_Natural Gas_Oven_Baseline Forecast | F8 | Commercial | Warehouse | Existing | Food Preparation | Natural Gas | Oven | Baseline Forecast | Avg. Replacement Winter Demand (kW) | 0 | 0 | 0 | 0 | 0 | 0 | 0 | 0 | 0 | 0 | 0 | 0 | 0 | 0 | 0 | 0 | 0 | 0 | 0 | 0 | 0 | 0 | 0 | 0 | 0 | 0 | 0 | 0 | 0 | 0 | 0 | 0 | 0
F1_Commercial_Warehouse_Existing_Food Preparation_Natural Gas_Conveyor Oven_Baseline Forecast | F1 | Commercial | Warehouse | Existing | Food Preparation | Natural Gas | Conveyor Oven | Baseline Forecast | Units | 3155.8385 | 3139.7823 | 3123.7261 | 3104.3361 | 3176.8711 | 3168.3335 | 3160.7965 | 3154.008 | 3147.4497 | 3140.9319 | 3134.3816 | 3127.84 | 3121.3542 | 3114.9403 | 3108.5578 | 3102.2006 | 3095.8377 | 3089.5464 | 3083.4154 | 3077.4612 | 3071.5941 | 3065.7116 | 3059.7828 | 3053.799 | 3047.7551 | 3041.6726 | 3035.5586 | 3029.4269 | 3023.2727 | 3017.1004 | 3010.896 | 3004.6732 | 3045.6431
F2_Commercial_Warehouse_Existing_Food Preparation_Natural Gas_Conveyor Oven_Baseline Forecast | F2 | Commercial | Warehouse | Existing | Food Preparation | Natural Gas | Conveyor Oven | Baseline Forecast | Usage (MMtherm) | 3.4081e-05 | 3.2751e-05 | 3.6297e-05 | 3.5408e-05 | 3.6235e-05 | 3.6138e-05 | 3.6051e-05 | 3.5974e-05 | 3.5899e-05 | 3.5824e-05 | 3.5749e-05 | 3.5673e-05 | 3.5599e-05 | 3.5525e-05 | 3.5451e-05 | 3.5377e-05 | 3.5304e-05 | 3.5231e-05 | 3.516e-05 | 3.5091e-05 | 3.5023e-05 | 3.4955e-05 | 3.4886e-05 | 3.4816e-05 | 3.4746e-05 | 3.4675e-05 | 3.4604e-05 | 3.4533e-05 | 3.4461e-05 | 3.439e-05 | 3.4318e-05 | 3.4246e-05 | 3.4712e-05
F3_Commercial_Warehouse_Existing_Food Preparation_Natural Gas_Conveyor Oven_Baseline Forecast | F3 | Commercial | Warehouse | Existing | Food Preparation | Natural Gas | Conveyor Oven | Baseline Forecast | Summer Peak Demand (MW) | 0 | 0 | 0 | 0 | 0 | 0 | 0 | 0 | 0 | 0 | 0 | 0 | 0 | 0 | 0 | 0 | 0 | 0 | 0 | 0 | 0 | 0 | 0 | 0 | 0 | 0 | 0 | 0 | 0 | 0 | 0 | 0 | 0
F4_Commercial_Warehouse_Existing_Food Preparation_Natural Gas_Conveyor Oven_Baseline Forecast | F4 | Commercial | Warehouse | Existing | Food Preparation | Natural Gas | Conveyor Oven | Baseline Forecast | Winter Peak Demand (MW) | 0 | 0 | 0 | 0 | 0 | 0 | 0 | 0 | 0 | 0 | 0 | 0 | 0 | 0 | 0 | 0 | 0 | 0 | 0 | 0 | 0 | 0 | 0 | 0 | 0 | 0 | 0 | 0 | 0 | 0 | 0 | 0 | 0
F5_Commercial_Warehouse_Existing_Food Preparation_Natural Gas_Conveyor Oven_Baseline Forecast | F5 | Commercial | Warehouse | Existing | Food Preparation | Natural Gas | Conveyor Oven | Baseline Forecast | Turnover | 0 | 73.8772 | 95.5493 | 112.4865 | 199.0458 | 137.3601 | 145.9635 | 152.7788 | 158.1522 | 162.3682 | 165.6568 | 168.2068 | 170.1698 | 171.6657 | 172.7875 | 173.6105 | 174.1935 | 153.2787 | 140.8122 | 134.2256 | 145.6657 | 142.8916 | 160.794 | 163.4904 | 165.5708 | 185.365 | 164.7222 | 166.3381 | 167.556 | 168.456 | 169.1012 | 169.5434 | 211.1466
F6_Commercial_Warehouse_Existing_Food Preparation_Natural Gas_Conveyor Oven_Baseline Forecast | F6 | Commercial | Warehouse | Existing | Food Preparation | Natural Gas | Conveyor Oven | Baseline Forecast | Avg. Replacement Usage (kWh) | 0.010799 | 0.010431 | 0.011619 | 0.011406 | 0.011406 | 0.011405 | 0.011405 | 0.011404 | 0.011404 | 0.011403 | 0.011403 | 0.011402 | 0.011402 | 0.011401 | 0.011401 | 0.0114 | 0.0114 | 0.011399 | 0.011399 | 0.011398 | 0.011398 | 0.011397 | 0.011397 | 0.011397 | 0.011396 | 0.011396 | 0.011396 | 0.011396 | 0.011396 | 0.011396 | 0.011395 | 0.011395 | 0.011395
F7_Commercial_Warehouse_Existing_Food Preparation_Natural Gas_Conveyor Oven_Baseline Forecast | F7 | Commercial | Warehouse | Existing | Food Preparation | Natural Gas | Conveyor Oven | Baseline Forecast | Avg. Replacement Summer Demand (kW) | 0 | 0 | 0 | 0 | 0 | 0 | 0 | 0 | 0 | 0 | 0 | 0 | 0 | 0 | 0 | 0 | 0 | 0 | 0 | 0 | 0 | 0 | 0 | 0 | 0 | 0 | 0 | 0 | 0 | 0 | 0 | 0 | 0
F8_Commercial_Warehouse_Existing_Food Preparation_Natural Gas_Conveyor Oven_Baseline Forecast | F8 | Commercial | Warehouse | Existing | Food Preparation | Natural Gas | Conveyor Oven | Baseline Forecast | Avg. Replacement Winter Demand (kW) | 0 | 0 | 0 | 0 | 0 | 0 | 0 | 0 | 0 | 0 | 0 | 0 | 0 | 0 | 0 | 0 | 0 | 0 | 0 | 0 | 0 | 0 | 0 | 0 | 0 | 0 | 0 | 0 | 0 | 0 | 0 | 0 | 0
F1_Commercial_Warehouse_Existing_Food Preparation_Natural Gas_Double Rack Oven_Baseline Forecast | F1 | Commercial | Warehouse | Existing | Food Preparation | Natural Gas | Double Rack Oven | Baseline Forecast | Units | 3155.8385 | 3139.7823 | 3123.7261 | 3104.3361 | 3176.8711 | 3168.3335 | 3160.7965 | 3154.008 | 3147.4497 | 3140.9319 | 3134.3816 | 3127.84 | 3121.3542 | 3114.9403 | 3108.5578 | 3102.2006 | 3095.8377 | 3089.5464 | 3083.4154 | 3077.4612 | 3071.5941 | 3065.7116 | 3059.7828 | 3053.799 | 3047.7551 | 3041.6726 | 3035.5586 | 3029.4269 | 3023.2727 | 3017.1004 | 3010.896 | 3004.6732 | 3045.6431
F2_Commercial_Warehouse_Existing_Food Preparation_Natural Gas_Double Rack Oven_Baseline Forecast | F2 | Commercial | Warehouse | Existing | Food Preparation | Natural Gas | Double Rack Oven | Baseline Forecast | Usage (MMtherm) | 5.1776e-05 | 4.9754e-05 | 5.5141e-05 | 5.379e-05 | 5.5047e-05 | 5.4899e-05 | 5.4767e-05 | 5.4647e-05 | 5.4529e-05 | 5.4412e-05 | 5.4292e-05 | 5.4171e-05 | 5.4051e-05 | 5.3932e-05 | 5.3813e-05 | 5.3693e-05 | 5.3572e-05 | 5.345e-05 | 5.333e-05 | 5.3212e-05 | 5.3093e-05 | 5.2975e-05 | 5.2856e-05 | 5.2737e-05 | 5.2617e-05 | 5.2498e-05 | 5.2378e-05 | 5.226e-05 | 5.2142e-05 | 5.2024e-05 | 5.1907e-05 | 5.179e-05 | 5.2487e-05
F3_Commercial_Warehouse_Existing_Food Preparation_Natural Gas_Double Rack Oven_Baseline Forecast | F3 | Commercial | Warehouse | Existing | Food Preparation | Natural Gas | Double Rack Oven | Baseline Forecast | Summer Peak Demand (MW) | 0 | 0 | 0 | 0 | 0 | 0 | 0 | 0 | 0 | 0 | 0 | 0 | 0 | 0 | 0 | 0 | 0 | 0 | 0 | 0 | 0 | 0 | 0 | 0 | 0 | 0 | 0 | 0 | 0 | 0 | 0 | 0 | 0
F4_Commercial_Warehouse_Existing_Food Preparation_Natural Gas_Double Rack Oven_Baseline Forecast | F4 | Commercial | Warehouse | Existing | Food Preparation | Natural Gas | Double Rack Oven | Baseline Forecast | Winter Peak Demand (MW) | 0 | 0 | 0 | 0 | 0 | 0 | 0 | 0 | 0 | 0 | 0 | 0 | 0 | 0 | 0 | 0 | 0 | 0 | 0 | 0 | 0 | 0 | 0 | 0 | 0 | 0 | 0 | 0 | 0 | 0 | 0 | 0 | 0
F5_Commercial_Warehouse_Existing_Food Preparation_Natural Gas_Double Rack Oven_Baseline Forecast | F5 | Commercial | Warehouse | Existing | Food Preparation | Natural Gas | Double Rack Oven | Baseline Forecast | Turnover | 0 | 104.6594 | 135.3615 | 159.3559 | 251.7586 | 194.5935 | 206.7816 | 216.4366 | 224.049 | 230.0217 | 234.6805 | 238.293 | 210.573 | 194.492 | 186.4607 | 198.0317 | 196.1286 | 223.3886 | 228.5731 | 232.6253 | 254.1543 | 234.5134 | 237.0799 | 233.0594 | 226.1845 | 218.7102 | 214.6766 | 210.8202 | 205.12 | 204.5192 | 206.8596 | 217.9038 | 260.8809
F6_Commercial_Warehouse_Existing_Food Preparation_Natural Gas_Double Rack Oven_Baseline Forecast | F6 | Commercial | Warehouse | Existing | Food Preparation | Natural Gas | Double Rack Oven | Baseline Forecast | Avg. Replacement Usage (kWh) | 0.016406 | 0.015846 | 0.017649 | 0.017327 | 0.017328 | 0.017326 | 0.017321 | 0.017316 | 0.017311 | 0.017306 | 0.017301 | 0.017296 | 0.017291 | 0.017286 | 0.017282 | 0.017277 | 0.017272 | 0.017267 | 0.017262 | 0.017256 | 0.017251 | 0.017246 | 0.017242 | 0.017238 | 0.017234 | 0.017231 | 0.017228 | 0.017225 | 0.017223 | 0.017222 | 0.017221 | 0.017221 | 0.017221
F7_Commercial_Warehouse_Existing_Food Preparation_Natural Gas_Double Rack Oven_Baseline Forecast | F7 | Commercial | Warehouse | Existing | Food Preparation | Natural Gas | Double Rack Oven | Baseline Forecast | Avg. Replacement Summer Demand (kW) | 0 | 0 | 0 | 0 | 0 | 0 | 0 | 0 | 0 | 0 | 0 | 0 | 0 | 0 | 0 | 0 | 0 | 0 | 0 | 0 | 0 | 0 | 0 | 0 | 0 | 0 | 0 | 0 | 0 | 0 | 0 | 0 | 0
F8_Commercial_Warehouse_Existing_Food Preparation_Natural Gas_Double Rack Oven_Baseline Forecast | F8 | Commercial | Warehouse | Existing | Food Preparation | Natural Gas | Double Rack Oven | Baseline Forecast | Avg. Replacement Winter Demand (kW) | 0 | 0 | 0 | 0 | 0 | 0 | 0 | 0 | 0 | 0 | 0 | 0 | 0 | 0 | 0 | 0 | 0 | 0 | 0 | 0 | 0 | 0 | 0 | 0 | 0 | 0 | 0 | 0 | 0 | 0 | 0 | 0 | 0
F1_Commercial_Warehouse_Existing_Food Preparation_Natural Gas_Fryer_Baseline Forecast | F1 | Commercial | Warehouse | Existing | Food Preparation | Natural Gas | Fryer | Baseline Forecast | Units | 12623.3541 | 12559.1293 | 12494.9046 | 12417.3446 | 12707.4843 | 12673.334 | 12643.1859 | 12616.0319 | 12589.7986 | 12563.7278 | 12537.5264 | 12511.3602 | 12485.4169 | 12459.7613 | 12434.2313 | 12408.8025 | 12383.3506 | 12358.1858 | 12333.6615 | 12309.8448 | 12286.3763 | 12262.8462 | 12239.1311 | 12215.196 | 12191.0206 | 12166.6902 | 12142.2346 | 12117.7078 | 12093.0909 | 12068.4017 | 12043.5841 | 12018.6929 | 12182.5724
F2_Commercial_Warehouse_Existing_Food Preparation_Natural Gas_Fryer_Baseline Forecast | F2 | Commercial | Warehouse | Existing | Food Preparation | Natural Gas | Fryer | Baseline Forecast | Usage (MMtherm) | 0.00012888 | 0.00012385 | 0.00013726 | 0.00013325 | 0.00013374 | 0.00013065 | 0.00012687 | 0.00012255 | 0.00011778 | 0.00011393 | 0.00011082 | 0.00010829 | 0.00010624 | 0.00010455 | 0.00010317 | 0.00010203 | 0.00010107 | 0.00010027 | 9.96e-05 | 9.9029e-05 | 9.8537e-05 | 9.8107e-05 | 9.7724e-05 | 9.7379e-05 | 9.7063e-05 | 9.6771e-05 | 9.6498e-05 | 9.6241e-05 | 9.5995e-05 | 9.576e-05 | 9.5531e-05 | 9.5308e-05 | 9.6586e-05
F3_Commercial_Warehouse_Existing_Food Preparation_Natural Gas_Fryer_Baseline Forecast | F3 | Commercial | Warehouse | Existing | Food Preparation | Natural Gas | Fryer | Baseline Forecast | Summer Peak Demand (MW) | 0 | 0 | 0 | 0 | 0 | 0 | 0 | 0 | 0 | 0 | 0 | 0 | 0 | 0 | 0 | 0 | 0 | 0 | 0 | 0 | 0 | 0 | 0 | 0 | 0 | 0 | 0 | 0 | 0 | 0 | 0 | 0 | 0
F4_Commercial_Warehouse_Existing_Food Preparation_Natural Gas_Fryer_Baseline Forecast | F4 | Commercial | Warehouse | Existing | Food Preparation | Natural Gas | Fryer | Baseline Forecast | Winter Peak Demand (MW) | 0 | 0 | 0 | 0 | 0 | 0 | 0 | 0 | 0 | 0 | 0 | 0 | 0 | 0 | 0 | 0 | 0 | 0 | 0 | 0 | 0 | 0 | 0 | 0 | 0 | 0 | 0 | 0 | 0 | 0 | 0 | 0 | 0
F5_Commercial_Warehouse_Existing_Food Preparation_Natural Gas_Fryer_Baseline Forecast | F5 | Commercial | Warehouse | Existing | Food Preparation | Natural Gas | Fryer | Baseline Forecast | Turnover | 0 | 0 | 0 | 225.7699 | 922.2955 | 954.6918 | 1211.1917 | 1415.1625 | 1577.1339 | 1259.0944 | 1005.1749 | 846.9187 | 857.3657 | 872.2038 | 934.5681 | 1024.509 | 1185.855 | 1372.0263 | 1302.1062 | 1272.3757 | 1237.4362 | 1201.8454 | 1063.2137 | 986.4309 | 981.1824 | 1056.6499 | 1104.2408 | 1148.5003 | 1183.9934 | 1223.5757 | 1234.2698 | 1162.322 | 1280.2339
F6_Commercial_Warehouse_Existing_Food Preparation_Natural Gas_Fryer_Baseline Forecast | F6 | Commercial | Warehouse | Existing | Food Preparation | Natural Gas | Fryer | Baseline Forecast | Avg. Replacement Usage (kWh) | 0.010209 | 0.0098611 | 0.010985 | 0.0079215 | 0.0079215 | 0.0079215 | 0.0079215 | 0.0079215 | 0.0079215 | 0.0079215 | 0.0079215 | 0.0079215 | 0.0079215 | 0.0079215 | 0.0079215 | 0.0079215 | 0.0079215 | 0.0079215 | 0.0079215 | 0.0079215 | 0.0079215 | 0.0079215 | 0.0079215 | 0.0079215 | 0.0079215 | 0.0079215 | 0.0079215 | 0.0079215 | 0.0079215 | 0.0079215 | 0.0079215 | 0.0079215 | 0.0079215
F7_Commercial_Warehouse_Existing_Food Preparation_Natural Gas_Fryer_Baseline Forecast | F7 | Commercial | Warehouse | Existing | Food Preparation | Natural Gas | Fryer | Baseline Forecast | Avg. Replacement Summer Demand (kW) | 0 | 0 | 0 | 0 | 0 | 0 | 0 | 0 | 0 | 0 | 0 | 0 | 0 | 0 | 0 | 0 | 0 | 0 | 0 | 0 | 0 | 0 | 0 | 0 | 0 | 0 | 0 | 0 | 0 | 0 | 0 | 0 | 0
F8_Commercial_Warehouse_Existing_Food Preparation_Natural Gas_Fryer_Baseline Forecast | F8 | Commercial | Warehouse | Existing | Food Preparation | Natural Gas | Fryer | Baseline Forecast | Avg. Replacement Winter Demand (kW) | 0 | 0 | 0 | 0 | 0 | 0 | 0 | 0 | 0 | 0 | 0 | 0 | 0 | 0 | 0 | 0 | 0 | 0 | 0 | 0 | 0 | 0 | 0 | 0 | 0 | 0 | 0 | 0 | 0 | 0 | 0 | 0 | 0
F1_Commercial_Warehouse_Existing_Food Preparation_Natural Gas_Broiler_Baseline Forecast | F1 | Commercial | Warehouse | Existing | Food Preparation | Natural Gas | Broiler | Baseline Forecast | Units | 0 | 0 | 0 | 0 | 0 | 0 | 0 | 0 | 0 | 0 | 0 | 0 | 0 | 0 | 0 | 0 | 0 | 0 | 0 | 0 | 0 | 0 | 0 | 0 | 0 | 0 | 0 | 0 | 0 | 0 | 0 | 0 | 0
F2_Commercial_Warehouse_Existing_Food Preparation_Natural Gas_Broiler_Baseline Forecast | F2 | Commercial | Warehouse | Existing | Food Preparation | Natural Gas | Broiler | Baseline Forecast | Usage (MMtherm) | 0 | 0 | 0 | 0 | 0 | 0 | 0 | 0 | 0 | 0 | 0 | 0 | 0 | 0 | 0 | 0 | 0 | 0 | 0 | 0 | 0 | 0 | 0 | 0 | 0 | 0 | 0 | 0 | 0 | 0 | 0 | 0 | 0
F3_Commercial_Warehouse_Existing_Food Preparation_Natural Gas_Broiler_Baseline Forecast | F3 | Commercial | Warehouse | Existing | Food Preparation | Natural Gas | Broiler | Baseline Forecast | Summer Peak Demand (MW) | 0 | 0 | 0 | 0 | 0 | 0 | 0 | 0 | 0 | 0 | 0 | 0 | 0 | 0 | 0 | 0 | 0 | 0 | 0 | 0 | 0 | 0 | 0 | 0 | 0 | 0 | 0 | 0 | 0 | 0 | 0 | 0 | 0
F4_Commercial_Warehouse_Existing_Food Preparation_Natural Gas_Broiler_Baseline Forecast | F4 | Commercial | Warehouse | Existing | Food Preparation | Natural Gas | Broiler | Baseline Forecast | Winter Peak Demand (MW) | 0 | 0 | 0 | 0 | 0 | 0 | 0 | 0 | 0 | 0 | 0 | 0 | 0 | 0 | 0 | 0 | 0 | 0 | 0 | 0 | 0 | 0 | 0 | 0 | 0 | 0 | 0 | 0 | 0 | 0 | 0 | 0 | 0
F5_Commercial_Warehouse_Existing_Food Preparation_Natural Gas_Broiler_Baseline Forecast | F5 | Commercial | Warehouse | Existing | Food Preparation | Natural Gas | Broiler | Baseline Forecast | Turnover | 0 | 0 | 0 | 0 | 0 | 0 | 0 | 0 | 0 | 0 | 0 | 0 | 0 | 0 | 0 | 0 | 0 | 0 | 0 | 0 | 0 | 0 | 0 | 0 | 0 | 0 | 0 | 0 | 0 | 0 | 0 | 0 | 0
F6_Commercial_Warehouse_Existing_Food Preparation_Natural Gas_Broiler_Baseline Forecast | F6 | Commercial | Warehouse | Existing | Food Preparation | Natural Gas | Broiler | Baseline Forecast | Avg. Replacement Usage (kWh) | 0.011229 | 0.010846 | 0.012081 | 0.011859 | 0.01186 | 0.011859 | 0.011858 | 0.011856 | 0.011855 | 0.011853 | 0.011852 | 0.011851 | 0.011849 | 0.011848 | 0.011846 | 0.011845 | 0.011843 | 0.011842 | 0.01184 | 0.011839 | 0.011837 | 0.011836 | 0.011834 | 0.011833 | 0.011832 | 0.011831 | 0.01183 | 0.011829 | 0.011829 | 0.011828 | 0.011828 | 0.011828 | 0.011828
F7_Commercial_Warehouse_Existing_Food Preparation_Natural Gas_Broiler_Baseline Forecast | F7 | Commercial | Warehouse | Existing | Food Preparation | Natural Gas | Broiler | Baseline Forecast | Avg. Replacement Summer Demand (kW) | 0 | 0 | 0 | 0 | 0 | 0 | 0 | 0 | 0 | 0 | 0 | 0 | 0 | 0 | 0 | 0 | 0 | 0 | 0 | 0 | 0 | 0 | 0 | 0 | 0 | 0 | 0 | 0 | 0 | 0 | 0 | 0 | 0
F8_Commercial_Warehouse_Existing_Food Preparation_Natural Gas_Broiler_Baseline Forecast | F8 | Commercial | Warehouse | Existing | Food Preparation | Natural Gas | Broiler | Baseline Forecast | Avg. Replacement Winter Demand (kW) | 0 | 0 | 0 | 0 | 0 | 0 | 0 | 0 | 0 | 0 | 0 | 0 | 0 | 0 | 0 | 0 | 0 | 0 | 0 | 0 | 0 | 0 | 0 | 0 | 0 | 0 | 0 | 0 | 0 | 0 | 0 | 0 | 0
F1_Commercial_Warehouse_Existing_Food Preparation_Natural Gas_Griddle_Baseline Forecast | F1 | Commercial | Warehouse | Existing | Food Preparation | Natural Gas | Griddle | Baseline Forecast | Units | 12623.3541 | 12559.1293 | 12494.9046 | 12417.3446 | 12707.4843 | 12673.334 | 12643.1859 | 12616.0319 | 12589.7986 | 12563.7278 | 12537.5264 | 12511.3602 | 12485.4169 | 12459.7613 | 12434.2313 | 12408.8025 | 12383.3506 | 12358.1858 | 12333.6615 | 12309.8448 | 12286.3763 | 12262.8462 | 12239.1311 | 12215.196 | 12191.0206 | 12166.6902 | 12142.2346 | 12117.7078 | 12093.0909 | 12068.4017 | 12043.5841 | 12018.6929 | 12182.5724
F2_Commercial_Warehouse_Existing_Food Preparation_Natural Gas_Griddle_Baseline Forecast | F2 | Commercial | Warehouse | Existing | Food Preparation | Natural Gas | Griddle | Baseline Forecast | Usage (MMtherm) | 9.4092e-05 | 9.0418e-05 | 0.00010021 | 9.7249e-05 | 9.8734e-05 | 9.7851e-05 | 9.6962e-05 | 9.6067e-05 | 9.5156e-05 | 9.4229e-05 | 9.3288e-05 | 9.2337e-05 | 9.1477e-05 | 9.0672e-05 | 8.9993e-05 | 8.9416e-05 | 8.8918e-05 | 8.8403e-05 | 8.7936e-05 | 8.7641e-05 | 8.7374e-05 | 8.7127e-05 | 8.6895e-05 | 8.6675e-05 | 8.6463e-05 | 8.6258e-05 | 8.6058e-05 | 8.5864e-05 | 8.5673e-05 | 8.5485e-05 | 8.5299e-05 | 8.5114e-05 | 8.6268e-05
F3_Commercial_Warehouse_Existing_Food Preparation_Natural Gas_Griddle_Baseline Forecast | F3 | Commercial | Warehouse | Existing | Food Preparation | Natural Gas | Griddle | Baseline Forecast | Summer Peak Demand (MW) | 0 | 0 | 0 | 0 | 0 | 0 | 0 | 0 | 0 | 0 | 0 | 0 | 0 | 0 | 0 | 0 | 0 | 0 | 0 | 0 | 0 | 0 | 0 | 0 | 0 | 0 | 0 | 0 | 0 | 0 | 0 | 0 | 0
F4_Commercial_Warehouse_Existing_Food Preparation_Natural Gas_Griddle_Baseline Forecast | F4 | Commercial | Warehouse | Existing | Food Preparation | Natural Gas | Griddle | Baseline Forecast | Winter Peak Demand (MW) | 0 | 0 | 0 | 0 | 0 | 0 | 0 | 0 | 0 | 0 | 0 | 0 | 0 | 0 | 0 | 0 | 0 | 0 | 0 | 0 | 0 | 0 | 0 | 0 | 0 | 0 | 0 | 0 | 0 | 0 | 0 | 0 | 0
F5_Commercial_Warehouse_Existing_Food Preparation_Natural Gas_Griddle_Baseline Forecast | F5 | Commercial | Warehouse | Existing | Food Preparation | Natural Gas | Griddle | Baseline Forecast | Turnover | 0 | 418.6376 | 541.4459 | 637.4237 | 1007.0345 | 778.374 | 827.1265 | 865.7464 | 896.196 | 920.0867 | 938.7221 | 953.172 | 842.2921 | 777.9681 | 745.8426 | 792.1268 | 784.5144 | 893.5543 | 914.2925 | 930.5013 | 1016.6173 | 938.0535 | 948.3196 | 932.2377 | 904.7381 | 874.8409 | 858.7063 | 843.2807 | 820.4801 | 818.0767 | 827.4383 | 871.6151 | 1043.5235
F6_Commercial_Warehouse_Existing_Food Preparation_Natural Gas_Griddle_Baseline Forecast | F6 | Commercial | Warehouse | Existing | Food Preparation | Natural Gas | Griddle | Baseline Forecast | Avg. Replacement Usage (kWh) | 0.0074538 | 0.0071994 | 0.0080199 | 0.007079 | 0.007079 | 0.007079 | 0.007079 | 0.007079 | 0.007079 | 0.007079 | 0.007079 | 0.007079 | 0.007079 | 0.007079 | 0.007079 | 0.007079 | 0.007079 | 0.007079 | 0.007079 | 0.007079 | 0.007079 | 0.007079 | 0.007079 | 0.007079 | 0.007079 | 0.007079 | 0.007079 | 0.007079 | 0.007079 | 0.007079 | 0.007079 | 0.007079 | 0.007079
F7_Commercial_Warehouse_Existing_Food Preparation_Natural Gas_Griddle_Baseline Forecast | F7 | Commercial | Warehouse | Existing | Food Preparation | Natural Gas | Griddle | Baseline Forecast | Avg. Replacement Summer Demand (kW) | 0 | 0 | 0 | 0 | 0 | 0 | 0 | 0 | 0 | 0 | 0 | 0 | 0 | 0 | 0 | 0 | 0 | 0 | 0 | 0 | 0 | 0 | 0 | 0 | 0 | 0 | 0 | 0 | 0 | 0 | 0 | 0 | 0
F8_Commercial_Warehouse_Existing_Food Preparation_Natural Gas_Griddle_Baseline Forecast | F8 | Commercial | Warehouse | Existing | Food Preparation | Natural Gas | Griddle | Baseline Forecast | Avg. Replacement Winter Demand (kW) | 0 | 0 | 0 | 0 | 0 | 0 | 0 | 0 | 0 | 0 | 0 | 0 | 0 | 0 | 0 | 0 | 0 | 0 | 0 | 0 | 0 | 0 | 0 | 0 | 0 | 0 | 0 | 0 | 0 | 0 | 0 | 0 | 0
F1_Commercial_Warehouse_Existing_Food Preparation_Natural Gas_Range_Baseline Forecast | F1 | Commercial | Warehouse | Existing | Food Preparation | Natural Gas | Range | Baseline Forecast | Units | 12623.3541 | 12559.1293 | 12494.9046 | 12417.3446 | 12707.4843 | 12673.334 | 12643.1859 | 12616.0319 | 12589.7986 | 12563.7278 | 12537.5264 | 12511.3602 | 12485.4169 | 12459.7613 | 12434.2313 | 12408.8025 | 12383.3506 | 12358.1858 | 12333.6615 | 12309.8448 | 12286.3763 | 12262.8462 | 12239.1311 | 12215.196 | 12191.0206 | 12166.6902 | 12142.2346 | 12117.7078 | 12093.0909 | 12068.4017 | 12043.5841 | 12018.6929 | 12182.5724
F2_Commercial_Warehouse_Existing_Food Preparation_Natural Gas_Range_Baseline Forecast | F2 | Commercial | Warehouse | Existing | Food Preparation | Natural Gas | Range | Baseline Forecast | Usage (MMtherm) | 9.7602e-05 | 9.3791e-05 | 0.00010395 | 0.0001014 | 0.00010377 | 0.00010349 | 0.00010324 | 0.00010302 | 0.00010281 | 0.00010259 | 0.00010238 | 0.00010216 | 0.00010195 | 0.00010174 | 0.00010152 | 0.00010131 | 0.0001011 | 0.00010089 | 0.00010069 | 0.00010049 | 0.00010029 | 0.00010009 | 9.9894e-05 | 9.9694e-05 | 9.9492e-05 | 9.9289e-05 | 9.9085e-05 | 9.8881e-05 | 9.8676e-05 | 9.8471e-05 | 9.8264e-05 | 9.8058e-05 | 9.9392e-05
F3_Commercial_Warehouse_Existing_Food Preparation_Natural Gas_Range_Baseline Forecast | F3 | Commercial | Warehouse | Existing | Food Preparation | Natural Gas | Range | Baseline Forecast | Summer Peak Demand (MW) | 0 | 0 | 0 | 0 | 0 | 0 | 0 | 0 | 0 | 0 | 0 | 0 | 0 | 0 | 0 | 0 | 0 | 0 | 0 | 0 | 0 | 0 | 0 | 0 | 0 | 0 | 0 | 0 | 0 | 0 | 0 | 0 | 0
F4_Commercial_Warehouse_Existing_Food Preparation_Natural Gas_Range_Baseline Forecast | F4 | Commercial | Warehouse | Existing | Food Preparation | Natural Gas | Range | Baseline Forecast | Winter Peak Demand (MW) | 0 | 0 | 0 | 0 | 0 | 0 | 0 | 0 | 0 | 0 | 0 | 0 | 0 | 0 | 0 | 0 | 0 | 0 | 0 | 0 | 0 | 0 | 0 | 0 | 0 | 0 | 0 | 0 | 0 | 0 | 0 | 0 | 0
F5_Commercial_Warehouse_Existing_Food Preparation_Natural Gas_Range_Baseline Forecast | F5 | Commercial | Warehouse | Existing | Food Preparation | Natural Gas | Range | Baseline Forecast | Turnover | 0 | 502.3652 | 649.735 | 764.9084 | 1150.4134 | 934.0489 | 992.5518 | 1038.8957 | 1075.4353 | 1104.104 | 979.4513 | 909.073 | 876.0586 | 925.0042 | 921.7724 | 1057.885 | 1086.5844 | 1109.0214 | 1200.3186 | 1096.4288 | 1069.4853 | 1038.3899 | 1020.6927 | 1003.9387 | 978.2382 | 977.1235 | 990.1199 | 1039.2938 | 1044.8298 | 1079.4425 | 1073.613 | 1063.8602 | 1236.4093
F6_Commercial_Warehouse_Existing_Food Preparation_Natural Gas_Range_Baseline Forecast | F6 | Commercial | Warehouse | Existing | Food Preparation | Natural Gas | Range | Baseline Forecast | Avg. Replacement Usage (kWh) | 0.0077318 | 0.0074679 | 0.0083189 | 0.0081662 | 0.0081664 | 0.0081662 | 0.0081658 | 0.0081654 | 0.008165 | 0.0081646 | 0.0081643 | 0.0081639 | 0.0081636 | 0.0081632 | 0.0081628 | 0.0081625 | 0.0081621 | 0.0081617 | 0.0081613 | 0.0081609 | 0.0081605 | 0.0081601 | 0.0081597 | 0.0081593 | 0.0081589 | 0.0081587 | 0.0081584 | 0.0081582 | 0.008158 | 0.0081579 | 0.0081578 | 0.0081577 | 0.0081577
F7_Commercial_Warehouse_Existing_Food Preparation_Natural Gas_Range_Baseline Forecast | F7 | Commercial | Warehouse | Existing | Food Preparation | Natural Gas | Range | Baseline Forecast | Avg. Replacement Summer Demand (kW) | 0 | 0 | 0 | 0 | 0 | 0 | 0 | 0 | 0 | 0 | 0 | 0 | 0 | 0 | 0 | 0 | 0 | 0 | 0 | 0 | 0 | 0 | 0 | 0 | 0 | 0 | 0 | 0 | 0 | 0 | 0 | 0 | 0
F8_Commercial_Warehouse_Existing_Food Preparation_Natural Gas_Range_Baseline Forecast | F8 | Commercial | Warehouse | Existing | Food Preparation | Natural Gas | Range | Baseline Forecast | Avg. Replacement Winter Demand (kW) | 0 | 0 | 0 | 0 | 0 | 0 | 0 | 0 | 0 | 0 | 0 | 0 | 0 | 0 | 0 | 0 | 0 | 0 | 0 | 0 | 0 | 0 | 0 | 0 | 0 | 0 | 0 | 0 | 0 | 0 | 0 | 0 | 0
F1_Commercial_Warehouse_Existing_Food Preparation_Natural Gas_Steamer_Baseline Forecast | F1 | Commercial | Warehouse | Existing | Food Preparation | Natural Gas | Steamer | Baseline Forecast | Units | 0 | 0 | 0 | 0 | 0 | 0 | 0 | 0 | 0 | 0 | 0 | 0 | 0 | 0 | 0 | 0 | 0 | 0 | 0 | 0 | 0 | 0 | 0 | 0 | 0 | 0 | 0 | 0 | 0 | 0 | 0 | 0 | 0
F2_Commercial_Warehouse_Existing_Food Preparation_Natural Gas_Steamer_Baseline Forecast | F2 | Commercial | Warehouse | Existing | Food Preparation | Natural Gas | Steamer | Baseline Forecast | Usage (MMtherm) | 0 | 0 | 0 | 0 | 0 | 0 | 0 | 0 | 0 | 0 | 0 | 0 | 0 | 0 | 0 | 0 | 0 | 0 | 0 | 0 | 0 | 0 | 0 | 0 | 0 | 0 | 0 | 0 | 0 | 0 | 0 | 0 | 0
F3_Commercial_Warehouse_Existing_Food Preparation_Natural Gas_Steamer_Baseline Forecast | F3 | Commercial | Warehouse | Existing | Food Preparation | Natural Gas | Steamer | Baseline Forecast | Summer Peak Demand (MW) | 0 | 0 | 0 | 0 | 0 | 0 | 0 | 0 | 0 | 0 | 0 | 0 | 0 | 0 | 0 | 0 | 0 | 0 | 0 | 0 | 0 | 0 | 0 | 0 | 0 | 0 | 0 | 0 | 0 | 0 | 0 | 0 | 0
F4_Commercial_Warehouse_Existing_Food Preparation_Natural Gas_Steamer_Baseline Forecast | F4 | Commercial | Warehouse | Existing | Food Preparation | Natural Gas | Steamer | Baseline Forecast | Winter Peak Demand (MW) | 0 | 0 | 0 | 0 | 0 | 0 | 0 | 0 | 0 | 0 | 0 | 0 | 0 | 0 | 0 | 0 | 0 | 0 | 0 | 0 | 0 | 0 | 0 | 0 | 0 | 0 | 0 | 0 | 0 | 0 | 0 | 0 | 0
F5_Commercial_Warehouse_Existing_Food Preparation_Natural Gas_Steamer_Baseline Forecast | F5 | Commercial | Warehouse | Existing | Food Preparation | Natural Gas | Steamer | Baseline Forecast | Turnover | 0 | 0 | 0 | 0 | 0 | 0 | 0 | 0 | 0 | 0 | 0 | 0 | 0 | 0 | 0 | 0 | 0 | 0 | 0 | 0 | 0 | 0 | 0 | 0 | 0 | 0 | 0 | 0 | 0 | 0 | 0 | 0 | 0
F6_Commercial_Warehouse_Existing_Food Preparation_Natural Gas_Steamer_Baseline Forecast | F6 | Commercial | Warehouse | Existing | Food Preparation | Natural Gas | Steamer | Baseline Forecast | Avg. Replacement Usage (kWh) | 0.012913 | 0.012469 | 0.013871 | 0.0047078 | 0.0047078 | 0.0047078 | 0.0047078 | 0.0047078 | 0.0047078 | 0.0047078 | 0.0047078 | 0.0047078 | 0.0047078 | 0.0047078 | 0.0047078 | 0.0047078 | 0.0047078 | 0.0047078 | 0.0047078 | 0.0047078 | 0.0047078 | 0.0047078 | 0.0047078 | 0.0047078 | 0.0047078 | 0.0047078 | 0.0047078 | 0.0047078 | 0.0047078 | 0.0047078 | 0.0047078 | 0.0047078 | 0.0047078
F7_Commercial_Warehouse_Existing_Food Preparation_Natural Gas_Steamer_Baseline Forecast | F7 | Commercial | Warehouse | Existing | Food Preparation | Natural Gas | Steamer | Baseline Forecast | Avg. Replacement Summer Demand (kW) | 0 | 0 | 0 | 0 | 0 | 0 | 0 | 0 | 0 | 0 | 0 | 0 | 0 | 0 | 0 | 0 | 0 | 0 | 0 | 0 | 0 | 0 | 0 | 0 | 0 | 0 | 0 | 0 | 0 | 0 | 0 | 0 | 0
F8_Commercial_Warehouse_Existing_Food Preparation_Natural Gas_Steamer_Baseline Forecast | F8 | Commercial | Warehouse | Existing | Food Preparation | Natural Gas | Steamer | Baseline Forecast | Avg. Replacement Winter Demand (kW) | 0 | 0 | 0 | 0 | 0 | 0 | 0 | 0 | 0 | 0 | 0 | 0 | 0 | 0 | 0 | 0 | 0 | 0 | 0 | 0 | 0 | 0 | 0 | 0 | 0 | 0 | 0 | 0 | 0 | 0 | 0 | 0 | 0
F1_Commercial_Warehouse_Existing_Food Preparation_Natural Gas_Food Prep Other_Baseline Forecast | F1 | Commercial | Warehouse | Existing | Food Preparation | Natural Gas | Food Prep Other | Baseline Forecast | Units | 0 | 0 | 0 | 0 | 0 | 0 | 0 | 0 | 0 | 0 | 0 | 0 | 0 | 0 | 0 | 0 | 0 | 0 | 0 | 0 | 0 | 0 | 0 | 0 | 0 | 0 | 0 | 0 | 0 | 0 | 0 | 0 | 0
F2_Commercial_Warehouse_Existing_Food Preparation_Natural Gas_Food Prep Other_Baseline Forecast | F2 | Commercial | Warehouse | Existing | Food Preparation | Natural Gas | Food Prep Other | Baseline Forecast | Usage (MMtherm) | 0 | 0 | 0 | 0 | 0 | 0 | 0 | 0 | 0 | 0 | 0 | 0 | 0 | 0 | 0 | 0 | 0 | 0 | 0 | 0 | 0 | 0 | 0 | 0 | 0 | 0 | 0 | 0 | 0 | 0 | 0 | 0 | 0
F3_Commercial_Warehouse_Existing_Food Preparation_Natural Gas_Food Prep Other_Baseline Forecast | F3 | Commercial | Warehouse | Existing | Food Preparation | Natural Gas | Food Prep Other | Baseline Forecast | Summer Peak Demand (MW) | 0 | 0 | 0 | 0 | 0 | 0 | 0 | 0 | 0 | 0 | 0 | 0 | 0 | 0 | 0 | 0 | 0 | 0 | 0 | 0 | 0 | 0 | 0 | 0 | 0 | 0 | 0 | 0 | 0 | 0 | 0 | 0 | 0
F4_Commercial_Warehouse_Existing_Food Preparation_Natural Gas_Food Prep Other_Baseline Forecast | F4 | Commercial | Warehouse | Existing | Food Preparation | Natural Gas | Food Prep Other | Baseline Forecast | Winter Peak Demand (MW) | 0 | 0 | 0 | 0 | 0 | 0 | 0 | 0 | 0 | 0 | 0 | 0 | 0 | 0 | 0 | 0 | 0 | 0 | 0 | 0 | 0 | 0 | 0 | 0 | 0 | 0 | 0 | 0 | 0 | 0 | 0 | 0 | 0
F5_Commercial_Warehouse_Existing_Food Preparation_Natural Gas_Food Prep Other_Baseline Forecast | F5 | Commercial | Warehouse | Existing | Food Preparation | Natural Gas | Food Prep Other | Baseline Forecast | Turnover | 0 | 0 | 0 | 0 | 0 | 0 | 0 | 0 | 0 | 0 | 0 | 0 | 0 | 0 | 0 | 0 | 0 | 0 | 0 | 0 | 0 | 0 | 0 | 0 | 0 | 0 | 0 | 0 | 0 | 0 | 0 | 0 | 0
F6_Commercial_Warehouse_Existing_Food Preparation_Natural Gas_Food Prep Other_Baseline Forecast | F6 | Commercial | Warehouse | Existing | Food Preparation | Natural Gas | Food Prep Other | Baseline Forecast | Avg. Replacement Usage (kWh) | 0.0032268 | 0.0031166 | 0.0034719 | 0.003408 | 0.003408 | 0.003408 | 0.003408 | 0.003408 | 0.003408 | 0.003408 | 0.003408 | 0.003408 | 0.003408 | 0.003408 | 0.003408 | 0.003408 | 0.003408 | 0.003408 | 0.003408 | 0.003408 | 0.003408 | 0.003408 | 0.003408 | 0.003408 | 0.003408 | 0.003408 | 0.003408 | 0.003408 | 0.003408 | 0.003408 | 0.003408 | 0.003408 | 0.003408
F7_Commercial_Warehouse_Existing_Food Preparation_Natural Gas_Food Prep Other_Baseline Forecast | F7 | Commercial | Warehouse | Existing | Food Preparation | Natural Gas | Food Prep Other | Baseline Forecast | Avg. Replacement Summer Demand (kW) | 0 | 0 | 0 | 0 | 0 | 0 | 0 | 0 | 0 | 0 | 0 | 0 | 0 | 0 | 0 | 0 | 0 | 0 | 0 | 0 | 0 | 0 | 0 | 0 | 0 | 0 | 0 | 0 | 0 | 0 | 0 | 0 | 0
F8_Commercial_Warehouse_Existing_Food Preparation_Natural Gas_Food Prep Other_Baseline Forecast | F8 | Commercial | Warehouse | Existing | Food Preparation | Natural Gas | Food Prep Other | Baseline Forecast | Avg. Replacement Winter Demand (kW) | 0 | 0 | 0 | 0 | 0 | 0 | 0 | 0 | 0 | 0 | 0 | 0 | 0 | 0 | 0 | 0 | 0 | 0 | 0 | 0 | 0 | 0 | 0 | 0 | 0 | 0 | 0 | 0 | 0 | 0 | 0 | 0 | 0
F1_Commercial_Warehouse_Existing_Miscellaneous_Natural Gas_Pool Heater_Baseline Forecast | F1 | Commercial | Warehouse | Existing | Miscellaneous | Natural Gas | Pool Heater | Baseline Forecast | Units | 0 | 0 | 0 | 0 | 0 | 0 | 0 | 0 | 0 | 0 | 0 | 0 | 0 | 0 | 0 | 0 | 0 | 0 | 0 | 0 | 0 | 0 | 0 | 0 | 0 | 0 | 0 | 0 | 0 | 0 | 0 | 0 | 0
F2_Commercial_Warehouse_Existing_Miscellaneous_Natural Gas_Pool Heater_Baseline Forecast | F2 | Commercial | Warehouse | Existing | Miscellaneous | Natural Gas | Pool Heater | Baseline Forecast | Usage (MMtherm) | 0 | 0 | 0 | 0 | 0 | 0 | 0 | 0 | 0 | 0 | 0 | 0 | 0 | 0 | 0 | 0 | 0 | 0 | 0 | 0 | 0 | 0 | 0 | 0 | 0 | 0 | 0 | 0 | 0 | 0 | 0 | 0 | 0
F3_Commercial_Warehouse_Existing_Miscellaneous_Natural Gas_Pool Heater_Baseline Forecast | F3 | Commercial | Warehouse | Existing | Miscellaneous | Natural Gas | Pool Heater | Baseline Forecast | Summer Peak Demand (MW) | 0 | 0 | 0 | 0 | 0 | 0 | 0 | 0 | 0 | 0 | 0 | 0 | 0 | 0 | 0 | 0 | 0 | 0 | 0 | 0 | 0 | 0 | 0 | 0 | 0 | 0 | 0 | 0 | 0 | 0 | 0 | 0 | 0
F4_Commercial_Warehouse_Existing_Miscellaneous_Natural Gas_Pool Heater_Baseline Forecast | F4 | Commercial | Warehouse | Existing | Miscellaneous | Natural Gas | Pool Heater | Baseline Forecast | Winter Peak Demand (MW) | 0 | 0 | 0 | 0 | 0 | 0 | 0 | 0 | 0 | 0 | 0 | 0 | 0 | 0 | 0 | 0 | 0 | 0 | 0 | 0 | 0 | 0 | 0 | 0 | 0 | 0 | 0 | 0 | 0 | 0 | 0 | 0 | 0
F5_Commercial_Warehouse_Existing_Miscellaneous_Natural Gas_Pool Heater_Baseline Forecast | F5 | Commercial | Warehouse | Existing | Miscellaneous | Natural Gas | Pool Heater | Baseline Forecast | Turnover | 0 | 0 | 0 | 0 | 0 | 0 | 0 | 0 | 0 | 0 | 0 | 0 | 0 | 0 | 0 | 0 | 0 | 0 | 0 | 0 | 0 | 0 | 0 | 0 | 0 | 0 | 0 | 0 | 0 | 0 | 0 | 0 | 0
F6_Commercial_Warehouse_Existing_Miscellaneous_Natural Gas_Pool Heater_Baseline Forecast | F6 | Commercial | Warehouse | Existing | Miscellaneous | Natural Gas | Pool Heater | Baseline Forecast | Avg. Replacement Usage (kWh) | 0.01 | 0.0096587 | 0.01076 | 0.010562 | 0.010562 | 0.010562 | 0.010562 | 0.010562 | 0.010562 | 0.010562 | 0.010562 | 0.010562 | 0.010562 | 0.010562 | 0.010562 | 0.010562 | 0.010562 | 0.010562 | 0.010562 | 0.010562 | 0.010562 | 0.010562 | 0.010562 | 0.010562 | 0.010562 | 0.010562 | 0.010562 | 0.010562 | 0.010562 | 0.010562 | 0.010562 | 0.010562 | 0.010562
F7_Commercial_Warehouse_Existing_Miscellaneous_Natural Gas_Pool Heater_Baseline Forecast | F7 | Commercial | Warehouse | Existing | Miscellaneous | Natural Gas | Pool Heater | Baseline Forecast | Avg. Replacement Summer Demand (kW) | 0 | 0 | 0 | 0 | 0 | 0 | 0 | 0 | 0 | 0 | 0 | 0 | 0 | 0 | 0 | 0 | 0 | 0 | 0 | 0 | 0 | 0 | 0 | 0 | 0 | 0 | 0 | 0 | 0 | 0 | 0 | 0 | 0
F8_Commercial_Warehouse_Existing_Miscellaneous_Natural Gas_Pool Heater_Baseline Forecast | F8 | Commercial | Warehouse | Existing | Miscellaneous | Natural Gas | Pool Heater | Baseline Forecast | Avg. Replacement Winter Demand (kW) | 0 | 0 | 0 | 0 | 0 | 0 | 0 | 0 | 0 | 0 | 0 | 0 | 0 | 0 | 0 | 0 | 0 | 0 | 0 | 0 | 0 | 0 | 0 | 0 | 0 | 0 | 0 | 0 | 0 | 0 | 0 | 0 | 0
F1_Commercial_Warehouse_Existing_Miscellaneous_Natural Gas_Miscellaneous_Baseline Forecast | F1 | Commercial | Warehouse | Existing | Miscellaneous | Natural Gas | Miscellaneous | Baseline Forecast | Units | 796744.0333 | 792690.3795 | 788636.7257 | 783741.3989 | 802054.0538 | 799898.597 | 797995.7528 | 796281.8825 | 794626.1247 | 792980.6192 | 791326.8775 | 789675.3502 | 788037.8984 | 786418.6 | 784807.2309 | 783202.2512 | 781595.8126 | 780007.4936 | 778459.6041 | 776956.3739 | 775475.1162 | 773989.9775 | 772493.1559 | 770982.4543 | 769456.5807 | 767920.9316 | 766377.3733 | 764829.3223 | 763275.5848 | 761717.2888 | 760150.8838 | 758579.8362 | 768923.3612
F2_Commercial_Warehouse_Existing_Miscellaneous_Natural Gas_Miscellaneous_Baseline Forecast | F2 | Commercial | Warehouse | Existing | Miscellaneous | Natural Gas | Miscellaneous | Baseline Forecast | Usage (MMtherm) | 0.00099187 | 0.00095314 | 0.0010564 | 0.0010305 | 0.0010546 | 0.0010517 | 0.0010492 | 0.001047 | 0.0010448 | 0.0010426 | 0.0010405 | 0.0010383 | 0.0010361 | 0.001034 | 0.0010319 | 0.0010298 | 0.0010277 | 0.0010256 | 0.0010235 | 0.0010216 | 0.0010196 | 0.0010177 | 0.0010157 | 0.0010137 | 0.0010117 | 0.0010097 | 0.0010076 | 0.0010056 | 0.0010036 | 0.0010015 | 0.00099946 | 0.0009974 | 0.001011
F3_Commercial_Warehouse_Existing_Miscellaneous_Natural Gas_Miscellaneous_Baseline Forecast | F3 | Commercial | Warehouse | Existing | Miscellaneous | Natural Gas | Miscellaneous | Baseline Forecast | Summer Peak Demand (MW) | 0 | 0 | 0 | 0 | 0 | 0 | 0 | 0 | 0 | 0 | 0 | 0 | 0 | 0 | 0 | 0 | 0 | 0 | 0 | 0 | 0 | 0 | 0 | 0 | 0 | 0 | 0 | 0 | 0 | 0 | 0 | 0 | 0
F4_Commercial_Warehouse_Existing_Miscellaneous_Natural Gas_Miscellaneous_Baseline Forecast | F4 | Commercial | Warehouse | Existing | Miscellaneous | Natural Gas | Miscellaneous | Baseline Forecast | Winter Peak Demand (MW) | 0 | 0 | 0 | 0 | 0 | 0 | 0 | 0 | 0 | 0 | 0 | 0 | 0 | 0 | 0 | 0 | 0 | 0 | 0 | 0 | 0 | 0 | 0 | 0 | 0 | 0 | 0 | 0 | 0 | 0 | 0 | 0 | 0
F5_Commercial_Warehouse_Existing_Miscellaneous_Natural Gas_Miscellaneous_Baseline Forecast | F5 | Commercial | Warehouse | Existing | Miscellaneous | Natural Gas | Miscellaneous | Baseline Forecast | Turnover | 0 | 67944.8897 | 80473.1353 | 90941.4218 | 105859.2784 | 86232.3976 | 86663.5496 | 89137.423 | 88482.3497 | 87987.6607 | 87915.3911 | 107031.0226 | 107704.9538 | 107743.5272 | 111611.2151 | 105245.2042 | 105504.2601 | 106854.5682 | 106217.7864 | 105761.6677 | 105688.0255 | 111014.337 | 110249.0112 | 109399.4015 | 110519.5324 | 108445.218 | 108437.0196 | 108898.8453 | 108429.3675 | 108074.822 | 107943.4353 | 109305.0961 | 119251.7327
F6_Commercial_Warehouse_Existing_Miscellaneous_Natural Gas_Miscellaneous_Baseline Forecast | F6 | Commercial | Warehouse | Existing | Miscellaneous | Natural Gas | Miscellaneous | Baseline Forecast | Avg. Replacement Usage (kWh) | 0.0012449 | 0.0012024 | 0.0013395 | 0.0013148 | 0.0013148 | 0.0013148 | 0.0013148 | 0.0013148 | 0.0013148 | 0.0013148 | 0.0013148 | 0.0013148 | 0.0013148 | 0.0013148 | 0.0013148 | 0.0013148 | 0.0013148 | 0.0013148 | 0.0013148 | 0.0013148 | 0.0013148 | 0.0013148 | 0.0013148 | 0.0013148 | 0.0013148 | 0.0013148 | 0.0013148 | 0.0013148 | 0.0013148 | 0.0013148 | 0.0013148 | 0.0013148 | 0.0013148
F7_Commercial_Warehouse_Existing_Miscellaneous_Natural Gas_Miscellaneous_Baseline Forecast | F7 | Commercial | Warehouse | Existing | Miscellaneous | Natural Gas | Miscellaneous | Baseline Forecast | Avg. Replacement Summer Demand (kW) | 0 | 0 | 0 | 0 | 0 | 0 | 0 | 0 | 0 | 0 | 0 | 0 | 0 | 0 | 0 | 0 | 0 | 0 | 0 | 0 | 0 | 0 | 0 | 0 | 0 | 0 | 0 | 0 | 0 | 0 | 0 | 0 | 0
F8_Commercial_Warehouse_Existing_Miscellaneous_Natural Gas_Miscellaneous_Baseline Forecast | F8 | Commercial | Warehouse | Existing | Miscellaneous | Natural Gas | Miscellaneous | Baseline Forecast | Avg. Replacement Winter Demand (kW) | 0 | 0 | 0 | 0 | 0 | 0 | 0 | 0 | 0 | 0 | 0 | 0 | 0 | 0 | 0 | 0 | 0 | 0 | 0 | 0 | 0 | 0 | 0 | 0 | 0 | 0 | 0 | 0 | 0 | 0 | 0 | 0 | 0
F1_Commercial_Warehouse_New_Space Heating_Natural Gas_Furnace_Baseline Forecast | F1 | Commercial | Warehouse | New | Space Heating | Natural Gas | Furnace | Baseline Forecast | Units | 0 | 0 | 0 | 0 | 0 | 0 | 0 | 0 | 0 | 0 | 0 | 0 | 0 | 0 | 0 | 0 | 0 | 0 | 0 | 0 | 0 | 0 | 0 | 0 | 0 | 0 | 0 | 0 | 0 | 0 | 0 | 0 | 0
F2_Commercial_Warehouse_New_Space Heating_Natural Gas_Furnace_Baseline Forecast | F2 | Commercial | Warehouse | New | Space Heating | Natural Gas | Furnace | Baseline Forecast | Usage (MMtherm) | 0 | 0 | 0 | 0 | 0 | 0 | 0 | 0 | 0 | 0 | 0 | 0 | 0 | 0 | 0 | 0 | 0 | 0 | 0 | 0 | 0 | 0 | 0 | 0 | 0 | 0 | 0 | 0 | 0 | 0 | 0 | 0 | 0
F3_Commercial_Warehouse_New_Space Heating_Natural Gas_Furnace_Baseline Forecast | F3 | Commercial | Warehouse | New | Space Heating | Natural Gas | Furnace | Baseline Forecast | Summer Peak Demand (MW) | 0 | 0 | 0 | 0 | 0 | 0 | 0 | 0 | 0 | 0 | 0 | 0 | 0 | 0 | 0 | 0 | 0 | 0 | 0 | 0 | 0 | 0 | 0 | 0 | 0 | 0 | 0 | 0 | 0 | 0 | 0 | 0 | 0
F4_Commercial_Warehouse_New_Space Heating_Natural Gas_Furnace_Baseline Forecast | F4 | Commercial | Warehouse | New | Space Heating | Natural Gas | Furnace | Baseline Forecast | Winter Peak Demand (MW) | 0 | 0 | 0 | 0 | 0 | 0 | 0 | 0 | 0 | 0 | 0 | 0 | 0 | 0 | 0 | 0 | 0 | 0 | 0 | 0 | 0 | 0 | 0 | 0 | 0 | 0 | 0 | 0 | 0 | 0 | 0 | 0 | 0
F5_Commercial_Warehouse_New_Space Heating_Natural Gas_Furnace_Baseline Forecast | F5 | Commercial | Warehouse | New | Space Heating | Natural Gas | Furnace | Baseline Forecast | Turnover | 0 | 0 | 0 | 0 | 0 | 0 | 0 | 0 | 0 | 0 | 0 | 0 | 0 | 0 | 0 | 0 | 0 | 0 | 0 | 0 | 0 | 0 | 0 | 0 | 0 | 0 | 0 | 0 | 0 | 0 | 0 | 0 | 0
F6_Commercial_Warehouse_New_Space Heating_Natural Gas_Furnace_Baseline Forecast | F6 | Commercial | Warehouse | New | Space Heating | Natural Gas | Furnace | Baseline Forecast | Avg. Replacement Usage (kWh) | 0.26909 | 0.2599 | 0.288 | 0.28119 | 0.27969 | 0.25005 | 0.2487 | 0.21168 | 0.21052 | 0.20936 | 0.20819 | 0.20703 | 0.20587 | 0.20471 | 0.20355 | 0.20239 | 0.20122 | 0.20006 | 0.1989 | 0.19774 | 0.19657 | 0.19542 | 0.19425 | 0.19309 | 0.19193 | 0.19077 | 0.18961 | 0.18845 | 0.18729 | 0.18614 | 0.18498 | 0.18382 | 0.18382
F7_Commercial_Warehouse_New_Space Heating_Natural Gas_Furnace_Baseline Forecast | F7 | Commercial | Warehouse | New | Space Heating | Natural Gas | Furnace | Baseline Forecast | Avg. Replacement Summer Demand (kW) | 0 | 0 | 0 | 0 | 0 | 0 | 0 | 0 | 0 | 0 | 0 | 0 | 0 | 0 | 0 | 0 | 0 | 0 | 0 | 0 | 0 | 0 | 0 | 0 | 0 | 0 | 0 | 0 | 0 | 0 | 0 | 0 | 0
F8_Commercial_Warehouse_New_Space Heating_Natural Gas_Furnace_Baseline Forecast | F8 | Commercial | Warehouse | New | Space Heating | Natural Gas | Furnace | Baseline Forecast | Avg. Replacement Winter Demand (kW) | 0 | 0 | 0 | 0 | 0 | 0 | 0 | 0 | 0 | 0 | 0 | 0 | 0 | 0 | 0 | 0 | 0 | 0 | 0 | 0 | 0 | 0 | 0 | 0 | 0 | 0 | 0 | 0 | 0 | 0 | 0 | 0 | 0
F1_Commercial_Warehouse_New_Space Heating_Natural Gas_Boiler_Baseline Forecast | F1 | Commercial | Warehouse | New | Space Heating | Natural Gas | Boiler | Baseline Forecast | Units | 0 | 0 | 0 | 0 | 0 | 0 | 0 | 0 | 0 | 0 | 0 | 0 | 0 | 0 | 0 | 0 | 0 | 0 | 0 | 0 | 0 | 0 | 0 | 0 | 0 | 0 | 0 | 0 | 0 | 0 | 0 | 0 | 0
F2_Commercial_Warehouse_New_Space Heating_Natural Gas_Boiler_Baseline Forecast | F2 | Commercial | Warehouse | New | Space Heating | Natural Gas | Boiler | Baseline Forecast | Usage (MMtherm) | 0 | 0 | 0 | 0 | 0 | 0 | 0 | 0 | 0 | 0 | 0 | 0 | 0 | 0 | 0 | 0 | 0 | 0 | 0 | 0 | 0 | 0 | 0 | 0 | 0 | 0 | 0 | 0 | 0 | 0 | 0 | 0 | 0
F3_Commercial_Warehouse_New_Space Heating_Natural Gas_Boiler_Baseline Forecast | F3 | Commercial | Warehouse | New | Space Heating | Natural Gas | Boiler | Baseline Forecast | Summer Peak Demand (MW) | 0 | 0 | 0 | 0 | 0 | 0 | 0 | 0 | 0 | 0 | 0 | 0 | 0 | 0 | 0 | 0 | 0 | 0 | 0 | 0 | 0 | 0 | 0 | 0 | 0 | 0 | 0 | 0 | 0 | 0 | 0 | 0 | 0
F4_Commercial_Warehouse_New_Space Heating_Natural Gas_Boiler_Baseline Forecast | F4 | Commercial | Warehouse | New | Space Heating | Natural Gas | Boiler | Baseline Forecast | Winter Peak Demand (MW) | 0 | 0 | 0 | 0 | 0 | 0 | 0 | 0 | 0 | 0 | 0 | 0 | 0 | 0 | 0 | 0 | 0 | 0 | 0 | 0 | 0 | 0 | 0 | 0 | 0 | 0 | 0 | 0 | 0 | 0 | 0 | 0 | 0
F5_Commercial_Warehouse_New_Space Heating_Natural Gas_Boiler_Baseline Forecast | F5 | Commercial | Warehouse | New | Space Heating | Natural Gas | Boiler | Baseline Forecast | Turnover | 0 | 0 | 0 | 0 | 0 | 0 | 0 | 0 | 0 | 0 | 0 | 0 | 0 | 0 | 0 | 0 | 0 | 0 | 0 | 0 | 0 | 0 | 0 | 0 | 0 | 0 | 0 | 0 | 0 | 0 | 0 | 0 | 0
F6_Commercial_Warehouse_New_Space Heating_Natural Gas_Boiler_Baseline Forecast | F6 | Commercial | Warehouse | New | Space Heating | Natural Gas | Boiler | Baseline Forecast | Avg. Replacement Usage (kWh) | 1.287 | 1.2431 | 1.3775 | 1.3449 | 1.3377 | 1.1324 | 1.1262 | 1.1201 | 1.114 | 1.1079 | 1.1017 | 1.0956 | 1.0895 | 1.0834 | 1.0773 | 1.0711 | 1.065 | 1.0589 | 1.0528 | 1.0467 | 1.0405 | 1.0344 | 1.0283 | 1.0222 | 1.0161 | 1.01 | 1.0038 | 0.99771 | 0.99159 | 0.98548 | 0.97935 | 0.97323 | 0.97323
F7_Commercial_Warehouse_New_Space Heating_Natural Gas_Boiler_Baseline Forecast | F7 | Commercial | Warehouse | New | Space Heating | Natural Gas | Boiler | Baseline Forecast | Avg. Replacement Summer Demand (kW) | 0 | 0 | 0 | 0 | 0 | 0 | 0 | 0 | 0 | 0 | 0 | 0 | 0 | 0 | 0 | 0 | 0 | 0 | 0 | 0 | 0 | 0 | 0 | 0 | 0 | 0 | 0 | 0 | 0 | 0 | 0 | 0 | 0
F8_Commercial_Warehouse_New_Space Heating_Natural Gas_Boiler_Baseline Forecast | F8 | Commercial | Warehouse | New | Space Heating | Natural Gas | Boiler | Baseline Forecast | Avg. Replacement Winter Demand (kW) | 0 | 0 | 0 | 0 | 0 | 0 | 0 | 0 | 0 | 0 | 0 | 0 | 0 | 0 | 0 | 0 | 0 | 0 | 0 | 0 | 0 | 0 | 0 | 0 | 0 | 0 | 0 | 0 | 0 | 0 | 0 | 0 | 0
F1_Commercial_Warehouse_New_Space Heating_Natural Gas_Unit Heater_Baseline Forecast | F1 | Commercial | Warehouse | New | Space Heating | Natural Gas | Unit Heater | Baseline Forecast | Units | 0 | 304.8274 | 1775.1231 | 2714.7451 | 3838.2028 | 4996.0287 | 6159.6729 | 7166.8032 | 8159.8191 | 9176.078 | 10208.8793 | 11233.8345 | 12242.7584 | 13237.9301 | 14234.5403 | 15228.1365 | 16227.4907 | 17203.5304 | 18140.8013 | 19047.8309 | 19955.3062 | 20881.1566 | 21819.0734 | 22766.9139 | 23724.9373 | 24685.6599 | 25650.1383 | 26615.2663 | 27584.652 | 28556.1507 | 29534.8776 | 30514.3159 | 30930.3902
F2_Commercial_Warehouse_New_Space Heating_Natural Gas_Unit Heater_Baseline Forecast | F2 | Commercial | Warehouse | New | Space Heating | Natural Gas | Unit Heater | Baseline Forecast | Usage (MMtherm) | 0 | 4.0608e-05 | 0.00026203 | 0.00039127 | 0.00055023 | 0.00069583 | 0.00084056 | 0.00096382 | 0.0010839 | 0.0012055 | 0.0013278 | 0.0014471 | 0.0015601 | 0.0016688 | 0.0017748 | 0.00188 | 0.0019854 | 0.0020872 | 0.0021825 | 0.0022691 | 0.0023578 | 0.0024475 | 0.0025423 | 0.002637 | 0.0027315 | 0.002825 | 0.0029176 | 0.0030089 | 0.0030994 | 0.0031888 | 0.0032775 | 0.0033651 | 0.003411
F3_Commercial_Warehouse_New_Space Heating_Natural Gas_Unit Heater_Baseline Forecast | F3 | Commercial | Warehouse | New | Space Heating | Natural Gas | Unit Heater | Baseline Forecast | Summer Peak Demand (MW) | 0 | 0 | 0 | 0 | 0 | 0 | 0 | 0 | 0 | 0 | 0 | 0 | 0 | 0 | 0 | 0 | 0 | 0 | 0 | 0 | 0 | 0 | 0 | 0 | 0 | 0 | 0 | 0 | 0 | 0 | 0 | 0 | 0
F4_Commercial_Warehouse_New_Space Heating_Natural Gas_Unit Heater_Baseline Forecast | F4 | Commercial | Warehouse | New | Space Heating | Natural Gas | Unit Heater | Baseline Forecast | Winter Peak Demand (MW) | 0 | 0 | 0 | 0 | 0 | 0 | 0 | 0 | 0 | 0 | 0 | 0 | 0 | 0 | 0 | 0 | 0 | 0 | 0 | 0 | 0 | 0 | 0 | 0 | 0 | 0 | 0 | 0 | 0 | 0 | 0 | 0 | 0
F5_Commercial_Warehouse_New_Space Heating_Natural Gas_Unit Heater_Baseline Forecast | F5 | Commercial | Warehouse | New | Space Heating | Natural Gas | Unit Heater | Baseline Forecast | Turnover | 0 | 304.8274 | 1470.2957 | 939.6219 | 1123.4577 | 1157.8259 | 1163.6442 | 1007.1303 | 993.0159 | 1016.2589 | 1032.8013 | 1068.502 | 1256.292 | 1341.4332 | 1453.8997 | 1550.9623 | 1643.3315 | 1671.8959 | 1764.3922 | 2100.7381 | 1923.5814 | 2003.0036 | 2050.6745 | 2094.9614 | 2103.3684 | 2159.9006 | 2233.8789 | 2296.8476 | 2373.3173 | 2529.6881 | 2613.9216 | 2699.9451 | 2212.0278
F6_Commercial_Warehouse_New_Space Heating_Natural Gas_Unit Heater_Baseline Forecast | F6 | Commercial | Warehouse | New | Space Heating | Natural Gas | Unit Heater | Baseline Forecast | Avg. Replacement Usage (kWh) | 0.13792 | 0.13322 | 0.14761 | 0.14413 | 0.14336 | 0.12831 | 0.12762 | 0.12692 | 0.12623 | 0.12554 | 0.12484 | 0.12415 | 0.12345 | 0.12276 | 0.12207 | 0.12137 | 0.12068 | 0.11999 | 0.11929 | 0.1186 | 0.1179 | 0.11721 | 0.11652 | 0.11582 | 0.11513 | 0.11444 | 0.11374 | 0.11305 | 0.11236 | 0.11167 | 0.11097 | 0.11028 | 0.11028
F7_Commercial_Warehouse_New_Space Heating_Natural Gas_Unit Heater_Baseline Forecast | F7 | Commercial | Warehouse | New | Space Heating | Natural Gas | Unit Heater | Baseline Forecast | Avg. Replacement Summer Demand (kW) | 0 | 0 | 0 | 0 | 0 | 0 | 0 | 0 | 0 | 0 | 0 | 0 | 0 | 0 | 0 | 0 | 0 | 0 | 0 | 0 | 0 | 0 | 0 | 0 | 0 | 0 | 0 | 0 | 0 | 0 | 0 | 0 | 0
F8_Commercial_Warehouse_New_Space Heating_Natural Gas_Unit Heater_Baseline Forecast | F8 | Commercial | Warehouse | New | Space Heating | Natural Gas | Unit Heater | Baseline Forecast | Avg. Replacement Winter Demand (kW) | 0 | 0 | 0 | 0 | 0 | 0 | 0 | 0 | 0 | 0 | 0 | 0 | 0 | 0 | 0 | 0 | 0 | 0 | 0 | 0 | 0 | 0 | 0 | 0 | 0 | 0 | 0 | 0 | 0 | 0 | 0 | 0 | 0
F1_Commercial_Warehouse_New_Water Heating_Natural Gas_Water Heater_Baseline Forecast | F1 | Commercial | Warehouse | New | Water Heating | Natural Gas | Water Heater | Baseline Forecast | Units | 0 | 0 | 0 | 0 | 0 | 0 | 0 | 0 | 0 | 0 | 0 | 0 | 0 | 0 | 0 | 0 | 0 | 0 | 0 | 0 | 0 | 0 | 0 | 0 | 0 | 0 | 0 | 0 | 0 | 0 | 0 | 0 | 0
F2_Commercial_Warehouse_New_Water Heating_Natural Gas_Water Heater_Baseline Forecast | F2 | Commercial | Warehouse | New | Water Heating | Natural Gas | Water Heater | Baseline Forecast | Usage (MMtherm) | 0 | 0 | 0 | 0 | 0 | 0 | 0 | 0 | 0 | 0 | 0 | 0 | 0 | 0 | 0 | 0 | 0 | 0 | 0 | 0 | 0 | 0 | 0 | 0 | 0 | 0 | 0 | 0 | 0 | 0 | 0 | 0 | 0
F3_Commercial_Warehouse_New_Water Heating_Natural Gas_Water Heater_Baseline Forecast | F3 | Commercial | Warehouse | New | Water Heating | Natural Gas | Water Heater | Baseline Forecast | Summer Peak Demand (MW) | 0 | 0 | 0 | 0 | 0 | 0 | 0 | 0 | 0 | 0 | 0 | 0 | 0 | 0 | 0 | 0 | 0 | 0 | 0 | 0 | 0 | 0 | 0 | 0 | 0 | 0 | 0 | 0 | 0 | 0 | 0 | 0 | 0
F4_Commercial_Warehouse_New_Water Heating_Natural Gas_Water Heater_Baseline Forecast | F4 | Commercial | Warehouse | New | Water Heating | Natural Gas | Water Heater | Baseline Forecast | Winter Peak Demand (MW) | 0 | 0 | 0 | 0 | 0 | 0 | 0 | 0 | 0 | 0 | 0 | 0 | 0 | 0 | 0 | 0 | 0 | 0 | 0 | 0 | 0 | 0 | 0 | 0 | 0 | 0 | 0 | 0 | 0 | 0 | 0 | 0 | 0
F5_Commercial_Warehouse_New_Water Heating_Natural Gas_Water Heater_Baseline Forecast | F5 | Commercial | Warehouse | New | Water Heating | Natural Gas | Water Heater | Baseline Forecast | Turnover | 0 | 0 | 0 | 0 | 0 | 0 | 0 | 0 | 0 | 0 | 0 | 0 | 0 | 0 | 0 | 0 | 0 | 0 | 0 | 0 | 0 | 0 | 0 | 0 | 0 | 0 | 0 | 0 | 0 | 0 | 0 | 0 | 0
F6_Commercial_Warehouse_New_Water Heating_Natural Gas_Water Heater_Baseline Forecast | F6 | Commercial | Warehouse | New | Water Heating | Natural Gas | Water Heater | Baseline Forecast | Avg. Replacement Usage (kWh) | 0.061714 | 0.059607 | 0.066401 | 0.065179 | 0.065179 | 0.065179 | 0.065179 | 0.065179 | 0.065179 | 0.065179 | 0.065179 | 0.065179 | 0.065179 | 0.065179 | 0.065179 | 0.065179 | 0.065179 | 0.065179 | 0.065179 | 0.065179 | 0.065179 | 0.065179 | 0.065179 | 0.065179 | 0.065179 | 0.065179 | 0.065179 | 0.065179 | 0.065179 | 0.065179 | 0.065179 | 0.065179 | 0.065179
F7_Commercial_Warehouse_New_Water Heating_Natural Gas_Water Heater_Baseline Forecast | F7 | Commercial | Warehouse | New | Water Heating | Natural Gas | Water Heater | Baseline Forecast | Avg. Replacement Summer Demand (kW) | 0 | 0 | 0 | 0 | 0 | 0 | 0 | 0 | 0 | 0 | 0 | 0 | 0 | 0 | 0 | 0 | 0 | 0 | 0 | 0 | 0 | 0 | 0 | 0 | 0 | 0 | 0 | 0 | 0 | 0 | 0 | 0 | 0
F8_Commercial_Warehouse_New_Water Heating_Natural Gas_Water Heater_Baseline Forecast | F8 | Commercial | Warehouse | New | Water Heating | Natural Gas | Water Heater | Baseline Forecast | Avg. Replacement Winter Demand (kW) | 0 | 0 | 0 | 0 | 0 | 0 | 0 | 0 | 0 | 0 | 0 | 0 | 0 | 0 | 0 | 0 | 0 | 0 | 0 | 0 | 0 | 0 | 0 | 0 | 0 | 0 | 0 | 0 | 0 | 0 | 0 | 0 | 0
F1_Commercial_Warehouse_New_Food Preparation_Natural Gas_Oven_Baseline Forecast | F1 | Commercial | Warehouse | New | Food Preparation | Natural Gas | Oven | Baseline Forecast | Units | 0 | 24.9887 | 145.5187 | 222.5458 | 314.6431 | 409.5578 | 504.9495 | 587.5107 | 668.9149 | 752.2244 | 836.89 | 920.9124 | 1003.6207 | 1085.2015 | 1166.9003 | 1248.3521 | 1330.2758 | 1410.2883 | 1487.1226 | 1561.4779 | 1635.8697 | 1711.7679 | 1788.6552 | 1866.356 | 1944.8916 | 2023.6484 | 2102.7131 | 2181.8311 | 2261.2982 | 2340.9384 | 2421.1712 | 2501.4623 | 2535.5707
F2_Commercial_Warehouse_New_Food Preparation_Natural Gas_Oven_Baseline Forecast | F2 | Commercial | Warehouse | New | Food Preparation | Natural Gas | Oven | Baseline Forecast | Usage (MMtherm) | 0 | 1.5233e-07 | 9.8812e-07 | 1.4834e-06 | 2.0974e-06 | 2.7301e-06 | 3.3659e-06 | 3.9161e-06 | 4.4584e-06 | 5.0133e-06 | 5.5772e-06 | 6.1365e-06 | 6.6868e-06 | 7.2293e-06 | 7.7724e-06 | 8.3136e-06 | 8.8576e-06 | 9.3884e-06 | 9.898e-06 | 1.0391e-05 | 1.0884e-05 | 1.1386e-05 | 1.1896e-05 | 1.241e-05 | 1.293e-05 | 1.3451e-05 | 1.3973e-05 | 1.4496e-05 | 1.5022e-05 | 1.5548e-05 | 1.6079e-05 | 1.6609e-05 | 1.6834e-05
F3_Commercial_Warehouse_New_Food Preparation_Natural Gas_Oven_Baseline Forecast | F3 | Commercial | Warehouse | New | Food Preparation | Natural Gas | Oven | Baseline Forecast | Summer Peak Demand (MW) | 0 | 0 | 0 | 0 | 0 | 0 | 0 | 0 | 0 | 0 | 0 | 0 | 0 | 0 | 0 | 0 | 0 | 0 | 0 | 0 | 0 | 0 | 0 | 0 | 0 | 0 | 0 | 0 | 0 | 0 | 0 | 0 | 0
F4_Commercial_Warehouse_New_Food Preparation_Natural Gas_Oven_Baseline Forecast | F4 | Commercial | Warehouse | New | Food Preparation | Natural Gas | Oven | Baseline Forecast | Winter Peak Demand (MW) | 0 | 0 | 0 | 0 | 0 | 0 | 0 | 0 | 0 | 0 | 0 | 0 | 0 | 0 | 0 | 0 | 0 | 0 | 0 | 0 | 0 | 0 | 0 | 0 | 0 | 0 | 0 | 0 | 0 | 0 | 0 | 0 | 0
F5_Commercial_Warehouse_New_Food Preparation_Natural Gas_Oven_Baseline Forecast | F5 | Commercial | Warehouse | New | Food Preparation | Natural Gas | Oven | Baseline Forecast | Turnover | 0 | 24.9887 | 120.53 | 77.0271 | 92.0973 | 94.9147 | 95.3917 | 82.5612 | 81.4041 | 83.3095 | 88.8304 | 107.5814 | 115.1786 | 123.989 | 132.8581 | 139.983 | 151.4339 | 178.1688 | 160.3754 | 162.9837 | 166.9653 | 172.3723 | 174.3665 | 180.7536 | 188.2751 | 196.9863 | 212.5171 | 219.1778 | 225.8063 | 231.8924 | 237.8267 | 243.8762 | 208.0161
F6_Commercial_Warehouse_New_Food Preparation_Natural Gas_Oven_Baseline Forecast | F6 | Commercial | Warehouse | New | Food Preparation | Natural Gas | Oven | Baseline Forecast | Avg. Replacement Usage (kWh) | 0.0063115 | 0.0060961 | 0.0067902 | 0.0066662 | 0.0066668 | 0.0066663 | 0.0066649 | 0.0066637 | 0.0066623 | 0.006661 | 0.0066597 | 0.0066585 | 0.0066572 | 0.0066559 | 0.0066546 | 0.0066533 | 0.006652 | 0.0066506 | 0.0066491 | 0.0066476 | 0.0066461 | 0.0066446 | 0.0066433 | 0.0066419 | 0.0066406 | 0.0066396 | 0.0066386 | 0.0066378 | 0.0066371 | 0.0066366 | 0.0066363 | 0.0066361 | 0.0066361
F7_Commercial_Warehouse_New_Food Preparation_Natural Gas_Oven_Baseline Forecast | F7 | Commercial | Warehouse | New | Food Preparation | Natural Gas | Oven | Baseline Forecast | Avg. Replacement Summer Demand (kW) | 0 | 0 | 0 | 0 | 0 | 0 | 0 | 0 | 0 | 0 | 0 | 0 | 0 | 0 | 0 | 0 | 0 | 0 | 0 | 0 | 0 | 0 | 0 | 0 | 0 | 0 | 0 | 0 | 0 | 0 | 0 | 0 | 0
F8_Commercial_Warehouse_New_Food Preparation_Natural Gas_Oven_Baseline Forecast | F8 | Commercial | Warehouse | New | Food Preparation | Natural Gas | Oven | Baseline Forecast | Avg. Replacement Winter Demand (kW) | 0 | 0 | 0 | 0 | 0 | 0 | 0 | 0 | 0 | 0 | 0 | 0 | 0 | 0 | 0 | 0 | 0 | 0 | 0 | 0 | 0 | 0 | 0 | 0 | 0 | 0 | 0 | 0 | 0 | 0 | 0 | 0 | 0
F1_Commercial_Warehouse_New_Food Preparation_Natural Gas_Conveyor Oven_Baseline Forecast | F1 | Commercial | Warehouse | New | Food Preparation | Natural Gas | Conveyor Oven | Baseline Forecast | Units | 0 | 12.4944 | 72.7593 | 111.2729 | 157.3216 | 204.7789 | 252.4748 | 293.7554 | 334.4574 | 376.1122 | 418.445 | 460.4562 | 501.8103 | 542.6008 | 583.4502 | 624.176 | 665.1379 | 705.1441 | 743.5613 | 780.739 | 817.9349 | 855.8839 | 894.3276 | 933.178 | 972.4458 | 1011.8242 | 1051.3566 | 1090.9156 | 1130.6491 | 1170.4692 | 1210.5856 | 1250.7311 | 1267.7853
F2_Commercial_Warehouse_New_Food Preparation_Natural Gas_Conveyor Oven_Baseline Forecast | F2 | Commercial | Warehouse | New | Food Preparation | Natural Gas | Conveyor Oven | Baseline Forecast | Usage (MMtherm) | 0 | 1.3032e-07 | 8.4541e-07 | 1.2691e-06 | 1.7943e-06 | 2.3356e-06 | 2.8796e-06 | 3.3503e-06 | 3.8145e-06 | 4.2895e-06 | 4.7722e-06 | 5.2512e-06 | 5.7227e-06 | 6.1877e-06 | 6.6535e-06 | 7.1177e-06 | 7.5847e-06 | 8.0407e-06 | 8.4785e-06 | 8.9021e-06 | 9.3259e-06 | 9.7582e-06 | 1.0196e-05 | 1.0638e-05 | 1.1086e-05 | 1.1534e-05 | 1.1984e-05 | 1.2435e-05 | 1.2887e-05 | 1.3341e-05 | 1.3797e-05 | 1.4255e-05 | 1.4449e-05
F3_Commercial_Warehouse_New_Food Preparation_Natural Gas_Conveyor Oven_Baseline Forecast | F3 | Commercial | Warehouse | New | Food Preparation | Natural Gas | Conveyor Oven | Baseline Forecast | Summer Peak Demand (MW) | 0 | 0 | 0 | 0 | 0 | 0 | 0 | 0 | 0 | 0 | 0 | 0 | 0 | 0 | 0 | 0 | 0 | 0 | 0 | 0 | 0 | 0 | 0 | 0 | 0 | 0 | 0 | 0 | 0 | 0 | 0 | 0 | 0
F4_Commercial_Warehouse_New_Food Preparation_Natural Gas_Conveyor Oven_Baseline Forecast | F4 | Commercial | Warehouse | New | Food Preparation | Natural Gas | Conveyor Oven | Baseline Forecast | Winter Peak Demand (MW) | 0 | 0 | 0 | 0 | 0 | 0 | 0 | 0 | 0 | 0 | 0 | 0 | 0 | 0 | 0 | 0 | 0 | 0 | 0 | 0 | 0 | 0 | 0 | 0 | 0 | 0 | 0 | 0 | 0 | 0 | 0 | 0 | 0
F5_Commercial_Warehouse_New_Food Preparation_Natural Gas_Conveyor Oven_Baseline Forecast | F5 | Commercial | Warehouse | New | Food Preparation | Natural Gas | Conveyor Oven | Baseline Forecast | Turnover | 0 | 12.4944 | 60.265 | 38.5135 | 46.0487 | 47.4574 | 47.6958 | 41.2806 | 40.7021 | 41.6548 | 42.3328 | 42.0112 | 41.3541 | 40.7904 | 40.8494 | 40.7259 | 40.9619 | 42.5051 | 52.4693 | 56.122 | 61.5611 | 66.9327 | 74.4451 | 88.4304 | 81.3702 | 83.3666 | 83.5588 | 83.2449 | 81.2713 | 81.0568 | 81.5253 | 81.5956 | 58.3223
F6_Commercial_Warehouse_New_Food Preparation_Natural Gas_Conveyor Oven_Baseline Forecast | F6 | Commercial | Warehouse | New | Food Preparation | Natural Gas | Conveyor Oven | Baseline Forecast | Avg. Replacement Usage (kWh) | 0.010799 | 0.010431 | 0.011619 | 0.011406 | 0.011406 | 0.011405 | 0.011405 | 0.011404 | 0.011404 | 0.011403 | 0.011403 | 0.011402 | 0.011402 | 0.011401 | 0.011401 | 0.0114 | 0.0114 | 0.011399 | 0.011399 | 0.011398 | 0.011398 | 0.011397 | 0.011397 | 0.011397 | 0.011396 | 0.011396 | 0.011396 | 0.011396 | 0.011396 | 0.011396 | 0.011395 | 0.011395 | 0.011395
F7_Commercial_Warehouse_New_Food Preparation_Natural Gas_Conveyor Oven_Baseline Forecast | F7 | Commercial | Warehouse | New | Food Preparation | Natural Gas | Conveyor Oven | Baseline Forecast | Avg. Replacement Summer Demand (kW) | 0 | 0 | 0 | 0 | 0 | 0 | 0 | 0 | 0 | 0 | 0 | 0 | 0 | 0 | 0 | 0 | 0 | 0 | 0 | 0 | 0 | 0 | 0 | 0 | 0 | 0 | 0 | 0 | 0 | 0 | 0 | 0 | 0
F8_Commercial_Warehouse_New_Food Preparation_Natural Gas_Conveyor Oven_Baseline Forecast | F8 | Commercial | Warehouse | New | Food Preparation | Natural Gas | Conveyor Oven | Baseline Forecast | Avg. Replacement Winter Demand (kW) | 0 | 0 | 0 | 0 | 0 | 0 | 0 | 0 | 0 | 0 | 0 | 0 | 0 | 0 | 0 | 0 | 0 | 0 | 0 | 0 | 0 | 0 | 0 | 0 | 0 | 0 | 0 | 0 | 0 | 0 | 0 | 0 | 0
F1_Commercial_Warehouse_New_Food Preparation_Natural Gas_Double Rack Oven_Baseline Forecast | F1 | Commercial | Warehouse | New | Food Preparation | Natural Gas | Double Rack Oven | Baseline Forecast | Units | 0 | 12.4944 | 72.7593 | 111.2729 | 157.3216 | 204.7789 | 252.4748 | 293.7554 | 334.4574 | 376.1122 | 418.445 | 460.4562 | 501.8103 | 542.6008 | 583.4502 | 624.176 | 665.1379 | 705.1441 | 743.5613 | 780.739 | 817.9349 | 855.8839 | 894.3276 | 933.178 | 972.4458 | 1011.8242 | 1051.3566 | 1090.9156 | 1130.6491 | 1170.4692 | 1210.5856 | 1250.7311 | 1267.7853
F2_Commercial_Warehouse_New_Food Preparation_Natural Gas_Double Rack Oven_Baseline Forecast | F2 | Commercial | Warehouse | New | Food Preparation | Natural Gas | Double Rack Oven | Baseline Forecast | Usage (MMtherm) | 0 | 1.9798e-07 | 1.2841e-06 | 1.9278e-06 | 2.7258e-06 | 3.548e-06 | 4.3741e-06 | 5.089e-06 | 5.7936e-06 | 6.5144e-06 | 7.2468e-06 | 7.9735e-06 | 8.6884e-06 | 9.393e-06 | 1.0098e-05 | 1.0801e-05 | 1.1506e-05 | 1.2195e-05 | 1.2855e-05 | 1.3494e-05 | 1.4133e-05 | 1.4784e-05 | 1.5444e-05 | 1.6111e-05 | 1.6785e-05 | 1.746e-05 | 1.8138e-05 | 1.8817e-05 | 1.9498e-05 | 2.018e-05 | 2.0867e-05 | 2.1555e-05 | 2.1846e-05
F3_Commercial_Warehouse_New_Food Preparation_Natural Gas_Double Rack Oven_Baseline Forecast | F3 | Commercial | Warehouse | New | Food Preparation | Natural Gas | Double Rack Oven | Baseline Forecast | Summer Peak Demand (MW) | 0 | 0 | 0 | 0 | 0 | 0 | 0 | 0 | 0 | 0 | 0 | 0 | 0 | 0 | 0 | 0 | 0 | 0 | 0 | 0 | 0 | 0 | 0 | 0 | 0 | 0 | 0 | 0 | 0 | 0 | 0 | 0 | 0
F4_Commercial_Warehouse_New_Food Preparation_Natural Gas_Double Rack Oven_Baseline Forecast | F4 | Commercial | Warehouse | New | Food Preparation | Natural Gas | Double Rack Oven | Baseline Forecast | Winter Peak Demand (MW) | 0 | 0 | 0 | 0 | 0 | 0 | 0 | 0 | 0 | 0 | 0 | 0 | 0 | 0 | 0 | 0 | 0 | 0 | 0 | 0 | 0 | 0 | 0 | 0 | 0 | 0 | 0 | 0 | 0 | 0 | 0 | 0 | 0
F5_Commercial_Warehouse_New_Food Preparation_Natural Gas_Double Rack Oven_Baseline Forecast | F5 | Commercial | Warehouse | New | Food Preparation | Natural Gas | Double Rack Oven | Baseline Forecast | Turnover | 0 | 12.4944 | 60.265 | 38.5135 | 46.0487 | 47.4574 | 47.6958 | 41.2806 | 40.7021 | 41.6548 | 42.3328 | 42.0112 | 43.853 | 54.8425 | 59.7938 | 65.0911 | 69.9455 | 76.0077 | 87.9972 | 79.2801 | 81.1841 | 81.9755 | 82.1295 | 80.888 | 83.7147 | 87.1445 | 90.9412 | 94.5908 | 99.4433 | 108.0683 | 111.8689 | 115.173 | 94.7438
F6_Commercial_Warehouse_New_Food Preparation_Natural Gas_Double Rack Oven_Baseline Forecast | F6 | Commercial | Warehouse | New | Food Preparation | Natural Gas | Double Rack Oven | Baseline Forecast | Avg. Replacement Usage (kWh) | 0.016406 | 0.015846 | 0.017649 | 0.017327 | 0.017328 | 0.017326 | 0.017321 | 0.017316 | 0.017311 | 0.017306 | 0.017301 | 0.017296 | 0.017291 | 0.017286 | 0.017282 | 0.017277 | 0.017272 | 0.017267 | 0.017262 | 0.017256 | 0.017251 | 0.017246 | 0.017242 | 0.017238 | 0.017234 | 0.017231 | 0.017228 | 0.017225 | 0.017223 | 0.017222 | 0.017221 | 0.017221 | 0.017221
F7_Commercial_Warehouse_New_Food Preparation_Natural Gas_Double Rack Oven_Baseline Forecast | F7 | Commercial | Warehouse | New | Food Preparation | Natural Gas | Double Rack Oven | Baseline Forecast | Avg. Replacement Summer Demand (kW) | 0 | 0 | 0 | 0 | 0 | 0 | 0 | 0 | 0 | 0 | 0 | 0 | 0 | 0 | 0 | 0 | 0 | 0 | 0 | 0 | 0 | 0 | 0 | 0 | 0 | 0 | 0 | 0 | 0 | 0 | 0 | 0 | 0
F8_Commercial_Warehouse_New_Food Preparation_Natural Gas_Double Rack Oven_Baseline Forecast | F8 | Commercial | Warehouse | New | Food Preparation | Natural Gas | Double Rack Oven | Baseline Forecast | Avg. Replacement Winter Demand (kW) | 0 | 0 | 0 | 0 | 0 | 0 | 0 | 0 | 0 | 0 | 0 | 0 | 0 | 0 | 0 | 0 | 0 | 0 | 0 | 0 | 0 | 0 | 0 | 0 | 0 | 0 | 0 | 0 | 0 | 0 | 0 | 0 | 0
F1_Commercial_Warehouse_New_Food Preparation_Natural Gas_Fryer_Baseline Forecast | F1 | Commercial | Warehouse | New | Food Preparation | Natural Gas | Fryer | Baseline Forecast | Units | 0 | 49.9775 | 291.0374 | 445.0916 | 629.2862 | 819.1157 | 1009.8991 | 1175.0214 | 1337.8297 | 1504.4488 | 1673.78 | 1841.8249 | 2007.2413 | 2170.4031 | 2333.8007 | 2496.7041 | 2660.5516 | 2820.5766 | 2974.2453 | 3122.9558 | 3271.7394 | 3423.5357 | 3577.3103 | 3732.712 | 3889.7831 | 4047.2968 | 4205.4263 | 4363.6623 | 4522.5963 | 4681.8768 | 4842.3423 | 5002.9245 | 5071.1413
F2_Commercial_Warehouse_New_Food Preparation_Natural Gas_Fryer_Baseline Forecast | F2 | Commercial | Warehouse | New | Food Preparation | Natural Gas | Fryer | Baseline Forecast | Usage (MMtherm) | 0 | 4.9283e-07 | 3.197e-06 | 4.3585e-06 | 5.8176e-06 | 7.3213e-06 | 8.8326e-06 | 1.0141e-05 | 1.143e-05 | 1.2722e-05 | 1.3902e-05 | 1.5105e-05 | 1.6312e-05 | 1.7522e-05 | 1.8713e-05 | 1.9778e-05 | 2.1076e-05 | 2.2343e-05 | 2.3561e-05 | 2.4739e-05 | 2.5917e-05 | 2.712e-05 | 2.8338e-05 | 2.9569e-05 | 3.0813e-05 | 3.2061e-05 | 3.3313e-05 | 3.4567e-05 | 3.5826e-05 | 3.7088e-05 | 3.8359e-05 | 3.9631e-05 | 4.0171e-05
F3_Commercial_Warehouse_New_Food Preparation_Natural Gas_Fryer_Baseline Forecast | F3 | Commercial | Warehouse | New | Food Preparation | Natural Gas | Fryer | Baseline Forecast | Summer Peak Demand (MW) | 0 | 0 | 0 | 0 | 0 | 0 | 0 | 0 | 0 | 0 | 0 | 0 | 0 | 0 | 0 | 0 | 0 | 0 | 0 | 0 | 0 | 0 | 0 | 0 | 0 | 0 | 0 | 0 | 0 | 0 | 0 | 0 | 0
F4_Commercial_Warehouse_New_Food Preparation_Natural Gas_Fryer_Baseline Forecast | F4 | Commercial | Warehouse | New | Food Preparation | Natural Gas | Fryer | Baseline Forecast | Winter Peak Demand (MW) | 0 | 0 | 0 | 0 | 0 | 0 | 0 | 0 | 0 | 0 | 0 | 0 | 0 | 0 | 0 | 0 | 0 | 0 | 0 | 0 | 0 | 0 | 0 | 0 | 0 | 0 | 0 | 0 | 0 | 0 | 0 | 0 | 0
F5_Commercial_Warehouse_New_Food Preparation_Natural Gas_Fryer_Baseline Forecast | F5 | Commercial | Warehouse | New | Food Preparation | Natural Gas | Fryer | Baseline Forecast | Turnover | 0 | 49.9775 | 241.0599 | 154.0542 | 184.1947 | 189.8294 | 190.7834 | 165.1224 | 162.8083 | 176.6146 | 225.5396 | 243.8224 | 262.8774 | 279.0964 | 307.4033 | 361.2236 | 332.2572 | 337.9768 | 342.6153 | 348.8823 | 354.7696 | 371.7978 | 394.8757 | 433.3526 | 450.6761 | 464.9882 | 476.8838 | 490.4364 | 509.757 | 506.705 | 518.8797 | 535.2 | 459.6891
F6_Commercial_Warehouse_New_Food Preparation_Natural Gas_Fryer_Baseline Forecast | F6 | Commercial | Warehouse | New | Food Preparation | Natural Gas | Fryer | Baseline Forecast | Avg. Replacement Usage (kWh) | 0.010209 | 0.0098611 | 0.010985 | 0.0079215 | 0.0079215 | 0.0079215 | 0.0079215 | 0.0079215 | 0.0079215 | 0.0079215 | 0.0079215 | 0.0079215 | 0.0079215 | 0.0079215 | 0.0079215 | 0.0079215 | 0.0079215 | 0.0079215 | 0.0079215 | 0.0079215 | 0.0079215 | 0.0079215 | 0.0079215 | 0.0079215 | 0.0079215 | 0.0079215 | 0.0079215 | 0.0079215 | 0.0079215 | 0.0079215 | 0.0079215 | 0.0079215 | 0.0079215
F7_Commercial_Warehouse_New_Food Preparation_Natural Gas_Fryer_Baseline Forecast | F7 | Commercial | Warehouse | New | Food Preparation | Natural Gas | Fryer | Baseline Forecast | Avg. Replacement Summer Demand (kW) | 0 | 0 | 0 | 0 | 0 | 0 | 0 | 0 | 0 | 0 | 0 | 0 | 0 | 0 | 0 | 0 | 0 | 0 | 0 | 0 | 0 | 0 | 0 | 0 | 0 | 0 | 0 | 0 | 0 | 0 | 0 | 0 | 0
F8_Commercial_Warehouse_New_Food Preparation_Natural Gas_Fryer_Baseline Forecast | F8 | Commercial | Warehouse | New | Food Preparation | Natural Gas | Fryer | Baseline Forecast | Avg. Replacement Winter Demand (kW) | 0 | 0 | 0 | 0 | 0 | 0 | 0 | 0 | 0 | 0 | 0 | 0 | 0 | 0 | 0 | 0 | 0 | 0 | 0 | 0 | 0 | 0 | 0 | 0 | 0 | 0 | 0 | 0 | 0 | 0 | 0 | 0 | 0
F1_Commercial_Warehouse_New_Food Preparation_Natural Gas_Broiler_Baseline Forecast | F1 | Commercial | Warehouse | New | Food Preparation | Natural Gas | Broiler | Baseline Forecast | Units | 0 | 0 | 0 | 0 | 0 | 0 | 0 | 0 | 0 | 0 | 0 | 0 | 0 | 0 | 0 | 0 | 0 | 0 | 0 | 0 | 0 | 0 | 0 | 0 | 0 | 0 | 0 | 0 | 0 | 0 | 0 | 0 | 0
F2_Commercial_Warehouse_New_Food Preparation_Natural Gas_Broiler_Baseline Forecast | F2 | Commercial | Warehouse | New | Food Preparation | Natural Gas | Broiler | Baseline Forecast | Usage (MMtherm) | 0 | 0 | 0 | 0 | 0 | 0 | 0 | 0 | 0 | 0 | 0 | 0 | 0 | 0 | 0 | 0 | 0 | 0 | 0 | 0 | 0 | 0 | 0 | 0 | 0 | 0 | 0 | 0 | 0 | 0 | 0 | 0 | 0
F3_Commercial_Warehouse_New_Food Preparation_Natural Gas_Broiler_Baseline Forecast | F3 | Commercial | Warehouse | New | Food Preparation | Natural Gas | Broiler | Baseline Forecast | Summer Peak Demand (MW) | 0 | 0 | 0 | 0 | 0 | 0 | 0 | 0 | 0 | 0 | 0 | 0 | 0 | 0 | 0 | 0 | 0 | 0 | 0 | 0 | 0 | 0 | 0 | 0 | 0 | 0 | 0 | 0 | 0 | 0 | 0 | 0 | 0
F4_Commercial_Warehouse_New_Food Preparation_Natural Gas_Broiler_Baseline Forecast | F4 | Commercial | Warehouse | New | Food Preparation | Natural Gas | Broiler | Baseline Forecast | Winter Peak Demand (MW) | 0 | 0 | 0 | 0 | 0 | 0 | 0 | 0 | 0 | 0 | 0 | 0 | 0 | 0 | 0 | 0 | 0 | 0 | 0 | 0 | 0 | 0 | 0 | 0 | 0 | 0 | 0 | 0 | 0 | 0 | 0 | 0 | 0
F5_Commercial_Warehouse_New_Food Preparation_Natural Gas_Broiler_Baseline Forecast | F5 | Commercial | Warehouse | New | Food Preparation | Natural Gas | Broiler | Baseline Forecast | Turnover | 0 | 0 | 0 | 0 | 0 | 0 | 0 | 0 | 0 | 0 | 0 | 0 | 0 | 0 | 0 | 0 | 0 | 0 | 0 | 0 | 0 | 0 | 0 | 0 | 0 | 0 | 0 | 0 | 0 | 0 | 0 | 0 | 0
F6_Commercial_Warehouse_New_Food Preparation_Natural Gas_Broiler_Baseline Forecast | F6 | Commercial | Warehouse | New | Food Preparation | Natural Gas | Broiler | Baseline Forecast | Avg. Replacement Usage (kWh) | 0.011229 | 0.010846 | 0.012081 | 0.011859 | 0.01186 | 0.011859 | 0.011858 | 0.011856 | 0.011855 | 0.011853 | 0.011852 | 0.011851 | 0.011849 | 0.011848 | 0.011846 | 0.011845 | 0.011843 | 0.011842 | 0.01184 | 0.011839 | 0.011837 | 0.011836 | 0.011834 | 0.011833 | 0.011832 | 0.011831 | 0.01183 | 0.011829 | 0.011829 | 0.011828 | 0.011828 | 0.011828 | 0.011828
F7_Commercial_Warehouse_New_Food Preparation_Natural Gas_Broiler_Baseline Forecast | F7 | Commercial | Warehouse | New | Food Preparation | Natural Gas | Broiler | Baseline Forecast | Avg. Replacement Summer Demand (kW) | 0 | 0 | 0 | 0 | 0 | 0 | 0 | 0 | 0 | 0 | 0 | 0 | 0 | 0 | 0 | 0 | 0 | 0 | 0 | 0 | 0 | 0 | 0 | 0 | 0 | 0 | 0 | 0 | 0 | 0 | 0 | 0 | 0
F8_Commercial_Warehouse_New_Food Preparation_Natural Gas_Broiler_Baseline Forecast | F8 | Commercial | Warehouse | New | Food Preparation | Natural Gas | Broiler | Baseline Forecast | Avg. Replacement Winter Demand (kW) | 0 | 0 | 0 | 0 | 0 | 0 | 0 | 0 | 0 | 0 | 0 | 0 | 0 | 0 | 0 | 0 | 0 | 0 | 0 | 0 | 0 | 0 | 0 | 0 | 0 | 0 | 0 | 0 | 0 | 0 | 0 | 0 | 0
F1_Commercial_Warehouse_New_Food Preparation_Natural Gas_Griddle_Baseline Forecast | F1 | Commercial | Warehouse | New | Food Preparation | Natural Gas | Griddle | Baseline Forecast | Units | 0 | 49.9775 | 291.0374 | 445.0916 | 629.2862 | 819.1157 | 1009.8991 | 1175.0214 | 1337.8297 | 1504.4488 | 1673.78 | 1841.8249 | 2007.2413 | 2170.4031 | 2333.8007 | 2496.7041 | 2660.5516 | 2820.5766 | 2974.2453 | 3122.9558 | 3271.7394 | 3423.5357 | 3577.3103 | 3732.712 | 3889.7831 | 4047.2968 | 4205.4263 | 4363.6623 | 4522.5963 | 4681.8768 | 4842.3423 | 5002.9245 | 5071.1413
F2_Commercial_Warehouse_New_Food Preparation_Natural Gas_Griddle_Baseline Forecast | F2 | Commercial | Warehouse | New | Food Preparation | Natural Gas | Griddle | Baseline Forecast | Usage (MMtherm) | 0 | 3.5981e-07 | 2.3341e-06 | 3.3817e-06 | 4.6856e-06 | 6.0294e-06 | 7.38e-06 | 8.5489e-06 | 9.7014e-06 | 1.0881e-05 | 1.208e-05 | 1.3269e-05 | 1.4432e-05 | 1.5543e-05 | 1.6664e-05 | 1.7788e-05 | 1.8925e-05 | 2.003e-05 | 2.1055e-05 | 2.2107e-05 | 2.3161e-05 | 2.4235e-05 | 2.5324e-05 | 2.6424e-05 | 2.7536e-05 | 2.8651e-05 | 2.977e-05 | 3.089e-05 | 3.2016e-05 | 3.3143e-05 | 3.4279e-05 | 3.5416e-05 | 3.5899e-05
F3_Commercial_Warehouse_New_Food Preparation_Natural Gas_Griddle_Baseline Forecast | F3 | Commercial | Warehouse | New | Food Preparation | Natural Gas | Griddle | Baseline Forecast | Summer Peak Demand (MW) | 0 | 0 | 0 | 0 | 0 | 0 | 0 | 0 | 0 | 0 | 0 | 0 | 0 | 0 | 0 | 0 | 0 | 0 | 0 | 0 | 0 | 0 | 0 | 0 | 0 | 0 | 0 | 0 | 0 | 0 | 0 | 0 | 0
F4_Commercial_Warehouse_New_Food Preparation_Natural Gas_Griddle_Baseline Forecast | F4 | Commercial | Warehouse | New | Food Preparation | Natural Gas | Griddle | Baseline Forecast | Winter Peak Demand (MW) | 0 | 0 | 0 | 0 | 0 | 0 | 0 | 0 | 0 | 0 | 0 | 0 | 0 | 0 | 0 | 0 | 0 | 0 | 0 | 0 | 0 | 0 | 0 | 0 | 0 | 0 | 0 | 0 | 0 | 0 | 0 | 0 | 0
F5_Commercial_Warehouse_New_Food Preparation_Natural Gas_Griddle_Baseline Forecast | F5 | Commercial | Warehouse | New | Food Preparation | Natural Gas | Griddle | Baseline Forecast | Turnover | 0 | 49.9775 | 241.0599 | 154.0542 | 184.1947 | 189.8294 | 190.7834 | 165.1224 | 162.8083 | 166.6191 | 169.3312 | 168.0449 | 175.412 | 219.3701 | 239.1751 | 260.3644 | 279.7821 | 304.0307 | 351.9889 | 317.1203 | 324.7364 | 327.9019 | 328.5181 | 323.552 | 334.8588 | 348.5778 | 363.7646 | 378.3633 | 397.7733 | 432.273 | 447.4754 | 460.692 | 378.9752
F6_Commercial_Warehouse_New_Food Preparation_Natural Gas_Griddle_Baseline Forecast | F6 | Commercial | Warehouse | New | Food Preparation | Natural Gas | Griddle | Baseline Forecast | Avg. Replacement Usage (kWh) | 0.0074538 | 0.0071994 | 0.0080199 | 0.007079 | 0.007079 | 0.007079 | 0.007079 | 0.007079 | 0.007079 | 0.007079 | 0.007079 | 0.007079 | 0.007079 | 0.007079 | 0.007079 | 0.007079 | 0.007079 | 0.007079 | 0.007079 | 0.007079 | 0.007079 | 0.007079 | 0.007079 | 0.007079 | 0.007079 | 0.007079 | 0.007079 | 0.007079 | 0.007079 | 0.007079 | 0.007079 | 0.007079 | 0.007079
F7_Commercial_Warehouse_New_Food Preparation_Natural Gas_Griddle_Baseline Forecast | F7 | Commercial | Warehouse | New | Food Preparation | Natural Gas | Griddle | Baseline Forecast | Avg. Replacement Summer Demand (kW) | 0 | 0 | 0 | 0 | 0 | 0 | 0 | 0 | 0 | 0 | 0 | 0 | 0 | 0 | 0 | 0 | 0 | 0 | 0 | 0 | 0 | 0 | 0 | 0 | 0 | 0 | 0 | 0 | 0 | 0 | 0 | 0 | 0
F8_Commercial_Warehouse_New_Food Preparation_Natural Gas_Griddle_Baseline Forecast | F8 | Commercial | Warehouse | New | Food Preparation | Natural Gas | Griddle | Baseline Forecast | Avg. Replacement Winter Demand (kW) | 0 | 0 | 0 | 0 | 0 | 0 | 0 | 0 | 0 | 0 | 0 | 0 | 0 | 0 | 0 | 0 | 0 | 0 | 0 | 0 | 0 | 0 | 0 | 0 | 0 | 0 | 0 | 0 | 0 | 0 | 0 | 0 | 0
F1_Commercial_Warehouse_New_Food Preparation_Natural Gas_Range_Baseline Forecast | F1 | Commercial | Warehouse | New | Food Preparation | Natural Gas | Range | Baseline Forecast | Units | 0 | 49.9775 | 291.0374 | 445.0916 | 629.2862 | 819.1157 | 1009.8991 | 1175.0214 | 1337.8297 | 1504.4488 | 1673.78 | 1841.8249 | 2007.2413 | 2170.4031 | 2333.8007 | 2496.7041 | 2660.5516 | 2820.5766 | 2974.2453 | 3122.9558 | 3271.7394 | 3423.5357 | 3577.3103 | 3732.712 | 3889.7831 | 4047.2968 | 4205.4263 | 4363.6623 | 4522.5963 | 4681.8768 | 4842.3423 | 5002.9245 | 5071.1413
F2_Commercial_Warehouse_New_Food Preparation_Natural Gas_Range_Baseline Forecast | F2 | Commercial | Warehouse | New | Food Preparation | Natural Gas | Range | Baseline Forecast | Usage (MMtherm) | 0 | 3.7323e-07 | 2.4211e-06 | 3.6346e-06 | 5.1388e-06 | 6.689e-06 | 8.2469e-06 | 9.5952e-06 | 1.0925e-05 | 1.2285e-05 | 1.3667e-05 | 1.5039e-05 | 1.6389e-05 | 1.7721e-05 | 1.9054e-05 | 2.0384e-05 | 2.172e-05 | 2.3026e-05 | 2.4279e-05 | 2.5492e-05 | 2.6705e-05 | 2.7943e-05 | 2.9197e-05 | 3.0464e-05 | 3.1744e-05 | 3.3028e-05 | 3.4317e-05 | 3.5607e-05 | 3.6902e-05 | 3.82e-05 | 3.9508e-05 | 4.0817e-05 | 4.1373e-05
F3_Commercial_Warehouse_New_Food Preparation_Natural Gas_Range_Baseline Forecast | F3 | Commercial | Warehouse | New | Food Preparation | Natural Gas | Range | Baseline Forecast | Summer Peak Demand (MW) | 0 | 0 | 0 | 0 | 0 | 0 | 0 | 0 | 0 | 0 | 0 | 0 | 0 | 0 | 0 | 0 | 0 | 0 | 0 | 0 | 0 | 0 | 0 | 0 | 0 | 0 | 0 | 0 | 0 | 0 | 0 | 0 | 0
F4_Commercial_Warehouse_New_Food Preparation_Natural Gas_Range_Baseline Forecast | F4 | Commercial | Warehouse | New | Food Preparation | Natural Gas | Range | Baseline Forecast | Winter Peak Demand (MW) | 0 | 0 | 0 | 0 | 0 | 0 | 0 | 0 | 0 | 0 | 0 | 0 | 0 | 0 | 0 | 0 | 0 | 0 | 0 | 0 | 0 | 0 | 0 | 0 | 0 | 0 | 0 | 0 | 0 | 0 | 0 | 0 | 0
F5_Commercial_Warehouse_New_Food Preparation_Natural Gas_Range_Baseline Forecast | F5 | Commercial | Warehouse | New | Food Preparation | Natural Gas | Range | Baseline Forecast | Turnover | 0 | 49.9775 | 241.0599 | 154.0542 | 184.1947 | 189.8294 | 190.7834 | 165.1224 | 162.8083 | 166.6191 | 179.3267 | 224.2532 | 241.194 | 260.6227 | 279.3323 | 306.9091 | 362.1676 | 328.4347 | 329.6215 | 326.8152 | 336.3681 | 343.3758 | 358.5561 | 376.0923 | 398.3367 | 434.7369 | 450.0359 | 462.7785 | 472.8357 | 484.9045 | 504.1256 | 498.3786 | 413.9835
F6_Commercial_Warehouse_New_Food Preparation_Natural Gas_Range_Baseline Forecast | F6 | Commercial | Warehouse | New | Food Preparation | Natural Gas | Range | Baseline Forecast | Avg. Replacement Usage (kWh) | 0.0077318 | 0.0074679 | 0.0083189 | 0.0081662 | 0.0081664 | 0.0081662 | 0.0081658 | 0.0081654 | 0.008165 | 0.0081646 | 0.0081643 | 0.0081639 | 0.0081636 | 0.0081632 | 0.0081628 | 0.0081625 | 0.0081621 | 0.0081617 | 0.0081613 | 0.0081609 | 0.0081605 | 0.0081601 | 0.0081597 | 0.0081593 | 0.0081589 | 0.0081587 | 0.0081584 | 0.0081582 | 0.008158 | 0.0081579 | 0.0081578 | 0.0081577 | 0.0081577
F7_Commercial_Warehouse_New_Food Preparation_Natural Gas_Range_Baseline Forecast | F7 | Commercial | Warehouse | New | Food Preparation | Natural Gas | Range | Baseline Forecast | Avg. Replacement Summer Demand (kW) | 0 | 0 | 0 | 0 | 0 | 0 | 0 | 0 | 0 | 0 | 0 | 0 | 0 | 0 | 0 | 0 | 0 | 0 | 0 | 0 | 0 | 0 | 0 | 0 | 0 | 0 | 0 | 0 | 0 | 0 | 0 | 0 | 0
F8_Commercial_Warehouse_New_Food Preparation_Natural Gas_Range_Baseline Forecast | F8 | Commercial | Warehouse | New | Food Preparation | Natural Gas | Range | Baseline Forecast | Avg. Replacement Winter Demand (kW) | 0 | 0 | 0 | 0 | 0 | 0 | 0 | 0 | 0 | 0 | 0 | 0 | 0 | 0 | 0 | 0 | 0 | 0 | 0 | 0 | 0 | 0 | 0 | 0 | 0 | 0 | 0 | 0 | 0 | 0 | 0 | 0 | 0
F1_Commercial_Warehouse_New_Food Preparation_Natural Gas_Steamer_Baseline Forecast | F1 | Commercial | Warehouse | New | Food Preparation | Natural Gas | Steamer | Baseline Forecast | Units | 0 | 0 | 0 | 0 | 0 | 0 | 0 | 0 | 0 | 0 | 0 | 0 | 0 | 0 | 0 | 0 | 0 | 0 | 0 | 0 | 0 | 0 | 0 | 0 | 0 | 0 | 0 | 0 | 0 | 0 | 0 | 0 | 0
F2_Commercial_Warehouse_New_Food Preparation_Natural Gas_Steamer_Baseline Forecast | F2 | Commercial | Warehouse | New | Food Preparation | Natural Gas | Steamer | Baseline Forecast | Usage (MMtherm) | 0 | 0 | 0 | 0 | 0 | 0 | 0 | 0 | 0 | 0 | 0 | 0 | 0 | 0 | 0 | 0 | 0 | 0 | 0 | 0 | 0 | 0 | 0 | 0 | 0 | 0 | 0 | 0 | 0 | 0 | 0 | 0 | 0
F3_Commercial_Warehouse_New_Food Preparation_Natural Gas_Steamer_Baseline Forecast | F3 | Commercial | Warehouse | New | Food Preparation | Natural Gas | Steamer | Baseline Forecast | Summer Peak Demand (MW) | 0 | 0 | 0 | 0 | 0 | 0 | 0 | 0 | 0 | 0 | 0 | 0 | 0 | 0 | 0 | 0 | 0 | 0 | 0 | 0 | 0 | 0 | 0 | 0 | 0 | 0 | 0 | 0 | 0 | 0 | 0 | 0 | 0
F4_Commercial_Warehouse_New_Food Preparation_Natural Gas_Steamer_Baseline Forecast | F4 | Commercial | Warehouse | New | Food Preparation | Natural Gas | Steamer | Baseline Forecast | Winter Peak Demand (MW) | 0 | 0 | 0 | 0 | 0 | 0 | 0 | 0 | 0 | 0 | 0 | 0 | 0 | 0 | 0 | 0 | 0 | 0 | 0 | 0 | 0 | 0 | 0 | 0 | 0 | 0 | 0 | 0 | 0 | 0 | 0 | 0 | 0
F5_Commercial_Warehouse_New_Food Preparation_Natural Gas_Steamer_Baseline Forecast | F5 | Commercial | Warehouse | New | Food Preparation | Natural Gas | Steamer | Baseline Forecast | Turnover | 0 | 0 | 0 | 0 | 0 | 0 | 0 | 0 | 0 | 0 | 0 | 0 | 0 | 0 | 0 | 0 | 0 | 0 | 0 | 0 | 0 | 0 | 0 | 0 | 0 | 0 | 0 | 0 | 0 | 0 | 0 | 0 | 0
F6_Commercial_Warehouse_New_Food Preparation_Natural Gas_Steamer_Baseline Forecast | F6 | Commercial | Warehouse | New | Food Preparation | Natural Gas | Steamer | Baseline Forecast | Avg. Replacement Usage (kWh) | 0.012913 | 0.012469 | 0.013871 | 0.0047078 | 0.0047078 | 0.0047078 | 0.0047078 | 0.0047078 | 0.0047078 | 0.0047078 | 0.0047078 | 0.0047078 | 0.0047078 | 0.0047078 | 0.0047078 | 0.0047078 | 0.0047078 | 0.0047078 | 0.0047078 | 0.0047078 | 0.0047078 | 0.0047078 | 0.0047078 | 0.0047078 | 0.0047078 | 0.0047078 | 0.0047078 | 0.0047078 | 0.0047078 | 0.0047078 | 0.0047078 | 0.0047078 | 0.0047078
F7_Commercial_Warehouse_New_Food Preparation_Natural Gas_Steamer_Baseline Forecast | F7 | Commercial | Warehouse | New | Food Preparation | Natural Gas | Steamer | Baseline Forecast | Avg. Replacement Summer Demand (kW) | 0 | 0 | 0 | 0 | 0 | 0 | 0 | 0 | 0 | 0 | 0 | 0 | 0 | 0 | 0 | 0 | 0 | 0 | 0 | 0 | 0 | 0 | 0 | 0 | 0 | 0 | 0 | 0 | 0 | 0 | 0 | 0 | 0
F8_Commercial_Warehouse_New_Food Preparation_Natural Gas_Steamer_Baseline Forecast | F8 | Commercial | Warehouse | New | Food Preparation | Natural Gas | Steamer | Baseline Forecast | Avg. Replacement Winter Demand (kW) | 0 | 0 | 0 | 0 | 0 | 0 | 0 | 0 | 0 | 0 | 0 | 0 | 0 | 0 | 0 | 0 | 0 | 0 | 0 | 0 | 0 | 0 | 0 | 0 | 0 | 0 | 0 | 0 | 0 | 0 | 0 | 0 | 0
F1_Commercial_Warehouse_New_Food Preparation_Natural Gas_Food Prep Other_Baseline Forecast | F1 | Commercial | Warehouse | New | Food Preparation | Natural Gas | Food Prep Other | Baseline Forecast | Units | 0 | 0 | 0 | 0 | 0 | 0 | 0 | 0 | 0 | 0 | 0 | 0 | 0 | 0 | 0 | 0 | 0 | 0 | 0 | 0 | 0 | 0 | 0 | 0 | 0 | 0 | 0 | 0 | 0 | 0 | 0 | 0 | 0
F2_Commercial_Warehouse_New_Food Preparation_Natural Gas_Food Prep Other_Baseline Forecast | F2 | Commercial | Warehouse | New | Food Preparation | Natural Gas | Food Prep Other | Baseline Forecast | Usage (MMtherm) | 0 | 0 | 0 | 0 | 0 | 0 | 0 | 0 | 0 | 0 | 0 | 0 | 0 | 0 | 0 | 0 | 0 | 0 | 0 | 0 | 0 | 0 | 0 | 0 | 0 | 0 | 0 | 0 | 0 | 0 | 0 | 0 | 0
F3_Commercial_Warehouse_New_Food Preparation_Natural Gas_Food Prep Other_Baseline Forecast | F3 | Commercial | Warehouse | New | Food Preparation | Natural Gas | Food Prep Other | Baseline Forecast | Summer Peak Demand (MW) | 0 | 0 | 0 | 0 | 0 | 0 | 0 | 0 | 0 | 0 | 0 | 0 | 0 | 0 | 0 | 0 | 0 | 0 | 0 | 0 | 0 | 0 | 0 | 0 | 0 | 0 | 0 | 0 | 0 | 0 | 0 | 0 | 0
F4_Commercial_Warehouse_New_Food Preparation_Natural Gas_Food Prep Other_Baseline Forecast | F4 | Commercial | Warehouse | New | Food Preparation | Natural Gas | Food Prep Other | Baseline Forecast | Winter Peak Demand (MW) | 0 | 0 | 0 | 0 | 0 | 0 | 0 | 0 | 0 | 0 | 0 | 0 | 0 | 0 | 0 | 0 | 0 | 0 | 0 | 0 | 0 | 0 | 0 | 0 | 0 | 0 | 0 | 0 | 0 | 0 | 0 | 0 | 0
F5_Commercial_Warehouse_New_Food Preparation_Natural Gas_Food Prep Other_Baseline Forecast | F5 | Commercial | Warehouse | New | Food Preparation | Natural Gas | Food Prep Other | Baseline Forecast | Turnover | 0 | 0 | 0 | 0 | 0 | 0 | 0 | 0 | 0 | 0 | 0 | 0 | 0 | 0 | 0 | 0 | 0 | 0 | 0 | 0 | 0 | 0 | 0 | 0 | 0 | 0 | 0 | 0 | 0 | 0 | 0 | 0 | 0
F6_Commercial_Warehouse_New_Food Preparation_Natural Gas_Food Prep Other_Baseline Forecast | F6 | Commercial | Warehouse | New | Food Preparation | Natural Gas | Food Prep Other | Baseline Forecast | Avg. Replacement Usage (kWh) | 0.0032268 | 0.0031166 | 0.0034719 | 0.003408 | 0.003408 | 0.003408 | 0.003408 | 0.003408 | 0.003408 | 0.003408 | 0.003408 | 0.003408 | 0.003408 | 0.003408 | 0.003408 | 0.003408 | 0.003408 | 0.003408 | 0.003408 | 0.003408 | 0.003408 | 0.003408 | 0.003408 | 0.003408 | 0.003408 | 0.003408 | 0.003408 | 0.003408 | 0.003408 | 0.003408 | 0.003408 | 0.003408 | 0.003408
F7_Commercial_Warehouse_New_Food Preparation_Natural Gas_Food Prep Other_Baseline Forecast | F7 | Commercial | Warehouse | New | Food Preparation | Natural Gas | Food Prep Other | Baseline Forecast | Avg. Replacement Summer Demand (kW) | 0 | 0 | 0 | 0 | 0 | 0 | 0 | 0 | 0 | 0 | 0 | 0 | 0 | 0 | 0 | 0 | 0 | 0 | 0 | 0 | 0 | 0 | 0 | 0 | 0 | 0 | 0 | 0 | 0 | 0 | 0 | 0 | 0
F8_Commercial_Warehouse_New_Food Preparation_Natural Gas_Food Prep Other_Baseline Forecast | F8 | Commercial | Warehouse | New | Food Preparation | Natural Gas | Food Prep Other | Baseline Forecast | Avg. Replacement Winter Demand (kW) | 0 | 0 | 0 | 0 | 0 | 0 | 0 | 0 | 0 | 0 | 0 | 0 | 0 | 0 | 0 | 0 | 0 | 0 | 0 | 0 | 0 | 0 | 0 | 0 | 0 | 0 | 0 | 0 | 0 | 0 | 0 | 0 | 0
F1_Commercial_Warehouse_New_Miscellaneous_Natural Gas_Pool Heater_Baseline Forecast | F1 | Commercial | Warehouse | New | Miscellaneous | Natural Gas | Pool Heater | Baseline Forecast | Units | 0 | 0 | 0 | 0 | 0 | 0 | 0 | 0 | 0 | 0 | 0 | 0 | 0 | 0 | 0 | 0 | 0 | 0 | 0 | 0 | 0 | 0 | 0 | 0 | 0 | 0 | 0 | 0 | 0 | 0 | 0 | 0 | 0
F2_Commercial_Warehouse_New_Miscellaneous_Natural Gas_Pool Heater_Baseline Forecast | F2 | Commercial | Warehouse | New | Miscellaneous | Natural Gas | Pool Heater | Baseline Forecast | Usage (MMtherm) | 0 | 0 | 0 | 0 | 0 | 0 | 0 | 0 | 0 | 0 | 0 | 0 | 0 | 0 | 0 | 0 | 0 | 0 | 0 | 0 | 0 | 0 | 0 | 0 | 0 | 0 | 0 | 0 | 0 | 0 | 0 | 0 | 0
F3_Commercial_Warehouse_New_Miscellaneous_Natural Gas_Pool Heater_Baseline Forecast | F3 | Commercial | Warehouse | New | Miscellaneous | Natural Gas | Pool Heater | Baseline Forecast | Summer Peak Demand (MW) | 0 | 0 | 0 | 0 | 0 | 0 | 0 | 0 | 0 | 0 | 0 | 0 | 0 | 0 | 0 | 0 | 0 | 0 | 0 | 0 | 0 | 0 | 0 | 0 | 0 | 0 | 0 | 0 | 0 | 0 | 0 | 0 | 0
F4_Commercial_Warehouse_New_Miscellaneous_Natural Gas_Pool Heater_Baseline Forecast | F4 | Commercial | Warehouse | New | Miscellaneous | Natural Gas | Pool Heater | Baseline Forecast | Winter Peak Demand (MW) | 0 | 0 | 0 | 0 | 0 | 0 | 0 | 0 | 0 | 0 | 0 | 0 | 0 | 0 | 0 | 0 | 0 | 0 | 0 | 0 | 0 | 0 | 0 | 0 | 0 | 0 | 0 | 0 | 0 | 0 | 0 | 0 | 0
F5_Commercial_Warehouse_New_Miscellaneous_Natural Gas_Pool Heater_Baseline Forecast | F5 | Commercial | Warehouse | New | Miscellaneous | Natural Gas | Pool Heater | Baseline Forecast | Turnover | 0 | 0 | 0 | 0 | 0 | 0 | 0 | 0 | 0 | 0 | 0 | 0 | 0 | 0 | 0 | 0 | 0 | 0 | 0 | 0 | 0 | 0 | 0 | 0 | 0 | 0 | 0 | 0 | 0 | 0 | 0 | 0 | 0
F6_Commercial_Warehouse_New_Miscellaneous_Natural Gas_Pool Heater_Baseline Forecast | F6 | Commercial | Warehouse | New | Miscellaneous | Natural Gas | Pool Heater | Baseline Forecast | Avg. Replacement Usage (kWh) | 0.01 | 0.0096587 | 0.01076 | 0.010562 | 0.010562 | 0.010562 | 0.010562 | 0.010562 | 0.010562 | 0.010562 | 0.010562 | 0.010562 | 0.010562 | 0.010562 | 0.010562 | 0.010562 | 0.010562 | 0.010562 | 0.010562 | 0.010562 | 0.010562 | 0.010562 | 0.010562 | 0.010562 | 0.010562 | 0.010562 | 0.010562 | 0.010562 | 0.010562 | 0.010562 | 0.010562 | 0.010562 | 0.010562
F7_Commercial_Warehouse_New_Miscellaneous_Natural Gas_Pool Heater_Baseline Forecast | F7 | Commercial | Warehouse | New | Miscellaneous | Natural Gas | Pool Heater | Baseline Forecast | Avg. Replacement Summer Demand (kW) | 0 | 0 | 0 | 0 | 0 | 0 | 0 | 0 | 0 | 0 | 0 | 0 | 0 | 0 | 0 | 0 | 0 | 0 | 0 | 0 | 0 | 0 | 0 | 0 | 0 | 0 | 0 | 0 | 0 | 0 | 0 | 0 | 0
F8_Commercial_Warehouse_New_Miscellaneous_Natural Gas_Pool Heater_Baseline Forecast | F8 | Commercial | Warehouse | New | Miscellaneous | Natural Gas | Pool Heater | Baseline Forecast | Avg. Replacement Winter Demand (kW) | 0 | 0 | 0 | 0 | 0 | 0 | 0 | 0 | 0 | 0 | 0 | 0 | 0 | 0 | 0 | 0 | 0 | 0 | 0 | 0 | 0 | 0 | 0 | 0 | 0 | 0 | 0 | 0 | 0 | 0 | 0 | 0 | 0
F1_Commercial_Warehouse_New_Miscellaneous_Natural Gas_Miscellaneous_Baseline Forecast | F1 | Commercial | Warehouse | New | Miscellaneous | Natural Gas | Miscellaneous | Baseline Forecast | Units | 0 | 6308.8232 | 36738.6207 | 56185.3926 | 79436.8987 | 103399.7026 | 127482.9235 | 148326.8737 | 168878.7066 | 189911.5865 | 211286.8325 | 232499.6943 | 253380.7662 | 273977.2164 | 294603.4392 | 315167.281 | 335850.2948 | 356050.7814 | 375448.8959 | 394221.1247 | 413002.5764 | 432164.3281 | 451575.8078 | 471192.674 | 491020.2894 | 510903.769 | 530864.9794 | 550839.6349 | 570902.4078 | 591008.9138 | 611265.015 | 631535.8407 | 640147.0724
F2_Commercial_Warehouse_New_Miscellaneous_Natural Gas_Miscellaneous_Baseline Forecast | F2 | Commercial | Warehouse | New | Miscellaneous | Natural Gas | Miscellaneous | Baseline Forecast | Usage (MMtherm) | 0 | 7.5858e-06 | 4.921e-05 | 7.3874e-05 | 0.00010445 | 0.00013595 | 0.00016762 | 0.00019502 | 0.00022205 | 0.0002497 | 0.0002778 | 0.0003057 | 0.00033315 | 0.00036023 | 0.00038735 | 0.00041439 | 0.00044158 | 0.00046814 | 0.00049365 | 0.00051833 | 0.00054302 | 0.00056822 | 0.00059374 | 0.00061953 | 0.0006456 | 0.00067175 | 0.00069799 | 0.00072426 | 0.00075063 | 0.00077707 | 0.0008037 | 0.00083036 | 0.00084168
F3_Commercial_Warehouse_New_Miscellaneous_Natural Gas_Miscellaneous_Baseline Forecast | F3 | Commercial | Warehouse | New | Miscellaneous | Natural Gas | Miscellaneous | Baseline Forecast | Summer Peak Demand (MW) | 0 | 0 | 0 | 0 | 0 | 0 | 0 | 0 | 0 | 0 | 0 | 0 | 0 | 0 | 0 | 0 | 0 | 0 | 0 | 0 | 0 | 0 | 0 | 0 | 0 | 0 | 0 | 0 | 0 | 0 | 0 | 0 | 0
F4_Commercial_Warehouse_New_Miscellaneous_Natural Gas_Miscellaneous_Baseline Forecast | F4 | Commercial | Warehouse | New | Miscellaneous | Natural Gas | Miscellaneous | Baseline Forecast | Winter Peak Demand (MW) | 0 | 0 | 0 | 0 | 0 | 0 | 0 | 0 | 0 | 0 | 0 | 0 | 0 | 0 | 0 | 0 | 0 | 0 | 0 | 0 | 0 | 0 | 0 | 0 | 0 | 0 | 0 | 0 | 0 | 0 | 0 | 0 | 0
F5_Commercial_Warehouse_New_Miscellaneous_Natural Gas_Miscellaneous_Baseline Forecast | F5 | Commercial | Warehouse | New | Miscellaneous | Natural Gas | Miscellaneous | Baseline Forecast | Turnover | 0 | 6308.8232 | 30429.7975 | 19446.7718 | 24152.7666 | 29082.4268 | 31249.5793 | 30436.9384 | 32929.0266 | 36106.1287 | 38643.3076 | 42556.325 | 51361.3055 | 49042.8542 | 52459.455 | 56623.0905 | 59228.4787 | 60496.8957 | 62752.9943 | 65320.437 | 68061.5548 | 71506.6392 | 76175.4111 | 77319.2464 | 80497.4838 | 83981.5304 | 86707.102 | 89054.6225 | 91928.8652 | 94840.7854 | 97834.7881 | 100903.2881 | 92633.7346
F6_Commercial_Warehouse_New_Miscellaneous_Natural Gas_Miscellaneous_Baseline Forecast | F6 | Commercial | Warehouse | New | Miscellaneous | Natural Gas | Miscellaneous | Baseline Forecast | Avg. Replacement Usage (kWh) | 0.0012449 | 0.0012024 | 0.0013395 | 0.0013148 | 0.0013148 | 0.0013148 | 0.0013148 | 0.0013148 | 0.0013148 | 0.0013148 | 0.0013148 | 0.0013148 | 0.0013148 | 0.0013148 | 0.0013148 | 0.0013148 | 0.0013148 | 0.0013148 | 0.0013148 | 0.0013148 | 0.0013148 | 0.0013148 | 0.0013148 | 0.0013148 | 0.0013148 | 0.0013148 | 0.0013148 | 0.0013148 | 0.0013148 | 0.0013148 | 0.0013148 | 0.0013148 | 0.0013148
F7_Commercial_Warehouse_New_Miscellaneous_Natural Gas_Miscellaneous_Baseline Forecast | F7 | Commercial | Warehouse | New | Miscellaneous | Natural Gas | Miscellaneous | Baseline Forecast | Avg. Replacement Summer Demand (kW) | 0 | 0 | 0 | 0 | 0 | 0 | 0 | 0 | 0 | 0 | 0 | 0 | 0 | 0 | 0 | 0 | 0 | 0 | 0 | 0 | 0 | 0 | 0 | 0 | 0 | 0 | 0 | 0 | 0 | 0 | 0 | 0 | 0
F8_Commercial_Warehouse_New_Miscellaneous_Natural Gas_Miscellaneous_Baseline Forecast | F8 | Commercial | Warehouse | New | Miscellaneous | Natural Gas | Miscellaneous | Baseline Forecast | Avg. Replacement Winter Demand (kW) | 0 | 0 | 0 | 0 | 0 | 0 | 0 | 0 | 0 | 0 | 0 | 0 | 0 | 0 | 0 | 0 | 0 | 0 | 0 | 0 | 0 | 0 | 0 | 0 | 0 | 0 | 0 | 0 | 0 | 0 | 0 | 0 | 0
F1_Commercial_Miscellaneous_Existing_Space Heating_Natural Gas_Furnace_Baseline Forecast | F1 | Commercial | Miscellaneous | Existing | Space Heating | Natural Gas | Furnace | Baseline Forecast | Units | 1061081.6431 | 1055683.0992 | 1050284.5553 | 1043765.0946 | 1068153.3813 | 1065282.8037 | 1062748.6485 | 1060466.1635 | 1058261.0711 | 1056069.6324 | 1053867.2249 | 1051667.7666 | 1049487.0537 | 1047330.5169 | 1045184.5401 | 1043047.0726 | 1040907.6622 | 1038792.383 | 1036730.9466 | 1034728.9862 | 1032756.2882 | 1030778.4216 | 1028784.9961 | 1026773.0855 | 1024740.9692 | 1022695.8343 | 1020640.1661 | 1018578.5147 | 1016509.2901 | 1014433.9946 | 1012347.8998 | 1010255.6221 | 1024030.8423
F2_Commercial_Miscellaneous_Existing_Space Heating_Natural Gas_Furnace_Baseline Forecast | F2 | Commercial | Miscellaneous | Existing | Space Heating | Natural Gas | Furnace | Baseline Forecast | Usage (MMtherm) | 0.071957 | 0.069088 | 0.076094 | 0.073764 | 0.074975 | 0.074108 | 0.073259 | 0.072244 | 0.071228 | 0.07021 | 0.069188 | 0.068166 | 0.067146 | 0.066129 | 0.065116 | 0.064109 | 0.063106 | 0.062111 | 0.061126 | 0.060173 | 0.059247 | 0.058344 | 0.057436 | 0.056559 | 0.055709 | 0.054898 | 0.05412 | 0.053375 | 0.052659 | 0.05197 | 0.051306 | 0.050664 | 0.051048
F3_Commercial_Miscellaneous_Existing_Space Heating_Natural Gas_Furnace_Baseline Forecast | F3 | Commercial | Miscellaneous | Existing | Space Heating | Natural Gas | Furnace | Baseline Forecast | Summer Peak Demand (MW) | 0 | 0 | 0 | 0 | 0 | 0 | 0 | 0 | 0 | 0 | 0 | 0 | 0 | 0 | 0 | 0 | 0 | 0 | 0 | 0 | 0 | 0 | 0 | 0 | 0 | 0 | 0 | 0 | 0 | 0 | 0 | 0 | 0
F4_Commercial_Miscellaneous_Existing_Space Heating_Natural Gas_Furnace_Baseline Forecast | F4 | Commercial | Miscellaneous | Existing | Space Heating | Natural Gas | Furnace | Baseline Forecast | Winter Peak Demand (MW) | 0 | 0 | 0 | 0 | 0 | 0 | 0 | 0 | 0 | 0 | 0 | 0 | 0 | 0 | 0 | 0 | 0 | 0 | 0 | 0 | 0 | 0 | 0 | 0 | 0 | 0 | 0 | 0 | 0 | 0 | 0 | 0 | 0
F5_Commercial_Miscellaneous_Existing_Space Heating_Natural Gas_Furnace_Baseline Forecast | F5 | Commercial | Miscellaneous | Existing | Space Heating | Natural Gas | Furnace | Baseline Forecast | Turnover | 0 | 21184.2762 | 22967.3751 | 24559.9077 | 50549.8239 | 27565.6842 | 28857.9062 | 30046.5866 | 31136.1629 | 32132.9187 | 33043.4624 | 33874.9757 | 34634.2187 | 35327.1559 | 35958.6535 | 36533.525 | 37055.8945 | 37530.8284 | 37963.2533 | 36536.0808 | 35358.8869 | 34399.5838 | 35437.1873 | 34691.063 | 34099.5926 | 33642.6833 | 33302.3076 | 33062.5108 | 32908.9432 | 32828.9791 | 32811.2474 | 32845.9853 | 53227.8831
F6_Commercial_Miscellaneous_Existing_Space Heating_Natural Gas_Furnace_Baseline Forecast | F6 | Commercial | Miscellaneous | Existing | Space Heating | Natural Gas | Furnace | Baseline Forecast | Avg. Replacement Usage (kWh) | 0.066172 | 0.063914 | 0.070821 | 0.069148 | 0.068778 | 0.061491 | 0.061158 | 0.054778 | 0.054478 | 0.054179 | 0.053879 | 0.053579 | 0.053279 | 0.05298 | 0.05268 | 0.05238 | 0.05208 | 0.051781 | 0.051481 | 0.051181 | 0.050881 | 0.050582 | 0.050282 | 0.049983 | 0.049683 | 0.049384 | 0.049084 | 0.048785 | 0.048486 | 0.048187 | 0.047887 | 0.047587 | 0.047587
F7_Commercial_Miscellaneous_Existing_Space Heating_Natural Gas_Furnace_Baseline Forecast | F7 | Commercial | Miscellaneous | Existing | Space Heating | Natural Gas | Furnace | Baseline Forecast | Avg. Replacement Summer Demand (kW) | 0 | 0 | 0 | 0 | 0 | 0 | 0 | 0 | 0 | 0 | 0 | 0 | 0 | 0 | 0 | 0 | 0 | 0 | 0 | 0 | 0 | 0 | 0 | 0 | 0 | 0 | 0 | 0 | 0 | 0 | 0 | 0 | 0
F8_Commercial_Miscellaneous_Existing_Space Heating_Natural Gas_Furnace_Baseline Forecast | F8 | Commercial | Miscellaneous | Existing | Space Heating | Natural Gas | Furnace | Baseline Forecast | Avg. Replacement Winter Demand (kW) | 0 | 0 | 0 | 0 | 0 | 0 | 0 | 0 | 0 | 0 | 0 | 0 | 0 | 0 | 0 | 0 | 0 | 0 | 0 | 0 | 0 | 0 | 0 | 0 | 0 | 0 | 0 | 0 | 0 | 0 | 0 | 0 | 0
F1_Commercial_Miscellaneous_Existing_Space Heating_Natural Gas_Boiler_Baseline Forecast | F1 | Commercial | Miscellaneous | Existing | Space Heating | Natural Gas | Boiler | Baseline Forecast | Units | 500983.3205 | 498434.4304 | 495885.5404 | 492807.4162 | 504322.1992 | 502966.8732 | 501770.3871 | 500692.7255 | 499651.6044 | 498616.9298 | 497577.0763 | 496538.6153 | 495509.0048 | 494490.8089 | 493477.5989 | 492468.4064 | 491458.2967 | 490459.5803 | 489486.2855 | 488541.0719 | 487609.6744 | 486675.8366 | 485734.6527 | 484784.7413 | 483825.2897 | 482859.6916 | 481889.1202 | 480915.7239 | 479938.7519 | 478958.9136 | 477973.9765 | 476986.1202 | 483490.0076
F2_Commercial_Miscellaneous_Existing_Space Heating_Natural Gas_Boiler_Baseline Forecast | F2 | Commercial | Miscellaneous | Existing | Space Heating | Natural Gas | Boiler | Baseline Forecast | Usage (MMtherm) | 0.13173 | 0.12726 | 0.14107 | 0.13768 | 0.14141 | 0.14066 | 0.13995 | 0.13925 | 0.13854 | 0.13781 | 0.13705 | 0.13626 | 0.13545 | 0.1346 | 0.13371 | 0.1328 | 0.13184 | 0.13085 | 0.12982 | 0.12876 | 0.12766 | 0.12655 | 0.12543 | 0.12429 | 0.12311 | 0.12196 | 0.12081 | 0.11969 | 0.11858 | 0.11749 | 0.11641 | 0.11534 | 0.1168
F3_Commercial_Miscellaneous_Existing_Space Heating_Natural Gas_Boiler_Baseline Forecast | F3 | Commercial | Miscellaneous | Existing | Space Heating | Natural Gas | Boiler | Baseline Forecast | Summer Peak Demand (MW) | 0 | 0 | 0 | 0 | 0 | 0 | 0 | 0 | 0 | 0 | 0 | 0 | 0 | 0 | 0 | 0 | 0 | 0 | 0 | 0 | 0 | 0 | 0 | 0 | 0 | 0 | 0 | 0 | 0 | 0 | 0 | 0 | 0
F4_Commercial_Miscellaneous_Existing_Space Heating_Natural Gas_Boiler_Baseline Forecast | F4 | Commercial | Miscellaneous | Existing | Space Heating | Natural Gas | Boiler | Baseline Forecast | Winter Peak Demand (MW) | 0 | 0 | 0 | 0 | 0 | 0 | 0 | 0 | 0 | 0 | 0 | 0 | 0 | 0 | 0 | 0 | 0 | 0 | 0 | 0 | 0 | 0 | 0 | 0 | 0 | 0 | 0 | 0 | 0 | 0 | 0 | 0 | 0
F5_Commercial_Miscellaneous_Existing_Space Heating_Natural Gas_Boiler_Baseline Forecast | F5 | Commercial | Miscellaneous | Existing | Space Heating | Natural Gas | Boiler | Baseline Forecast | Turnover | 0 | 9201.8664 | 9976.3955 | 10668.1478 | 22878.6346 | 11973.7744 | 12535.08 | 13051.4101 | 13524.692 | 13957.6553 | 14353.1704 | 14714.3569 | 15044.1511 | 15345.144 | 15619.4492 | 15869.1575 | 16096.0604 | 16302.3587 | 16490.1921 | 16661.2041 | 16816.3335 | 16168.3983 | 15630.3553 | 15188.6402 | 15680.9038 | 15330.0307 | 15048.3854 | 14827.0576 | 14658.0261 | 14534.1984 | 14449.186 | 14397.4475 | 20907.8218
F6_Commercial_Miscellaneous_Existing_Space Heating_Natural Gas_Boiler_Baseline Forecast | F6 | Commercial | Miscellaneous | Existing | Space Heating | Natural Gas | Boiler | Baseline Forecast | Avg. Replacement Usage (kWh) | 0.30491 | 0.2945 | 0.32633 | 0.31863 | 0.31693 | 0.27835 | 0.27685 | 0.27534 | 0.27384 | 0.27233 | 0.27083 | 0.26932 | 0.26782 | 0.26631 | 0.26481 | 0.2633 | 0.2618 | 0.26029 | 0.25879 | 0.25728 | 0.25578 | 0.25428 | 0.25277 | 0.25127 | 0.24976 | 0.24826 | 0.24676 | 0.24525 | 0.24375 | 0.24225 | 0.24074 | 0.23924 | 0.23924
F7_Commercial_Miscellaneous_Existing_Space Heating_Natural Gas_Boiler_Baseline Forecast | F7 | Commercial | Miscellaneous | Existing | Space Heating | Natural Gas | Boiler | Baseline Forecast | Avg. Replacement Summer Demand (kW) | 0 | 0 | 0 | 0 | 0 | 0 | 0 | 0 | 0 | 0 | 0 | 0 | 0 | 0 | 0 | 0 | 0 | 0 | 0 | 0 | 0 | 0 | 0 | 0 | 0 | 0 | 0 | 0 | 0 | 0 | 0 | 0 | 0
F8_Commercial_Miscellaneous_Existing_Space Heating_Natural Gas_Boiler_Baseline Forecast | F8 | Commercial | Miscellaneous | Existing | Space Heating | Natural Gas | Boiler | Baseline Forecast | Avg. Replacement Winter Demand (kW) | 0 | 0 | 0 | 0 | 0 | 0 | 0 | 0 | 0 | 0 | 0 | 0 | 0 | 0 | 0 | 0 | 0 | 0 | 0 | 0 | 0 | 0 | 0 | 0 | 0 | 0 | 0 | 0 | 0 | 0 | 0 | 0 | 0
F1_Commercial_Miscellaneous_Existing_Space Heating_Natural Gas_Unit Heater_Baseline Forecast | F1 | Commercial | Miscellaneous | Existing | Space Heating | Natural Gas | Unit Heater | Baseline Forecast | Units | 9400.4048 | 9352.5777 | 9304.7505 | 9246.9929 | 9463.0552 | 9437.624 | 9415.1733 | 9394.9521 | 9375.4166 | 9356.0021 | 9336.4904 | 9317.0048 | 9297.6853 | 9278.5799 | 9259.5681 | 9240.6317 | 9221.6781 | 9202.9383 | 9184.6755 | 9166.9396 | 9149.4629 | 9131.9405 | 9114.2802 | 9096.4562 | 9078.4531 | 9060.3347 | 9042.123 | 9023.8583 | 9005.5265 | 8987.1409 | 8968.6596 | 8950.1236 | 9072.1619
F2_Commercial_Miscellaneous_Existing_Space Heating_Natural Gas_Unit Heater_Baseline Forecast | F2 | Commercial | Miscellaneous | Existing | Space Heating | Natural Gas | Unit Heater | Baseline Forecast | Usage (MMtherm) | 0.00031874 | 0.0003063 | 0.00033767 | 0.00032764 | 0.0003335 | 0.00032896 | 0.00032443 | 0.00031992 | 0.00031538 | 0.00031082 | 0.00030623 | 0.00030185 | 0.00029761 | 0.00029347 | 0.00028931 | 0.00028546 | 0.00028186 | 0.0002785 | 0.00027504 | 0.00027175 | 0.0002686 | 0.00026539 | 0.00026299 | 0.00026065 | 0.00025834 | 0.00025608 | 0.00025385 | 0.00025165 | 0.00024948 | 0.00024733 | 0.0002452 | 0.00024309 | 0.00024634
F3_Commercial_Miscellaneous_Existing_Space Heating_Natural Gas_Unit Heater_Baseline Forecast | F3 | Commercial | Miscellaneous | Existing | Space Heating | Natural Gas | Unit Heater | Baseline Forecast | Summer Peak Demand (MW) | 0 | 0 | 0 | 0 | 0 | 0 | 0 | 0 | 0 | 0 | 0 | 0 | 0 | 0 | 0 | 0 | 0 | 0 | 0 | 0 | 0 | 0 | 0 | 0 | 0 | 0 | 0 | 0 | 0 | 0 | 0 | 0 | 0
F4_Commercial_Miscellaneous_Existing_Space Heating_Natural Gas_Unit Heater_Baseline Forecast | F4 | Commercial | Miscellaneous | Existing | Space Heating | Natural Gas | Unit Heater | Baseline Forecast | Winter Peak Demand (MW) | 0 | 0 | 0 | 0 | 0 | 0 | 0 | 0 | 0 | 0 | 0 | 0 | 0 | 0 | 0 | 0 | 0 | 0 | 0 | 0 | 0 | 0 | 0 | 0 | 0 | 0 | 0 | 0 | 0 | 0 | 0 | 0 | 0
F5_Commercial_Miscellaneous_Existing_Space Heating_Natural Gas_Unit Heater_Baseline Forecast | F5 | Commercial | Miscellaneous | Existing | Space Heating | Natural Gas | Unit Heater | Baseline Forecast | Turnover | 0 | 334.0206 | 395.6101 | 447.0728 | 709.3508 | 531.4698 | 563.9881 | 591.6712 | 615.1559 | 635.0225 | 651.7808 | 603.9537 | 571.7846 | 551.7165 | 571.0876 | 562.8421 | 560.3605 | 562.1299 | 660.351 | 671.5607 | 680.9613 | 740.8714 | 664.3619 | 655.1186 | 648.542 | 640.5798 | 632.4104 | 624.8048 | 613.869 | 610.4478 | 612.202 | 633.1652 | 755.9536
F6_Commercial_Miscellaneous_Existing_Space Heating_Natural Gas_Unit Heater_Baseline Forecast | F6 | Commercial | Miscellaneous | Existing | Space Heating | Natural Gas | Unit Heater | Baseline Forecast | Avg. Replacement Usage (kWh) | 0.033908 | 0.03275 | 0.03629 | 0.035432 | 0.035243 | 0.031544 | 0.031373 | 0.031203 | 0.031032 | 0.030862 | 0.030691 | 0.030521 | 0.03035 | 0.03018 | 0.030009 | 0.029838 | 0.029668 | 0.029498 | 0.029327 | 0.029156 | 0.028986 | 0.028816 | 0.028645 | 0.028475 | 0.028304 | 0.028134 | 0.027963 | 0.027793 | 0.027623 | 0.027452 | 0.027282 | 0.027111 | 0.027111
F7_Commercial_Miscellaneous_Existing_Space Heating_Natural Gas_Unit Heater_Baseline Forecast | F7 | Commercial | Miscellaneous | Existing | Space Heating | Natural Gas | Unit Heater | Baseline Forecast | Avg. Replacement Summer Demand (kW) | 0 | 0 | 0 | 0 | 0 | 0 | 0 | 0 | 0 | 0 | 0 | 0 | 0 | 0 | 0 | 0 | 0 | 0 | 0 | 0 | 0 | 0 | 0 | 0 | 0 | 0 | 0 | 0 | 0 | 0 | 0 | 0 | 0
F8_Commercial_Miscellaneous_Existing_Space Heating_Natural Gas_Unit Heater_Baseline Forecast | F8 | Commercial | Miscellaneous | Existing | Space Heating | Natural Gas | Unit Heater | Baseline Forecast | Avg. Replacement Winter Demand (kW) | 0 | 0 | 0 | 0 | 0 | 0 | 0 | 0 | 0 | 0 | 0 | 0 | 0 | 0 | 0 | 0 | 0 | 0 | 0 | 0 | 0 | 0 | 0 | 0 | 0 | 0 | 0 | 0 | 0 | 0 | 0 | 0 | 0
F1_Commercial_Miscellaneous_Existing_Water Heating_Natural Gas_Water Heater_Baseline Forecast | F1 | Commercial | Miscellaneous | Existing | Water Heating | Natural Gas | Water Heater | Baseline Forecast | Units | 1163576.8558 | 1157656.8394 | 1151736.823 | 1144587.6148 | 1171331.6888 | 1168183.8277 | 1165404.8857 | 1162901.9239 | 1160483.8306 | 1158080.7099 | 1155665.5608 | 1153253.6457 | 1150862.2867 | 1148497.4392 | 1146144.1717 | 1143800.2355 | 1141454.1687 | 1139134.564 | 1136874.0031 | 1134678.6633 | 1132515.4124 | 1130346.4938 | 1128160.5132 | 1125954.2621 | 1123725.8535 | 1121483.1687 | 1119228.9332 | 1116968.1365 | 1114699.0351 | 1112423.2763 | 1110135.6752 | 1107841.2938 | 1122947.1318
F2_Commercial_Miscellaneous_Existing_Water Heating_Natural Gas_Water Heater_Baseline Forecast | F2 | Commercial | Miscellaneous | Existing | Water Heating | Natural Gas | Water Heater | Baseline Forecast | Usage (MMtherm) | 0.31945 | 0.30297 | 0.3304 | 0.31658 | 0.31715 | 0.31061 | 0.30457 | 0.29918 | 0.29452 | 0.29069 | 0.28752 | 0.28487 | 0.28264 | 0.28075 | 0.27913 | 0.27773 | 0.27649 | 0.2754 | 0.27443 | 0.27356 | 0.27277 | 0.27203 | 0.27133 | 0.27066 | 0.27001 | 0.26939 | 0.26878 | 0.26818 | 0.26759 | 0.26701 | 0.26643 | 0.26586 | 0.26946
F3_Commercial_Miscellaneous_Existing_Water Heating_Natural Gas_Water Heater_Baseline Forecast | F3 | Commercial | Miscellaneous | Existing | Water Heating | Natural Gas | Water Heater | Baseline Forecast | Summer Peak Demand (MW) | 0 | 0 | 0 | 0 | 0 | 0 | 0 | 0 | 0 | 0 | 0 | 0 | 0 | 0 | 0 | 0 | 0 | 0 | 0 | 0 | 0 | 0 | 0 | 0 | 0 | 0 | 0 | 0 | 0 | 0 | 0 | 0 | 0
F4_Commercial_Miscellaneous_Existing_Water Heating_Natural Gas_Water Heater_Baseline Forecast | F4 | Commercial | Miscellaneous | Existing | Water Heating | Natural Gas | Water Heater | Baseline Forecast | Winter Peak Demand (MW) | 0 | 0 | 0 | 0 | 0 | 0 | 0 | 0 | 0 | 0 | 0 | 0 | 0 | 0 | 0 | 0 | 0 | 0 | 0 | 0 | 0 | 0 | 0 | 0 | 0 | 0 | 0 | 0 | 0 | 0 | 0 | 0 | 0
F5_Commercial_Miscellaneous_Existing_Water Heating_Natural Gas_Water Heater_Baseline Forecast | F5 | Commercial | Miscellaneous | Existing | Water Heating | Natural Gas | Water Heater | Baseline Forecast | Turnover | 0 | 46306.2736 | 59890.3148 | 70506.5971 | 106041.104 | 86097.3729 | 91489.9703 | 95761.7869 | 99129.8796 | 101772.4655 | 90282.4106 | 83795.1827 | 80752.0359 | 85263.6643 | 84965.7691 | 97512.1612 | 100157.5673 | 102225.7382 | 110641.1923 | 101064.9918 | 98581.4369 | 95715.1642 | 94083.8992 | 92539.5766 | 90170.5933 | 90067.8417 | 91265.8044 | 95798.4819 | 96308.7718 | 99499.2552 | 98961.9093 | 98062.93 | 113967.9098
F6_Commercial_Miscellaneous_Existing_Water Heating_Natural Gas_Water Heater_Baseline Forecast | F6 | Commercial | Miscellaneous | Existing | Water Heating | Natural Gas | Water Heater | Baseline Forecast | Avg. Replacement Usage (kWh) | 0.22714 | 0.21939 | 0.24439 | 0.23989 | 0.23989 | 0.23989 | 0.23989 | 0.23989 | 0.23989 | 0.23989 | 0.23989 | 0.23989 | 0.23989 | 0.23989 | 0.23989 | 0.23989 | 0.23989 | 0.23989 | 0.23989 | 0.23989 | 0.23989 | 0.23989 | 0.23989 | 0.23989 | 0.23989 | 0.23989 | 0.23989 | 0.23989 | 0.23989 | 0.23989 | 0.23989 | 0.23989 | 0.23989
F7_Commercial_Miscellaneous_Existing_Water Heating_Natural Gas_Water Heater_Baseline Forecast | F7 | Commercial | Miscellaneous | Existing | Water Heating | Natural Gas | Water Heater | Baseline Forecast | Avg. Replacement Summer Demand (kW) | 0 | 0 | 0 | 0 | 0 | 0 | 0 | 0 | 0 | 0 | 0 | 0 | 0 | 0 | 0 | 0 | 0 | 0 | 0 | 0 | 0 | 0 | 0 | 0 | 0 | 0 | 0 | 0 | 0 | 0 | 0 | 0 | 0
F8_Commercial_Miscellaneous_Existing_Water Heating_Natural Gas_Water Heater_Baseline Forecast | F8 | Commercial | Miscellaneous | Existing | Water Heating | Natural Gas | Water Heater | Baseline Forecast | Avg. Replacement Winter Demand (kW) | 0 | 0 | 0 | 0 | 0 | 0 | 0 | 0 | 0 | 0 | 0 | 0 | 0 | 0 | 0 | 0 | 0 | 0 | 0 | 0 | 0 | 0 | 0 | 0 | 0 | 0 | 0 | 0 | 0 | 0 | 0 | 0 | 0
F1_Commercial_Miscellaneous_Existing_Food Preparation_Natural Gas_Oven_Baseline Forecast | F1 | Commercial | Miscellaneous | Existing | Food Preparation | Natural Gas | Oven | Baseline Forecast | Units | 651398.5941 | 648084.425 | 644770.256 | 640767.9556 | 655739.938 | 653977.6889 | 652421.9696 | 651020.7508 | 649667.0434 | 648321.718 | 646969.6589 | 645619.4102 | 644280.6694 | 642956.7703 | 641639.354 | 640327.1615 | 639013.7763 | 637715.2052 | 636449.6883 | 635220.6838 | 634009.6434 | 632795.43 | 631571.665 | 630336.5521 | 629089.0348 | 627833.5253 | 626571.5495 | 625305.9006 | 624035.6025 | 622761.5775 | 621480.9227 | 620196.4723 | 628653.0874
F2_Commercial_Miscellaneous_Existing_Food Preparation_Natural Gas_Oven_Baseline Forecast | F2 | Commercial | Miscellaneous | Existing | Food Preparation | Natural Gas | Oven | Baseline Forecast | Usage (MMtherm) | 0.013294 | 0.012775 | 0.014158 | 0.013811 | 0.014134 | 0.014096 | 0.014063 | 0.014032 | 0.014002 | 0.013973 | 0.013942 | 0.013912 | 0.013882 | 0.013852 | 0.013822 | 0.013792 | 0.013761 | 0.013731 | 0.013701 | 0.013671 | 0.013642 | 0.013613 | 0.013584 | 0.013555 | 0.013525 | 0.013496 | 0.013466 | 0.013436 | 0.013406 | 0.013377 | 0.013347 | 0.013317 | 0.013497
F3_Commercial_Miscellaneous_Existing_Food Preparation_Natural Gas_Oven_Baseline Forecast | F3 | Commercial | Miscellaneous | Existing | Food Preparation | Natural Gas | Oven | Baseline Forecast | Summer Peak Demand (MW) | 0 | 0 | 0 | 0 | 0 | 0 | 0 | 0 | 0 | 0 | 0 | 0 | 0 | 0 | 0 | 0 | 0 | 0 | 0 | 0 | 0 | 0 | 0 | 0 | 0 | 0 | 0 | 0 | 0 | 0 | 0 | 0 | 0
F4_Commercial_Miscellaneous_Existing_Food Preparation_Natural Gas_Oven_Baseline Forecast | F4 | Commercial | Miscellaneous | Existing | Food Preparation | Natural Gas | Oven | Baseline Forecast | Winter Peak Demand (MW) | 0 | 0 | 0 | 0 | 0 | 0 | 0 | 0 | 0 | 0 | 0 | 0 | 0 | 0 | 0 | 0 | 0 | 0 | 0 | 0 | 0 | 0 | 0 | 0 | 0 | 0 | 0 | 0 | 0 | 0 | 0 | 0 | 0
F5_Commercial_Miscellaneous_Existing_Food Preparation_Natural Gas_Oven_Baseline Forecast | F5 | Commercial | Miscellaneous | Existing | Food Preparation | Natural Gas | Oven | Baseline Forecast | Turnover | 0 | 36004.6903 | 38805.6173 | 41036.8367 | 58068.9012 | 44693.2208 | 46010.2759 | 47095.0562 | 47981.4088 | 48700.5842 | 46352.8681 | 44875.0299 | 44038.2659 | 46112.6267 | 45656.787 | 45495.7338 | 55221.1582 | 54579.0444 | 54030.031 | 57127.8607 | 51283.7609 | 50248.7789 | 49662.8028 | 49046.6756 | 48462.5423 | 48739.0343 | 49097.7065 | 49477.9995 | 51087.9529 | 50784.151 | 50439.8187 | 52733.9026 | 60300.6577
F6_Commercial_Miscellaneous_Existing_Food Preparation_Natural Gas_Oven_Baseline Forecast | F6 | Commercial | Miscellaneous | Existing | Food Preparation | Natural Gas | Oven | Baseline Forecast | Avg. Replacement Usage (kWh) | 0.020408 | 0.019712 | 0.021956 | 0.021555 | 0.021557 | 0.021556 | 0.021551 | 0.021547 | 0.021543 | 0.021538 | 0.021534 | 0.02153 | 0.021526 | 0.021522 | 0.021518 | 0.021513 | 0.021509 | 0.021505 | 0.0215 | 0.021495 | 0.02149 | 0.021485 | 0.021481 | 0.021477 | 0.021473 | 0.021469 | 0.021466 | 0.021463 | 0.021461 | 0.02146 | 0.021459 | 0.021458 | 0.021458
F7_Commercial_Miscellaneous_Existing_Food Preparation_Natural Gas_Oven_Baseline Forecast | F7 | Commercial | Miscellaneous | Existing | Food Preparation | Natural Gas | Oven | Baseline Forecast | Avg. Replacement Summer Demand (kW) | 0 | 0 | 0 | 0 | 0 | 0 | 0 | 0 | 0 | 0 | 0 | 0 | 0 | 0 | 0 | 0 | 0 | 0 | 0 | 0 | 0 | 0 | 0 | 0 | 0 | 0 | 0 | 0 | 0 | 0 | 0 | 0 | 0
F8_Commercial_Miscellaneous_Existing_Food Preparation_Natural Gas_Oven_Baseline Forecast | F8 | Commercial | Miscellaneous | Existing | Food Preparation | Natural Gas | Oven | Baseline Forecast | Avg. Replacement Winter Demand (kW) | 0 | 0 | 0 | 0 | 0 | 0 | 0 | 0 | 0 | 0 | 0 | 0 | 0 | 0 | 0 | 0 | 0 | 0 | 0 | 0 | 0 | 0 | 0 | 0 | 0 | 0 | 0 | 0 | 0 | 0 | 0 | 0 | 0
F1_Commercial_Miscellaneous_Existing_Food Preparation_Natural Gas_Conveyor Oven_Baseline Forecast | F1 | Commercial | Miscellaneous | Existing | Food Preparation | Natural Gas | Conveyor Oven | Baseline Forecast | Units | 325699.297 | 324042.2125 | 322385.128 | 320383.9778 | 327869.969 | 326988.8444 | 326210.9848 | 325510.3754 | 324833.5217 | 324160.859 | 323484.8294 | 322809.7051 | 322140.3347 | 321478.3852 | 320819.677 | 320163.5808 | 319506.8882 | 318857.6026 | 318224.8442 | 317610.3419 | 317004.8217 | 316397.715 | 315785.8325 | 315168.276 | 314544.5174 | 313916.7627 | 313285.7748 | 312652.9503 | 312017.8013 | 311380.7887 | 310740.4614 | 310098.2362 | 314326.5437
F2_Commercial_Miscellaneous_Existing_Food Preparation_Natural Gas_Conveyor Oven_Baseline Forecast | F2 | Commercial | Miscellaneous | Existing | Food Preparation | Natural Gas | Conveyor Oven | Baseline Forecast | Usage (MMtherm) | 0.011374 | 0.010929 | 0.012113 | 0.011816 | 0.012092 | 0.01206 | 0.012031 | 0.012005 | 0.01198 | 0.011955 | 0.01193 | 0.011905 | 0.01188 | 0.011855 | 0.01183 | 0.011806 | 0.011781 | 0.011757 | 0.011733 | 0.01171 | 0.011688 | 0.011665 | 0.011642 | 0.011619 | 0.011595 | 0.011572 | 0.011548 | 0.011524 | 0.0115 | 0.011476 | 0.011452 | 0.011428 | 0.011584
F3_Commercial_Miscellaneous_Existing_Food Preparation_Natural Gas_Conveyor Oven_Baseline Forecast | F3 | Commercial | Miscellaneous | Existing | Food Preparation | Natural Gas | Conveyor Oven | Baseline Forecast | Summer Peak Demand (MW) | 0 | 0 | 0 | 0 | 0 | 0 | 0 | 0 | 0 | 0 | 0 | 0 | 0 | 0 | 0 | 0 | 0 | 0 | 0 | 0 | 0 | 0 | 0 | 0 | 0 | 0 | 0 | 0 | 0 | 0 | 0 | 0 | 0
F4_Commercial_Miscellaneous_Existing_Food Preparation_Natural Gas_Conveyor Oven_Baseline Forecast | F4 | Commercial | Miscellaneous | Existing | Food Preparation | Natural Gas | Conveyor Oven | Baseline Forecast | Winter Peak Demand (MW) | 0 | 0 | 0 | 0 | 0 | 0 | 0 | 0 | 0 | 0 | 0 | 0 | 0 | 0 | 0 | 0 | 0 | 0 | 0 | 0 | 0 | 0 | 0 | 0 | 0 | 0 | 0 | 0 | 0 | 0 | 0 | 0 | 0
F5_Commercial_Miscellaneous_Existing_Food Preparation_Natural Gas_Conveyor Oven_Baseline Forecast | F5 | Commercial | Miscellaneous | Existing | Food Preparation | Natural Gas | Conveyor Oven | Baseline Forecast | Turnover | 0 | 7624.5226 | 9861.1922 | 11609.2077 | 20542.5806 | 14176.2945 | 15064.2083 | 15767.5809 | 16322.1515 | 16757.2644 | 17096.6653 | 17359.8372 | 17562.427 | 17716.8162 | 17832.584 | 17917.5222 | 17977.6975 | 15819.1778 | 14532.5662 | 13852.7897 | 15033.4693 | 14747.1678 | 16594.7991 | 16873.0803 | 17087.7817 | 19130.652 | 17000.2043 | 17166.9787 | 17292.6687 | 17385.5535 | 17452.1421 | 17497.776 | 21791.4462
F6_Commercial_Miscellaneous_Existing_Food Preparation_Natural Gas_Conveyor Oven_Baseline Forecast | F6 | Commercial | Miscellaneous | Existing | Food Preparation | Natural Gas | Conveyor Oven | Baseline Forecast | Avg. Replacement Usage (kWh) | 0.03492 | 0.033728 | 0.037571 | 0.03688 | 0.03688 | 0.036879 | 0.036877 | 0.036876 | 0.036874 | 0.036872 | 0.03687 | 0.036869 | 0.036867 | 0.036865 | 0.036864 | 0.036862 | 0.036861 | 0.036859 | 0.036858 | 0.036856 | 0.036855 | 0.036854 | 0.036853 | 0.036852 | 0.036851 | 0.03685 | 0.036849 | 0.036849 | 0.036848 | 0.036848 | 0.036847 | 0.036847 | 0.036847
F7_Commercial_Miscellaneous_Existing_Food Preparation_Natural Gas_Conveyor Oven_Baseline Forecast | F7 | Commercial | Miscellaneous | Existing | Food Preparation | Natural Gas | Conveyor Oven | Baseline Forecast | Avg. Replacement Summer Demand (kW) | 0 | 0 | 0 | 0 | 0 | 0 | 0 | 0 | 0 | 0 | 0 | 0 | 0 | 0 | 0 | 0 | 0 | 0 | 0 | 0 | 0 | 0 | 0 | 0 | 0 | 0 | 0 | 0 | 0 | 0 | 0 | 0 | 0
F8_Commercial_Miscellaneous_Existing_Food Preparation_Natural Gas_Conveyor Oven_Baseline Forecast | F8 | Commercial | Miscellaneous | Existing | Food Preparation | Natural Gas | Conveyor Oven | Baseline Forecast | Avg. Replacement Winter Demand (kW) | 0 | 0 | 0 | 0 | 0 | 0 | 0 | 0 | 0 | 0 | 0 | 0 | 0 | 0 | 0 | 0 | 0 | 0 | 0 | 0 | 0 | 0 | 0 | 0 | 0 | 0 | 0 | 0 | 0 | 0 | 0 | 0 | 0
F1_Commercial_Miscellaneous_Existing_Food Preparation_Natural Gas_Double Rack Oven_Baseline Forecast | F1 | Commercial | Miscellaneous | Existing | Food Preparation | Natural Gas | Double Rack Oven | Baseline Forecast | Units | 325699.297 | 324042.2125 | 322385.128 | 320383.9778 | 327869.969 | 326988.8444 | 326210.9848 | 325510.3754 | 324833.5217 | 324160.859 | 323484.8294 | 322809.7051 | 322140.3347 | 321478.3852 | 320819.677 | 320163.5808 | 319506.8882 | 318857.6026 | 318224.8442 | 317610.3419 | 317004.8217 | 316397.715 | 315785.8325 | 315168.276 | 314544.5174 | 313916.7627 | 313285.7748 | 312652.9503 | 312017.8013 | 311380.7887 | 310740.4614 | 310098.2362 | 314326.5437
F2_Commercial_Miscellaneous_Existing_Food Preparation_Natural Gas_Double Rack Oven_Baseline Forecast | F2 | Commercial | Miscellaneous | Existing | Food Preparation | Natural Gas | Double Rack Oven | Baseline Forecast | Usage (MMtherm) | 0.017278 | 0.016604 | 0.018401 | 0.017951 | 0.01837 | 0.018321 | 0.018277 | 0.018237 | 0.018197 | 0.018158 | 0.018118 | 0.018078 | 0.018038 | 0.017998 | 0.017958 | 0.017918 | 0.017878 | 0.017837 | 0.017797 | 0.017758 | 0.017718 | 0.017679 | 0.017639 | 0.017599 | 0.017559 | 0.017519 | 0.017479 | 0.01744 | 0.0174 | 0.017361 | 0.017322 | 0.017283 | 0.017516
F3_Commercial_Miscellaneous_Existing_Food Preparation_Natural Gas_Double Rack Oven_Baseline Forecast | F3 | Commercial | Miscellaneous | Existing | Food Preparation | Natural Gas | Double Rack Oven | Baseline Forecast | Summer Peak Demand (MW) | 0 | 0 | 0 | 0 | 0 | 0 | 0 | 0 | 0 | 0 | 0 | 0 | 0 | 0 | 0 | 0 | 0 | 0 | 0 | 0 | 0 | 0 | 0 | 0 | 0 | 0 | 0 | 0 | 0 | 0 | 0 | 0 | 0
F4_Commercial_Miscellaneous_Existing_Food Preparation_Natural Gas_Double Rack Oven_Baseline Forecast | F4 | Commercial | Miscellaneous | Existing | Food Preparation | Natural Gas | Double Rack Oven | Baseline Forecast | Winter Peak Demand (MW) | 0 | 0 | 0 | 0 | 0 | 0 | 0 | 0 | 0 | 0 | 0 | 0 | 0 | 0 | 0 | 0 | 0 | 0 | 0 | 0 | 0 | 0 | 0 | 0 | 0 | 0 | 0 | 0 | 0 | 0 | 0 | 0 | 0
F5_Commercial_Miscellaneous_Existing_Food Preparation_Natural Gas_Double Rack Oven_Baseline Forecast | F5 | Commercial | Miscellaneous | Existing | Food Preparation | Natural Gas | Double Rack Oven | Baseline Forecast | Turnover | 0 | 10801.4071 | 13970.0222 | 16446.3775 | 25982.8262 | 20083.0838 | 21340.9618 | 22337.4062 | 23123.0479 | 23739.4578 | 24220.2758 | 24593.1027 | 21732.2533 | 20072.6097 | 19243.7299 | 20437.9233 | 20241.5132 | 23054.8879 | 23589.9604 | 24008.1693 | 26230.0765 | 24203.0257 | 24467.9047 | 24052.9708 | 23343.4455 | 22572.0578 | 22155.7626 | 21757.7605 | 21169.475 | 21107.4652 | 21349.0062 | 22488.8279 | 26924.2926
F6_Commercial_Miscellaneous_Existing_Food Preparation_Natural Gas_Double Rack Oven_Baseline Forecast | F6 | Commercial | Miscellaneous | Existing | Food Preparation | Natural Gas | Double Rack Oven | Baseline Forecast | Avg. Replacement Usage (kWh) | 0.05305 | 0.051237 | 0.057067 | 0.056026 | 0.056031 | 0.056024 | 0.056006 | 0.055992 | 0.055975 | 0.055959 | 0.055943 | 0.055928 | 0.055912 | 0.055896 | 0.05588 | 0.055865 | 0.055849 | 0.055833 | 0.055816 | 0.055799 | 0.055782 | 0.055766 | 0.055752 | 0.055738 | 0.055726 | 0.055716 | 0.055706 | 0.055699 | 0.055692 | 0.055687 | 0.055685 | 0.055683 | 0.055683
F7_Commercial_Miscellaneous_Existing_Food Preparation_Natural Gas_Double Rack Oven_Baseline Forecast | F7 | Commercial | Miscellaneous | Existing | Food Preparation | Natural Gas | Double Rack Oven | Baseline Forecast | Avg. Replacement Summer Demand (kW) | 0 | 0 | 0 | 0 | 0 | 0 | 0 | 0 | 0 | 0 | 0 | 0 | 0 | 0 | 0 | 0 | 0 | 0 | 0 | 0 | 0 | 0 | 0 | 0 | 0 | 0 | 0 | 0 | 0 | 0 | 0 | 0 | 0
F8_Commercial_Miscellaneous_Existing_Food Preparation_Natural Gas_Double Rack Oven_Baseline Forecast | F8 | Commercial | Miscellaneous | Existing | Food Preparation | Natural Gas | Double Rack Oven | Baseline Forecast | Avg. Replacement Winter Demand (kW) | 0 | 0 | 0 | 0 | 0 | 0 | 0 | 0 | 0 | 0 | 0 | 0 | 0 | 0 | 0 | 0 | 0 | 0 | 0 | 0 | 0 | 0 | 0 | 0 | 0 | 0 | 0 | 0 | 0 | 0 | 0 | 0 | 0
F1_Commercial_Miscellaneous_Existing_Food Preparation_Natural Gas_Fryer_Baseline Forecast | F1 | Commercial | Miscellaneous | Existing | Food Preparation | Natural Gas | Fryer | Baseline Forecast | Units | 55935.3816 | 55650.795 | 55366.2084 | 55022.5322 | 56308.1714 | 56156.8476 | 56023.2585 | 55902.9363 | 55786.6939 | 55671.1713 | 55555.0704 | 55439.125 | 55324.1678 | 55210.485 | 55097.3589 | 54984.6814 | 54871.9014 | 54760.3935 | 54651.724 | 54546.1898 | 54442.1982 | 54337.9341 | 54232.8498 | 54126.791 | 54019.6671 | 53911.857 | 53803.4915 | 53694.8107 | 53585.7306 | 53476.3305 | 53366.3611 | 53256.0657 | 53982.2325
F2_Commercial_Miscellaneous_Existing_Food Preparation_Natural Gas_Fryer_Baseline Forecast | F2 | Commercial | Miscellaneous | Existing | Food Preparation | Natural Gas | Fryer | Baseline Forecast | Usage (MMtherm) | 0.0018466 | 0.0017745 | 0.0019666 | 0.0019092 | 0.0019162 | 0.0018719 | 0.0018178 | 0.0017559 | 0.0016876 | 0.0016325 | 0.0015878 | 0.0015516 | 0.0015221 | 0.0014981 | 0.0014782 | 0.0014619 | 0.0014482 | 0.0014367 | 0.0014271 | 0.0014189 | 0.0014118 | 0.0014057 | 0.0014002 | 0.0013952 | 0.0013907 | 0.0013865 | 0.0013826 | 0.0013789 | 0.0013754 | 0.001372 | 0.0013688 | 0.0013656 | 0.0013839
F3_Commercial_Miscellaneous_Existing_Food Preparation_Natural Gas_Fryer_Baseline Forecast | F3 | Commercial | Miscellaneous | Existing | Food Preparation | Natural Gas | Fryer | Baseline Forecast | Summer Peak Demand (MW) | 0 | 0 | 0 | 0 | 0 | 0 | 0 | 0 | 0 | 0 | 0 | 0 | 0 | 0 | 0 | 0 | 0 | 0 | 0 | 0 | 0 | 0 | 0 | 0 | 0 | 0 | 0 | 0 | 0 | 0 | 0 | 0 | 0
F4_Commercial_Miscellaneous_Existing_Food Preparation_Natural Gas_Fryer_Baseline Forecast | F4 | Commercial | Miscellaneous | Existing | Food Preparation | Natural Gas | Fryer | Baseline Forecast | Winter Peak Demand (MW) | 0 | 0 | 0 | 0 | 0 | 0 | 0 | 0 | 0 | 0 | 0 | 0 | 0 | 0 | 0 | 0 | 0 | 0 | 0 | 0 | 0 | 0 | 0 | 0 | 0 | 0 | 0 | 0 | 0 | 0 | 0 | 0 | 0
F5_Commercial_Miscellaneous_Existing_Food Preparation_Natural Gas_Fryer_Baseline Forecast | F5 | Commercial | Miscellaneous | Existing | Food Preparation | Natural Gas | Fryer | Baseline Forecast | Turnover | 0 | 0 | 0 | 1000.4097 | 4086.7863 | 4230.3377 | 5366.9149 | 6270.7306 | 6988.4427 | 5579.1769 | 4454.0333 | 3752.784 | 3799.0755 | 3864.8247 | 4141.1677 | 4539.7046 | 5254.6458 | 6079.59 | 5769.7665 | 5638.0278 | 5483.207 | 5325.5009 | 4711.2093 | 4370.9767 | 4347.7204 | 4682.1246 | 4893.0046 | 5089.1229 | 5246.3965 | 5421.7897 | 5469.1766 | 5150.3686 | 5672.848
F6_Commercial_Miscellaneous_Existing_Food Preparation_Natural Gas_Fryer_Baseline Forecast | F6 | Commercial | Miscellaneous | Existing | Food Preparation | Natural Gas | Fryer | Baseline Forecast | Avg. Replacement Usage (kWh) | 0.033012 | 0.031886 | 0.035519 | 0.025614 | 0.025614 | 0.025614 | 0.025614 | 0.025614 | 0.025614 | 0.025614 | 0.025614 | 0.025614 | 0.025614 | 0.025614 | 0.025614 | 0.025614 | 0.025614 | 0.025614 | 0.025614 | 0.025614 | 0.025614 | 0.025614 | 0.025614 | 0.025614 | 0.025614 | 0.025614 | 0.025614 | 0.025614 | 0.025614 | 0.025614 | 0.025614 | 0.025614 | 0.025614
F7_Commercial_Miscellaneous_Existing_Food Preparation_Natural Gas_Fryer_Baseline Forecast | F7 | Commercial | Miscellaneous | Existing | Food Preparation | Natural Gas | Fryer | Baseline Forecast | Avg. Replacement Summer Demand (kW) | 0 | 0 | 0 | 0 | 0 | 0 | 0 | 0 | 0 | 0 | 0 | 0 | 0 | 0 | 0 | 0 | 0 | 0 | 0 | 0 | 0 | 0 | 0 | 0 | 0 | 0 | 0 | 0 | 0 | 0 | 0 | 0 | 0
F8_Commercial_Miscellaneous_Existing_Food Preparation_Natural Gas_Fryer_Baseline Forecast | F8 | Commercial | Miscellaneous | Existing | Food Preparation | Natural Gas | Fryer | Baseline Forecast | Avg. Replacement Winter Demand (kW) | 0 | 0 | 0 | 0 | 0 | 0 | 0 | 0 | 0 | 0 | 0 | 0 | 0 | 0 | 0 | 0 | 0 | 0 | 0 | 0 | 0 | 0 | 0 | 0 | 0 | 0 | 0 | 0 | 0 | 0 | 0 | 0 | 0
F1_Commercial_Miscellaneous_Existing_Food Preparation_Natural Gas_Broiler_Baseline Forecast | F1 | Commercial | Miscellaneous | Existing | Food Preparation | Natural Gas | Broiler | Baseline Forecast | Units | 637539.0495 | 634295.3947 | 631051.74 | 627134.5949 | 641788.0244 | 640063.27 | 638540.6511 | 637169.2455 | 635844.3404 | 634527.6389 | 633204.347 | 631882.827 | 630572.57 | 629276.839 | 627987.4528 | 626703.1794 | 625417.7385 | 624146.7966 | 622908.2056 | 621705.3501 | 620520.0765 | 619331.6975 | 618133.97 | 616925.1361 | 615704.1617 | 614475.3652 | 613240.24 | 612001.5197 | 610758.2493 | 609511.3311 | 608257.9244 | 607000.8027 | 615277.4898
F2_Commercial_Miscellaneous_Existing_Food Preparation_Natural Gas_Broiler_Baseline Forecast | F2 | Commercial | Miscellaneous | Existing | Food Preparation | Natural Gas | Broiler | Baseline Forecast | Usage (MMtherm) | 0.023149 | 0.022245 | 0.024653 | 0.02405 | 0.024612 | 0.024545 | 0.024487 | 0.024434 | 0.024382 | 0.024331 | 0.024279 | 0.024227 | 0.024175 | 0.024124 | 0.024073 | 0.024022 | 0.02397 | 0.023919 | 0.023869 | 0.02382 | 0.023771 | 0.023722 | 0.023673 | 0.023624 | 0.023574 | 0.023524 | 0.023474 | 0.023424 | 0.023375 | 0.023325 | 0.023275 | 0.023225 | 0.02354
F3_Commercial_Miscellaneous_Existing_Food Preparation_Natural Gas_Broiler_Baseline Forecast | F3 | Commercial | Miscellaneous | Existing | Food Preparation | Natural Gas | Broiler | Baseline Forecast | Summer Peak Demand (MW) | 0 | 0 | 0 | 0 | 0 | 0 | 0 | 0 | 0 | 0 | 0 | 0 | 0 | 0 | 0 | 0 | 0 | 0 | 0 | 0 | 0 | 0 | 0 | 0 | 0 | 0 | 0 | 0 | 0 | 0 | 0 | 0 | 0
F4_Commercial_Miscellaneous_Existing_Food Preparation_Natural Gas_Broiler_Baseline Forecast | F4 | Commercial | Miscellaneous | Existing | Food Preparation | Natural Gas | Broiler | Baseline Forecast | Winter Peak Demand (MW) | 0 | 0 | 0 | 0 | 0 | 0 | 0 | 0 | 0 | 0 | 0 | 0 | 0 | 0 | 0 | 0 | 0 | 0 | 0 | 0 | 0 | 0 | 0 | 0 | 0 | 0 | 0 | 0 | 0 | 0 | 0 | 0 | 0
F5_Commercial_Miscellaneous_Existing_Food Preparation_Natural Gas_Broiler_Baseline Forecast | F5 | Commercial | Miscellaneous | Existing | Food Preparation | Natural Gas | Broiler | Baseline Forecast | Turnover | 0 | 21143.1798 | 27345.5754 | 32192.9092 | 50860.0002 | 39311.5683 | 41773.7975 | 43724.2845 | 45262.1364 | 46468.726 | 47409.9016 | 48139.6903 | 42539.73 | 39291.0657 | 37668.5777 | 40006.1478 | 39621.6855 | 45128.7168 | 46176.0928 | 46994.7144 | 51343.9794 | 47376.1354 | 47894.6219 | 47082.4109 | 45693.5529 | 44183.6026 | 43368.7269 | 42589.6588 | 41438.1212 | 41316.7404 | 41789.5441 | 44020.6843 | 52702.8706
F6_Commercial_Miscellaneous_Existing_Food Preparation_Natural Gas_Broiler_Baseline Forecast | F6 | Commercial | Miscellaneous | Existing | Food Preparation | Natural Gas | Broiler | Baseline Forecast | Avg. Replacement Usage (kWh) | 0.03631 | 0.035069 | 0.039064 | 0.038348 | 0.038349 | 0.038347 | 0.038342 | 0.038338 | 0.038333 | 0.038328 | 0.038323 | 0.038319 | 0.038314 | 0.038309 | 0.038305 | 0.0383 | 0.038296 | 0.038291 | 0.038286 | 0.038281 | 0.038276 | 0.038271 | 0.038267 | 0.038263 | 0.038259 | 0.038256 | 0.038253 | 0.038251 | 0.038249 | 0.038247 | 0.038246 | 0.038246 | 0.038246
F7_Commercial_Miscellaneous_Existing_Food Preparation_Natural Gas_Broiler_Baseline Forecast | F7 | Commercial | Miscellaneous | Existing | Food Preparation | Natural Gas | Broiler | Baseline Forecast | Avg. Replacement Summer Demand (kW) | 0 | 0 | 0 | 0 | 0 | 0 | 0 | 0 | 0 | 0 | 0 | 0 | 0 | 0 | 0 | 0 | 0 | 0 | 0 | 0 | 0 | 0 | 0 | 0 | 0 | 0 | 0 | 0 | 0 | 0 | 0 | 0 | 0
F8_Commercial_Miscellaneous_Existing_Food Preparation_Natural Gas_Broiler_Baseline Forecast | F8 | Commercial | Miscellaneous | Existing | Food Preparation | Natural Gas | Broiler | Baseline Forecast | Avg. Replacement Winter Demand (kW) | 0 | 0 | 0 | 0 | 0 | 0 | 0 | 0 | 0 | 0 | 0 | 0 | 0 | 0 | 0 | 0 | 0 | 0 | 0 | 0 | 0 | 0 | 0 | 0 | 0 | 0 | 0 | 0 | 0 | 0 | 0 | 0 | 0
F1_Commercial_Miscellaneous_Existing_Food Preparation_Natural Gas_Griddle_Baseline Forecast | F1 | Commercial | Miscellaneous | Existing | Food Preparation | Natural Gas | Griddle | Baseline Forecast | Units | 707147.5244 | 703549.7174 | 699951.9104 | 695607.0794 | 711860.4155 | 709947.347 | 708258.4839 | 706737.344 | 705267.7817 | 703807.3188 | 702339.5457 | 700873.7381 | 699420.4233 | 697983.2204 | 696553.055 | 695128.5606 | 693702.7714 | 692293.0641 | 690919.24 | 689585.053 | 688270.3676 | 686952.2377 | 685623.7386 | 684282.9205 | 682928.6363 | 681565.6761 | 680195.6961 | 678821.7285 | 677442.714 | 676059.6535 | 674669.396 | 673275.0179 | 682455.3792
F2_Commercial_Miscellaneous_Existing_Food Preparation_Natural Gas_Griddle_Baseline Forecast | F2 | Commercial | Miscellaneous | Existing | Food Preparation | Natural Gas | Griddle | Baseline Forecast | Usage (MMtherm) | 0.017044 | 0.016378 | 0.018152 | 0.017615 | 0.017884 | 0.017725 | 0.017563 | 0.017401 | 0.017236 | 0.017068 | 0.016898 | 0.016726 | 0.01657 | 0.016424 | 0.016301 | 0.016197 | 0.016106 | 0.016013 | 0.015928 | 0.015875 | 0.015827 | 0.015782 | 0.01574 | 0.0157 | 0.015662 | 0.015625 | 0.015588 | 0.015553 | 0.015519 | 0.015485 | 0.015451 | 0.015417 | 0.015626
F3_Commercial_Miscellaneous_Existing_Food Preparation_Natural Gas_Griddle_Baseline Forecast | F3 | Commercial | Miscellaneous | Existing | Food Preparation | Natural Gas | Griddle | Baseline Forecast | Summer Peak Demand (MW) | 0 | 0 | 0 | 0 | 0 | 0 | 0 | 0 | 0 | 0 | 0 | 0 | 0 | 0 | 0 | 0 | 0 | 0 | 0 | 0 | 0 | 0 | 0 | 0 | 0 | 0 | 0 | 0 | 0 | 0 | 0 | 0 | 0
F4_Commercial_Miscellaneous_Existing_Food Preparation_Natural Gas_Griddle_Baseline Forecast | F4 | Commercial | Miscellaneous | Existing | Food Preparation | Natural Gas | Griddle | Baseline Forecast | Winter Peak Demand (MW) | 0 | 0 | 0 | 0 | 0 | 0 | 0 | 0 | 0 | 0 | 0 | 0 | 0 | 0 | 0 | 0 | 0 | 0 | 0 | 0 | 0 | 0 | 0 | 0 | 0 | 0 | 0 | 0 | 0 | 0 | 0 | 0 | 0
F5_Commercial_Miscellaneous_Existing_Food Preparation_Natural Gas_Griddle_Baseline Forecast | F5 | Commercial | Miscellaneous | Existing | Food Preparation | Natural Gas | Griddle | Baseline Forecast | Turnover | 0 | 23451.6572 | 30331.2495 | 35707.8301 | 56413.0515 | 43603.7263 | 46334.7892 | 48498.2364 | 50203.9957 | 51542.3245 | 52586.2606 | 53395.7298 | 47184.3486 | 43580.9852 | 41781.349 | 44374.1421 | 43947.703 | 50056.0089 | 51217.7406 | 52125.7419 | 56949.8731 | 52548.8076 | 53123.904 | 52223.0134 | 50682.5156 | 49007.7042 | 48103.8579 | 47239.7288 | 45962.4628 | 45827.8293 | 46352.2551 | 48826.9981 | 58457.1322
F6_Commercial_Miscellaneous_Existing_Food Preparation_Natural Gas_Griddle_Baseline Forecast | F6 | Commercial | Miscellaneous | Existing | Food Preparation | Natural Gas | Griddle | Baseline Forecast | Avg. Replacement Usage (kWh) | 0.024102 | 0.023279 | 0.025933 | 0.02289 | 0.02289 | 0.02289 | 0.02289 | 0.02289 | 0.02289 | 0.02289 | 0.02289 | 0.02289 | 0.02289 | 0.02289 | 0.02289 | 0.02289 | 0.02289 | 0.02289 | 0.02289 | 0.02289 | 0.02289 | 0.02289 | 0.02289 | 0.02289 | 0.02289 | 0.02289 | 0.02289 | 0.02289 | 0.02289 | 0.02289 | 0.02289 | 0.02289 | 0.02289
F7_Commercial_Miscellaneous_Existing_Food Preparation_Natural Gas_Griddle_Baseline Forecast | F7 | Commercial | Miscellaneous | Existing | Food Preparation | Natural Gas | Griddle | Baseline Forecast | Avg. Replacement Summer Demand (kW) | 0 | 0 | 0 | 0 | 0 | 0 | 0 | 0 | 0 | 0 | 0 | 0 | 0 | 0 | 0 | 0 | 0 | 0 | 0 | 0 | 0 | 0 | 0 | 0 | 0 | 0 | 0 | 0 | 0 | 0 | 0 | 0 | 0
F8_Commercial_Miscellaneous_Existing_Food Preparation_Natural Gas_Griddle_Baseline Forecast | F8 | Commercial | Miscellaneous | Existing | Food Preparation | Natural Gas | Griddle | Baseline Forecast | Avg. Replacement Winter Demand (kW) | 0 | 0 | 0 | 0 | 0 | 0 | 0 | 0 | 0 | 0 | 0 | 0 | 0 | 0 | 0 | 0 | 0 | 0 | 0 | 0 | 0 | 0 | 0 | 0 | 0 | 0 | 0 | 0 | 0 | 0 | 0 | 0 | 0
F1_Commercial_Miscellaneous_Existing_Food Preparation_Natural Gas_Range_Baseline Forecast | F1 | Commercial | Miscellaneous | Existing | Food Preparation | Natural Gas | Range | Baseline Forecast | Units | 786128.211 | 782128.5681 | 778128.9252 | 773298.8238 | 791367.4808 | 789240.7433 | 787363.2526 | 785672.218 | 784038.5215 | 782414.9407 | 780783.2334 | 779153.7111 | 777538.0767 | 775940.3539 | 774350.4546 | 772766.8597 | 771181.8253 | 769614.6691 | 768087.4037 | 766604.2026 | 765142.6811 | 763677.3304 | 762200.4525 | 760709.8795 | 759204.3366 | 757689.1485 | 756166.1566 | 754638.7319 | 753105.6964 | 751568.1631 | 750022.6289 | 748472.5139 | 758678.2217
F2_Commercial_Miscellaneous_Existing_Food Preparation_Natural Gas_Range_Baseline Forecast | F2 | Commercial | Miscellaneous | Existing | Food Preparation | Natural Gas | Range | Baseline Forecast | Usage (MMtherm) | 0.019654 | 0.018887 | 0.020932 | 0.020419 | 0.020896 | 0.02084 | 0.02079 | 0.020746 | 0.020702 | 0.020659 | 0.020616 | 0.020572 | 0.020529 | 0.020486 | 0.020444 | 0.020401 | 0.020359 | 0.020316 | 0.020275 | 0.020235 | 0.020195 | 0.020156 | 0.020116 | 0.020075 | 0.020035 | 0.019994 | 0.019953 | 0.019912 | 0.01987 | 0.019829 | 0.019787 | 0.019746 | 0.020014
F3_Commercial_Miscellaneous_Existing_Food Preparation_Natural Gas_Range_Baseline Forecast | F3 | Commercial | Miscellaneous | Existing | Food Preparation | Natural Gas | Range | Baseline Forecast | Summer Peak Demand (MW) | 0 | 0 | 0 | 0 | 0 | 0 | 0 | 0 | 0 | 0 | 0 | 0 | 0 | 0 | 0 | 0 | 0 | 0 | 0 | 0 | 0 | 0 | 0 | 0 | 0 | 0 | 0 | 0 | 0 | 0 | 0 | 0 | 0
F4_Commercial_Miscellaneous_Existing_Food Preparation_Natural Gas_Range_Baseline Forecast | F4 | Commercial | Miscellaneous | Existing | Food Preparation | Natural Gas | Range | Baseline Forecast | Winter Peak Demand (MW) | 0 | 0 | 0 | 0 | 0 | 0 | 0 | 0 | 0 | 0 | 0 | 0 | 0 | 0 | 0 | 0 | 0 | 0 | 0 | 0 | 0 | 0 | 0 | 0 | 0 | 0 | 0 | 0 | 0 | 0 | 0 | 0 | 0
F5_Commercial_Miscellaneous_Existing_Food Preparation_Natural Gas_Range_Baseline Forecast | F5 | Commercial | Miscellaneous | Existing | Food Preparation | Natural Gas | Range | Baseline Forecast | Turnover | 0 | 31285.1427 | 40462.7041 | 47635.2075 | 71642.7995 | 58168.5459 | 61811.8574 | 64697.9543 | 66973.4831 | 68758.8498 | 60996.0138 | 56613.1551 | 54557.1641 | 57605.2811 | 57404.0191 | 65880.5308 | 67667.8028 | 69065.0869 | 74750.6812 | 68280.871 | 66602.9479 | 64666.4554 | 63564.3508 | 62520.9856 | 60920.4685 | 60851.0481 | 61660.4079 | 64722.7459 | 65067.5047 | 67223.0383 | 66860.0001 | 66252.6376 | 76998.2563
F6_Commercial_Miscellaneous_Existing_Food Preparation_Natural Gas_Range_Baseline Forecast | F6 | Commercial | Miscellaneous | Existing | Food Preparation | Natural Gas | Range | Baseline Forecast | Avg. Replacement Usage (kWh) | 0.025001 | 0.024148 | 0.026899 | 0.026405 | 0.026406 | 0.026406 | 0.026404 | 0.026403 | 0.026402 | 0.0264 | 0.026399 | 0.026398 | 0.026397 | 0.026396 | 0.026395 | 0.026393 | 0.026392 | 0.026391 | 0.02639 | 0.026388 | 0.026387 | 0.026386 | 0.026384 | 0.026383 | 0.026382 | 0.026381 | 0.02638 | 0.02638 | 0.026379 | 0.026379 | 0.026378 | 0.026378 | 0.026378
F7_Commercial_Miscellaneous_Existing_Food Preparation_Natural Gas_Range_Baseline Forecast | F7 | Commercial | Miscellaneous | Existing | Food Preparation | Natural Gas | Range | Baseline Forecast | Avg. Replacement Summer Demand (kW) | 0 | 0 | 0 | 0 | 0 | 0 | 0 | 0 | 0 | 0 | 0 | 0 | 0 | 0 | 0 | 0 | 0 | 0 | 0 | 0 | 0 | 0 | 0 | 0 | 0 | 0 | 0 | 0 | 0 | 0 | 0 | 0 | 0
F8_Commercial_Miscellaneous_Existing_Food Preparation_Natural Gas_Range_Baseline Forecast | F8 | Commercial | Miscellaneous | Existing | Food Preparation | Natural Gas | Range | Baseline Forecast | Avg. Replacement Winter Demand (kW) | 0 | 0 | 0 | 0 | 0 | 0 | 0 | 0 | 0 | 0 | 0 | 0 | 0 | 0 | 0 | 0 | 0 | 0 | 0 | 0 | 0 | 0 | 0 | 0 | 0 | 0 | 0 | 0 | 0 | 0 | 0 | 0 | 0
F1_Commercial_Miscellaneous_Existing_Food Preparation_Natural Gas_Steamer_Baseline Forecast | F1 | Commercial | Miscellaneous | Existing | Food Preparation | Natural Gas | Steamer | Baseline Forecast | Units | 27702.2602 | 27561.3173 | 27420.3745 | 27250.1672 | 27886.8861 | 27811.9423 | 27745.7816 | 27686.1915 | 27628.6219 | 27571.4088 | 27513.9093 | 27456.4868 | 27399.5537 | 27343.2517 | 27287.2255 | 27231.4214 | 27175.5666 | 27120.3418 | 27066.5227 | 27014.2564 | 26962.7541 | 26911.1168 | 26859.0733 | 26806.5472 | 26753.4936 | 26700.1001 | 26646.4316 | 26592.6069 | 26538.5845 | 26484.4036 | 26429.9407 | 26375.3164 | 26734.9539
F2_Commercial_Miscellaneous_Existing_Food Preparation_Natural Gas_Steamer_Baseline Forecast | F2 | Commercial | Miscellaneous | Existing | Food Preparation | Natural Gas | Steamer | Baseline Forecast | Usage (MMtherm) | 0.0011567 | 0.0011116 | 0.0012318 | 0.0011649 | 0.0011346 | 0.0010888 | 0.0010411 | 0.00099158 | 0.00094037 | 0.00088763 | 0.00083753 | 0.00078935 | 0.00074654 | 0.00070847 | 0.00067462 | 0.00064449 | 0.00061767 | 0.0005938 | 0.00057256 | 0.00054496 | 0.00051923 | 0.00050617 | 0.00049449 | 0.00048403 | 0.00047465 | 0.00046623 | 0.00045866 | 0.00045186 | 0.00044572 | 0.00044018 | 0.00043517 | 0.00043063 | 0.00043287
F3_Commercial_Miscellaneous_Existing_Food Preparation_Natural Gas_Steamer_Baseline Forecast | F3 | Commercial | Miscellaneous | Existing | Food Preparation | Natural Gas | Steamer | Baseline Forecast | Summer Peak Demand (MW) | 0 | 0 | 0 | 0 | 0 | 0 | 0 | 0 | 0 | 0 | 0 | 0 | 0 | 0 | 0 | 0 | 0 | 0 | 0 | 0 | 0 | 0 | 0 | 0 | 0 | 0 | 0 | 0 | 0 | 0 | 0 | 0 | 0
F4_Commercial_Miscellaneous_Existing_Food Preparation_Natural Gas_Steamer_Baseline Forecast | F4 | Commercial | Miscellaneous | Existing | Food Preparation | Natural Gas | Steamer | Baseline Forecast | Winter Peak Demand (MW) | 0 | 0 | 0 | 0 | 0 | 0 | 0 | 0 | 0 | 0 | 0 | 0 | 0 | 0 | 0 | 0 | 0 | 0 | 0 | 0 | 0 | 0 | 0 | 0 | 0 | 0 | 0 | 0 | 0 | 0 | 0 | 0 | 0
F5_Commercial_Miscellaneous_Existing_Food Preparation_Natural Gas_Steamer_Baseline Forecast | F5 | Commercial | Miscellaneous | Existing | Food Preparation | Natural Gas | Steamer | Baseline Forecast | Turnover | 0 | 1020.7895 | 1156.6207 | 1274.0419 | 2021.5169 | 1479.2618 | 1562.8111 | 1636.6824 | 1701.7833 | 1759.0258 | 1670.9584 | 1607.9411 | 1565.4036 | 1608.845 | 1588.4156 | 1579.4641 | 1579.588 | 1586.8334 | 1599.5877 | 1902.4745 | 1905.0479 | 1897.9937 | 2081.1363 | 1860.3265 | 1848.6202 | 1835.3125 | 1821.6892 | 1808.6769 | 1787.0417 | 1775.4722 | 1770.4242 | 1811.3901 | 2168.0401
F6_Commercial_Miscellaneous_Existing_Food Preparation_Natural Gas_Steamer_Baseline Forecast | F6 | Commercial | Miscellaneous | Existing | Food Preparation | Natural Gas | Steamer | Baseline Forecast | Avg. Replacement Usage (kWh) | 0.041756 | 0.040319 | 0.044854 | 0.015223 | 0.015223 | 0.015223 | 0.015223 | 0.015223 | 0.015223 | 0.015223 | 0.015223 | 0.015223 | 0.015223 | 0.015223 | 0.015223 | 0.015223 | 0.015223 | 0.015223 | 0.015223 | 0.015223 | 0.015223 | 0.015223 | 0.015223 | 0.015223 | 0.015223 | 0.015223 | 0.015223 | 0.015223 | 0.015223 | 0.015223 | 0.015223 | 0.015223 | 0.015223
F7_Commercial_Miscellaneous_Existing_Food Preparation_Natural Gas_Steamer_Baseline Forecast | F7 | Commercial | Miscellaneous | Existing | Food Preparation | Natural Gas | Steamer | Baseline Forecast | Avg. Replacement Summer Demand (kW) | 0 | 0 | 0 | 0 | 0 | 0 | 0 | 0 | 0 | 0 | 0 | 0 | 0 | 0 | 0 | 0 | 0 | 0 | 0 | 0 | 0 | 0 | 0 | 0 | 0 | 0 | 0 | 0 | 0 | 0 | 0 | 0 | 0
F8_Commercial_Miscellaneous_Existing_Food Preparation_Natural Gas_Steamer_Baseline Forecast | F8 | Commercial | Miscellaneous | Existing | Food Preparation | Natural Gas | Steamer | Baseline Forecast | Avg. Replacement Winter Demand (kW) | 0 | 0 | 0 | 0 | 0 | 0 | 0 | 0 | 0 | 0 | 0 | 0 | 0 | 0 | 0 | 0 | 0 | 0 | 0 | 0 | 0 | 0 | 0 | 0 | 0 | 0 | 0 | 0 | 0 | 0 | 0 | 0 | 0
F1_Commercial_Miscellaneous_Existing_Food Preparation_Natural Gas_Food Prep Other_Baseline Forecast | F1 | Commercial | Miscellaneous | Existing | Food Preparation | Natural Gas | Food Prep Other | Baseline Forecast | Units | 0 | 0 | 0 | 0 | 0 | 0 | 0 | 0 | 0 | 0 | 0 | 0 | 0 | 0 | 0 | 0 | 0 | 0 | 0 | 0 | 0 | 0 | 0 | 0 | 0 | 0 | 0 | 0 | 0 | 0 | 0 | 0 | 0
F2_Commercial_Miscellaneous_Existing_Food Preparation_Natural Gas_Food Prep Other_Baseline Forecast | F2 | Commercial | Miscellaneous | Existing | Food Preparation | Natural Gas | Food Prep Other | Baseline Forecast | Usage (MMtherm) | 0 | 0 | 0 | 0 | 0 | 0 | 0 | 0 | 0 | 0 | 0 | 0 | 0 | 0 | 0 | 0 | 0 | 0 | 0 | 0 | 0 | 0 | 0 | 0 | 0 | 0 | 0 | 0 | 0 | 0 | 0 | 0 | 0
F3_Commercial_Miscellaneous_Existing_Food Preparation_Natural Gas_Food Prep Other_Baseline Forecast | F3 | Commercial | Miscellaneous | Existing | Food Preparation | Natural Gas | Food Prep Other | Baseline Forecast | Summer Peak Demand (MW) | 0 | 0 | 0 | 0 | 0 | 0 | 0 | 0 | 0 | 0 | 0 | 0 | 0 | 0 | 0 | 0 | 0 | 0 | 0 | 0 | 0 | 0 | 0 | 0 | 0 | 0 | 0 | 0 | 0 | 0 | 0 | 0 | 0
F4_Commercial_Miscellaneous_Existing_Food Preparation_Natural Gas_Food Prep Other_Baseline Forecast | F4 | Commercial | Miscellaneous | Existing | Food Preparation | Natural Gas | Food Prep Other | Baseline Forecast | Winter Peak Demand (MW) | 0 | 0 | 0 | 0 | 0 | 0 | 0 | 0 | 0 | 0 | 0 | 0 | 0 | 0 | 0 | 0 | 0 | 0 | 0 | 0 | 0 | 0 | 0 | 0 | 0 | 0 | 0 | 0 | 0 | 0 | 0 | 0 | 0
F5_Commercial_Miscellaneous_Existing_Food Preparation_Natural Gas_Food Prep Other_Baseline Forecast | F5 | Commercial | Miscellaneous | Existing | Food Preparation | Natural Gas | Food Prep Other | Baseline Forecast | Turnover | 0 | 0 | 0 | 0 | 0 | 0 | 0 | 0 | 0 | 0 | 0 | 0 | 0 | 0 | 0 | 0 | 0 | 0 | 0 | 0 | 0 | 0 | 0 | 0 | 0 | 0 | 0 | 0 | 0 | 0 | 0 | 0 | 0
F6_Commercial_Miscellaneous_Existing_Food Preparation_Natural Gas_Food Prep Other_Baseline Forecast | F6 | Commercial | Miscellaneous | Existing | Food Preparation | Natural Gas | Food Prep Other | Baseline Forecast | Avg. Replacement Usage (kWh) | 0.010434 | 0.010078 | 0.011226 | 0.01102 | 0.01102 | 0.01102 | 0.01102 | 0.01102 | 0.01102 | 0.01102 | 0.01102 | 0.01102 | 0.01102 | 0.01102 | 0.01102 | 0.01102 | 0.01102 | 0.01102 | 0.01102 | 0.01102 | 0.01102 | 0.01102 | 0.01102 | 0.01102 | 0.01102 | 0.01102 | 0.01102 | 0.01102 | 0.01102 | 0.01102 | 0.01102 | 0.01102 | 0.01102
F7_Commercial_Miscellaneous_Existing_Food Preparation_Natural Gas_Food Prep Other_Baseline Forecast | F7 | Commercial | Miscellaneous | Existing | Food Preparation | Natural Gas | Food Prep Other | Baseline Forecast | Avg. Replacement Summer Demand (kW) | 0 | 0 | 0 | 0 | 0 | 0 | 0 | 0 | 0 | 0 | 0 | 0 | 0 | 0 | 0 | 0 | 0 | 0 | 0 | 0 | 0 | 0 | 0 | 0 | 0 | 0 | 0 | 0 | 0 | 0 | 0 | 0 | 0
F8_Commercial_Miscellaneous_Existing_Food Preparation_Natural Gas_Food Prep Other_Baseline Forecast | F8 | Commercial | Miscellaneous | Existing | Food Preparation | Natural Gas | Food Prep Other | Baseline Forecast | Avg. Replacement Winter Demand (kW) | 0 | 0 | 0 | 0 | 0 | 0 | 0 | 0 | 0 | 0 | 0 | 0 | 0 | 0 | 0 | 0 | 0 | 0 | 0 | 0 | 0 | 0 | 0 | 0 | 0 | 0 | 0 | 0 | 0 | 0 | 0 | 0 | 0
F1_Commercial_Miscellaneous_Existing_Miscellaneous_Natural Gas_Pool Heater_Baseline Forecast | F1 | Commercial | Miscellaneous | Existing | Miscellaneous | Natural Gas | Pool Heater | Baseline Forecast | Units | 23911.1349 | 23789.4804 | 23667.826 | 23520.912 | 24070.4943 | 24005.8067 | 23948.7003 | 23897.2653 | 23847.5742 | 23798.1909 | 23748.5603 | 23698.9962 | 23649.8545 | 23601.2577 | 23552.8988 | 23504.7316 | 23456.5207 | 23408.8536 | 23362.3998 | 23317.2862 | 23272.8321 | 23228.2615 | 23183.3403 | 23138.0026 | 23092.2095 | 23046.123 | 22999.7992 | 22953.3405 | 22906.7112 | 22859.9451 | 22812.9356 | 22765.7868 | 23076.207
F2_Commercial_Miscellaneous_Existing_Miscellaneous_Natural Gas_Pool Heater_Baseline Forecast | F2 | Commercial | Miscellaneous | Existing | Miscellaneous | Natural Gas | Pool Heater | Baseline Forecast | Usage (MMtherm) | 5.195e-05 | 4.9922e-05 | 5.5327e-05 | 5.3972e-05 | 5.5233e-05 | 5.5085e-05 | 5.4954e-05 | 5.4836e-05 | 5.4722e-05 | 5.4608e-05 | 5.4495e-05 | 5.4381e-05 | 5.4268e-05 | 5.4157e-05 | 5.4046e-05 | 5.3935e-05 | 5.3824e-05 | 5.3715e-05 | 5.3608e-05 | 5.3505e-05 | 5.3403e-05 | 5.3301e-05 | 5.3198e-05 | 5.3093e-05 | 5.2988e-05 | 5.2883e-05 | 5.2776e-05 | 5.267e-05 | 5.2563e-05 | 5.2455e-05 | 5.2348e-05 | 5.2239e-05 | 5.2952e-05
F3_Commercial_Miscellaneous_Existing_Miscellaneous_Natural Gas_Pool Heater_Baseline Forecast | F3 | Commercial | Miscellaneous | Existing | Miscellaneous | Natural Gas | Pool Heater | Baseline Forecast | Summer Peak Demand (MW) | 0 | 0 | 0 | 0 | 0 | 0 | 0 | 0 | 0 | 0 | 0 | 0 | 0 | 0 | 0 | 0 | 0 | 0 | 0 | 0 | 0 | 0 | 0 | 0 | 0 | 0 | 0 | 0 | 0 | 0 | 0 | 0 | 0
F4_Commercial_Miscellaneous_Existing_Miscellaneous_Natural Gas_Pool Heater_Baseline Forecast | F4 | Commercial | Miscellaneous | Existing | Miscellaneous | Natural Gas | Pool Heater | Baseline Forecast | Winter Peak Demand (MW) | 0 | 0 | 0 | 0 | 0 | 0 | 0 | 0 | 0 | 0 | 0 | 0 | 0 | 0 | 0 | 0 | 0 | 0 | 0 | 0 | 0 | 0 | 0 | 0 | 0 | 0 | 0 | 0 | 0 | 0 | 0 | 0 | 0
F5_Commercial_Miscellaneous_Existing_Miscellaneous_Natural Gas_Pool Heater_Baseline Forecast | F5 | Commercial | Miscellaneous | Existing | Miscellaneous | Natural Gas | Pool Heater | Baseline Forecast | Turnover | 0 | 1585.9654 | 2051.2116 | 2414.8136 | 3265.4635 | 2948.7895 | 2665.4451 | 2532.5381 | 2500.3076 | 2641.8084 | 2692.4772 | 3081.7306 | 3082.6983 | 3052.7182 | 3178.284 | 2991.3651 | 2927.2741 | 2914.6586 | 2924.5395 | 3002.0855 | 3003.8919 | 3079.7263 | 3038.223 | 2999.0381 | 3022.9836 | 2962.1134 | 2959.9178 | 2963.0536 | 2963.4656 | 2985.8289 | 2972.1143 | 2979.6995 | 3272.7975
F6_Commercial_Miscellaneous_Existing_Miscellaneous_Natural Gas_Pool Heater_Baseline Forecast | F6 | Commercial | Miscellaneous | Existing | Miscellaneous | Natural Gas | Pool Heater | Baseline Forecast | Avg. Replacement Usage (kWh) | 0.0021726 | 0.0020985 | 0.0023377 | 0.0022946 | 0.0022946 | 0.0022946 | 0.0022946 | 0.0022946 | 0.0022946 | 0.0022946 | 0.0022946 | 0.0022946 | 0.0022946 | 0.0022946 | 0.0022946 | 0.0022946 | 0.0022946 | 0.0022946 | 0.0022946 | 0.0022946 | 0.0022946 | 0.0022946 | 0.0022946 | 0.0022946 | 0.0022946 | 0.0022946 | 0.0022946 | 0.0022946 | 0.0022946 | 0.0022946 | 0.0022946 | 0.0022946 | 0.0022946
F7_Commercial_Miscellaneous_Existing_Miscellaneous_Natural Gas_Pool Heater_Baseline Forecast | F7 | Commercial | Miscellaneous | Existing | Miscellaneous | Natural Gas | Pool Heater | Baseline Forecast | Avg. Replacement Summer Demand (kW) | 0 | 0 | 0 | 0 | 0 | 0 | 0 | 0 | 0 | 0 | 0 | 0 | 0 | 0 | 0 | 0 | 0 | 0 | 0 | 0 | 0 | 0 | 0 | 0 | 0 | 0 | 0 | 0 | 0 | 0 | 0 | 0 | 0
F8_Commercial_Miscellaneous_Existing_Miscellaneous_Natural Gas_Pool Heater_Baseline Forecast | F8 | Commercial | Miscellaneous | Existing | Miscellaneous | Natural Gas | Pool Heater | Baseline Forecast | Avg. Replacement Winter Demand (kW) | 0 | 0 | 0 | 0 | 0 | 0 | 0 | 0 | 0 | 0 | 0 | 0 | 0 | 0 | 0 | 0 | 0 | 0 | 0 | 0 | 0 | 0 | 0 | 0 | 0 | 0 | 0 | 0 | 0 | 0 | 0 | 0 | 0
F1_Commercial_Miscellaneous_Existing_Miscellaneous_Natural Gas_Miscellaneous_Baseline Forecast | F1 | Commercial | Miscellaneous | Existing | Miscellaneous | Natural Gas | Miscellaneous | Baseline Forecast | Units | 1968179.6276 | 1958165.9739 | 1948152.3202 | 1936059.4999 | 1981296.8569 | 1975972.2785 | 1971271.7234 | 1967037.9865 | 1962947.8037 | 1958882.9469 | 1954797.7443 | 1950718.0119 | 1946673.0501 | 1942672.9322 | 1938692.4017 | 1934727.6549 | 1930759.3043 | 1926835.7141 | 1923011.9961 | 1919298.5989 | 1915639.4797 | 1911970.7736 | 1908273.2075 | 1904541.3539 | 1900772.021 | 1896978.5402 | 1893165.5215 | 1889341.4044 | 1885503.2402 | 1881653.815 | 1877784.3585 | 1873903.4334 | 1899454.8205
F2_Commercial_Miscellaneous_Existing_Miscellaneous_Natural Gas_Miscellaneous_Baseline Forecast | F2 | Commercial | Miscellaneous | Existing | Miscellaneous | Natural Gas | Miscellaneous | Baseline Forecast | Usage (MMtherm) | 0.017785 | 0.01709 | 0.018941 | 0.018477 | 0.018909 | 0.018858 | 0.018813 | 0.018772 | 0.018733 | 0.018695 | 0.018656 | 0.018617 | 0.018578 | 0.01854 | 0.018502 | 0.018464 | 0.018426 | 0.018389 | 0.018352 | 0.018317 | 0.018282 | 0.018247 | 0.018212 | 0.018176 | 0.01814 | 0.018104 | 0.018067 | 0.018031 | 0.017994 | 0.017958 | 0.017921 | 0.017884 | 0.018128
F3_Commercial_Miscellaneous_Existing_Miscellaneous_Natural Gas_Miscellaneous_Baseline Forecast | F3 | Commercial | Miscellaneous | Existing | Miscellaneous | Natural Gas | Miscellaneous | Baseline Forecast | Summer Peak Demand (MW) | 0 | 0 | 0 | 0 | 0 | 0 | 0 | 0 | 0 | 0 | 0 | 0 | 0 | 0 | 0 | 0 | 0 | 0 | 0 | 0 | 0 | 0 | 0 | 0 | 0 | 0 | 0 | 0 | 0 | 0 | 0 | 0 | 0
F4_Commercial_Miscellaneous_Existing_Miscellaneous_Natural Gas_Miscellaneous_Baseline Forecast | F4 | Commercial | Miscellaneous | Existing | Miscellaneous | Natural Gas | Miscellaneous | Baseline Forecast | Winter Peak Demand (MW) | 0 | 0 | 0 | 0 | 0 | 0 | 0 | 0 | 0 | 0 | 0 | 0 | 0 | 0 | 0 | 0 | 0 | 0 | 0 | 0 | 0 | 0 | 0 | 0 | 0 | 0 | 0 | 0 | 0 | 0 | 0 | 0 | 0
F5_Commercial_Miscellaneous_Existing_Miscellaneous_Natural Gas_Miscellaneous_Baseline Forecast | F5 | Commercial | Miscellaneous | Existing | Miscellaneous | Natural Gas | Miscellaneous | Baseline Forecast | Turnover | 0 | 167842.7978 | 198791.0531 | 224650.6358 | 261501.8959 | 213018.0347 | 214083.1002 | 220194.2565 | 218576.043 | 217354.0235 | 217175.4973 | 264396.4303 | 266061.2278 | 266156.515 | 275710.7811 | 259984.9614 | 260624.9017 | 263960.5387 | 262387.5103 | 261260.7702 | 261078.8534 | 274236.3261 | 272345.7583 | 270246.9855 | 273014.0209 | 267889.8866 | 267869.6344 | 269010.4723 | 267850.7314 | 266974.9053 | 266650.3436 | 270014.0251 | 294584.9872
F6_Commercial_Miscellaneous_Existing_Miscellaneous_Natural Gas_Miscellaneous_Baseline Forecast | F6 | Commercial | Miscellaneous | Existing | Miscellaneous | Natural Gas | Miscellaneous | Baseline Forecast | Avg. Replacement Usage (kWh) | 0.0090361 | 0.0087276 | 0.0097224 | 0.0095435 | 0.0095435 | 0.0095435 | 0.0095435 | 0.0095435 | 0.0095435 | 0.0095435 | 0.0095435 | 0.0095435 | 0.0095435 | 0.0095435 | 0.0095435 | 0.0095435 | 0.0095435 | 0.0095435 | 0.0095435 | 0.0095435 | 0.0095435 | 0.0095435 | 0.0095435 | 0.0095435 | 0.0095435 | 0.0095435 | 0.0095435 | 0.0095435 | 0.0095435 | 0.0095435 | 0.0095435 | 0.0095435 | 0.0095435
F7_Commercial_Miscellaneous_Existing_Miscellaneous_Natural Gas_Miscellaneous_Baseline Forecast | F7 | Commercial | Miscellaneous | Existing | Miscellaneous | Natural Gas | Miscellaneous | Baseline Forecast | Avg. Replacement Summer Demand (kW) | 0 | 0 | 0 | 0 | 0 | 0 | 0 | 0 | 0 | 0 | 0 | 0 | 0 | 0 | 0 | 0 | 0 | 0 | 0 | 0 | 0 | 0 | 0 | 0 | 0 | 0 | 0 | 0 | 0 | 0 | 0 | 0 | 0
F8_Commercial_Miscellaneous_Existing_Miscellaneous_Natural Gas_Miscellaneous_Baseline Forecast | F8 | Commercial | Miscellaneous | Existing | Miscellaneous | Natural Gas | Miscellaneous | Baseline Forecast | Avg. Replacement Winter Demand (kW) | 0 | 0 | 0 | 0 | 0 | 0 | 0 | 0 | 0 | 0 | 0 | 0 | 0 | 0 | 0 | 0 | 0 | 0 | 0 | 0 | 0 | 0 | 0 | 0 | 0 | 0 | 0 | 0 | 0 | 0 | 0 | 0 | 0
F1_Commercial_Miscellaneous_New_Space Heating_Natural Gas_Furnace_Baseline Forecast | F1 | Commercial | Miscellaneous | New | Space Heating | Natural Gas | Furnace | Baseline Forecast | Units | 0 | 0 | 0 | 0 | 0 | 0 | 0 | 0 | 0 | 0 | 0 | 0 | 0 | 0 | 0 | 0 | 0 | 0 | 0 | 0 | 0 | 0 | 0 | 0 | 0 | 0 | 0 | 0 | 0 | 0 | 0 | 0 | 0
F2_Commercial_Miscellaneous_New_Space Heating_Natural Gas_Furnace_Baseline Forecast | F2 | Commercial | Miscellaneous | New | Space Heating | Natural Gas | Furnace | Baseline Forecast | Usage (MMtherm) | 0 | 0 | 0 | 0 | 0 | 0 | 0 | 0 | 0 | 0 | 0 | 0 | 0 | 0 | 0 | 0 | 0 | 0 | 0 | 0 | 0 | 0 | 0 | 0 | 0 | 0 | 0 | 0 | 0 | 0 | 0 | 0 | 0
F3_Commercial_Miscellaneous_New_Space Heating_Natural Gas_Furnace_Baseline Forecast | F3 | Commercial | Miscellaneous | New | Space Heating | Natural Gas | Furnace | Baseline Forecast | Summer Peak Demand (MW) | 0 | 0 | 0 | 0 | 0 | 0 | 0 | 0 | 0 | 0 | 0 | 0 | 0 | 0 | 0 | 0 | 0 | 0 | 0 | 0 | 0 | 0 | 0 | 0 | 0 | 0 | 0 | 0 | 0 | 0 | 0 | 0 | 0
F4_Commercial_Miscellaneous_New_Space Heating_Natural Gas_Furnace_Baseline Forecast | F4 | Commercial | Miscellaneous | New | Space Heating | Natural Gas | Furnace | Baseline Forecast | Winter Peak Demand (MW) | 0 | 0 | 0 | 0 | 0 | 0 | 0 | 0 | 0 | 0 | 0 | 0 | 0 | 0 | 0 | 0 | 0 | 0 | 0 | 0 | 0 | 0 | 0 | 0 | 0 | 0 | 0 | 0 | 0 | 0 | 0 | 0 | 0
F5_Commercial_Miscellaneous_New_Space Heating_Natural Gas_Furnace_Baseline Forecast | F5 | Commercial | Miscellaneous | New | Space Heating | Natural Gas | Furnace | Baseline Forecast | Turnover | 0 | 0 | 0 | 0 | 0 | 0 | 0 | 0 | 0 | 0 | 0 | 0 | 0 | 0 | 0 | 0 | 0 | 0 | 0 | 0 | 0 | 0 | 0 | 0 | 0 | 0 | 0 | 0 | 0 | 0 | 0 | 0 | 0
F6_Commercial_Miscellaneous_New_Space Heating_Natural Gas_Furnace_Baseline Forecast | F6 | Commercial | Miscellaneous | New | Space Heating | Natural Gas | Furnace | Baseline Forecast | Avg. Replacement Usage (kWh) | 0.066159 | 0.063901 | 0.070807 | 0.069135 | 0.068765 | 0.061479 | 0.061146 | 0.054768 | 0.054468 | 0.054168 | 0.053868 | 0.053568 | 0.053269 | 0.052969 | 0.052669 | 0.05237 | 0.05207 | 0.051771 | 0.051471 | 0.051171 | 0.050871 | 0.050572 | 0.050272 | 0.049973 | 0.049673 | 0.049375 | 0.049075 | 0.048775 | 0.048476 | 0.048177 | 0.047878 | 0.047578 | 0.047578
F7_Commercial_Miscellaneous_New_Space Heating_Natural Gas_Furnace_Baseline Forecast | F7 | Commercial | Miscellaneous | New | Space Heating | Natural Gas | Furnace | Baseline Forecast | Avg. Replacement Summer Demand (kW) | 0 | 0 | 0 | 0 | 0 | 0 | 0 | 0 | 0 | 0 | 0 | 0 | 0 | 0 | 0 | 0 | 0 | 0 | 0 | 0 | 0 | 0 | 0 | 0 | 0 | 0 | 0 | 0 | 0 | 0 | 0 | 0 | 0
F8_Commercial_Miscellaneous_New_Space Heating_Natural Gas_Furnace_Baseline Forecast | F8 | Commercial | Miscellaneous | New | Space Heating | Natural Gas | Furnace | Baseline Forecast | Avg. Replacement Winter Demand (kW) | 0 | 0 | 0 | 0 | 0 | 0 | 0 | 0 | 0 | 0 | 0 | 0 | 0 | 0 | 0 | 0 | 0 | 0 | 0 | 0 | 0 | 0 | 0 | 0 | 0 | 0 | 0 | 0 | 0 | 0 | 0 | 0 | 0
F1_Commercial_Miscellaneous_New_Space Heating_Natural Gas_Boiler_Baseline Forecast | F1 | Commercial | Miscellaneous | New | Space Heating | Natural Gas | Boiler | Baseline Forecast | Units | 0 | 0 | 0 | 0 | 0 | 0 | 0 | 0 | 0 | 0 | 0 | 0 | 0 | 0 | 0 | 0 | 0 | 0 | 0 | 0 | 0 | 0 | 0 | 0 | 0 | 0 | 0 | 0 | 0 | 0 | 0 | 0 | 0
F2_Commercial_Miscellaneous_New_Space Heating_Natural Gas_Boiler_Baseline Forecast | F2 | Commercial | Miscellaneous | New | Space Heating | Natural Gas | Boiler | Baseline Forecast | Usage (MMtherm) | 0 | 0 | 0 | 0 | 0 | 0 | 0 | 0 | 0 | 0 | 0 | 0 | 0 | 0 | 0 | 0 | 0 | 0 | 0 | 0 | 0 | 0 | 0 | 0 | 0 | 0 | 0 | 0 | 0 | 0 | 0 | 0 | 0
F3_Commercial_Miscellaneous_New_Space Heating_Natural Gas_Boiler_Baseline Forecast | F3 | Commercial | Miscellaneous | New | Space Heating | Natural Gas | Boiler | Baseline Forecast | Summer Peak Demand (MW) | 0 | 0 | 0 | 0 | 0 | 0 | 0 | 0 | 0 | 0 | 0 | 0 | 0 | 0 | 0 | 0 | 0 | 0 | 0 | 0 | 0 | 0 | 0 | 0 | 0 | 0 | 0 | 0 | 0 | 0 | 0 | 0 | 0
F4_Commercial_Miscellaneous_New_Space Heating_Natural Gas_Boiler_Baseline Forecast | F4 | Commercial | Miscellaneous | New | Space Heating | Natural Gas | Boiler | Baseline Forecast | Winter Peak Demand (MW) | 0 | 0 | 0 | 0 | 0 | 0 | 0 | 0 | 0 | 0 | 0 | 0 | 0 | 0 | 0 | 0 | 0 | 0 | 0 | 0 | 0 | 0 | 0 | 0 | 0 | 0 | 0 | 0 | 0 | 0 | 0 | 0 | 0
F5_Commercial_Miscellaneous_New_Space Heating_Natural Gas_Boiler_Baseline Forecast | F5 | Commercial | Miscellaneous | New | Space Heating | Natural Gas | Boiler | Baseline Forecast | Turnover | 0 | 0 | 0 | 0 | 0 | 0 | 0 | 0 | 0 | 0 | 0 | 0 | 0 | 0 | 0 | 0 | 0 | 0 | 0 | 0 | 0 | 0 | 0 | 0 | 0 | 0 | 0 | 0 | 0 | 0 | 0 | 0 | 0
F6_Commercial_Miscellaneous_New_Space Heating_Natural Gas_Boiler_Baseline Forecast | F6 | Commercial | Miscellaneous | New | Space Heating | Natural Gas | Boiler | Baseline Forecast | Avg. Replacement Usage (kWh) | 0.31091 | 0.30029 | 0.33275 | 0.32489 | 0.32315 | 0.27844 | 0.27694 | 0.27543 | 0.27393 | 0.27242 | 0.27091 | 0.26941 | 0.2679 | 0.2664 | 0.26489 | 0.26339 | 0.26188 | 0.26038 | 0.25887 | 0.25737 | 0.25586 | 0.25436 | 0.25285 | 0.25135 | 0.24984 | 0.24834 | 0.24684 | 0.24533 | 0.24383 | 0.24232 | 0.24082 | 0.23931 | 0.23931
F7_Commercial_Miscellaneous_New_Space Heating_Natural Gas_Boiler_Baseline Forecast | F7 | Commercial | Miscellaneous | New | Space Heating | Natural Gas | Boiler | Baseline Forecast | Avg. Replacement Summer Demand (kW) | 0 | 0 | 0 | 0 | 0 | 0 | 0 | 0 | 0 | 0 | 0 | 0 | 0 | 0 | 0 | 0 | 0 | 0 | 0 | 0 | 0 | 0 | 0 | 0 | 0 | 0 | 0 | 0 | 0 | 0 | 0 | 0 | 0
F8_Commercial_Miscellaneous_New_Space Heating_Natural Gas_Boiler_Baseline Forecast | F8 | Commercial | Miscellaneous | New | Space Heating | Natural Gas | Boiler | Baseline Forecast | Avg. Replacement Winter Demand (kW) | 0 | 0 | 0 | 0 | 0 | 0 | 0 | 0 | 0 | 0 | 0 | 0 | 0 | 0 | 0 | 0 | 0 | 0 | 0 | 0 | 0 | 0 | 0 | 0 | 0 | 0 | 0 | 0 | 0 | 0 | 0 | 0 | 0
F1_Commercial_Miscellaneous_New_Space Heating_Natural Gas_Unit Heater_Baseline Forecast | F1 | Commercial | Miscellaneous | New | Space Heating | Natural Gas | Unit Heater | Baseline Forecast | Units | 0 | 14.887 | 86.6923 | 132.581 | 187.4477 | 243.9928 | 300.8221 | 350.0077 | 398.5039 | 448.1353 | 498.5746 | 548.6307 | 597.9039 | 646.5054 | 695.1772 | 743.7018 | 792.5077 | 840.1748 | 885.9487 | 930.2456 | 974.5643 | 1019.7804 | 1065.5857 | 1111.8758 | 1158.6631 | 1205.5822 | 1252.6848 | 1299.8191 | 1347.1613 | 1394.6068 | 1442.4052 | 1490.2383 | 1510.5583
F2_Commercial_Miscellaneous_New_Space Heating_Natural Gas_Unit Heater_Baseline Forecast | F2 | Commercial | Miscellaneous | New | Space Heating | Natural Gas | Unit Heater | Baseline Forecast | Usage (MMtherm) | 0 | 4.8755e-07 | 3.146e-06 | 4.6977e-06 | 6.6062e-06 | 8.3544e-06 | 1.0092e-05 | 1.1572e-05 | 1.3014e-05 | 1.4474e-05 | 1.5942e-05 | 1.7374e-05 | 1.8731e-05 | 2.0036e-05 | 2.1309e-05 | 2.2572e-05 | 2.3837e-05 | 2.506e-05 | 2.6204e-05 | 2.7244e-05 | 2.8309e-05 | 2.9386e-05 | 3.0524e-05 | 3.166e-05 | 3.2795e-05 | 3.3918e-05 | 3.5029e-05 | 3.6126e-05 | 3.7212e-05 | 3.8285e-05 | 3.9351e-05 | 4.0402e-05 | 4.0953e-05
F3_Commercial_Miscellaneous_New_Space Heating_Natural Gas_Unit Heater_Baseline Forecast | F3 | Commercial | Miscellaneous | New | Space Heating | Natural Gas | Unit Heater | Baseline Forecast | Summer Peak Demand (MW) | 0 | 0 | 0 | 0 | 0 | 0 | 0 | 0 | 0 | 0 | 0 | 0 | 0 | 0 | 0 | 0 | 0 | 0 | 0 | 0 | 0 | 0 | 0 | 0 | 0 | 0 | 0 | 0 | 0 | 0 | 0 | 0 | 0
F4_Commercial_Miscellaneous_New_Space Heating_Natural Gas_Unit Heater_Baseline Forecast | F4 | Commercial | Miscellaneous | New | Space Heating | Natural Gas | Unit Heater | Baseline Forecast | Winter Peak Demand (MW) | 0 | 0 | 0 | 0 | 0 | 0 | 0 | 0 | 0 | 0 | 0 | 0 | 0 | 0 | 0 | 0 | 0 | 0 | 0 | 0 | 0 | 0 | 0 | 0 | 0 | 0 | 0 | 0 | 0 | 0 | 0 | 0 | 0
F5_Commercial_Miscellaneous_New_Space Heating_Natural Gas_Unit Heater_Baseline Forecast | F5 | Commercial | Miscellaneous | New | Space Heating | Natural Gas | Unit Heater | Baseline Forecast | Turnover | 0 | 14.887 | 71.8053 | 45.8886 | 54.8667 | 56.5452 | 56.8293 | 49.1856 | 48.4963 | 49.6314 | 50.4393 | 52.1828 | 61.354 | 65.512 | 71.0046 | 75.7449 | 80.256 | 81.651 | 86.1682 | 102.5945 | 93.9426 | 97.8214 | 100.1495 | 102.3124 | 102.7229 | 105.4838 | 109.0967 | 112.172 | 115.9065 | 123.5433 | 127.657 | 131.8582 | 108.0296
F6_Commercial_Miscellaneous_New_Space Heating_Natural Gas_Unit Heater_Baseline Forecast | F6 | Commercial | Miscellaneous | New | Space Heating | Natural Gas | Unit Heater | Baseline Forecast | Avg. Replacement Usage (kWh) | 0.033908 | 0.03275 | 0.03629 | 0.035432 | 0.035243 | 0.031544 | 0.031373 | 0.031203 | 0.031032 | 0.030862 | 0.030691 | 0.030521 | 0.03035 | 0.03018 | 0.030009 | 0.029838 | 0.029668 | 0.029498 | 0.029327 | 0.029156 | 0.028986 | 0.028816 | 0.028645 | 0.028475 | 0.028304 | 0.028134 | 0.027963 | 0.027793 | 0.027623 | 0.027452 | 0.027282 | 0.027111 | 0.027111
F7_Commercial_Miscellaneous_New_Space Heating_Natural Gas_Unit Heater_Baseline Forecast | F7 | Commercial | Miscellaneous | New | Space Heating | Natural Gas | Unit Heater | Baseline Forecast | Avg. Replacement Summer Demand (kW) | 0 | 0 | 0 | 0 | 0 | 0 | 0 | 0 | 0 | 0 | 0 | 0 | 0 | 0 | 0 | 0 | 0 | 0 | 0 | 0 | 0 | 0 | 0 | 0 | 0 | 0 | 0 | 0 | 0 | 0 | 0 | 0 | 0
F8_Commercial_Miscellaneous_New_Space Heating_Natural Gas_Unit Heater_Baseline Forecast | F8 | Commercial | Miscellaneous | New | Space Heating | Natural Gas | Unit Heater | Baseline Forecast | Avg. Replacement Winter Demand (kW) | 0 | 0 | 0 | 0 | 0 | 0 | 0 | 0 | 0 | 0 | 0 | 0 | 0 | 0 | 0 | 0 | 0 | 0 | 0 | 0 | 0 | 0 | 0 | 0 | 0 | 0 | 0 | 0 | 0 | 0 | 0 | 0 | 0
F1_Commercial_Miscellaneous_New_Water Heating_Natural Gas_Water Heater_Baseline Forecast | F1 | Commercial | Miscellaneous | New | Water Heating | Natural Gas | Water Heater | Baseline Forecast | Units | 0 | 0 | 0 | 0 | 0 | 0 | 0 | 0 | 0 | 0 | 0 | 0 | 0 | 0 | 0 | 0 | 0 | 0 | 0 | 0 | 0 | 0 | 0 | 0 | 0 | 0 | 0 | 0 | 0 | 0 | 0 | 0 | 0
F2_Commercial_Miscellaneous_New_Water Heating_Natural Gas_Water Heater_Baseline Forecast | F2 | Commercial | Miscellaneous | New | Water Heating | Natural Gas | Water Heater | Baseline Forecast | Usage (MMtherm) | 0 | 0 | 0 | 0 | 0 | 0 | 0 | 0 | 0 | 0 | 0 | 0 | 0 | 0 | 0 | 0 | 0 | 0 | 0 | 0 | 0 | 0 | 0 | 0 | 0 | 0 | 0 | 0 | 0 | 0 | 0 | 0 | 0
F3_Commercial_Miscellaneous_New_Water Heating_Natural Gas_Water Heater_Baseline Forecast | F3 | Commercial | Miscellaneous | New | Water Heating | Natural Gas | Water Heater | Baseline Forecast | Summer Peak Demand (MW) | 0 | 0 | 0 | 0 | 0 | 0 | 0 | 0 | 0 | 0 | 0 | 0 | 0 | 0 | 0 | 0 | 0 | 0 | 0 | 0 | 0 | 0 | 0 | 0 | 0 | 0 | 0 | 0 | 0 | 0 | 0 | 0 | 0
F4_Commercial_Miscellaneous_New_Water Heating_Natural Gas_Water Heater_Baseline Forecast | F4 | Commercial | Miscellaneous | New | Water Heating | Natural Gas | Water Heater | Baseline Forecast | Winter Peak Demand (MW) | 0 | 0 | 0 | 0 | 0 | 0 | 0 | 0 | 0 | 0 | 0 | 0 | 0 | 0 | 0 | 0 | 0 | 0 | 0 | 0 | 0 | 0 | 0 | 0 | 0 | 0 | 0 | 0 | 0 | 0 | 0 | 0 | 0
F5_Commercial_Miscellaneous_New_Water Heating_Natural Gas_Water Heater_Baseline Forecast | F5 | Commercial | Miscellaneous | New | Water Heating | Natural Gas | Water Heater | Baseline Forecast | Turnover | 0 | 0 | 0 | 0 | 0 | 0 | 0 | 0 | 0 | 0 | 0 | 0 | 0 | 0 | 0 | 0 | 0 | 0 | 0 | 0 | 0 | 0 | 0 | 0 | 0 | 0 | 0 | 0 | 0 | 0 | 0 | 0 | 0
F6_Commercial_Miscellaneous_New_Water Heating_Natural Gas_Water Heater_Baseline Forecast | F6 | Commercial | Miscellaneous | New | Water Heating | Natural Gas | Water Heater | Baseline Forecast | Avg. Replacement Usage (kWh) | 0.22714 | 0.21939 | 0.24439 | 0.23989 | 0.23989 | 0.23989 | 0.23989 | 0.23989 | 0.23989 | 0.23989 | 0.23989 | 0.23989 | 0.23989 | 0.23989 | 0.23989 | 0.23989 | 0.23989 | 0.23989 | 0.23989 | 0.23989 | 0.23989 | 0.23989 | 0.23989 | 0.23989 | 0.23989 | 0.23989 | 0.23989 | 0.23989 | 0.23989 | 0.23989 | 0.23989 | 0.23989 | 0.23989
F7_Commercial_Miscellaneous_New_Water Heating_Natural Gas_Water Heater_Baseline Forecast | F7 | Commercial | Miscellaneous | New | Water Heating | Natural Gas | Water Heater | Baseline Forecast | Avg. Replacement Summer Demand (kW) | 0 | 0 | 0 | 0 | 0 | 0 | 0 | 0 | 0 | 0 | 0 | 0 | 0 | 0 | 0 | 0 | 0 | 0 | 0 | 0 | 0 | 0 | 0 | 0 | 0 | 0 | 0 | 0 | 0 | 0 | 0 | 0 | 0
F8_Commercial_Miscellaneous_New_Water Heating_Natural Gas_Water Heater_Baseline Forecast | F8 | Commercial | Miscellaneous | New | Water Heating | Natural Gas | Water Heater | Baseline Forecast | Avg. Replacement Winter Demand (kW) | 0 | 0 | 0 | 0 | 0 | 0 | 0 | 0 | 0 | 0 | 0 | 0 | 0 | 0 | 0 | 0 | 0 | 0 | 0 | 0 | 0 | 0 | 0 | 0 | 0 | 0 | 0 | 0 | 0 | 0 | 0 | 0 | 0
F1_Commercial_Miscellaneous_New_Food Preparation_Natural Gas_Oven_Baseline Forecast | F1 | Commercial | Miscellaneous | New | Food Preparation | Natural Gas | Oven | Baseline Forecast | Units | 0 | 2578.9704 | 15018.3025 | 22967.907 | 32472.8407 | 42268.5443 | 52113.4729 | 60634.2269 | 69035.5669 | 77633.5531 | 86371.4944 | 95043.055 | 103578.9839 | 111998.563 | 120430.3127 | 128836.5618 | 137291.527 | 145549.2409 | 153478.9548 | 161152.8142 | 168830.4439 | 176663.5356 | 184598.713 | 192617.85 | 200723.1387 | 208851.264 | 217011.1647 | 225176.5616 | 233377.9798 | 241597.2756 | 249877.724 | 258164.1917 | 261684.3588
F2_Commercial_Miscellaneous_New_Food Preparation_Natural Gas_Oven_Baseline Forecast | F2 | Commercial | Miscellaneous | New | Food Preparation | Natural Gas | Oven | Baseline Forecast | Usage (MMtherm) | 0 | 5.0836e-05 | 0.00032975 | 0.00049504 | 0.00069994 | 0.00091109 | 0.0011233 | 0.0013069 | 0.0014878 | 0.001673 | 0.0018612 | 0.0020478 | 0.0022315 | 0.0024125 | 0.0025938 | 0.0027744 | 0.0029559 | 0.003133 | 0.0033031 | 0.0034676 | 0.0036321 | 0.0037998 | 0.0039697 | 0.0041414 | 0.0043148 | 0.0044887 | 0.0046632 | 0.0048377 | 0.005013 | 0.0051887 | 0.0053657 | 0.0055428 | 0.0056178
F3_Commercial_Miscellaneous_New_Food Preparation_Natural Gas_Oven_Baseline Forecast | F3 | Commercial | Miscellaneous | New | Food Preparation | Natural Gas | Oven | Baseline Forecast | Summer Peak Demand (MW) | 0 | 0 | 0 | 0 | 0 | 0 | 0 | 0 | 0 | 0 | 0 | 0 | 0 | 0 | 0 | 0 | 0 | 0 | 0 | 0 | 0 | 0 | 0 | 0 | 0 | 0 | 0 | 0 | 0 | 0 | 0 | 0 | 0
F4_Commercial_Miscellaneous_New_Food Preparation_Natural Gas_Oven_Baseline Forecast | F4 | Commercial | Miscellaneous | New | Food Preparation | Natural Gas | Oven | Baseline Forecast | Winter Peak Demand (MW) | 0 | 0 | 0 | 0 | 0 | 0 | 0 | 0 | 0 | 0 | 0 | 0 | 0 | 0 | 0 | 0 | 0 | 0 | 0 | 0 | 0 | 0 | 0 | 0 | 0 | 0 | 0 | 0 | 0 | 0 | 0 | 0 | 0
F5_Commercial_Miscellaneous_New_Food Preparation_Natural Gas_Oven_Baseline Forecast | F5 | Commercial | Miscellaneous | New | Food Preparation | Natural Gas | Oven | Baseline Forecast | Turnover | 0 | 2578.9704 | 12439.3321 | 7949.6045 | 9504.9337 | 9795.7036 | 9844.9286 | 8520.754 | 8401.34 | 8597.9862 | 9167.7697 | 11102.973 | 11887.0399 | 12796.3272 | 13711.6571 | 14446.9934 | 15628.7877 | 18387.9687 | 16551.59 | 16820.7816 | 17231.7088 | 17789.7355 | 17995.549 | 18654.7298 | 19430.9953 | 20330.0282 | 21932.8943 | 22620.3086 | 23304.407 | 23932.523 | 24544.9792 | 25169.3186 | 21468.3679
F6_Commercial_Miscellaneous_New_Food Preparation_Natural Gas_Oven_Baseline Forecast | F6 | Commercial | Miscellaneous | New | Food Preparation | Natural Gas | Oven | Baseline Forecast | Avg. Replacement Usage (kWh) | 0.020408 | 0.019712 | 0.021956 | 0.021555 | 0.021557 | 0.021556 | 0.021551 | 0.021547 | 0.021543 | 0.021538 | 0.021534 | 0.02153 | 0.021526 | 0.021522 | 0.021518 | 0.021513 | 0.021509 | 0.021505 | 0.0215 | 0.021495 | 0.02149 | 0.021485 | 0.021481 | 0.021477 | 0.021473 | 0.021469 | 0.021466 | 0.021463 | 0.021461 | 0.02146 | 0.021459 | 0.021458 | 0.021458
F7_Commercial_Miscellaneous_New_Food Preparation_Natural Gas_Oven_Baseline Forecast | F7 | Commercial | Miscellaneous | New | Food Preparation | Natural Gas | Oven | Baseline Forecast | Avg. Replacement Summer Demand (kW) | 0 | 0 | 0 | 0 | 0 | 0 | 0 | 0 | 0 | 0 | 0 | 0 | 0 | 0 | 0 | 0 | 0 | 0 | 0 | 0 | 0 | 0 | 0 | 0 | 0 | 0 | 0 | 0 | 0 | 0 | 0 | 0 | 0
F8_Commercial_Miscellaneous_New_Food Preparation_Natural Gas_Oven_Baseline Forecast | F8 | Commercial | Miscellaneous | New | Food Preparation | Natural Gas | Oven | Baseline Forecast | Avg. Replacement Winter Demand (kW) | 0 | 0 | 0 | 0 | 0 | 0 | 0 | 0 | 0 | 0 | 0 | 0 | 0 | 0 | 0 | 0 | 0 | 0 | 0 | 0 | 0 | 0 | 0 | 0 | 0 | 0 | 0 | 0 | 0 | 0 | 0 | 0 | 0
F1_Commercial_Miscellaneous_New_Food Preparation_Natural Gas_Conveyor Oven_Baseline Forecast | F1 | Commercial | Miscellaneous | New | Food Preparation | Natural Gas | Conveyor Oven | Baseline Forecast | Units | 0 | 1289.4852 | 7509.1513 | 11483.9535 | 16236.4204 | 21134.2721 | 26056.7364 | 30317.1134 | 34517.7835 | 38816.7765 | 43185.7472 | 47521.5275 | 51789.492 | 55999.2815 | 60215.1563 | 64418.2809 | 68645.7635 | 72774.6204 | 76739.4774 | 80576.4071 | 84415.2219 | 88331.7678 | 92299.3565 | 96308.925 | 100361.5693 | 104425.632 | 108505.5823 | 112588.2808 | 116688.9899 | 120798.6378 | 124938.862 | 129082.0959 | 130842.1794
F2_Commercial_Miscellaneous_New_Food Preparation_Natural Gas_Conveyor Oven_Baseline Forecast | F2 | Commercial | Miscellaneous | New | Food Preparation | Natural Gas | Conveyor Oven | Baseline Forecast | Usage (MMtherm) | 0 | 4.3491e-05 | 0.00028213 | 0.00042353 | 0.0005988 | 0.00077942 | 0.00096095 | 0.0011181 | 0.0012729 | 0.0014315 | 0.0015925 | 0.0017524 | 0.0019098 | 0.0020649 | 0.0022204 | 0.0023753 | 0.0025311 | 0.0026833 | 0.0028294 | 0.0029708 | 0.0031122 | 0.0032565 | 0.0034026 | 0.0035502 | 0.0036994 | 0.0038491 | 0.0039993 | 0.0041496 | 0.0043006 | 0.004452 | 0.0046044 | 0.004757 | 0.0048218
F3_Commercial_Miscellaneous_New_Food Preparation_Natural Gas_Conveyor Oven_Baseline Forecast | F3 | Commercial | Miscellaneous | New | Food Preparation | Natural Gas | Conveyor Oven | Baseline Forecast | Summer Peak Demand (MW) | 0 | 0 | 0 | 0 | 0 | 0 | 0 | 0 | 0 | 0 | 0 | 0 | 0 | 0 | 0 | 0 | 0 | 0 | 0 | 0 | 0 | 0 | 0 | 0 | 0 | 0 | 0 | 0 | 0 | 0 | 0 | 0 | 0
F4_Commercial_Miscellaneous_New_Food Preparation_Natural Gas_Conveyor Oven_Baseline Forecast | F4 | Commercial | Miscellaneous | New | Food Preparation | Natural Gas | Conveyor Oven | Baseline Forecast | Winter Peak Demand (MW) | 0 | 0 | 0 | 0 | 0 | 0 | 0 | 0 | 0 | 0 | 0 | 0 | 0 | 0 | 0 | 0 | 0 | 0 | 0 | 0 | 0 | 0 | 0 | 0 | 0 | 0 | 0 | 0 | 0 | 0 | 0 | 0 | 0
F5_Commercial_Miscellaneous_New_Food Preparation_Natural Gas_Conveyor Oven_Baseline Forecast | F5 | Commercial | Miscellaneous | New | Food Preparation | Natural Gas | Conveyor Oven | Baseline Forecast | Turnover | 0 | 1289.4852 | 6219.6661 | 3974.8022 | 4752.4669 | 4897.8518 | 4922.4643 | 4260.377 | 4200.67 | 4298.9931 | 4368.9706 | 4335.7803 | 4267.9645 | 4209.7895 | 4215.8749 | 4203.1246 | 4227.4826 | 4386.754 | 5415.1078 | 5792.0908 | 6353.4371 | 6907.814 | 7683.1269 | 9126.4918 | 8397.8394 | 8603.8774 | 8623.7081 | 8591.3127 | 8387.6312 | 8365.4917 | 8413.849 | 8421.1028 | 6019.1746
F6_Commercial_Miscellaneous_New_Food Preparation_Natural Gas_Conveyor Oven_Baseline Forecast | F6 | Commercial | Miscellaneous | New | Food Preparation | Natural Gas | Conveyor Oven | Baseline Forecast | Avg. Replacement Usage (kWh) | 0.03492 | 0.033728 | 0.037571 | 0.03688 | 0.03688 | 0.036879 | 0.036877 | 0.036876 | 0.036874 | 0.036872 | 0.03687 | 0.036869 | 0.036867 | 0.036865 | 0.036864 | 0.036862 | 0.036861 | 0.036859 | 0.036858 | 0.036856 | 0.036855 | 0.036854 | 0.036853 | 0.036852 | 0.036851 | 0.03685 | 0.036849 | 0.036849 | 0.036848 | 0.036848 | 0.036847 | 0.036847 | 0.036847
F7_Commercial_Miscellaneous_New_Food Preparation_Natural Gas_Conveyor Oven_Baseline Forecast | F7 | Commercial | Miscellaneous | New | Food Preparation | Natural Gas | Conveyor Oven | Baseline Forecast | Avg. Replacement Summer Demand (kW) | 0 | 0 | 0 | 0 | 0 | 0 | 0 | 0 | 0 | 0 | 0 | 0 | 0 | 0 | 0 | 0 | 0 | 0 | 0 | 0 | 0 | 0 | 0 | 0 | 0 | 0 | 0 | 0 | 0 | 0 | 0 | 0 | 0
F8_Commercial_Miscellaneous_New_Food Preparation_Natural Gas_Conveyor Oven_Baseline Forecast | F8 | Commercial | Miscellaneous | New | Food Preparation | Natural Gas | Conveyor Oven | Baseline Forecast | Avg. Replacement Winter Demand (kW) | 0 | 0 | 0 | 0 | 0 | 0 | 0 | 0 | 0 | 0 | 0 | 0 | 0 | 0 | 0 | 0 | 0 | 0 | 0 | 0 | 0 | 0 | 0 | 0 | 0 | 0 | 0 | 0 | 0 | 0 | 0 | 0 | 0
F1_Commercial_Miscellaneous_New_Food Preparation_Natural Gas_Double Rack Oven_Baseline Forecast | F1 | Commercial | Miscellaneous | New | Food Preparation | Natural Gas | Double Rack Oven | Baseline Forecast | Units | 0 | 1289.4852 | 7509.1513 | 11483.9535 | 16236.4204 | 21134.2721 | 26056.7364 | 30317.1134 | 34517.7835 | 38816.7765 | 43185.7472 | 47521.5275 | 51789.492 | 55999.2815 | 60215.1563 | 64418.2809 | 68645.7635 | 72774.6204 | 76739.4774 | 80576.4071 | 84415.2219 | 88331.7678 | 92299.3565 | 96308.925 | 100361.5693 | 104425.632 | 108505.5823 | 112588.2808 | 116688.9899 | 120798.6378 | 124938.862 | 129082.0959 | 130842.1794
F2_Commercial_Miscellaneous_New_Food Preparation_Natural Gas_Double Rack Oven_Baseline Forecast | F2 | Commercial | Miscellaneous | New | Food Preparation | Natural Gas | Double Rack Oven | Baseline Forecast | Usage (MMtherm) | 0 | 6.607e-05 | 0.00042854 | 0.00064335 | 0.00090963 | 0.001184 | 0.0014597 | 0.0016983 | 0.0019334 | 0.002174 | 0.0024184 | 0.0026609 | 0.0028995 | 0.0031346 | 0.0033699 | 0.0036043 | 0.0038399 | 0.0040697 | 0.00429 | 0.0045032 | 0.0047163 | 0.0049337 | 0.0051539 | 0.0053765 | 0.0056014 | 0.0058268 | 0.0060531 | 0.0062794 | 0.0065067 | 0.0067344 | 0.0069638 | 0.0071934 | 0.0072904
F3_Commercial_Miscellaneous_New_Food Preparation_Natural Gas_Double Rack Oven_Baseline Forecast | F3 | Commercial | Miscellaneous | New | Food Preparation | Natural Gas | Double Rack Oven | Baseline Forecast | Summer Peak Demand (MW) | 0 | 0 | 0 | 0 | 0 | 0 | 0 | 0 | 0 | 0 | 0 | 0 | 0 | 0 | 0 | 0 | 0 | 0 | 0 | 0 | 0 | 0 | 0 | 0 | 0 | 0 | 0 | 0 | 0 | 0 | 0 | 0 | 0
F4_Commercial_Miscellaneous_New_Food Preparation_Natural Gas_Double Rack Oven_Baseline Forecast | F4 | Commercial | Miscellaneous | New | Food Preparation | Natural Gas | Double Rack Oven | Baseline Forecast | Winter Peak Demand (MW) | 0 | 0 | 0 | 0 | 0 | 0 | 0 | 0 | 0 | 0 | 0 | 0 | 0 | 0 | 0 | 0 | 0 | 0 | 0 | 0 | 0 | 0 | 0 | 0 | 0 | 0 | 0 | 0 | 0 | 0 | 0 | 0 | 0
F5_Commercial_Miscellaneous_New_Food Preparation_Natural Gas_Double Rack Oven_Baseline Forecast | F5 | Commercial | Miscellaneous | New | Food Preparation | Natural Gas | Double Rack Oven | Baseline Forecast | Turnover | 0 | 1289.4852 | 6219.6661 | 3974.8022 | 4752.4669 | 4897.8518 | 4922.4643 | 4260.377 | 4200.67 | 4298.9931 | 4368.9706 | 4335.7803 | 4525.8615 | 5660.0404 | 6171.036 | 6717.7468 | 7218.7508 | 7844.3952 | 9081.7803 | 8182.1248 | 8378.6296 | 8460.3036 | 8476.203 | 8348.07 | 8639.8018 | 8993.7706 | 9385.6103 | 9762.2759 | 10263.0787 | 11153.2178 | 11545.4596 | 11886.465 | 9778.0644
F6_Commercial_Miscellaneous_New_Food Preparation_Natural Gas_Double Rack Oven_Baseline Forecast | F6 | Commercial | Miscellaneous | New | Food Preparation | Natural Gas | Double Rack Oven | Baseline Forecast | Avg. Replacement Usage (kWh) | 0.05305 | 0.051237 | 0.057067 | 0.056026 | 0.056031 | 0.056024 | 0.056006 | 0.055992 | 0.055975 | 0.055959 | 0.055943 | 0.055928 | 0.055912 | 0.055896 | 0.05588 | 0.055865 | 0.055849 | 0.055833 | 0.055816 | 0.055799 | 0.055782 | 0.055766 | 0.055752 | 0.055738 | 0.055726 | 0.055716 | 0.055706 | 0.055699 | 0.055692 | 0.055687 | 0.055685 | 0.055683 | 0.055683
F7_Commercial_Miscellaneous_New_Food Preparation_Natural Gas_Double Rack Oven_Baseline Forecast | F7 | Commercial | Miscellaneous | New | Food Preparation | Natural Gas | Double Rack Oven | Baseline Forecast | Avg. Replacement Summer Demand (kW) | 0 | 0 | 0 | 0 | 0 | 0 | 0 | 0 | 0 | 0 | 0 | 0 | 0 | 0 | 0 | 0 | 0 | 0 | 0 | 0 | 0 | 0 | 0 | 0 | 0 | 0 | 0 | 0 | 0 | 0 | 0 | 0 | 0
F8_Commercial_Miscellaneous_New_Food Preparation_Natural Gas_Double Rack Oven_Baseline Forecast | F8 | Commercial | Miscellaneous | New | Food Preparation | Natural Gas | Double Rack Oven | Baseline Forecast | Avg. Replacement Winter Demand (kW) | 0 | 0 | 0 | 0 | 0 | 0 | 0 | 0 | 0 | 0 | 0 | 0 | 0 | 0 | 0 | 0 | 0 | 0 | 0 | 0 | 0 | 0 | 0 | 0 | 0 | 0 | 0 | 0 | 0 | 0 | 0 | 0 | 0
F1_Commercial_Miscellaneous_New_Food Preparation_Natural Gas_Fryer_Baseline Forecast | F1 | Commercial | Miscellaneous | New | Food Preparation | Natural Gas | Fryer | Baseline Forecast | Units | 0 | 221.4553 | 1289.6167 | 1972.2466 | 2788.4321 | 3629.5859 | 4474.9667 | 5206.641 | 5928.0613 | 6666.3675 | 7416.6916 | 8161.3157 | 8894.2931 | 9617.2795 | 10341.3111 | 11063.1529 | 11789.178 | 12498.2651 | 13179.187 | 13838.1388 | 14497.4143 | 15170.0393 | 15851.4304 | 16540.031 | 17236.0295 | 17933.9889 | 18634.6769 | 19335.8368 | 20040.0899 | 20745.8781 | 21456.9174 | 22168.4737 | 22470.7493
F2_Commercial_Miscellaneous_New_Food Preparation_Natural Gas_Fryer_Baseline Forecast | F2 | Commercial | Miscellaneous | New | Food Preparation | Natural Gas | Fryer | Baseline Forecast | Usage (MMtherm) | 0 | 7.0613e-06 | 4.5806e-05 | 6.2448e-05 | 8.3354e-05 | 0.0001049 | 0.00012655 | 0.00014529 | 0.00016377 | 0.00018228 | 0.00019919 | 0.00021642 | 0.00023372 | 0.00025106 | 0.00026812 | 0.00028337 | 0.00030197 | 0.00032013 | 0.00033758 | 0.00035445 | 0.00037134 | 0.00038857 | 0.00040602 | 0.00042366 | 0.00044149 | 0.00045937 | 0.00047731 | 0.00049527 | 0.00051331 | 0.00053139 | 0.0005496 | 0.00056783 | 0.00057557
F3_Commercial_Miscellaneous_New_Food Preparation_Natural Gas_Fryer_Baseline Forecast | F3 | Commercial | Miscellaneous | New | Food Preparation | Natural Gas | Fryer | Baseline Forecast | Summer Peak Demand (MW) | 0 | 0 | 0 | 0 | 0 | 0 | 0 | 0 | 0 | 0 | 0 | 0 | 0 | 0 | 0 | 0 | 0 | 0 | 0 | 0 | 0 | 0 | 0 | 0 | 0 | 0 | 0 | 0 | 0 | 0 | 0 | 0 | 0
F4_Commercial_Miscellaneous_New_Food Preparation_Natural Gas_Fryer_Baseline Forecast | F4 | Commercial | Miscellaneous | New | Food Preparation | Natural Gas | Fryer | Baseline Forecast | Winter Peak Demand (MW) | 0 | 0 | 0 | 0 | 0 | 0 | 0 | 0 | 0 | 0 | 0 | 0 | 0 | 0 | 0 | 0 | 0 | 0 | 0 | 0 | 0 | 0 | 0 | 0 | 0 | 0 | 0 | 0 | 0 | 0 | 0 | 0 | 0
F5_Commercial_Miscellaneous_New_Food Preparation_Natural Gas_Fryer_Baseline Forecast | F5 | Commercial | Miscellaneous | New | Food Preparation | Natural Gas | Fryer | Baseline Forecast | Turnover | 0 | 221.4553 | 1068.1613 | 682.6299 | 816.1855 | 841.1538 | 845.3808 | 731.6743 | 721.4203 | 782.5973 | 999.3892 | 1080.4021 | 1164.837 | 1236.7049 | 1362.1356 | 1600.6188 | 1472.266 | 1497.6102 | 1518.1634 | 1545.9335 | 1572.0208 | 1647.4742 | 1749.7347 | 1920.23 | 1996.9922 | 2060.4106 | 2113.1213 | 2173.1742 | 2258.7856 | 2245.2621 | 2299.2093 | 2371.5261 | 2036.9297
F6_Commercial_Miscellaneous_New_Food Preparation_Natural Gas_Fryer_Baseline Forecast | F6 | Commercial | Miscellaneous | New | Food Preparation | Natural Gas | Fryer | Baseline Forecast | Avg. Replacement Usage (kWh) | 0.033012 | 0.031886 | 0.035519 | 0.025614 | 0.025614 | 0.025614 | 0.025614 | 0.025614 | 0.025614 | 0.025614 | 0.025614 | 0.025614 | 0.025614 | 0.025614 | 0.025614 | 0.025614 | 0.025614 | 0.025614 | 0.025614 | 0.025614 | 0.025614 | 0.025614 | 0.025614 | 0.025614 | 0.025614 | 0.025614 | 0.025614 | 0.025614 | 0.025614 | 0.025614 | 0.025614 | 0.025614 | 0.025614
F7_Commercial_Miscellaneous_New_Food Preparation_Natural Gas_Fryer_Baseline Forecast | F7 | Commercial | Miscellaneous | New | Food Preparation | Natural Gas | Fryer | Baseline Forecast | Avg. Replacement Summer Demand (kW) | 0 | 0 | 0 | 0 | 0 | 0 | 0 | 0 | 0 | 0 | 0 | 0 | 0 | 0 | 0 | 0 | 0 | 0 | 0 | 0 | 0 | 0 | 0 | 0 | 0 | 0 | 0 | 0 | 0 | 0 | 0 | 0 | 0
F8_Commercial_Miscellaneous_New_Food Preparation_Natural Gas_Fryer_Baseline Forecast | F8 | Commercial | Miscellaneous | New | Food Preparation | Natural Gas | Fryer | Baseline Forecast | Avg. Replacement Winter Demand (kW) | 0 | 0 | 0 | 0 | 0 | 0 | 0 | 0 | 0 | 0 | 0 | 0 | 0 | 0 | 0 | 0 | 0 | 0 | 0 | 0 | 0 | 0 | 0 | 0 | 0 | 0 | 0 | 0 | 0 | 0 | 0 | 0 | 0
F1_Commercial_Miscellaneous_New_Food Preparation_Natural Gas_Broiler_Baseline Forecast | F1 | Commercial | Miscellaneous | New | Food Preparation | Natural Gas | Broiler | Baseline Forecast | Units | 0 | 2524.0987 | 14698.7642 | 22479.2281 | 31781.9292 | 41369.2136 | 51004.6756 | 59344.137 | 67566.7251 | 75981.7754 | 84533.803 | 93020.8624 | 101375.1758 | 109615.6148 | 117867.9656 | 126095.3583 | 134370.4306 | 142452.4485 | 150213.4451 | 157724.0309 | 165238.3068 | 172904.737 | 180671.0808 | 188519.5979 | 196452.4336 | 204407.62 | 212393.9059 | 220385.5709 | 228412.4909 | 236456.908 | 244561.1767 | 252671.3366 | 256116.6065
F2_Commercial_Miscellaneous_New_Food Preparation_Natural Gas_Broiler_Baseline Forecast | F2 | Commercial | Miscellaneous | New | Food Preparation | Natural Gas | Broiler | Baseline Forecast | Usage (MMtherm) | 0 | 8.8519e-05 | 0.0005742 | 0.00086199 | 0.0012187 | 0.0015864 | 0.0019558 | 0.0022755 | 0.0025907 | 0.0029133 | 0.003241 | 0.0035662 | 0.0038863 | 0.0042019 | 0.0045178 | 0.0048327 | 0.0051493 | 0.0054584 | 0.0057549 | 0.0060419 | 0.006329 | 0.0066218 | 0.0069184 | 0.0072182 | 0.0075211 | 0.0078249 | 0.0081298 | 0.0084348 | 0.0087412 | 0.0090482 | 0.0093575 | 0.009667 | 0.0097982
F3_Commercial_Miscellaneous_New_Food Preparation_Natural Gas_Broiler_Baseline Forecast | F3 | Commercial | Miscellaneous | New | Food Preparation | Natural Gas | Broiler | Baseline Forecast | Summer Peak Demand (MW) | 0 | 0 | 0 | 0 | 0 | 0 | 0 | 0 | 0 | 0 | 0 | 0 | 0 | 0 | 0 | 0 | 0 | 0 | 0 | 0 | 0 | 0 | 0 | 0 | 0 | 0 | 0 | 0 | 0 | 0 | 0 | 0 | 0
F4_Commercial_Miscellaneous_New_Food Preparation_Natural Gas_Broiler_Baseline Forecast | F4 | Commercial | Miscellaneous | New | Food Preparation | Natural Gas | Broiler | Baseline Forecast | Winter Peak Demand (MW) | 0 | 0 | 0 | 0 | 0 | 0 | 0 | 0 | 0 | 0 | 0 | 0 | 0 | 0 | 0 | 0 | 0 | 0 | 0 | 0 | 0 | 0 | 0 | 0 | 0 | 0 | 0 | 0 | 0 | 0 | 0 | 0 | 0
F5_Commercial_Miscellaneous_New_Food Preparation_Natural Gas_Broiler_Baseline Forecast | F5 | Commercial | Miscellaneous | New | Food Preparation | Natural Gas | Broiler | Baseline Forecast | Turnover | 0 | 2524.0987 | 12174.6655 | 7780.4639 | 9302.7011 | 9587.2844 | 9635.462 | 8339.4614 | 8222.5881 | 8415.0503 | 8552.0277 | 8487.0593 | 8859.1331 | 11079.2279 | 12079.4747 | 13149.6321 | 14130.3206 | 15354.9863 | 17777.1018 | 16016.074 | 16400.7218 | 16560.5943 | 16591.7165 | 16340.903 | 16911.9525 | 17604.8275 | 18371.8329 | 19109.1358 | 20089.4307 | 21831.8307 | 22599.623 | 23267.123 | 19140.0409
F6_Commercial_Miscellaneous_New_Food Preparation_Natural Gas_Broiler_Baseline Forecast | F6 | Commercial | Miscellaneous | New | Food Preparation | Natural Gas | Broiler | Baseline Forecast | Avg. Replacement Usage (kWh) | 0.03631 | 0.035069 | 0.039064 | 0.038348 | 0.038349 | 0.038347 | 0.038342 | 0.038338 | 0.038333 | 0.038328 | 0.038323 | 0.038319 | 0.038314 | 0.038309 | 0.038305 | 0.0383 | 0.038296 | 0.038291 | 0.038286 | 0.038281 | 0.038276 | 0.038271 | 0.038267 | 0.038263 | 0.038259 | 0.038256 | 0.038253 | 0.038251 | 0.038249 | 0.038247 | 0.038246 | 0.038246 | 0.038246
F7_Commercial_Miscellaneous_New_Food Preparation_Natural Gas_Broiler_Baseline Forecast | F7 | Commercial | Miscellaneous | New | Food Preparation | Natural Gas | Broiler | Baseline Forecast | Avg. Replacement Summer Demand (kW) | 0 | 0 | 0 | 0 | 0 | 0 | 0 | 0 | 0 | 0 | 0 | 0 | 0 | 0 | 0 | 0 | 0 | 0 | 0 | 0 | 0 | 0 | 0 | 0 | 0 | 0 | 0 | 0 | 0 | 0 | 0 | 0 | 0
F8_Commercial_Miscellaneous_New_Food Preparation_Natural Gas_Broiler_Baseline Forecast | F8 | Commercial | Miscellaneous | New | Food Preparation | Natural Gas | Broiler | Baseline Forecast | Avg. Replacement Winter Demand (kW) | 0 | 0 | 0 | 0 | 0 | 0 | 0 | 0 | 0 | 0 | 0 | 0 | 0 | 0 | 0 | 0 | 0 | 0 | 0 | 0 | 0 | 0 | 0 | 0 | 0 | 0 | 0 | 0 | 0 | 0 | 0 | 0 | 0
F1_Commercial_Miscellaneous_New_Food Preparation_Natural Gas_Griddle_Baseline Forecast | F1 | Commercial | Miscellaneous | New | Food Preparation | Natural Gas | Griddle | Baseline Forecast | Units | 0 | 2799.6876 | 16303.6205 | 24933.5794 | 35251.978 | 45886.0316 | 56573.523 | 65823.5124 | 74943.868 | 84277.6994 | 93763.4637 | 103177.1663 | 112443.6294 | 121583.7849 | 130737.1527 | 139862.8375 | 149041.4077 | 158005.8451 | 166614.2112 | 174944.8259 | 183279.5335 | 191783.0081 | 200397.3053 | 209102.7476 | 217901.7147 | 226725.4729 | 235583.726 | 244447.9456 | 253351.2693 | 262274.0007 | 271263.1184 | 280258.7705 | 284080.2056
F2_Commercial_Miscellaneous_New_Food Preparation_Natural Gas_Griddle_Baseline Forecast | F2 | Commercial | Miscellaneous | New | Food Preparation | Natural Gas | Griddle | Baseline Forecast | Usage (MMtherm) | 0 | 6.5175e-05 | 0.00042279 | 0.00061255 | 0.00084874 | 0.0010922 | 0.0013368 | 0.0015485 | 0.0017573 | 0.0019709 | 0.0021881 | 0.0024036 | 0.0026142 | 0.0028154 | 0.0030184 | 0.0032222 | 0.0034281 | 0.0036281 | 0.0038138 | 0.0040045 | 0.0041953 | 0.0043899 | 0.0045871 | 0.0047864 | 0.0049878 | 0.0051898 | 0.0053925 | 0.0055954 | 0.0057992 | 0.0060035 | 0.0062092 | 0.0064152 | 0.0065026
F3_Commercial_Miscellaneous_New_Food Preparation_Natural Gas_Griddle_Baseline Forecast | F3 | Commercial | Miscellaneous | New | Food Preparation | Natural Gas | Griddle | Baseline Forecast | Summer Peak Demand (MW) | 0 | 0 | 0 | 0 | 0 | 0 | 0 | 0 | 0 | 0 | 0 | 0 | 0 | 0 | 0 | 0 | 0 | 0 | 0 | 0 | 0 | 0 | 0 | 0 | 0 | 0 | 0 | 0 | 0 | 0 | 0 | 0 | 0
F4_Commercial_Miscellaneous_New_Food Preparation_Natural Gas_Griddle_Baseline Forecast | F4 | Commercial | Miscellaneous | New | Food Preparation | Natural Gas | Griddle | Baseline Forecast | Winter Peak Demand (MW) | 0 | 0 | 0 | 0 | 0 | 0 | 0 | 0 | 0 | 0 | 0 | 0 | 0 | 0 | 0 | 0 | 0 | 0 | 0 | 0 | 0 | 0 | 0 | 0 | 0 | 0 | 0 | 0 | 0 | 0 | 0 | 0 | 0
F5_Commercial_Miscellaneous_New_Food Preparation_Natural Gas_Griddle_Baseline Forecast | F5 | Commercial | Miscellaneous | New | Food Preparation | Natural Gas | Griddle | Baseline Forecast | Turnover | 0 | 2799.6876 | 13503.9329 | 8629.9589 | 10318.3986 | 10634.0536 | 10687.4914 | 9249.9894 | 9120.3556 | 9333.8314 | 9485.7643 | 9413.7026 | 9826.4006 | 12288.8921 | 13398.3489 | 14585.3494 | 15673.1125 | 17031.4909 | 19718.0604 | 17764.7583 | 18191.403 | 18368.7309 | 18403.2512 | 18125.053 | 18758.4515 | 19526.9768 | 20377.7262 | 21195.53 | 22282.8566 | 24215.4971 | 25067.1194 | 25807.4991 | 21229.8094
F6_Commercial_Miscellaneous_New_Food Preparation_Natural Gas_Griddle_Baseline Forecast | F6 | Commercial | Miscellaneous | New | Food Preparation | Natural Gas | Griddle | Baseline Forecast | Avg. Replacement Usage (kWh) | 0.024102 | 0.023279 | 0.025933 | 0.02289 | 0.02289 | 0.02289 | 0.02289 | 0.02289 | 0.02289 | 0.02289 | 0.02289 | 0.02289 | 0.02289 | 0.02289 | 0.02289 | 0.02289 | 0.02289 | 0.02289 | 0.02289 | 0.02289 | 0.02289 | 0.02289 | 0.02289 | 0.02289 | 0.02289 | 0.02289 | 0.02289 | 0.02289 | 0.02289 | 0.02289 | 0.02289 | 0.02289 | 0.02289
F7_Commercial_Miscellaneous_New_Food Preparation_Natural Gas_Griddle_Baseline Forecast | F7 | Commercial | Miscellaneous | New | Food Preparation | Natural Gas | Griddle | Baseline Forecast | Avg. Replacement Summer Demand (kW) | 0 | 0 | 0 | 0 | 0 | 0 | 0 | 0 | 0 | 0 | 0 | 0 | 0 | 0 | 0 | 0 | 0 | 0 | 0 | 0 | 0 | 0 | 0 | 0 | 0 | 0 | 0 | 0 | 0 | 0 | 0 | 0 | 0
F8_Commercial_Miscellaneous_New_Food Preparation_Natural Gas_Griddle_Baseline Forecast | F8 | Commercial | Miscellaneous | New | Food Preparation | Natural Gas | Griddle | Baseline Forecast | Avg. Replacement Winter Demand (kW) | 0 | 0 | 0 | 0 | 0 | 0 | 0 | 0 | 0 | 0 | 0 | 0 | 0 | 0 | 0 | 0 | 0 | 0 | 0 | 0 | 0 | 0 | 0 | 0 | 0 | 0 | 0 | 0 | 0 | 0 | 0 | 0 | 0
F1_Commercial_Miscellaneous_New_Food Preparation_Natural Gas_Range_Baseline Forecast | F1 | Commercial | Miscellaneous | New | Food Preparation | Natural Gas | Range | Baseline Forecast | Units | 0 | 3112.3822 | 18124.5576 | 27718.389 | 39189.2405 | 51011.0022 | 62892.1701 | 73175.2828 | 83314.2828 | 93690.6017 | 104235.8227 | 114700.9335 | 125002.3597 | 135163.3712 | 145339.0706 | 155483.9951 | 165687.7117 | 175653.3793 | 185223.2063 | 194484.26 | 203749.8638 | 213203.084 | 222779.5045 | 232457.25 | 242238.9661 | 252048.242 | 261895.8656 | 271750.1221 | 281647.8503 | 291567.1538 | 301560.2581 | 311560.6267 | 315808.8745
F2_Commercial_Miscellaneous_New_Food Preparation_Natural Gas_Range_Baseline Forecast | F2 | Commercial | Miscellaneous | New | Food Preparation | Natural Gas | Range | Baseline Forecast | Usage (MMtherm) | 0 | 7.5157e-05 | 0.00048754 | 0.0007319 | 0.0010348 | 0.001347 | 0.0016607 | 0.0019322 | 0.0021999 | 0.0024738 | 0.0027522 | 0.0030284 | 0.0033003 | 0.0035685 | 0.003837 | 0.0041046 | 0.0043738 | 0.0046366 | 0.004889 | 0.0051332 | 0.0053776 | 0.0056268 | 0.0058793 | 0.0061345 | 0.0063923 | 0.0066508 | 0.0069104 | 0.0071701 | 0.0074309 | 0.0076923 | 0.0079557 | 0.0082193 | 0.0083312
F3_Commercial_Miscellaneous_New_Food Preparation_Natural Gas_Range_Baseline Forecast | F3 | Commercial | Miscellaneous | New | Food Preparation | Natural Gas | Range | Baseline Forecast | Summer Peak Demand (MW) | 0 | 0 | 0 | 0 | 0 | 0 | 0 | 0 | 0 | 0 | 0 | 0 | 0 | 0 | 0 | 0 | 0 | 0 | 0 | 0 | 0 | 0 | 0 | 0 | 0 | 0 | 0 | 0 | 0 | 0 | 0 | 0 | 0
F4_Commercial_Miscellaneous_New_Food Preparation_Natural Gas_Range_Baseline Forecast | F4 | Commercial | Miscellaneous | New | Food Preparation | Natural Gas | Range | Baseline Forecast | Winter Peak Demand (MW) | 0 | 0 | 0 | 0 | 0 | 0 | 0 | 0 | 0 | 0 | 0 | 0 | 0 | 0 | 0 | 0 | 0 | 0 | 0 | 0 | 0 | 0 | 0 | 0 | 0 | 0 | 0 | 0 | 0 | 0 | 0 | 0 | 0
F5_Commercial_Miscellaneous_New_Food Preparation_Natural Gas_Range_Baseline Forecast | F5 | Commercial | Miscellaneous | New | Food Preparation | Natural Gas | Range | Baseline Forecast | Turnover | 0 | 3112.3822 | 15012.1753 | 9593.8315 | 11470.8515 | 11821.7617 | 11881.1679 | 10283.1126 | 10139.0001 | 10376.3188 | 11167.6975 | 13965.527 | 15020.5254 | 16230.4612 | 17395.6115 | 19112.9801 | 22554.243 | 20453.5024 | 20527.4081 | 20352.6471 | 20947.5569 | 21383.9672 | 22329.3321 | 23421.4087 | 24806.6979 | 27073.5442 | 28026.3002 | 28819.8568 | 29446.175 | 30197.7701 | 31394.7776 | 31036.877 | 25781.1102
F6_Commercial_Miscellaneous_New_Food Preparation_Natural Gas_Range_Baseline Forecast | F6 | Commercial | Miscellaneous | New | Food Preparation | Natural Gas | Range | Baseline Forecast | Avg. Replacement Usage (kWh) | 0.025001 | 0.024148 | 0.026899 | 0.026405 | 0.026406 | 0.026406 | 0.026404 | 0.026403 | 0.026402 | 0.0264 | 0.026399 | 0.026398 | 0.026397 | 0.026396 | 0.026395 | 0.026393 | 0.026392 | 0.026391 | 0.02639 | 0.026388 | 0.026387 | 0.026386 | 0.026384 | 0.026383 | 0.026382 | 0.026381 | 0.02638 | 0.02638 | 0.026379 | 0.026379 | 0.026378 | 0.026378 | 0.026378
F7_Commercial_Miscellaneous_New_Food Preparation_Natural Gas_Range_Baseline Forecast | F7 | Commercial | Miscellaneous | New | Food Preparation | Natural Gas | Range | Baseline Forecast | Avg. Replacement Summer Demand (kW) | 0 | 0 | 0 | 0 | 0 | 0 | 0 | 0 | 0 | 0 | 0 | 0 | 0 | 0 | 0 | 0 | 0 | 0 | 0 | 0 | 0 | 0 | 0 | 0 | 0 | 0 | 0 | 0 | 0 | 0 | 0 | 0 | 0
F8_Commercial_Miscellaneous_New_Food Preparation_Natural Gas_Range_Baseline Forecast | F8 | Commercial | Miscellaneous | New | Food Preparation | Natural Gas | Range | Baseline Forecast | Avg. Replacement Winter Demand (kW) | 0 | 0 | 0 | 0 | 0 | 0 | 0 | 0 | 0 | 0 | 0 | 0 | 0 | 0 | 0 | 0 | 0 | 0 | 0 | 0 | 0 | 0 | 0 | 0 | 0 | 0 | 0 | 0 | 0 | 0 | 0 | 0 | 0
F1_Commercial_Miscellaneous_New_Food Preparation_Natural Gas_Steamer_Baseline Forecast | F1 | Commercial | Miscellaneous | New | Food Preparation | Natural Gas | Steamer | Baseline Forecast | Units | 0 | 109.6768 | 638.6887 | 976.7644 | 1380.9841 | 1797.5694 | 2216.2482 | 2578.6134 | 2935.9002 | 3301.5498 | 3673.1513 | 4041.9299 | 4404.9404 | 4763.0028 | 5121.5828 | 5479.0784 | 5838.6457 | 6189.8244 | 6527.0542 | 6853.4032 | 7179.9125 | 7513.0331 | 7850.4953 | 8191.528 | 8536.2245 | 8881.8921 | 9228.9111 | 9576.1639 | 9924.9485 | 10274.4934 | 10626.639 | 10979.0406 | 11128.744
F2_Commercial_Miscellaneous_New_Food Preparation_Natural Gas_Steamer_Baseline Forecast | F2 | Commercial | Miscellaneous | New | Food Preparation | Natural Gas | Steamer | Baseline Forecast | Usage (MMtherm) | 0 | 4.422e-06 | 2.8654e-05 | 3.3273e-05 | 3.9427e-05 | 4.5768e-05 | 5.2142e-05 | 5.7658e-05 | 6.3097e-05 | 6.8663e-05 | 7.3968e-05 | 7.7576e-05 | 8.1319e-05 | 8.5185e-05 | 8.9235e-05 | 9.3425e-05 | 9.7785e-05 | 0.00010214 | 0.0001064 | 0.00010961 | 0.0001093 | 0.00011437 | 0.00011951 | 0.0001247 | 0.00012994 | 0.00013521 | 0.00014049 | 0.00014578 | 0.00015109 | 0.00015641 | 0.00016177 | 0.00016713 | 0.00016941
F3_Commercial_Miscellaneous_New_Food Preparation_Natural Gas_Steamer_Baseline Forecast | F3 | Commercial | Miscellaneous | New | Food Preparation | Natural Gas | Steamer | Baseline Forecast | Summer Peak Demand (MW) | 0 | 0 | 0 | 0 | 0 | 0 | 0 | 0 | 0 | 0 | 0 | 0 | 0 | 0 | 0 | 0 | 0 | 0 | 0 | 0 | 0 | 0 | 0 | 0 | 0 | 0 | 0 | 0 | 0 | 0 | 0 | 0 | 0
F4_Commercial_Miscellaneous_New_Food Preparation_Natural Gas_Steamer_Baseline Forecast | F4 | Commercial | Miscellaneous | New | Food Preparation | Natural Gas | Steamer | Baseline Forecast | Winter Peak Demand (MW) | 0 | 0 | 0 | 0 | 0 | 0 | 0 | 0 | 0 | 0 | 0 | 0 | 0 | 0 | 0 | 0 | 0 | 0 | 0 | 0 | 0 | 0 | 0 | 0 | 0 | 0 | 0 | 0 | 0 | 0 | 0 | 0 | 0
F5_Commercial_Miscellaneous_New_Food Preparation_Natural Gas_Steamer_Baseline Forecast | F5 | Commercial | Miscellaneous | New | Food Preparation | Natural Gas | Steamer | Baseline Forecast | Turnover | 0 | 109.6768 | 529.0119 | 338.0757 | 404.2197 | 416.5854 | 418.6788 | 362.3651 | 357.2868 | 365.6496 | 383.7879 | 438.3899 | 462.4512 | 491.3675 | 523.3607 | 550.4871 | 571.3782 | 579.1536 | 580.5018 | 619.0084 | 764.4937 | 715.0255 | 751.8983 | 771.3795 | 789.0369 | 786.7818 | 801.907 | 818.6731 | 842.1893 | 889.8851 | 919.3048 | 948.992 | 775.567
F6_Commercial_Miscellaneous_New_Food Preparation_Natural Gas_Steamer_Baseline Forecast | F6 | Commercial | Miscellaneous | New | Food Preparation | Natural Gas | Steamer | Baseline Forecast | Avg. Replacement Usage (kWh) | 0.041756 | 0.040319 | 0.044854 | 0.015223 | 0.015223 | 0.015223 | 0.015223 | 0.015223 | 0.015223 | 0.015223 | 0.015223 | 0.015223 | 0.015223 | 0.015223 | 0.015223 | 0.015223 | 0.015223 | 0.015223 | 0.015223 | 0.015223 | 0.015223 | 0.015223 | 0.015223 | 0.015223 | 0.015223 | 0.015223 | 0.015223 | 0.015223 | 0.015223 | 0.015223 | 0.015223 | 0.015223 | 0.015223
F7_Commercial_Miscellaneous_New_Food Preparation_Natural Gas_Steamer_Baseline Forecast | F7 | Commercial | Miscellaneous | New | Food Preparation | Natural Gas | Steamer | Baseline Forecast | Avg. Replacement Summer Demand (kW) | 0 | 0 | 0 | 0 | 0 | 0 | 0 | 0 | 0 | 0 | 0 | 0 | 0 | 0 | 0 | 0 | 0 | 0 | 0 | 0 | 0 | 0 | 0 | 0 | 0 | 0 | 0 | 0 | 0 | 0 | 0 | 0 | 0
F8_Commercial_Miscellaneous_New_Food Preparation_Natural Gas_Steamer_Baseline Forecast | F8 | Commercial | Miscellaneous | New | Food Preparation | Natural Gas | Steamer | Baseline Forecast | Avg. Replacement Winter Demand (kW) | 0 | 0 | 0 | 0 | 0 | 0 | 0 | 0 | 0 | 0 | 0 | 0 | 0 | 0 | 0 | 0 | 0 | 0 | 0 | 0 | 0 | 0 | 0 | 0 | 0 | 0 | 0 | 0 | 0 | 0 | 0 | 0 | 0
F1_Commercial_Miscellaneous_New_Food Preparation_Natural Gas_Food Prep Other_Baseline Forecast | F1 | Commercial | Miscellaneous | New | Food Preparation | Natural Gas | Food Prep Other | Baseline Forecast | Units | 0 | 0 | 0 | 0 | 0 | 0 | 0 | 0 | 0 | 0 | 0 | 0 | 0 | 0 | 0 | 0 | 0 | 0 | 0 | 0 | 0 | 0 | 0 | 0 | 0 | 0 | 0 | 0 | 0 | 0 | 0 | 0 | 0
F2_Commercial_Miscellaneous_New_Food Preparation_Natural Gas_Food Prep Other_Baseline Forecast | F2 | Commercial | Miscellaneous | New | Food Preparation | Natural Gas | Food Prep Other | Baseline Forecast | Usage (MMtherm) | 0 | 0 | 0 | 0 | 0 | 0 | 0 | 0 | 0 | 0 | 0 | 0 | 0 | 0 | 0 | 0 | 0 | 0 | 0 | 0 | 0 | 0 | 0 | 0 | 0 | 0 | 0 | 0 | 0 | 0 | 0 | 0 | 0
F3_Commercial_Miscellaneous_New_Food Preparation_Natural Gas_Food Prep Other_Baseline Forecast | F3 | Commercial | Miscellaneous | New | Food Preparation | Natural Gas | Food Prep Other | Baseline Forecast | Summer Peak Demand (MW) | 0 | 0 | 0 | 0 | 0 | 0 | 0 | 0 | 0 | 0 | 0 | 0 | 0 | 0 | 0 | 0 | 0 | 0 | 0 | 0 | 0 | 0 | 0 | 0 | 0 | 0 | 0 | 0 | 0 | 0 | 0 | 0 | 0
F4_Commercial_Miscellaneous_New_Food Preparation_Natural Gas_Food Prep Other_Baseline Forecast | F4 | Commercial | Miscellaneous | New | Food Preparation | Natural Gas | Food Prep Other | Baseline Forecast | Winter Peak Demand (MW) | 0 | 0 | 0 | 0 | 0 | 0 | 0 | 0 | 0 | 0 | 0 | 0 | 0 | 0 | 0 | 0 | 0 | 0 | 0 | 0 | 0 | 0 | 0 | 0 | 0 | 0 | 0 | 0 | 0 | 0 | 0 | 0 | 0
F5_Commercial_Miscellaneous_New_Food Preparation_Natural Gas_Food Prep Other_Baseline Forecast | F5 | Commercial | Miscellaneous | New | Food Preparation | Natural Gas | Food Prep Other | Baseline Forecast | Turnover | 0 | 0 | 0 | 0 | 0 | 0 | 0 | 0 | 0 | 0 | 0 | 0 | 0 | 0 | 0 | 0 | 0 | 0 | 0 | 0 | 0 | 0 | 0 | 0 | 0 | 0 | 0 | 0 | 0 | 0 | 0 | 0 | 0
F6_Commercial_Miscellaneous_New_Food Preparation_Natural Gas_Food Prep Other_Baseline Forecast | F6 | Commercial | Miscellaneous | New | Food Preparation | Natural Gas | Food Prep Other | Baseline Forecast | Avg. Replacement Usage (kWh) | 0.010434 | 0.010078 | 0.011226 | 0.01102 | 0.01102 | 0.01102 | 0.01102 | 0.01102 | 0.01102 | 0.01102 | 0.01102 | 0.01102 | 0.01102 | 0.01102 | 0.01102 | 0.01102 | 0.01102 | 0.01102 | 0.01102 | 0.01102 | 0.01102 | 0.01102 | 0.01102 | 0.01102 | 0.01102 | 0.01102 | 0.01102 | 0.01102 | 0.01102 | 0.01102 | 0.01102 | 0.01102 | 0.01102
F7_Commercial_Miscellaneous_New_Food Preparation_Natural Gas_Food Prep Other_Baseline Forecast | F7 | Commercial | Miscellaneous | New | Food Preparation | Natural Gas | Food Prep Other | Baseline Forecast | Avg. Replacement Summer Demand (kW) | 0 | 0 | 0 | 0 | 0 | 0 | 0 | 0 | 0 | 0 | 0 | 0 | 0 | 0 | 0 | 0 | 0 | 0 | 0 | 0 | 0 | 0 | 0 | 0 | 0 | 0 | 0 | 0 | 0 | 0 | 0 | 0 | 0
F8_Commercial_Miscellaneous_New_Food Preparation_Natural Gas_Food Prep Other_Baseline Forecast | F8 | Commercial | Miscellaneous | New | Food Preparation | Natural Gas | Food Prep Other | Baseline Forecast | Avg. Replacement Winter Demand (kW) | 0 | 0 | 0 | 0 | 0 | 0 | 0 | 0 | 0 | 0 | 0 | 0 | 0 | 0 | 0 | 0 | 0 | 0 | 0 | 0 | 0 | 0 | 0 | 0 | 0 | 0 | 0 | 0 | 0 | 0 | 0 | 0 | 0
F1_Commercial_Miscellaneous_New_Miscellaneous_Natural Gas_Pool Heater_Baseline Forecast | F1 | Commercial | Miscellaneous | New | Miscellaneous | Natural Gas | Pool Heater | Baseline Forecast | Units | 0 | 0 | 0 | 0 | 0 | 0 | 0 | 0 | 0 | 0 | 0 | 0 | 0 | 0 | 0 | 0 | 0 | 0 | 0 | 0 | 0 | 0 | 0 | 0 | 0 | 0 | 0 | 0 | 0 | 0 | 0 | 0 | 0
F2_Commercial_Miscellaneous_New_Miscellaneous_Natural Gas_Pool Heater_Baseline Forecast | F2 | Commercial | Miscellaneous | New | Miscellaneous | Natural Gas | Pool Heater | Baseline Forecast | Usage (MMtherm) | 0 | 0 | 0 | 0 | 0 | 0 | 0 | 0 | 0 | 0 | 0 | 0 | 0 | 0 | 0 | 0 | 0 | 0 | 0 | 0 | 0 | 0 | 0 | 0 | 0 | 0 | 0 | 0 | 0 | 0 | 0 | 0 | 0
F3_Commercial_Miscellaneous_New_Miscellaneous_Natural Gas_Pool Heater_Baseline Forecast | F3 | Commercial | Miscellaneous | New | Miscellaneous | Natural Gas | Pool Heater | Baseline Forecast | Summer Peak Demand (MW) | 0 | 0 | 0 | 0 | 0 | 0 | 0 | 0 | 0 | 0 | 0 | 0 | 0 | 0 | 0 | 0 | 0 | 0 | 0 | 0 | 0 | 0 | 0 | 0 | 0 | 0 | 0 | 0 | 0 | 0 | 0 | 0 | 0
F4_Commercial_Miscellaneous_New_Miscellaneous_Natural Gas_Pool Heater_Baseline Forecast | F4 | Commercial | Miscellaneous | New | Miscellaneous | Natural Gas | Pool Heater | Baseline Forecast | Winter Peak Demand (MW) | 0 | 0 | 0 | 0 | 0 | 0 | 0 | 0 | 0 | 0 | 0 | 0 | 0 | 0 | 0 | 0 | 0 | 0 | 0 | 0 | 0 | 0 | 0 | 0 | 0 | 0 | 0 | 0 | 0 | 0 | 0 | 0 | 0
F5_Commercial_Miscellaneous_New_Miscellaneous_Natural Gas_Pool Heater_Baseline Forecast | F5 | Commercial | Miscellaneous | New | Miscellaneous | Natural Gas | Pool Heater | Baseline Forecast | Turnover | 0 | 0 | 0 | 0 | 0 | 0 | 0 | 0 | 0 | 0 | 0 | 0 | 0 | 0 | 0 | 0 | 0 | 0 | 0 | 0 | 0 | 0 | 0 | 0 | 0 | 0 | 0 | 0 | 0 | 0 | 0 | 0 | 0
F6_Commercial_Miscellaneous_New_Miscellaneous_Natural Gas_Pool Heater_Baseline Forecast | F6 | Commercial | Miscellaneous | New | Miscellaneous | Natural Gas | Pool Heater | Baseline Forecast | Avg. Replacement Usage (kWh) | 0.0021726 | 0.0020985 | 0.0023377 | 0.0022946 | 0.0022946 | 0.0022946 | 0.0022946 | 0.0022946 | 0.0022946 | 0.0022946 | 0.0022946 | 0.0022946 | 0.0022946 | 0.0022946 | 0.0022946 | 0.0022946 | 0.0022946 | 0.0022946 | 0.0022946 | 0.0022946 | 0.0022946 | 0.0022946 | 0.0022946 | 0.0022946 | 0.0022946 | 0.0022946 | 0.0022946 | 0.0022946 | 0.0022946 | 0.0022946 | 0.0022946 | 0.0022946 | 0.0022946
F7_Commercial_Miscellaneous_New_Miscellaneous_Natural Gas_Pool Heater_Baseline Forecast | F7 | Commercial | Miscellaneous | New | Miscellaneous | Natural Gas | Pool Heater | Baseline Forecast | Avg. Replacement Summer Demand (kW) | 0 | 0 | 0 | 0 | 0 | 0 | 0 | 0 | 0 | 0 | 0 | 0 | 0 | 0 | 0 | 0 | 0 | 0 | 0 | 0 | 0 | 0 | 0 | 0 | 0 | 0 | 0 | 0 | 0 | 0 | 0 | 0 | 0
F8_Commercial_Miscellaneous_New_Miscellaneous_Natural Gas_Pool Heater_Baseline Forecast | F8 | Commercial | Miscellaneous | New | Miscellaneous | Natural Gas | Pool Heater | Baseline Forecast | Avg. Replacement Winter Demand (kW) | 0 | 0 | 0 | 0 | 0 | 0 | 0 | 0 | 0 | 0 | 0 | 0 | 0 | 0 | 0 | 0 | 0 | 0 | 0 | 0 | 0 | 0 | 0 | 0 | 0 | 0 | 0 | 0 | 0 | 0 | 0 | 0 | 0
F1_Commercial_Miscellaneous_New_Miscellaneous_Natural Gas_Miscellaneous_Baseline Forecast | F1 | Commercial | Miscellaneous | New | Miscellaneous | Natural Gas | Miscellaneous | Baseline Forecast | Units | 0 | 15584.5502 | 90754.6236 | 138793.5653 | 196231.2603 | 255426.0587 | 314918.3205 | 366408.6818 | 417177.4321 | 469134.5023 | 521937.3122 | 574338.9881 | 625921.0502 | 676800.0176 | 727752.5316 | 778550.9471 | 829643.7507 | 879544.5778 | 927463.3223 | 973835.9548 | 1020231.3704 | 1067566.2332 | 1115517.9934 | 1163977.1154 | 1212956.8469 | 1262074.5782 | 1311384.3266 | 1360727.2878 | 1410287.9236 | 1459956.5925 | 1509994.803 | 1560069.3872 | 1581341.5275
F2_Commercial_Miscellaneous_New_Miscellaneous_Natural Gas_Miscellaneous_Baseline Forecast | F2 | Commercial | Miscellaneous | New | Miscellaneous | Natural Gas | Miscellaneous | Baseline Forecast | Usage (MMtherm) | 0 | 0.00013602 | 0.00088236 | 0.0013246 | 0.0018727 | 0.0024377 | 0.0030054 | 0.0034968 | 0.0039813 | 0.0044772 | 0.0049811 | 0.0054812 | 0.0059735 | 0.0064591 | 0.0069453 | 0.0074301 | 0.0079177 | 0.008394 | 0.0088513 | 0.0092938 | 0.0097366 | 0.010188 | 0.010646 | 0.011108 | 0.011576 | 0.012045 | 0.012515 | 0.012986 | 0.013459 | 0.013933 | 0.014411 | 0.014889 | 0.015092
F3_Commercial_Miscellaneous_New_Miscellaneous_Natural Gas_Miscellaneous_Baseline Forecast | F3 | Commercial | Miscellaneous | New | Miscellaneous | Natural Gas | Miscellaneous | Baseline Forecast | Summer Peak Demand (MW) | 0 | 0 | 0 | 0 | 0 | 0 | 0 | 0 | 0 | 0 | 0 | 0 | 0 | 0 | 0 | 0 | 0 | 0 | 0 | 0 | 0 | 0 | 0 | 0 | 0 | 0 | 0 | 0 | 0 | 0 | 0 | 0 | 0
F4_Commercial_Miscellaneous_New_Miscellaneous_Natural Gas_Miscellaneous_Baseline Forecast | F4 | Commercial | Miscellaneous | New | Miscellaneous | Natural Gas | Miscellaneous | Baseline Forecast | Winter Peak Demand (MW) | 0 | 0 | 0 | 0 | 0 | 0 | 0 | 0 | 0 | 0 | 0 | 0 | 0 | 0 | 0 | 0 | 0 | 0 | 0 | 0 | 0 | 0 | 0 | 0 | 0 | 0 | 0 | 0 | 0 | 0 | 0 | 0 | 0
F5_Commercial_Miscellaneous_New_Miscellaneous_Natural Gas_Miscellaneous_Baseline Forecast | F5 | Commercial | Miscellaneous | New | Miscellaneous | Natural Gas | Miscellaneous | Baseline Forecast | Turnover | 0 | 15584.5502 | 75170.0734 | 48038.9417 | 59664.0593 | 71841.6926 | 77195.1628 | 75187.7135 | 81343.8653 | 89192.1922 | 95459.7306 | 105125.9731 | 126876.7269 | 121149.5067 | 129589.4621 | 139874.8012 | 146310.8354 | 149444.1786 | 155017.3705 | 161359.6688 | 168130.9931 | 176641.3109 | 188174.4775 | 191000.0694 | 198851.2007 | 207457.7659 | 214190.6869 | 219989.7162 | 227089.8961 | 234283.1498 | 241679.1701 | 249259.2196 | 228831.1197
F6_Commercial_Miscellaneous_New_Miscellaneous_Natural Gas_Miscellaneous_Baseline Forecast | F6 | Commercial | Miscellaneous | New | Miscellaneous | Natural Gas | Miscellaneous | Baseline Forecast | Avg. Replacement Usage (kWh) | 0.0090361 | 0.0087276 | 0.0097224 | 0.0095435 | 0.0095435 | 0.0095435 | 0.0095435 | 0.0095435 | 0.0095435 | 0.0095435 | 0.0095435 | 0.0095435 | 0.0095435 | 0.0095435 | 0.0095435 | 0.0095435 | 0.0095435 | 0.0095435 | 0.0095435 | 0.0095435 | 0.0095435 | 0.0095435 | 0.0095435 | 0.0095435 | 0.0095435 | 0.0095435 | 0.0095435 | 0.0095435 | 0.0095435 | 0.0095435 | 0.0095435 | 0.0095435 | 0.0095435
F7_Commercial_Miscellaneous_New_Miscellaneous_Natural Gas_Miscellaneous_Baseline Forecast | F7 | Commercial | Miscellaneous | New | Miscellaneous | Natural Gas | Miscellaneous | Baseline Forecast | Avg. Replacement Summer Demand (kW) | 0 | 0 | 0 | 0 | 0 | 0 | 0 | 0 | 0 | 0 | 0 | 0 | 0 | 0 | 0 | 0 | 0 | 0 | 0 | 0 | 0 | 0 | 0 | 0 | 0 | 0 | 0 | 0 | 0 | 0 | 0 | 0 | 0
F8_Commercial_Miscellaneous_New_Miscellaneous_Natural Gas_Miscellaneous_Baseline Forecast | F8 | Commercial | Miscellaneous | New | Miscellaneous | Natural Gas | Miscellaneous | Baseline Forecast | Avg. Replacement Winter Demand (kW) | 0 | 0 | 0 | 0 | 0 | 0 | 0 | 0 | 0 | 0 | 0 | 0 | 0 | 0 | 0 | 0 | 0 | 0 | 0 | 0 | 0 | 0 | 0 | 0 | 0 | 0 | 0 | 0 | 0 | 0 | 0 | 0 | 0
F1_Commercial_Office_Existing_Space Heating_Natural Gas_Furnace_Codes & Standards Forecast | F1 | Commercial | Office | Existing | Space Heating | Natural Gas | Furnace | Codes & Standards Forecast | Units | 3736701.8014 | 3717690.3061 | 3698678.8108 | 3675719.8985 | 3761605.6128 | 3751496.5957 | 3742572.3226 | 3734534.3305 | 3726768.884 | 3719051.5205 | 3711295.5291 | 3703549.9235 | 3695870.3317 | 3688275.8786 | 3680718.6134 | 3673191.3145 | 3665657.1735 | 3658208.0127 | 3650948.4648 | 3643898.3674 | 3636951.32 | 3629986.0714 | 3622966.0302 | 3615880.8924 | 3608724.5979 | 3601522.4571 | 3594283.2225 | 3587022.9172 | 3579735.9425 | 3572427.5882 | 3565081.2033 | 3557713.0447 | 3606223.8171
F2_Commercial_Office_Existing_Space Heating_Natural Gas_Furnace_Codes & Standards Forecast | F2 | Commercial | Office | Existing | Space Heating | Natural Gas | Furnace | Codes & Standards Forecast | Usage (MMtherm) | 0.43522 | 0.41787 | 0.46024 | 0.44614 | 0.45346 | 0.44821 | 0.44308 | 0.43803 | 0.43301 | 0.42799 | 0.42297 | 0.41797 | 0.41298 | 0.40803 | 0.40311 | 0.39822 | 0.39336 | 0.38855 | 0.38379 | 0.37917 | 0.37465 | 0.37022 | 0.36578 | 0.36149 | 0.35733 | 0.3533 | 0.34937 | 0.34556 | 0.34184 | 0.33821 | 0.33466 | 0.33119 | 0.33472
F3_Commercial_Office_Existing_Space Heating_Natural Gas_Furnace_Codes & Standards Forecast | F3 | Commercial | Office | Existing | Space Heating | Natural Gas | Furnace | Codes & Standards Forecast | Summer Peak Demand (MW) | 0 | 0 | 0 | 0 | 0 | 0 | 0 | 0 | 0 | 0 | 0 | 0 | 0 | 0 | 0 | 0 | 0 | 0 | 0 | 0 | 0 | 0 | 0 | 0 | 0 | 0 | 0 | 0 | 0 | 0 | 0 | 0 | 0
F4_Commercial_Office_Existing_Space Heating_Natural Gas_Furnace_Codes & Standards Forecast | F4 | Commercial | Office | Existing | Space Heating | Natural Gas | Furnace | Codes & Standards Forecast | Winter Peak Demand (MW) | 0 | 0 | 0 | 0 | 0 | 0 | 0 | 0 | 0 | 0 | 0 | 0 | 0 | 0 | 0 | 0 | 0 | 0 | 0 | 0 | 0 | 0 | 0 | 0 | 0 | 0 | 0 | 0 | 0 | 0 | 0 | 0 | 0
F5_Commercial_Office_Existing_Space Heating_Natural Gas_Furnace_Codes & Standards Forecast | F5 | Commercial | Office | Existing | Space Heating | Natural Gas | Furnace | Codes & Standards Forecast | Turnover | 0 | 74602.4811 | 80881.8366 | 86490.0944 | 178016.1021 | 97075.2275 | 101625.9124 | 105811.9656 | 109649.014 | 113159.1861 | 116365.7539 | 119294.0088 | 121967.7563 | 124408.002 | 126631.8819 | 128656.3477 | 130495.9222 | 132168.4481 | 133691.2744 | 128665.3481 | 124519.7458 | 121141.4669 | 124795.4881 | 122167.9393 | 120085.0189 | 118475.9684 | 117277.3025 | 116432.8347 | 115892.0317 | 115610.4304 | 115547.9865 | 115670.3194 | 187447.147
F6_Commercial_Office_Existing_Space Heating_Natural Gas_Furnace_Codes & Standards Forecast | F6 | Commercial | Office | Existing | Space Heating | Natural Gas | Furnace | Codes & Standards Forecast | Avg. Replacement Usage (kWh) | 0.11363 | 0.10975 | 0.12161 | 0.11874 | 0.1181 | 0.10559 | 0.10502 | 0.10445 | 0.10388 | 0.10331 | 0.10274 | 0.10216 | 0.10159 | 0.10102 | 0.10045 | 0.099881 | 0.099311 | 0.09874 | 0.098169 | 0.097598 | 0.097027 | 0.096458 | 0.095886 | 0.095316 | 0.094745 | 0.094176 | 0.093605 | 0.093034 | 0.092464 | 0.091894 | 0.091323 | 0.090752 | 0.090752
F7_Commercial_Office_Existing_Space Heating_Natural Gas_Furnace_Codes & Standards Forecast | F7 | Commercial | Office | Existing | Space Heating | Natural Gas | Furnace | Codes & Standards Forecast | Avg. Replacement Summer Demand (kW) | 0 | 0 | 0 | 0 | 0 | 0 | 0 | 0 | 0 | 0 | 0 | 0 | 0 | 0 | 0 | 0 | 0 | 0 | 0 | 0 | 0 | 0 | 0 | 0 | 0 | 0 | 0 | 0 | 0 | 0 | 0 | 0 | 0
F8_Commercial_Office_Existing_Space Heating_Natural Gas_Furnace_Codes & Standards Forecast | F8 | Commercial | Office | Existing | Space Heating | Natural Gas | Furnace | Codes & Standards Forecast | Avg. Replacement Winter Demand (kW) | 0 | 0 | 0 | 0 | 0 | 0 | 0 | 0 | 0 | 0 | 0 | 0 | 0 | 0 | 0 | 0 | 0 | 0 | 0 | 0 | 0 | 0 | 0 | 0 | 0 | 0 | 0 | 0 | 0 | 0 | 0 | 0 | 0
F1_Commercial_Office_Existing_Space Heating_Natural Gas_Boiler_Codes & Standards Forecast | F1 | Commercial | Office | Existing | Space Heating | Natural Gas | Boiler | Codes & Standards Forecast | Units | 4034831.0713 | 4014302.7615 | 3993774.4518 | 3968983.7841 | 4061721.8101 | 4050806.2545 | 4041169.9665 | 4032490.6707 | 4024105.6653 | 4015772.5792 | 4007397.7833 | 3999034.2017 | 3990741.9009 | 3982541.5314 | 3974381.3168 | 3966253.4594 | 3958118.214 | 3950074.7288 | 3942235.9847 | 3934623.4018 | 3927122.0908 | 3919601.1262 | 3912020.9976 | 3904370.5787 | 3896643.3259 | 3888866.569 | 3881049.7589 | 3873210.1968 | 3865341.8376 | 3857450.3931 | 3849517.8838 | 3841561.8635 | 3893943.0226
F2_Commercial_Office_Existing_Space Heating_Natural Gas_Boiler_Codes & Standards Forecast | F2 | Commercial | Office | Existing | Space Heating | Natural Gas | Boiler | Codes & Standards Forecast | Usage (MMtherm) | 2.3064 | 2.2305 | 2.4755 | 2.4189 | 2.4897 | 2.4772 | 2.4652 | 2.4535 | 2.4415 | 2.4292 | 2.4162 | 2.4026 | 2.3885 | 2.3737 | 2.3583 | 2.3421 | 2.3252 | 2.3075 | 2.2892 | 2.2701 | 2.2503 | 2.2303 | 2.2099 | 2.1892 | 2.1674 | 2.1462 | 2.1253 | 2.1048 | 2.0846 | 2.0648 | 2.0452 | 2.0259 | 2.051
F3_Commercial_Office_Existing_Space Heating_Natural Gas_Boiler_Codes & Standards Forecast | F3 | Commercial | Office | Existing | Space Heating | Natural Gas | Boiler | Codes & Standards Forecast | Summer Peak Demand (MW) | 0 | 0 | 0 | 0 | 0 | 0 | 0 | 0 | 0 | 0 | 0 | 0 | 0 | 0 | 0 | 0 | 0 | 0 | 0 | 0 | 0 | 0 | 0 | 0 | 0 | 0 | 0 | 0 | 0 | 0 | 0 | 0 | 0
F4_Commercial_Office_Existing_Space Heating_Natural Gas_Boiler_Codes & Standards Forecast | F4 | Commercial | Office | Existing | Space Heating | Natural Gas | Boiler | Codes & Standards Forecast | Winter Peak Demand (MW) | 0 | 0 | 0 | 0 | 0 | 0 | 0 | 0 | 0 | 0 | 0 | 0 | 0 | 0 | 0 | 0 | 0 | 0 | 0 | 0 | 0 | 0 | 0 | 0 | 0 | 0 | 0 | 0 | 0 | 0 | 0 | 0 | 0
F5_Commercial_Office_Existing_Space Heating_Natural Gas_Boiler_Codes & Standards Forecast | F5 | Commercial | Office | Existing | Space Heating | Natural Gas | Boiler | Codes & Standards Forecast | Turnover | 0 | 74110.2048 | 80348.1251 | 85919.3759 | 184260.4769 | 96434.6613 | 100955.3178 | 105113.7487 | 108925.4777 | 112412.4874 | 115597.8962 | 118506.8284 | 121162.9328 | 123587.0762 | 125796.2815 | 127807.3885 | 129634.8243 | 131296.3138 | 132809.0915 | 134186.3913 | 135435.7762 | 130217.4207 | 125884.1172 | 122326.6222 | 126291.2259 | 123465.3561 | 121197.0353 | 119414.4998 | 118053.1505 | 117055.8636 | 116371.1888 | 115954.496 | 168387.8998
F6_Commercial_Office_Existing_Space Heating_Natural Gas_Boiler_Codes & Standards Forecast | F6 | Commercial | Office | Existing | Space Heating | Natural Gas | Boiler | Codes & Standards Forecast | Avg. Replacement Usage (kWh) | 0.68785 | 0.66437 | 0.73618 | 0.71879 | 0.71494 | 0.60519 | 0.60191 | 0.59864 | 0.59537 | 0.5921 | 0.58883 | 0.58555 | 0.58228 | 0.57901 | 0.57574 | 0.57247 | 0.56919 | 0.56593 | 0.56265 | 0.55938 | 0.55611 | 0.55284 | 0.54957 | 0.5463 | 0.54303 | 0.53977 | 0.53649 | 0.53322 | 0.52995 | 0.52669 | 0.52341 | 0.52014 | 0.52014
F7_Commercial_Office_Existing_Space Heating_Natural Gas_Boiler_Codes & Standards Forecast | F7 | Commercial | Office | Existing | Space Heating | Natural Gas | Boiler | Codes & Standards Forecast | Avg. Replacement Summer Demand (kW) | 0 | 0 | 0 | 0 | 0 | 0 | 0 | 0 | 0 | 0 | 0 | 0 | 0 | 0 | 0 | 0 | 0 | 0 | 0 | 0 | 0 | 0 | 0 | 0 | 0 | 0 | 0 | 0 | 0 | 0 | 0 | 0 | 0
F8_Commercial_Office_Existing_Space Heating_Natural Gas_Boiler_Codes & Standards Forecast | F8 | Commercial | Office | Existing | Space Heating | Natural Gas | Boiler | Codes & Standards Forecast | Avg. Replacement Winter Demand (kW) | 0 | 0 | 0 | 0 | 0 | 0 | 0 | 0 | 0 | 0 | 0 | 0 | 0 | 0 | 0 | 0 | 0 | 0 | 0 | 0 | 0 | 0 | 0 | 0 | 0 | 0 | 0 | 0 | 0 | 0 | 0 | 0 | 0
F1_Commercial_Office_Existing_Space Heating_Natural Gas_Unit Heater_Codes & Standards Forecast | F1 | Commercial | Office | Existing | Space Heating | Natural Gas | Unit Heater | Codes & Standards Forecast | Units | 165270.1795 | 164429.3221 | 163588.4648 | 162573.0175 | 166371.6475 | 165924.5369 | 165529.8261 | 165174.3147 | 164830.8576 | 164489.5271 | 164146.4882 | 163803.9087 | 163464.2488 | 163128.3546 | 162794.1051 | 162461.181 | 162127.9543 | 161798.4862 | 161477.4045 | 161165.5865 | 160858.3263 | 160550.261 | 160239.7724 | 159926.4046 | 159609.8896 | 159291.3469 | 158971.1636 | 158650.0483 | 158327.7535 | 158004.5131 | 157679.5906 | 157353.7052 | 159499.2829
F2_Commercial_Office_Existing_Space Heating_Natural Gas_Unit Heater_Codes & Standards Forecast | F2 | Commercial | Office | Existing | Space Heating | Natural Gas | Unit Heater | Codes & Standards Forecast | Usage (MMtherm) | 0.0096247 | 0.0092489 | 0.010196 | 0.0098934 | 0.01007 | 0.0099331 | 0.0097964 | 0.0096602 | 0.0095233 | 0.0093855 | 0.0092469 | 0.0091144 | 0.0089864 | 0.0088617 | 0.0087359 | 0.0086196 | 0.0085111 | 0.0084096 | 0.008305 | 0.0082056 | 0.0081106 | 0.0080138 | 0.0079413 | 0.0078704 | 0.0078008 | 0.0077326 | 0.0076651 | 0.0075988 | 0.0075332 | 0.0074684 | 0.0074041 | 0.0073404 | 0.0074384
F3_Commercial_Office_Existing_Space Heating_Natural Gas_Unit Heater_Codes & Standards Forecast | F3 | Commercial | Office | Existing | Space Heating | Natural Gas | Unit Heater | Codes & Standards Forecast | Summer Peak Demand (MW) | 0 | 0 | 0 | 0 | 0 | 0 | 0 | 0 | 0 | 0 | 0 | 0 | 0 | 0 | 0 | 0 | 0 | 0 | 0 | 0 | 0 | 0 | 0 | 0 | 0 | 0 | 0 | 0 | 0 | 0 | 0 | 0 | 0
F4_Commercial_Office_Existing_Space Heating_Natural Gas_Unit Heater_Codes & Standards Forecast | F4 | Commercial | Office | Existing | Space Heating | Natural Gas | Unit Heater | Codes & Standards Forecast | Winter Peak Demand (MW) | 0 | 0 | 0 | 0 | 0 | 0 | 0 | 0 | 0 | 0 | 0 | 0 | 0 | 0 | 0 | 0 | 0 | 0 | 0 | 0 | 0 | 0 | 0 | 0 | 0 | 0 | 0 | 0 | 0 | 0 | 0 | 0 | 0
F5_Commercial_Office_Existing_Space Heating_Natural Gas_Unit Heater_Codes & Standards Forecast | F5 | Commercial | Office | Existing | Space Heating | Natural Gas | Unit Heater | Codes & Standards Forecast | Turnover | 0 | 5872.4758 | 6955.2919 | 7860.0657 | 12471.2222 | 9343.865 | 9915.575 | 10402.2753 | 10815.165 | 11164.4433 | 11459.0738 | 10618.2168 | 10052.6459 | 9699.825 | 10040.3929 | 9895.4268 | 9851.7967 | 9882.9046 | 11609.748 | 11806.8277 | 11972.101 | 13025.3904 | 11680.2637 | 11517.7561 | 11402.1323 | 11262.1475 | 11118.5188 | 10984.8037 | 10792.5395 | 10732.3905 | 10763.2314 | 11131.7899 | 13290.5532
F6_Commercial_Office_Existing_Space Heating_Natural Gas_Unit Heater_Codes & Standards Forecast | F6 | Commercial | Office | Existing | Space Heating | Natural Gas | Unit Heater | Codes & Standards Forecast | Avg. Replacement Usage (kWh) | 0.058236 | 0.056248 | 0.062328 | 0.060855 | 0.06053 | 0.054177 | 0.053884 | 0.053591 | 0.053298 | 0.053006 | 0.052712 | 0.052419 | 0.052126 | 0.051834 | 0.051541 | 0.051248 | 0.050955 | 0.050662 | 0.050369 | 0.050076 | 0.049783 | 0.049491 | 0.049198 | 0.048905 | 0.048613 | 0.048321 | 0.048027 | 0.047735 | 0.047442 | 0.04715 | 0.046856 | 0.046564 | 0.046564
F7_Commercial_Office_Existing_Space Heating_Natural Gas_Unit Heater_Codes & Standards Forecast | F7 | Commercial | Office | Existing | Space Heating | Natural Gas | Unit Heater | Codes & Standards Forecast | Avg. Replacement Summer Demand (kW) | 0 | 0 | 0 | 0 | 0 | 0 | 0 | 0 | 0 | 0 | 0 | 0 | 0 | 0 | 0 | 0 | 0 | 0 | 0 | 0 | 0 | 0 | 0 | 0 | 0 | 0 | 0 | 0 | 0 | 0 | 0 | 0 | 0
F8_Commercial_Office_Existing_Space Heating_Natural Gas_Unit Heater_Codes & Standards Forecast | F8 | Commercial | Office | Existing | Space Heating | Natural Gas | Unit Heater | Codes & Standards Forecast | Avg. Replacement Winter Demand (kW) | 0 | 0 | 0 | 0 | 0 | 0 | 0 | 0 | 0 | 0 | 0 | 0 | 0 | 0 | 0 | 0 | 0 | 0 | 0 | 0 | 0 | 0 | 0 | 0 | 0 | 0 | 0 | 0 | 0 | 0 | 0 | 0 | 0
F1_Commercial_Office_Existing_Water Heating_Natural Gas_Water Heater_Codes & Standards Forecast | F1 | Commercial | Office | Existing | Water Heating | Natural Gas | Water Heater | Codes & Standards Forecast | Units | 5613090.0249 | 5584531.8898 | 5555973.7548 | 5521486.0036 | 5650499.3079 | 5635314.0387 | 5621908.4336 | 5609834.1564 | 5598169.2839 | 5586576.6393 | 5574925.9697 | 5563290.9012 | 5551754.9954 | 5540346.9807 | 5528994.8278 | 5517687.6889 | 5506370.2722 | 5495180.5084 | 5484275.5719 | 5473685.2617 | 5463249.7482 | 5452786.8935 | 5442241.7323 | 5431598.786 | 5420848.9517 | 5410030.2493 | 5399155.8265 | 5388249.7522 | 5377303.6164 | 5366325.3654 | 5355289.9867 | 5344221.9005 | 5417092.4015
F2_Commercial_Office_Existing_Water Heating_Natural Gas_Water Heater_Codes & Standards Forecast | F2 | Commercial | Office | Existing | Water Heating | Natural Gas | Water Heater | Codes & Standards Forecast | Usage (MMtherm) | 1.0263 | 0.97373 | 1.0625 | 1.0187 | 1.0214 | 1.0012 | 0.98263 | 0.96616 | 0.95208 | 0.94066 | 0.93116 | 0.9232 | 0.91648 | 0.91076 | 0.90583 | 0.90153 | 0.89773 | 0.89435 | 0.89133 | 0.88861 | 0.88613 | 0.8838 | 0.88158 | 0.87945 | 0.87739 | 0.87538 | 0.87342 | 0.87149 | 0.86959 | 0.86771 | 0.86584 | 0.86398 | 0.87571
F3_Commercial_Office_Existing_Water Heating_Natural Gas_Water Heater_Codes & Standards Forecast | F3 | Commercial | Office | Existing | Water Heating | Natural Gas | Water Heater | Codes & Standards Forecast | Summer Peak Demand (MW) | 0 | 0 | 0 | 0 | 0 | 0 | 0 | 0 | 0 | 0 | 0 | 0 | 0 | 0 | 0 | 0 | 0 | 0 | 0 | 0 | 0 | 0 | 0 | 0 | 0 | 0 | 0 | 0 | 0 | 0 | 0 | 0 | 0
F4_Commercial_Office_Existing_Water Heating_Natural Gas_Water Heater_Codes & Standards Forecast | F4 | Commercial | Office | Existing | Water Heating | Natural Gas | Water Heater | Codes & Standards Forecast | Winter Peak Demand (MW) | 0 | 0 | 0 | 0 | 0 | 0 | 0 | 0 | 0 | 0 | 0 | 0 | 0 | 0 | 0 | 0 | 0 | 0 | 0 | 0 | 0 | 0 | 0 | 0 | 0 | 0 | 0 | 0 | 0 | 0 | 0 | 0 | 0
F5_Commercial_Office_Existing_Water Heating_Natural Gas_Water Heater_Codes & Standards Forecast | F5 | Commercial | Office | Existing | Water Heating | Natural Gas | Water Heater | Codes & Standards Forecast | Turnover | 0 | 223381.2756 | 288910.6352 | 340123.5378 | 511541.8546 | 415333.3771 | 441347.2452 | 461954.4709 | 478202.1363 | 490949.9599 | 435521.9819 | 404227.6207 | 389547.493 | 411311.57 | 409874.5249 | 470398.2696 | 483159.6976 | 493136.5456 | 533732.6621 | 487537.11 | 475556.4513 | 461729.5634 | 453860.3477 | 446410.5415 | 434982.5755 | 434486.9023 | 440265.8698 | 462131.4876 | 464593.1239 | 479984.003 | 477391.8483 | 473055.176 | 549780.7336
F6_Commercial_Office_Existing_Water Heating_Natural Gas_Water Heater_Codes & Standards Forecast | F6 | Commercial | Office | Existing | Water Heating | Natural Gas | Water Heater | Codes & Standards Forecast | Avg. Replacement Usage (kWh) | 0.15302 | 0.1478 | 0.16465 | 0.16162 | 0.16162 | 0.16162 | 0.16162 | 0.16162 | 0.16162 | 0.16162 | 0.16162 | 0.16162 | 0.16162 | 0.16162 | 0.16162 | 0.16162 | 0.16162 | 0.16162 | 0.16162 | 0.16162 | 0.16162 | 0.16162 | 0.16162 | 0.16162 | 0.16162 | 0.16162 | 0.16162 | 0.16162 | 0.16162 | 0.16162 | 0.16162 | 0.16162 | 0.16162
F7_Commercial_Office_Existing_Water Heating_Natural Gas_Water Heater_Codes & Standards Forecast | F7 | Commercial | Office | Existing | Water Heating | Natural Gas | Water Heater | Codes & Standards Forecast | Avg. Replacement Summer Demand (kW) | 0 | 0 | 0 | 0 | 0 | 0 | 0 | 0 | 0 | 0 | 0 | 0 | 0 | 0 | 0 | 0 | 0 | 0 | 0 | 0 | 0 | 0 | 0 | 0 | 0 | 0 | 0 | 0 | 0 | 0 | 0 | 0 | 0
F8_Commercial_Office_Existing_Water Heating_Natural Gas_Water Heater_Codes & Standards Forecast | F8 | Commercial | Office | Existing | Water Heating | Natural Gas | Water Heater | Codes & Standards Forecast | Avg. Replacement Winter Demand (kW) | 0 | 0 | 0 | 0 | 0 | 0 | 0 | 0 | 0 | 0 | 0 | 0 | 0 | 0 | 0 | 0 | 0 | 0 | 0 | 0 | 0 | 0 | 0 | 0 | 0 | 0 | 0 | 0 | 0 | 0 | 0 | 0 | 0
F1_Commercial_Office_Existing_Food Preparation_Natural Gas_Oven_Codes & Standards Forecast | F1 | Commercial | Office | Existing | Food Preparation | Natural Gas | Oven | Codes & Standards Forecast | Units | 75992.0092 | 75605.379 | 75218.7488 | 74751.8414 | 76498.4694 | 76292.8858 | 76111.3959 | 75947.9301 | 75790.0069 | 75633.0615 | 75475.3306 | 75317.8109 | 75161.6337 | 75007.188 | 74853.4985 | 74700.4184 | 74547.1992 | 74395.7082 | 74248.0733 | 74104.6979 | 73963.4182 | 73821.7684 | 73679.0042 | 73534.9162 | 73389.3812 | 73242.9137 | 73095.6919 | 72948.0416 | 72799.8489 | 72651.2215 | 72501.8206 | 72351.9769 | 73338.5236
F2_Commercial_Office_Existing_Food Preparation_Natural Gas_Oven_Codes & Standards Forecast | F2 | Commercial | Office | Existing | Food Preparation | Natural Gas | Oven | Codes & Standards Forecast | Usage (MMtherm) | 0.0084491 | 0.0082712 | 0.0093495 | 0.00931 | 0.0097833 | 0.0099635 | 0.010152 | 0.010348 | 0.010548 | 0.010751 | 0.010916 | 0.011049 | 0.011155 | 0.01124 | 0.011306 | 0.011357 | 0.011396 | 0.011424 | 0.011444 | 0.011458 | 0.011466 | 0.011468 | 0.011467 | 0.011461 | 0.011453 | 0.011442 | 0.011428 | 0.011414 | 0.011397 | 0.01138 | 0.011361 | 0.011341 | 0.011499
F3_Commercial_Office_Existing_Food Preparation_Natural Gas_Oven_Codes & Standards Forecast | F3 | Commercial | Office | Existing | Food Preparation | Natural Gas | Oven | Codes & Standards Forecast | Summer Peak Demand (MW) | 0 | 0 | 0 | 0 | 0 | 0 | 0 | 0 | 0 | 0 | 0 | 0 | 0 | 0 | 0 | 0 | 0 | 0 | 0 | 0 | 0 | 0 | 0 | 0 | 0 | 0 | 0 | 0 | 0 | 0 | 0 | 0 | 0
F4_Commercial_Office_Existing_Food Preparation_Natural Gas_Oven_Codes & Standards Forecast | F4 | Commercial | Office | Existing | Food Preparation | Natural Gas | Oven | Codes & Standards Forecast | Winter Peak Demand (MW) | 0 | 0 | 0 | 0 | 0 | 0 | 0 | 0 | 0 | 0 | 0 | 0 | 0 | 0 | 0 | 0 | 0 | 0 | 0 | 0 | 0 | 0 | 0 | 0 | 0 | 0 | 0 | 0 | 0 | 0 | 0 | 0 | 0
F5_Commercial_Office_Existing_Food Preparation_Natural Gas_Oven_Codes & Standards Forecast | F5 | Commercial | Office | Existing | Food Preparation | Natural Gas | Oven | Codes & Standards Forecast | Turnover | 0 | 4200.2988 | 4527.0543 | 4787.3479 | 6774.3046 | 5213.9008 | 5367.5481 | 5494.0984 | 5597.5 | 5681.3989 | 5407.5149 | 5235.1106 | 5137.4939 | 5379.4884 | 5326.3102 | 5307.5218 | 6442.0875 | 6367.1787 | 6303.1309 | 6664.523 | 5982.7517 | 5862.0109 | 5793.6511 | 5721.7738 | 5653.629 | 5685.8845 | 5727.7271 | 5772.092 | 5959.9088 | 5924.4673 | 5884.2976 | 6151.9249 | 7034.6608
F6_Commercial_Office_Existing_Food Preparation_Natural Gas_Oven_Codes & Standards Forecast | F6 | Commercial | Office | Existing | Food Preparation | Natural Gas | Oven | Codes & Standards Forecast | Avg. Replacement Usage (kWh) | 0.14867 | 0.1436 | 0.15996 | 0.15702 | 0.15702 | 0.15702 | 0.15702 | 0.15702 | 0.15702 | 0.15702 | 0.15702 | 0.15702 | 0.15702 | 0.15702 | 0.15702 | 0.15702 | 0.15702 | 0.15702 | 0.15702 | 0.15702 | 0.15702 | 0.15702 | 0.15702 | 0.15702 | 0.15702 | 0.15702 | 0.15702 | 0.15702 | 0.15702 | 0.15702 | 0.15702 | 0.15702 | 0.15702
F7_Commercial_Office_Existing_Food Preparation_Natural Gas_Oven_Codes & Standards Forecast | F7 | Commercial | Office | Existing | Food Preparation | Natural Gas | Oven | Codes & Standards Forecast | Avg. Replacement Summer Demand (kW) | 0 | 0 | 0 | 0 | 0 | 0 | 0 | 0 | 0 | 0 | 0 | 0 | 0 | 0 | 0 | 0 | 0 | 0 | 0 | 0 | 0 | 0 | 0 | 0 | 0 | 0 | 0 | 0 | 0 | 0 | 0 | 0 | 0
F8_Commercial_Office_Existing_Food Preparation_Natural Gas_Oven_Codes & Standards Forecast | F8 | Commercial | Office | Existing | Food Preparation | Natural Gas | Oven | Codes & Standards Forecast | Avg. Replacement Winter Demand (kW) | 0 | 0 | 0 | 0 | 0 | 0 | 0 | 0 | 0 | 0 | 0 | 0 | 0 | 0 | 0 | 0 | 0 | 0 | 0 | 0 | 0 | 0 | 0 | 0 | 0 | 0 | 0 | 0 | 0 | 0 | 0 | 0 | 0
F1_Commercial_Office_Existing_Food Preparation_Natural Gas_Conveyor Oven_Codes & Standards Forecast | F1 | Commercial | Office | Existing | Food Preparation | Natural Gas | Conveyor Oven | Codes & Standards Forecast | Units | 37996.0046 | 37802.6895 | 37609.3744 | 37375.9207 | 38249.2347 | 38146.4429 | 38055.698 | 37973.965 | 37895.0034 | 37816.5308 | 37737.6653 | 37658.9055 | 37580.8169 | 37503.594 | 37426.7492 | 37350.2092 | 37273.5996 | 37197.8541 | 37124.0367 | 37052.349 | 36981.7091 | 36910.8842 | 36839.5021 | 36767.4581 | 36694.6906 | 36621.4569 | 36547.846 | 36474.0208 | 36399.9245 | 36325.6107 | 36250.9103 | 36175.9884 | 36669.2618
F2_Commercial_Office_Existing_Food Preparation_Natural Gas_Conveyor Oven_Codes & Standards Forecast | F2 | Commercial | Office | Existing | Food Preparation | Natural Gas | Conveyor Oven | Codes & Standards Forecast | Usage (MMtherm) | 0.0072285 | 0.0069731 | 0.0077671 | 0.0076217 | 0.0078765 | 0.0079101 | 0.0079495 | 0.0079933 | 0.0080398 | 0.0080879 | 0.0081371 | 0.0081872 | 0.008238 | 0.0082896 | 0.0083415 | 0.0083936 | 0.0084459 | 0.0084842 | 0.0085116 | 0.0085305 | 0.0085425 | 0.0085487 | 0.0085501 | 0.0085478 | 0.0085423 | 0.0085345 | 0.0085246 | 0.0085132 | 0.0085006 | 0.008487 | 0.0084725 | 0.0084574 | 0.0085747
F3_Commercial_Office_Existing_Food Preparation_Natural Gas_Conveyor Oven_Codes & Standards Forecast | F3 | Commercial | Office | Existing | Food Preparation | Natural Gas | Conveyor Oven | Codes & Standards Forecast | Summer Peak Demand (MW) | 0 | 0 | 0 | 0 | 0 | 0 | 0 | 0 | 0 | 0 | 0 | 0 | 0 | 0 | 0 | 0 | 0 | 0 | 0 | 0 | 0 | 0 | 0 | 0 | 0 | 0 | 0 | 0 | 0 | 0 | 0 | 0 | 0
F4_Commercial_Office_Existing_Food Preparation_Natural Gas_Conveyor Oven_Codes & Standards Forecast | F4 | Commercial | Office | Existing | Food Preparation | Natural Gas | Conveyor Oven | Codes & Standards Forecast | Winter Peak Demand (MW) | 0 | 0 | 0 | 0 | 0 | 0 | 0 | 0 | 0 | 0 | 0 | 0 | 0 | 0 | 0 | 0 | 0 | 0 | 0 | 0 | 0 | 0 | 0 | 0 | 0 | 0 | 0 | 0 | 0 | 0 | 0 | 0 | 0
F5_Commercial_Office_Existing_Food Preparation_Natural Gas_Conveyor Oven_Codes & Standards Forecast | F5 | Commercial | Office | Existing | Food Preparation | Natural Gas | Conveyor Oven | Codes & Standards Forecast | Turnover | 0 | 889.475 | 1150.4044 | 1354.3275 | 2396.4927 | 1653.8032 | 1757.3871 | 1839.4423 | 1904.1384 | 1954.8986 | 1994.493 | 2025.1946 | 2048.8287 | 2066.8397 | 2080.3451 | 2090.254 | 2097.274 | 1845.4616 | 1695.3658 | 1616.0632 | 1753.8011 | 1720.4012 | 1935.9454 | 1968.4096 | 1993.4567 | 2231.7774 | 1983.2399 | 2002.6958 | 2017.3587 | 2028.1946 | 2035.9629 | 2041.2865 | 2542.1851
F6_Commercial_Office_Existing_Food Preparation_Natural Gas_Conveyor Oven_Codes & Standards Forecast | F6 | Commercial | Office | Existing | Food Preparation | Natural Gas | Conveyor Oven | Codes & Standards Forecast | Avg. Replacement Usage (kWh) | 0.2216 | 0.21404 | 0.23843 | 0.23405 | 0.23405 | 0.23405 | 0.23405 | 0.23405 | 0.23405 | 0.23405 | 0.23405 | 0.23405 | 0.23405 | 0.23405 | 0.23405 | 0.23405 | 0.23405 | 0.23405 | 0.23405 | 0.23405 | 0.23405 | 0.23405 | 0.23405 | 0.23405 | 0.23405 | 0.23405 | 0.23405 | 0.23405 | 0.23405 | 0.23405 | 0.23405 | 0.23405 | 0.23405
F7_Commercial_Office_Existing_Food Preparation_Natural Gas_Conveyor Oven_Codes & Standards Forecast | F7 | Commercial | Office | Existing | Food Preparation | Natural Gas | Conveyor Oven | Codes & Standards Forecast | Avg. Replacement Summer Demand (kW) | 0 | 0 | 0 | 0 | 0 | 0 | 0 | 0 | 0 | 0 | 0 | 0 | 0 | 0 | 0 | 0 | 0 | 0 | 0 | 0 | 0 | 0 | 0 | 0 | 0 | 0 | 0 | 0 | 0 | 0 | 0 | 0 | 0
F8_Commercial_Office_Existing_Food Preparation_Natural Gas_Conveyor Oven_Codes & Standards Forecast | F8 | Commercial | Office | Existing | Food Preparation | Natural Gas | Conveyor Oven | Codes & Standards Forecast | Avg. Replacement Winter Demand (kW) | 0 | 0 | 0 | 0 | 0 | 0 | 0 | 0 | 0 | 0 | 0 | 0 | 0 | 0 | 0 | 0 | 0 | 0 | 0 | 0 | 0 | 0 | 0 | 0 | 0 | 0 | 0 | 0 | 0 | 0 | 0 | 0 | 0
F1_Commercial_Office_Existing_Food Preparation_Natural Gas_Double Rack Oven_Codes & Standards Forecast | F1 | Commercial | Office | Existing | Food Preparation | Natural Gas | Double Rack Oven | Codes & Standards Forecast | Units | 37996.0046 | 37802.6895 | 37609.3744 | 37375.9207 | 38249.2347 | 38146.4429 | 38055.698 | 37973.965 | 37895.0034 | 37816.5308 | 37737.6653 | 37658.9055 | 37580.8169 | 37503.594 | 37426.7492 | 37350.2092 | 37273.5996 | 37197.8541 | 37124.0367 | 37052.349 | 36981.7091 | 36910.8842 | 36839.5021 | 36767.4581 | 36694.6906 | 36621.4569 | 36547.846 | 36474.0208 | 36399.9245 | 36325.6107 | 36250.9103 | 36175.9884 | 36669.2618
F2_Commercial_Office_Existing_Food Preparation_Natural Gas_Double Rack Oven_Codes & Standards Forecast | F2 | Commercial | Office | Existing | Food Preparation | Natural Gas | Double Rack Oven | Codes & Standards Forecast | Usage (MMtherm) | 0.010981 | 0.010681 | 0.012024 | 0.011944 | 0.01255 | 0.012778 | 0.013026 | 0.01329 | 0.013564 | 0.013845 | 0.014133 | 0.014424 | 0.01465 | 0.014825 | 0.014958 | 0.015057 | 0.015131 | 0.015183 | 0.015219 | 0.015243 | 0.015256 | 0.015261 | 0.015258 | 0.01525 | 0.015237 | 0.01522 | 0.0152 | 0.015178 | 0.015155 | 0.015129 | 0.015103 | 0.015075 | 0.015283
F3_Commercial_Office_Existing_Food Preparation_Natural Gas_Double Rack Oven_Codes & Standards Forecast | F3 | Commercial | Office | Existing | Food Preparation | Natural Gas | Double Rack Oven | Codes & Standards Forecast | Summer Peak Demand (MW) | 0 | 0 | 0 | 0 | 0 | 0 | 0 | 0 | 0 | 0 | 0 | 0 | 0 | 0 | 0 | 0 | 0 | 0 | 0 | 0 | 0 | 0 | 0 | 0 | 0 | 0 | 0 | 0 | 0 | 0 | 0 | 0 | 0
F4_Commercial_Office_Existing_Food Preparation_Natural Gas_Double Rack Oven_Codes & Standards Forecast | F4 | Commercial | Office | Existing | Food Preparation | Natural Gas | Double Rack Oven | Codes & Standards Forecast | Winter Peak Demand (MW) | 0 | 0 | 0 | 0 | 0 | 0 | 0 | 0 | 0 | 0 | 0 | 0 | 0 | 0 | 0 | 0 | 0 | 0 | 0 | 0 | 0 | 0 | 0 | 0 | 0 | 0 | 0 | 0 | 0 | 0 | 0 | 0 | 0
F5_Commercial_Office_Existing_Food Preparation_Natural Gas_Double Rack Oven_Codes & Standards Forecast | F5 | Commercial | Office | Existing | Food Preparation | Natural Gas | Double Rack Oven | Codes & Standards Forecast | Turnover | 0 | 1260.0896 | 1629.7396 | 1918.6306 | 3031.1505 | 2342.8879 | 2489.6317 | 2605.8766 | 2697.5294 | 2769.4397 | 2825.5318 | 2869.0257 | 2535.2796 | 2341.666 | 2244.9691 | 2384.2834 | 2361.3702 | 2689.5779 | 2751.9993 | 2800.7875 | 3059.9946 | 2823.5194 | 2854.4201 | 2806.014 | 2723.241 | 2633.251 | 2584.6861 | 2538.2553 | 2469.626 | 2462.392 | 2490.5701 | 2623.5415 | 3140.9817
F6_Commercial_Office_Existing_Food Preparation_Natural Gas_Double Rack Oven_Codes & Standards Forecast | F6 | Commercial | Office | Existing | Food Preparation | Natural Gas | Double Rack Oven | Codes & Standards Forecast | Avg. Replacement Usage (kWh) | 0.39493 | 0.38144 | 0.42492 | 0.4171 | 0.4171 | 0.4171 | 0.4171 | 0.4171 | 0.4171 | 0.4171 | 0.4171 | 0.4171 | 0.4171 | 0.4171 | 0.4171 | 0.4171 | 0.4171 | 0.4171 | 0.4171 | 0.4171 | 0.4171 | 0.4171 | 0.4171 | 0.4171 | 0.4171 | 0.4171 | 0.4171 | 0.4171 | 0.4171 | 0.4171 | 0.4171 | 0.4171 | 0.4171
F7_Commercial_Office_Existing_Food Preparation_Natural Gas_Double Rack Oven_Codes & Standards Forecast | F7 | Commercial | Office | Existing | Food Preparation | Natural Gas | Double Rack Oven | Codes & Standards Forecast | Avg. Replacement Summer Demand (kW) | 0 | 0 | 0 | 0 | 0 | 0 | 0 | 0 | 0 | 0 | 0 | 0 | 0 | 0 | 0 | 0 | 0 | 0 | 0 | 0 | 0 | 0 | 0 | 0 | 0 | 0 | 0 | 0 | 0 | 0 | 0 | 0 | 0
F8_Commercial_Office_Existing_Food Preparation_Natural Gas_Double Rack Oven_Codes & Standards Forecast | F8 | Commercial | Office | Existing | Food Preparation | Natural Gas | Double Rack Oven | Codes & Standards Forecast | Avg. Replacement Winter Demand (kW) | 0 | 0 | 0 | 0 | 0 | 0 | 0 | 0 | 0 | 0 | 0 | 0 | 0 | 0 | 0 | 0 | 0 | 0 | 0 | 0 | 0 | 0 | 0 | 0 | 0 | 0 | 0 | 0 | 0 | 0 | 0 | 0 | 0
F1_Commercial_Office_Existing_Food Preparation_Natural Gas_Fryer_Codes & Standards Forecast | F1 | Commercial | Office | Existing | Food Preparation | Natural Gas | Fryer | Codes & Standards Forecast | Units | 151984.0184 | 151210.758 | 150437.4976 | 149503.6827 | 152996.9387 | 152585.7716 | 152222.7919 | 151895.8602 | 151580.0138 | 151266.1231 | 150950.6613 | 150635.6219 | 150323.2675 | 150014.376 | 149706.997 | 149400.8369 | 149094.3984 | 148791.4164 | 148496.1466 | 148209.3958 | 147926.8364 | 147643.5368 | 147358.0085 | 147069.8325 | 146778.7623 | 146485.8274 | 146191.3838 | 145896.0832 | 145599.6978 | 145302.4429 | 145003.6411 | 144703.9538 | 146677.0473
F2_Commercial_Office_Existing_Food Preparation_Natural Gas_Fryer_Codes & Standards Forecast | F2 | Commercial | Office | Existing | Food Preparation | Natural Gas | Fryer | Codes & Standards Forecast | Usage (MMtherm) | 0.027334 | 0.026267 | 0.029111 | 0.028261 | 0.028365 | 0.027709 | 0.026908 | 0.025992 | 0.024981 | 0.024165 | 0.023504 | 0.022968 | 0.022532 | 0.022175 | 0.021882 | 0.021639 | 0.021437 | 0.021267 | 0.021125 | 0.021003 | 0.020899 | 0.020808 | 0.020727 | 0.020654 | 0.020587 | 0.020525 | 0.020467 | 0.020412 | 0.02036 | 0.02031 | 0.020262 | 0.020214 | 0.020485
F3_Commercial_Office_Existing_Food Preparation_Natural Gas_Fryer_Codes & Standards Forecast | F3 | Commercial | Office | Existing | Food Preparation | Natural Gas | Fryer | Codes & Standards Forecast | Summer Peak Demand (MW) | 0 | 0 | 0 | 0 | 0 | 0 | 0 | 0 | 0 | 0 | 0 | 0 | 0 | 0 | 0 | 0 | 0 | 0 | 0 | 0 | 0 | 0 | 0 | 0 | 0 | 0 | 0 | 0 | 0 | 0 | 0 | 0 | 0
F4_Commercial_Office_Existing_Food Preparation_Natural Gas_Fryer_Codes & Standards Forecast | F4 | Commercial | Office | Existing | Food Preparation | Natural Gas | Fryer | Codes & Standards Forecast | Winter Peak Demand (MW) | 0 | 0 | 0 | 0 | 0 | 0 | 0 | 0 | 0 | 0 | 0 | 0 | 0 | 0 | 0 | 0 | 0 | 0 | 0 | 0 | 0 | 0 | 0 | 0 | 0 | 0 | 0 | 0 | 0 | 0 | 0 | 0 | 0
F5_Commercial_Office_Existing_Food Preparation_Natural Gas_Fryer_Codes & Standards Forecast | F5 | Commercial | Office | Existing | Food Preparation | Natural Gas | Fryer | Codes & Standards Forecast | Turnover | 0 | 0 | 0 | 2718.2488 | 11104.3526 | 11494.4013 | 14582.6357 | 17038.4256 | 18988.5466 | 15159.3802 | 12102.2126 | 10196.8231 | 10322.6034 | 10501.2529 | 11252.1142 | 12334.9932 | 14277.5853 | 16519.0705 | 15677.2382 | 15319.2861 | 14898.6171 | 14470.1083 | 12800.9946 | 11876.5364 | 11813.346 | 12721.9677 | 13294.9572 | 13827.8371 | 14255.1708 | 14731.7379 | 14860.4947 | 13994.2499 | 15413.8975
F6_Commercial_Office_Existing_Food Preparation_Natural Gas_Fryer_Codes & Standards Forecast | F6 | Commercial | Office | Existing | Food Preparation | Natural Gas | Fryer | Codes & Standards Forecast | Avg. Replacement Usage (kWh) | 0.19662 | 0.18991 | 0.21155 | 0.13954 | 0.13954 | 0.13954 | 0.13954 | 0.13954 | 0.13954 | 0.13954 | 0.13954 | 0.13954 | 0.13954 | 0.13954 | 0.13954 | 0.13954 | 0.13954 | 0.13954 | 0.13954 | 0.13954 | 0.13954 | 0.13954 | 0.13954 | 0.13954 | 0.13954 | 0.13954 | 0.13954 | 0.13954 | 0.13954 | 0.13954 | 0.13954 | 0.13954 | 0.13954
F7_Commercial_Office_Existing_Food Preparation_Natural Gas_Fryer_Codes & Standards Forecast | F7 | Commercial | Office | Existing | Food Preparation | Natural Gas | Fryer | Codes & Standards Forecast | Avg. Replacement Summer Demand (kW) | 0 | 0 | 0 | 0 | 0 | 0 | 0 | 0 | 0 | 0 | 0 | 0 | 0 | 0 | 0 | 0 | 0 | 0 | 0 | 0 | 0 | 0 | 0 | 0 | 0 | 0 | 0 | 0 | 0 | 0 | 0 | 0 | 0
F8_Commercial_Office_Existing_Food Preparation_Natural Gas_Fryer_Codes & Standards Forecast | F8 | Commercial | Office | Existing | Food Preparation | Natural Gas | Fryer | Codes & Standards Forecast | Avg. Replacement Winter Demand (kW) | 0 | 0 | 0 | 0 | 0 | 0 | 0 | 0 | 0 | 0 | 0 | 0 | 0 | 0 | 0 | 0 | 0 | 0 | 0 | 0 | 0 | 0 | 0 | 0 | 0 | 0 | 0 | 0 | 0 | 0 | 0 | 0 | 0
F1_Commercial_Office_Existing_Food Preparation_Natural Gas_Broiler_Codes & Standards Forecast | F1 | Commercial | Office | Existing | Food Preparation | Natural Gas | Broiler | Codes & Standards Forecast | Units | 0 | 0 | 0 | 0 | 0 | 0 | 0 | 0 | 0 | 0 | 0 | 0 | 0 | 0 | 0 | 0 | 0 | 0 | 0 | 0 | 0 | 0 | 0 | 0 | 0 | 0 | 0 | 0 | 0 | 0 | 0 | 0 | 0
F2_Commercial_Office_Existing_Food Preparation_Natural Gas_Broiler_Codes & Standards Forecast | F2 | Commercial | Office | Existing | Food Preparation | Natural Gas | Broiler | Codes & Standards Forecast | Usage (MMtherm) | 0 | 0 | 0 | 0 | 0 | 0 | 0 | 0 | 0 | 0 | 0 | 0 | 0 | 0 | 0 | 0 | 0 | 0 | 0 | 0 | 0 | 0 | 0 | 0 | 0 | 0 | 0 | 0 | 0 | 0 | 0 | 0 | 0
F3_Commercial_Office_Existing_Food Preparation_Natural Gas_Broiler_Codes & Standards Forecast | F3 | Commercial | Office | Existing | Food Preparation | Natural Gas | Broiler | Codes & Standards Forecast | Summer Peak Demand (MW) | 0 | 0 | 0 | 0 | 0 | 0 | 0 | 0 | 0 | 0 | 0 | 0 | 0 | 0 | 0 | 0 | 0 | 0 | 0 | 0 | 0 | 0 | 0 | 0 | 0 | 0 | 0 | 0 | 0 | 0 | 0 | 0 | 0
F4_Commercial_Office_Existing_Food Preparation_Natural Gas_Broiler_Codes & Standards Forecast | F4 | Commercial | Office | Existing | Food Preparation | Natural Gas | Broiler | Codes & Standards Forecast | Winter Peak Demand (MW) | 0 | 0 | 0 | 0 | 0 | 0 | 0 | 0 | 0 | 0 | 0 | 0 | 0 | 0 | 0 | 0 | 0 | 0 | 0 | 0 | 0 | 0 | 0 | 0 | 0 | 0 | 0 | 0 | 0 | 0 | 0 | 0 | 0
F5_Commercial_Office_Existing_Food Preparation_Natural Gas_Broiler_Codes & Standards Forecast | F5 | Commercial | Office | Existing | Food Preparation | Natural Gas | Broiler | Codes & Standards Forecast | Turnover | 0 | 0 | 0 | 0 | 0 | 0 | 0 | 0 | 0 | 0 | 0 | 0 | 0 | 0 | 0 | 0 | 0 | 0 | 0 | 0 | 0 | 0 | 0 | 0 | 0 | 0 | 0 | 0 | 0 | 0 | 0 | 0 | 0
F6_Commercial_Office_Existing_Food Preparation_Natural Gas_Broiler_Codes & Standards Forecast | F6 | Commercial | Office | Existing | Food Preparation | Natural Gas | Broiler | Codes & Standards Forecast | Avg. Replacement Usage (kWh) | 0.21806 | 0.21062 | 0.23462 | 0.23031 | 0.23031 | 0.23031 | 0.23031 | 0.23031 | 0.23031 | 0.23031 | 0.23031 | 0.23031 | 0.23031 | 0.23031 | 0.23031 | 0.23031 | 0.23031 | 0.23031 | 0.23031 | 0.23031 | 0.23031 | 0.23031 | 0.23031 | 0.23031 | 0.23031 | 0.23031 | 0.23031 | 0.23031 | 0.23031 | 0.23031 | 0.23031 | 0.23031 | 0.23031
F7_Commercial_Office_Existing_Food Preparation_Natural Gas_Broiler_Codes & Standards Forecast | F7 | Commercial | Office | Existing | Food Preparation | Natural Gas | Broiler | Codes & Standards Forecast | Avg. Replacement Summer Demand (kW) | 0 | 0 | 0 | 0 | 0 | 0 | 0 | 0 | 0 | 0 | 0 | 0 | 0 | 0 | 0 | 0 | 0 | 0 | 0 | 0 | 0 | 0 | 0 | 0 | 0 | 0 | 0 | 0 | 0 | 0 | 0 | 0 | 0
F8_Commercial_Office_Existing_Food Preparation_Natural Gas_Broiler_Codes & Standards Forecast | F8 | Commercial | Office | Existing | Food Preparation | Natural Gas | Broiler | Codes & Standards Forecast | Avg. Replacement Winter Demand (kW) | 0 | 0 | 0 | 0 | 0 | 0 | 0 | 0 | 0 | 0 | 0 | 0 | 0 | 0 | 0 | 0 | 0 | 0 | 0 | 0 | 0 | 0 | 0 | 0 | 0 | 0 | 0 | 0 | 0 | 0 | 0 | 0 | 0
F1_Commercial_Office_Existing_Food Preparation_Natural Gas_Griddle_Codes & Standards Forecast | F1 | Commercial | Office | Existing | Food Preparation | Natural Gas | Griddle | Codes & Standards Forecast | Units | 151984.0184 | 151210.758 | 150437.4976 | 149503.6827 | 152996.9387 | 152585.7716 | 152222.7919 | 151895.8602 | 151580.0138 | 151266.1231 | 150950.6613 | 150635.6219 | 150323.2675 | 150014.376 | 149706.997 | 149400.8369 | 149094.3984 | 148791.4164 | 148496.1466 | 148209.3958 | 147926.8364 | 147643.5368 | 147358.0085 | 147069.8325 | 146778.7623 | 146485.8274 | 146191.3838 | 145896.0832 | 145599.6978 | 145302.4429 | 145003.6411 | 144703.9538 | 146677.0473
F2_Commercial_Office_Existing_Food Preparation_Natural Gas_Griddle_Codes & Standards Forecast | F2 | Commercial | Office | Existing | Food Preparation | Natural Gas | Griddle | Codes & Standards Forecast | Usage (MMtherm) | 0.019956 | 0.019203 | 0.021321 | 0.020691 | 0.021006 | 0.020819 | 0.02063 | 0.02044 | 0.020247 | 0.02005 | 0.01985 | 0.019648 | 0.01946 | 0.019278 | 0.019124 | 0.018994 | 0.018883 | 0.018762 | 0.018651 | 0.018588 | 0.018532 | 0.018479 | 0.01843 | 0.018383 | 0.018338 | 0.018295 | 0.018252 | 0.018211 | 0.018171 | 0.018131 | 0.018091 | 0.018052 | 0.018297
F3_Commercial_Office_Existing_Food Preparation_Natural Gas_Griddle_Codes & Standards Forecast | F3 | Commercial | Office | Existing | Food Preparation | Natural Gas | Griddle | Codes & Standards Forecast | Summer Peak Demand (MW) | 0 | 0 | 0 | 0 | 0 | 0 | 0 | 0 | 0 | 0 | 0 | 0 | 0 | 0 | 0 | 0 | 0 | 0 | 0 | 0 | 0 | 0 | 0 | 0 | 0 | 0 | 0 | 0 | 0 | 0 | 0 | 0 | 0
F4_Commercial_Office_Existing_Food Preparation_Natural Gas_Griddle_Codes & Standards Forecast | F4 | Commercial | Office | Existing | Food Preparation | Natural Gas | Griddle | Codes & Standards Forecast | Winter Peak Demand (MW) | 0 | 0 | 0 | 0 | 0 | 0 | 0 | 0 | 0 | 0 | 0 | 0 | 0 | 0 | 0 | 0 | 0 | 0 | 0 | 0 | 0 | 0 | 0 | 0 | 0 | 0 | 0 | 0 | 0 | 0 | 0 | 0 | 0
F5_Commercial_Office_Existing_Food Preparation_Natural Gas_Griddle_Codes & Standards Forecast | F5 | Commercial | Office | Existing | Food Preparation | Natural Gas | Griddle | Codes & Standards Forecast | Turnover | 0 | 5040.3586 | 6518.9582 | 7674.5224 | 12124.6019 | 9371.5516 | 9958.5266 | 10423.5066 | 10790.1177 | 11077.7586 | 11302.1271 | 11476.1026 | 10141.1186 | 9366.664 | 8979.8763 | 9537.1336 | 9445.481 | 10758.3115 | 11007.9973 | 11203.1499 | 12239.9786 | 11294.0775 | 11417.6804 | 11224.056 | 10892.9638 | 10533.0042 | 10338.7446 | 10153.0212 | 9878.5042 | 9849.568 | 9962.2805 | 10494.1658 | 12563.927
F6_Commercial_Office_Existing_Food Preparation_Natural Gas_Griddle_Codes & Standards Forecast | F6 | Commercial | Office | Existing | Food Preparation | Natural Gas | Griddle | Codes & Standards Forecast | Avg. Replacement Usage (kWh) | 0.13671 | 0.13204 | 0.1471 | 0.1247 | 0.1247 | 0.1247 | 0.1247 | 0.1247 | 0.1247 | 0.1247 | 0.1247 | 0.1247 | 0.1247 | 0.1247 | 0.1247 | 0.1247 | 0.1247 | 0.1247 | 0.1247 | 0.1247 | 0.1247 | 0.1247 | 0.1247 | 0.1247 | 0.1247 | 0.1247 | 0.1247 | 0.1247 | 0.1247 | 0.1247 | 0.1247 | 0.1247 | 0.1247
F7_Commercial_Office_Existing_Food Preparation_Natural Gas_Griddle_Codes & Standards Forecast | F7 | Commercial | Office | Existing | Food Preparation | Natural Gas | Griddle | Codes & Standards Forecast | Avg. Replacement Summer Demand (kW) | 0 | 0 | 0 | 0 | 0 | 0 | 0 | 0 | 0 | 0 | 0 | 0 | 0 | 0 | 0 | 0 | 0 | 0 | 0 | 0 | 0 | 0 | 0 | 0 | 0 | 0 | 0 | 0 | 0 | 0 | 0 | 0 | 0
F8_Commercial_Office_Existing_Food Preparation_Natural Gas_Griddle_Codes & Standards Forecast | F8 | Commercial | Office | Existing | Food Preparation | Natural Gas | Griddle | Codes & Standards Forecast | Avg. Replacement Winter Demand (kW) | 0 | 0 | 0 | 0 | 0 | 0 | 0 | 0 | 0 | 0 | 0 | 0 | 0 | 0 | 0 | 0 | 0 | 0 | 0 | 0 | 0 | 0 | 0 | 0 | 0 | 0 | 0 | 0 | 0 | 0 | 0 | 0 | 0
F1_Commercial_Office_Existing_Food Preparation_Natural Gas_Range_Codes & Standards Forecast | F1 | Commercial | Office | Existing | Food Preparation | Natural Gas | Range | Codes & Standards Forecast | Units | 151984.0184 | 151210.758 | 150437.4976 | 149503.6827 | 152996.9387 | 152585.7716 | 152222.7919 | 151895.8602 | 151580.0138 | 151266.1231 | 150950.6613 | 150635.6219 | 150323.2675 | 150014.376 | 149706.997 | 149400.8369 | 149094.3984 | 148791.4164 | 148496.1466 | 148209.3958 | 147926.8364 | 147643.5368 | 147358.0085 | 147069.8325 | 146778.7623 | 146485.8274 | 146191.3838 | 145896.0832 | 145599.6978 | 145302.4429 | 145003.6411 | 144703.9538 | 146677.0473
F2_Commercial_Office_Existing_Food Preparation_Natural Gas_Range_Codes & Standards Forecast | F2 | Commercial | Office | Existing | Food Preparation | Natural Gas | Range | Codes & Standards Forecast | Usage (MMtherm) | 0.020701 | 0.02003 | 0.022397 | 0.022078 | 0.022925 | 0.023144 | 0.023386 | 0.023647 | 0.02392 | 0.024201 | 0.024415 | 0.024575 | 0.024692 | 0.024776 | 0.024833 | 0.024867 | 0.024885 | 0.024889 | 0.024883 | 0.02487 | 0.02485 | 0.024825 | 0.024795 | 0.02476 | 0.024722 | 0.024682 | 0.02464 | 0.024596 | 0.02455 | 0.024504 | 0.024456 | 0.024408 | 0.024743
F3_Commercial_Office_Existing_Food Preparation_Natural Gas_Range_Codes & Standards Forecast | F3 | Commercial | Office | Existing | Food Preparation | Natural Gas | Range | Codes & Standards Forecast | Summer Peak Demand (MW) | 0 | 0 | 0 | 0 | 0 | 0 | 0 | 0 | 0 | 0 | 0 | 0 | 0 | 0 | 0 | 0 | 0 | 0 | 0 | 0 | 0 | 0 | 0 | 0 | 0 | 0 | 0 | 0 | 0 | 0 | 0 | 0 | 0
F4_Commercial_Office_Existing_Food Preparation_Natural Gas_Range_Codes & Standards Forecast | F4 | Commercial | Office | Existing | Food Preparation | Natural Gas | Range | Codes & Standards Forecast | Winter Peak Demand (MW) | 0 | 0 | 0 | 0 | 0 | 0 | 0 | 0 | 0 | 0 | 0 | 0 | 0 | 0 | 0 | 0 | 0 | 0 | 0 | 0 | 0 | 0 | 0 | 0 | 0 | 0 | 0 | 0 | 0 | 0 | 0 | 0 | 0
F5_Commercial_Office_Existing_Food Preparation_Natural Gas_Range_Codes & Standards Forecast | F5 | Commercial | Office | Existing | Food Preparation | Natural Gas | Range | Codes & Standards Forecast | Turnover | 0 | 6048.4303 | 7822.7499 | 9209.4269 | 13850.8711 | 11245.862 | 11950.232 | 12508.2079 | 12948.1412 | 13293.3103 | 11792.503 | 10945.1546 | 10547.665 | 11136.9647 | 11098.0542 | 12736.8382 | 13082.3757 | 13352.5159 | 14451.7252 | 13200.9016 | 12876.5048 | 12502.1181 | 12289.0456 | 12087.3294 | 11777.8976 | 11764.4764 | 11920.9519 | 12513.0009 | 12579.6539 | 12996.3883 | 12926.2013 | 12808.7785 | 14886.2542
F6_Commercial_Office_Existing_Food Preparation_Natural Gas_Range_Codes & Standards Forecast | F6 | Commercial | Office | Existing | Food Preparation | Natural Gas | Range | Codes & Standards Forecast | Avg. Replacement Usage (kWh) | 0.15977 | 0.15432 | 0.17191 | 0.16874 | 0.16874 | 0.16874 | 0.16874 | 0.16874 | 0.16874 | 0.16874 | 0.16874 | 0.16874 | 0.16874 | 0.16874 | 0.16874 | 0.16874 | 0.16874 | 0.16874 | 0.16874 | 0.16874 | 0.16874 | 0.16874 | 0.16874 | 0.16874 | 0.16874 | 0.16874 | 0.16874 | 0.16874 | 0.16874 | 0.16874 | 0.16874 | 0.16874 | 0.16874
F7_Commercial_Office_Existing_Food Preparation_Natural Gas_Range_Codes & Standards Forecast | F7 | Commercial | Office | Existing | Food Preparation | Natural Gas | Range | Codes & Standards Forecast | Avg. Replacement Summer Demand (kW) | 0 | 0 | 0 | 0 | 0 | 0 | 0 | 0 | 0 | 0 | 0 | 0 | 0 | 0 | 0 | 0 | 0 | 0 | 0 | 0 | 0 | 0 | 0 | 0 | 0 | 0 | 0 | 0 | 0 | 0 | 0 | 0 | 0
F8_Commercial_Office_Existing_Food Preparation_Natural Gas_Range_Codes & Standards Forecast | F8 | Commercial | Office | Existing | Food Preparation | Natural Gas | Range | Codes & Standards Forecast | Avg. Replacement Winter Demand (kW) | 0 | 0 | 0 | 0 | 0 | 0 | 0 | 0 | 0 | 0 | 0 | 0 | 0 | 0 | 0 | 0 | 0 | 0 | 0 | 0 | 0 | 0 | 0 | 0 | 0 | 0 | 0 | 0 | 0 | 0 | 0 | 0 | 0
F1_Commercial_Office_Existing_Food Preparation_Natural Gas_Steamer_Codes & Standards Forecast | F1 | Commercial | Office | Existing | Food Preparation | Natural Gas | Steamer | Codes & Standards Forecast | Units | 0 | 0 | 0 | 0 | 0 | 0 | 0 | 0 | 0 | 0 | 0 | 0 | 0 | 0 | 0 | 0 | 0 | 0 | 0 | 0 | 0 | 0 | 0 | 0 | 0 | 0 | 0 | 0 | 0 | 0 | 0 | 0 | 0
F2_Commercial_Office_Existing_Food Preparation_Natural Gas_Steamer_Codes & Standards Forecast | F2 | Commercial | Office | Existing | Food Preparation | Natural Gas | Steamer | Codes & Standards Forecast | Usage (MMtherm) | 0 | 0 | 0 | 0 | 0 | 0 | 0 | 0 | 0 | 0 | 0 | 0 | 0 | 0 | 0 | 0 | 0 | 0 | 0 | 0 | 0 | 0 | 0 | 0 | 0 | 0 | 0 | 0 | 0 | 0 | 0 | 0 | 0
F3_Commercial_Office_Existing_Food Preparation_Natural Gas_Steamer_Codes & Standards Forecast | F3 | Commercial | Office | Existing | Food Preparation | Natural Gas | Steamer | Codes & Standards Forecast | Summer Peak Demand (MW) | 0 | 0 | 0 | 0 | 0 | 0 | 0 | 0 | 0 | 0 | 0 | 0 | 0 | 0 | 0 | 0 | 0 | 0 | 0 | 0 | 0 | 0 | 0 | 0 | 0 | 0 | 0 | 0 | 0 | 0 | 0 | 0 | 0
F4_Commercial_Office_Existing_Food Preparation_Natural Gas_Steamer_Codes & Standards Forecast | F4 | Commercial | Office | Existing | Food Preparation | Natural Gas | Steamer | Codes & Standards Forecast | Winter Peak Demand (MW) | 0 | 0 | 0 | 0 | 0 | 0 | 0 | 0 | 0 | 0 | 0 | 0 | 0 | 0 | 0 | 0 | 0 | 0 | 0 | 0 | 0 | 0 | 0 | 0 | 0 | 0 | 0 | 0 | 0 | 0 | 0 | 0 | 0
F5_Commercial_Office_Existing_Food Preparation_Natural Gas_Steamer_Codes & Standards Forecast | F5 | Commercial | Office | Existing | Food Preparation | Natural Gas | Steamer | Codes & Standards Forecast | Turnover | 0 | 0 | 0 | 0 | 0 | 0 | 0 | 0 | 0 | 0 | 0 | 0 | 0 | 0 | 0 | 0 | 0 | 0 | 0 | 0 | 0 | 0 | 0 | 0 | 0 | 0 | 0 | 0 | 0 | 0 | 0 | 0 | 0
F6_Commercial_Office_Existing_Food Preparation_Natural Gas_Steamer_Codes & Standards Forecast | F6 | Commercial | Office | Existing | Food Preparation | Natural Gas | Steamer | Codes & Standards Forecast | Avg. Replacement Usage (kWh) | 0.37644 | 0.36359 | 0.40504 | 0.082932 | 0.082932 | 0.082932 | 0.082932 | 0.082932 | 0.082932 | 0.082932 | 0.082932 | 0.082932 | 0.082932 | 0.082932 | 0.082932 | 0.082932 | 0.082932 | 0.082932 | 0.082932 | 0.082932 | 0.082932 | 0.082932 | 0.082932 | 0.082932 | 0.082932 | 0.082932 | 0.082932 | 0.082932 | 0.082932 | 0.082932 | 0.082932 | 0.082932 | 0.082932
F7_Commercial_Office_Existing_Food Preparation_Natural Gas_Steamer_Codes & Standards Forecast | F7 | Commercial | Office | Existing | Food Preparation | Natural Gas | Steamer | Codes & Standards Forecast | Avg. Replacement Summer Demand (kW) | 0 | 0 | 0 | 0 | 0 | 0 | 0 | 0 | 0 | 0 | 0 | 0 | 0 | 0 | 0 | 0 | 0 | 0 | 0 | 0 | 0 | 0 | 0 | 0 | 0 | 0 | 0 | 0 | 0 | 0 | 0 | 0 | 0
F8_Commercial_Office_Existing_Food Preparation_Natural Gas_Steamer_Codes & Standards Forecast | F8 | Commercial | Office | Existing | Food Preparation | Natural Gas | Steamer | Codes & Standards Forecast | Avg. Replacement Winter Demand (kW) | 0 | 0 | 0 | 0 | 0 | 0 | 0 | 0 | 0 | 0 | 0 | 0 | 0 | 0 | 0 | 0 | 0 | 0 | 0 | 0 | 0 | 0 | 0 | 0 | 0 | 0 | 0 | 0 | 0 | 0 | 0 | 0 | 0
F1_Commercial_Office_Existing_Food Preparation_Natural Gas_Food Prep Other_Codes & Standards Forecast | F1 | Commercial | Office | Existing | Food Preparation | Natural Gas | Food Prep Other | Codes & Standards Forecast | Units | 0 | 0 | 0 | 0 | 0 | 0 | 0 | 0 | 0 | 0 | 0 | 0 | 0 | 0 | 0 | 0 | 0 | 0 | 0 | 0 | 0 | 0 | 0 | 0 | 0 | 0 | 0 | 0 | 0 | 0 | 0 | 0 | 0
F2_Commercial_Office_Existing_Food Preparation_Natural Gas_Food Prep Other_Codes & Standards Forecast | F2 | Commercial | Office | Existing | Food Preparation | Natural Gas | Food Prep Other | Codes & Standards Forecast | Usage (MMtherm) | 0 | 0 | 0 | 0 | 0 | 0 | 0 | 0 | 0 | 0 | 0 | 0 | 0 | 0 | 0 | 0 | 0 | 0 | 0 | 0 | 0 | 0 | 0 | 0 | 0 | 0 | 0 | 0 | 0 | 0 | 0 | 0 | 0
F3_Commercial_Office_Existing_Food Preparation_Natural Gas_Food Prep Other_Codes & Standards Forecast | F3 | Commercial | Office | Existing | Food Preparation | Natural Gas | Food Prep Other | Codes & Standards Forecast | Summer Peak Demand (MW) | 0 | 0 | 0 | 0 | 0 | 0 | 0 | 0 | 0 | 0 | 0 | 0 | 0 | 0 | 0 | 0 | 0 | 0 | 0 | 0 | 0 | 0 | 0 | 0 | 0 | 0 | 0 | 0 | 0 | 0 | 0 | 0 | 0
F4_Commercial_Office_Existing_Food Preparation_Natural Gas_Food Prep Other_Codes & Standards Forecast | F4 | Commercial | Office | Existing | Food Preparation | Natural Gas | Food Prep Other | Codes & Standards Forecast | Winter Peak Demand (MW) | 0 | 0 | 0 | 0 | 0 | 0 | 0 | 0 | 0 | 0 | 0 | 0 | 0 | 0 | 0 | 0 | 0 | 0 | 0 | 0 | 0 | 0 | 0 | 0 | 0 | 0 | 0 | 0 | 0 | 0 | 0 | 0 | 0
F5_Commercial_Office_Existing_Food Preparation_Natural Gas_Food Prep Other_Codes & Standards Forecast | F5 | Commercial | Office | Existing | Food Preparation | Natural Gas | Food Prep Other | Codes & Standards Forecast | Turnover | 0 | 0 | 0 | 0 | 0 | 0 | 0 | 0 | 0 | 0 | 0 | 0 | 0 | 0 | 0 | 0 | 0 | 0 | 0 | 0 | 0 | 0 | 0 | 0 | 0 | 0 | 0 | 0 | 0 | 0 | 0 | 0 | 0
F6_Commercial_Office_Existing_Food Preparation_Natural Gas_Food Prep Other_Codes & Standards Forecast | F6 | Commercial | Office | Existing | Food Preparation | Natural Gas | Food Prep Other | Codes & Standards Forecast | Avg. Replacement Usage (kWh) | 0.056842 | 0.054902 | 0.06116 | 0.060035 | 0.060035 | 0.060035 | 0.060035 | 0.060035 | 0.060035 | 0.060035 | 0.060035 | 0.060035 | 0.060035 | 0.060035 | 0.060035 | 0.060035 | 0.060035 | 0.060035 | 0.060035 | 0.060035 | 0.060035 | 0.060035 | 0.060035 | 0.060035 | 0.060035 | 0.060035 | 0.060035 | 0.060035 | 0.060035 | 0.060035 | 0.060035 | 0.060035 | 0.060035
F7_Commercial_Office_Existing_Food Preparation_Natural Gas_Food Prep Other_Codes & Standards Forecast | F7 | Commercial | Office | Existing | Food Preparation | Natural Gas | Food Prep Other | Codes & Standards Forecast | Avg. Replacement Summer Demand (kW) | 0 | 0 | 0 | 0 | 0 | 0 | 0 | 0 | 0 | 0 | 0 | 0 | 0 | 0 | 0 | 0 | 0 | 0 | 0 | 0 | 0 | 0 | 0 | 0 | 0 | 0 | 0 | 0 | 0 | 0 | 0 | 0 | 0
F8_Commercial_Office_Existing_Food Preparation_Natural Gas_Food Prep Other_Codes & Standards Forecast | F8 | Commercial | Office | Existing | Food Preparation | Natural Gas | Food Prep Other | Codes & Standards Forecast | Avg. Replacement Winter Demand (kW) | 0 | 0 | 0 | 0 | 0 | 0 | 0 | 0 | 0 | 0 | 0 | 0 | 0 | 0 | 0 | 0 | 0 | 0 | 0 | 0 | 0 | 0 | 0 | 0 | 0 | 0 | 0 | 0 | 0 | 0 | 0 | 0 | 0
F1_Commercial_Office_Existing_Miscellaneous_Natural Gas_Pool Heater_Codes & Standards Forecast | F1 | Commercial | Office | Existing | Miscellaneous | Natural Gas | Pool Heater | Codes & Standards Forecast | Units | 0 | 0 | 0 | 0 | 0 | 0 | 0 | 0 | 0 | 0 | 0 | 0 | 0 | 0 | 0 | 0 | 0 | 0 | 0 | 0 | 0 | 0 | 0 | 0 | 0 | 0 | 0 | 0 | 0 | 0 | 0 | 0 | 0
F2_Commercial_Office_Existing_Miscellaneous_Natural Gas_Pool Heater_Codes & Standards Forecast | F2 | Commercial | Office | Existing | Miscellaneous | Natural Gas | Pool Heater | Codes & Standards Forecast | Usage (MMtherm) | 0 | 0 | 0 | 0 | 0 | 0 | 0 | 0 | 0 | 0 | 0 | 0 | 0 | 0 | 0 | 0 | 0 | 0 | 0 | 0 | 0 | 0 | 0 | 0 | 0 | 0 | 0 | 0 | 0 | 0 | 0 | 0 | 0
F3_Commercial_Office_Existing_Miscellaneous_Natural Gas_Pool Heater_Codes & Standards Forecast | F3 | Commercial | Office | Existing | Miscellaneous | Natural Gas | Pool Heater | Codes & Standards Forecast | Summer Peak Demand (MW) | 0 | 0 | 0 | 0 | 0 | 0 | 0 | 0 | 0 | 0 | 0 | 0 | 0 | 0 | 0 | 0 | 0 | 0 | 0 | 0 | 0 | 0 | 0 | 0 | 0 | 0 | 0 | 0 | 0 | 0 | 0 | 0 | 0
F4_Commercial_Office_Existing_Miscellaneous_Natural Gas_Pool Heater_Codes & Standards Forecast | F4 | Commercial | Office | Existing | Miscellaneous | Natural Gas | Pool Heater | Codes & Standards Forecast | Winter Peak Demand (MW) | 0 | 0 | 0 | 0 | 0 | 0 | 0 | 0 | 0 | 0 | 0 | 0 | 0 | 0 | 0 | 0 | 0 | 0 | 0 | 0 | 0 | 0 | 0 | 0 | 0 | 0 | 0 | 0 | 0 | 0 | 0 | 0 | 0
F5_Commercial_Office_Existing_Miscellaneous_Natural Gas_Pool Heater_Codes & Standards Forecast | F5 | Commercial | Office | Existing | Miscellaneous | Natural Gas | Pool Heater | Codes & Standards Forecast | Turnover | 0 | 0 | 0 | 0 | 0 | 0 | 0 | 0 | 0 | 0 | 0 | 0 | 0 | 0 | 0 | 0 | 0 | 0 | 0 | 0 | 0 | 0 | 0 | 0 | 0 | 0 | 0 | 0 | 0 | 0 | 0 | 0 | 0
F6_Commercial_Office_Existing_Miscellaneous_Natural Gas_Pool Heater_Codes & Standards Forecast | F6 | Commercial | Office | Existing | Miscellaneous | Natural Gas | Pool Heater | Codes & Standards Forecast | Avg. Replacement Usage (kWh) | 0.010152 | 0.0098057 | 0.010923 | 0.010722 | 0.010722 | 0.010722 | 0.010722 | 0.010722 | 0.010722 | 0.010722 | 0.010722 | 0.010722 | 0.010722 | 0.010722 | 0.010722 | 0.010722 | 0.010722 | 0.010722 | 0.010722 | 0.010722 | 0.010722 | 0.010722 | 0.010722 | 0.010722 | 0.010722 | 0.010722 | 0.010722 | 0.010722 | 0.010722 | 0.010722 | 0.010722 | 0.010722 | 0.010722
F7_Commercial_Office_Existing_Miscellaneous_Natural Gas_Pool Heater_Codes & Standards Forecast | F7 | Commercial | Office | Existing | Miscellaneous | Natural Gas | Pool Heater | Codes & Standards Forecast | Avg. Replacement Summer Demand (kW) | 0 | 0 | 0 | 0 | 0 | 0 | 0 | 0 | 0 | 0 | 0 | 0 | 0 | 0 | 0 | 0 | 0 | 0 | 0 | 0 | 0 | 0 | 0 | 0 | 0 | 0 | 0 | 0 | 0 | 0 | 0 | 0 | 0
F8_Commercial_Office_Existing_Miscellaneous_Natural Gas_Pool Heater_Codes & Standards Forecast | F8 | Commercial | Office | Existing | Miscellaneous | Natural Gas | Pool Heater | Codes & Standards Forecast | Avg. Replacement Winter Demand (kW) | 0 | 0 | 0 | 0 | 0 | 0 | 0 | 0 | 0 | 0 | 0 | 0 | 0 | 0 | 0 | 0 | 0 | 0 | 0 | 0 | 0 | 0 | 0 | 0 | 0 | 0 | 0 | 0 | 0 | 0 | 0 | 0 | 0
F1_Commercial_Office_Existing_Miscellaneous_Natural Gas_Miscellaneous_Codes & Standards Forecast | F1 | Commercial | Office | Existing | Miscellaneous | Natural Gas | Miscellaneous | Codes & Standards Forecast | Units | 9592724.626 | 9543919.0084 | 9495113.3908 | 9436174.1081 | 9656656.7827 | 9630705.2826 | 9607795.2139 | 9587160.3737 | 9567225.2026 | 9547413.4684 | 9527502.5702 | 9507618.3338 | 9487903.5658 | 9468407.3626 | 9449006.6268 | 9429682.8196 | 9410341.4476 | 9391218.2335 | 9372581.7868 | 9354483.0339 | 9336648.8272 | 9318767.8948 | 9300746.301 | 9282557.5935 | 9264186.2152 | 9245697.1419 | 9227112.8429 | 9208474.4517 | 9189767.5959 | 9171005.8553 | 9152146.4839 | 9133231.2157 | 9257766.3019
F2_Commercial_Office_Existing_Miscellaneous_Natural Gas_Miscellaneous_Codes & Standards Forecast | F2 | Commercial | Office | Existing | Miscellaneous | Natural Gas | Miscellaneous | Codes & Standards Forecast | Usage (MMtherm) | 0.0058701 | 0.0056408 | 0.0062517 | 0.0060985 | 0.006241 | 0.0062243 | 0.0062095 | 0.0061961 | 0.0061832 | 0.0061704 | 0.0061576 | 0.0061447 | 0.006132 | 0.0061194 | 0.0061068 | 0.0060943 | 0.0060818 | 0.0060695 | 0.0060574 | 0.0060457 | 0.0060342 | 0.0060227 | 0.006011 | 0.0059993 | 0.0059874 | 0.0059754 | 0.0059634 | 0.0059514 | 0.0059393 | 0.0059272 | 0.005915 | 0.0059027 | 0.0059832
F3_Commercial_Office_Existing_Miscellaneous_Natural Gas_Miscellaneous_Codes & Standards Forecast | F3 | Commercial | Office | Existing | Miscellaneous | Natural Gas | Miscellaneous | Codes & Standards Forecast | Summer Peak Demand (MW) | 0 | 0 | 0 | 0 | 0 | 0 | 0 | 0 | 0 | 0 | 0 | 0 | 0 | 0 | 0 | 0 | 0 | 0 | 0 | 0 | 0 | 0 | 0 | 0 | 0 | 0 | 0 | 0 | 0 | 0 | 0 | 0 | 0
F4_Commercial_Office_Existing_Miscellaneous_Natural Gas_Miscellaneous_Codes & Standards Forecast | F4 | Commercial | Office | Existing | Miscellaneous | Natural Gas | Miscellaneous | Codes & Standards Forecast | Winter Peak Demand (MW) | 0 | 0 | 0 | 0 | 0 | 0 | 0 | 0 | 0 | 0 | 0 | 0 | 0 | 0 | 0 | 0 | 0 | 0 | 0 | 0 | 0 | 0 | 0 | 0 | 0 | 0 | 0 | 0 | 0 | 0 | 0 | 0 | 0
F5_Commercial_Office_Existing_Miscellaneous_Natural Gas_Miscellaneous_Codes & Standards Forecast | F5 | Commercial | Office | Existing | Miscellaneous | Natural Gas | Miscellaneous | Codes & Standards Forecast | Turnover | 0 | 818050.2007 | 968889.1215 | 1094926.3251 | 1274535.9423 | 1038230.1082 | 1043421.1384 | 1073206.3463 | 1065319.3238 | 1059363.3147 | 1058493.1942 | 1288643.6342 | 1296757.7027 | 1297222.1235 | 1343788.7287 | 1267142.5448 | 1270261.5544 | 1286519.139 | 1278852.3449 | 1273360.718 | 1272474.0726 | 1336602.3721 | 1327387.9201 | 1317158.6967 | 1330644.9701 | 1305670.4156 | 1305571.7082 | 1311132.0464 | 1305479.577 | 1301210.8817 | 1299628.9982 | 1316023.2691 | 1435779.8554
F6_Commercial_Office_Existing_Miscellaneous_Natural Gas_Miscellaneous_Codes & Standards Forecast | F6 | Commercial | Office | Existing | Miscellaneous | Natural Gas | Miscellaneous | Codes & Standards Forecast | Avg. Replacement Usage (kWh) | 0.00061193 | 0.00059104 | 0.00065841 | 0.00064629 | 0.00064629 | 0.00064629 | 0.00064629 | 0.00064629 | 0.00064629 | 0.00064629 | 0.00064629 | 0.00064629 | 0.00064629 | 0.00064629 | 0.00064629 | 0.00064629 | 0.00064629 | 0.00064629 | 0.00064629 | 0.00064629 | 0.00064629 | 0.00064629 | 0.00064629 | 0.00064629 | 0.00064629 | 0.00064629 | 0.00064629 | 0.00064629 | 0.00064629 | 0.00064629 | 0.00064629 | 0.00064629 | 0.00064629
F7_Commercial_Office_Existing_Miscellaneous_Natural Gas_Miscellaneous_Codes & Standards Forecast | F7 | Commercial | Office | Existing | Miscellaneous | Natural Gas | Miscellaneous | Codes & Standards Forecast | Avg. Replacement Summer Demand (kW) | 0 | 0 | 0 | 0 | 0 | 0 | 0 | 0 | 0 | 0 | 0 | 0 | 0 | 0 | 0 | 0 | 0 | 0 | 0 | 0 | 0 | 0 | 0 | 0 | 0 | 0 | 0 | 0 | 0 | 0 | 0 | 0 | 0
F8_Commercial_Office_Existing_Miscellaneous_Natural Gas_Miscellaneous_Codes & Standards Forecast | F8 | Commercial | Office | Existing | Miscellaneous | Natural Gas | Miscellaneous | Codes & Standards Forecast | Avg. Replacement Winter Demand (kW) | 0 | 0 | 0 | 0 | 0 | 0 | 0 | 0 | 0 | 0 | 0 | 0 | 0 | 0 | 0 | 0 | 0 | 0 | 0 | 0 | 0 | 0 | 0 | 0 | 0 | 0 | 0 | 0 | 0 | 0 | 0 | 0 | 0
F1_Commercial_Office_New_Space Heating_Natural Gas_Furnace_Codes & Standards Forecast | F1 | Commercial | Office | New | Space Heating | Natural Gas | Furnace | Codes & Standards Forecast | Units | 0 | 0 | 0 | 0 | 0 | 0 | 0 | 0 | 0 | 0 | 0 | 0 | 0 | 0 | 0 | 0 | 0 | 0 | 0 | 0 | 0 | 0 | 0 | 0 | 0 | 0 | 0 | 0 | 0 | 0 | 0 | 0 | 0
F2_Commercial_Office_New_Space Heating_Natural Gas_Furnace_Codes & Standards Forecast | F2 | Commercial | Office | New | Space Heating | Natural Gas | Furnace | Codes & Standards Forecast | Usage (MMtherm) | 0 | 0 | 0 | 0 | 0 | 0 | 0 | 0 | 0 | 0 | 0 | 0 | 0 | 0 | 0 | 0 | 0 | 0 | 0 | 0 | 0 | 0 | 0 | 0 | 0 | 0 | 0 | 0 | 0 | 0 | 0 | 0 | 0
F3_Commercial_Office_New_Space Heating_Natural Gas_Furnace_Codes & Standards Forecast | F3 | Commercial | Office | New | Space Heating | Natural Gas | Furnace | Codes & Standards Forecast | Summer Peak Demand (MW) | 0 | 0 | 0 | 0 | 0 | 0 | 0 | 0 | 0 | 0 | 0 | 0 | 0 | 0 | 0 | 0 | 0 | 0 | 0 | 0 | 0 | 0 | 0 | 0 | 0 | 0 | 0 | 0 | 0 | 0 | 0 | 0 | 0
F4_Commercial_Office_New_Space Heating_Natural Gas_Furnace_Codes & Standards Forecast | F4 | Commercial | Office | New | Space Heating | Natural Gas | Furnace | Codes & Standards Forecast | Winter Peak Demand (MW) | 0 | 0 | 0 | 0 | 0 | 0 | 0 | 0 | 0 | 0 | 0 | 0 | 0 | 0 | 0 | 0 | 0 | 0 | 0 | 0 | 0 | 0 | 0 | 0 | 0 | 0 | 0 | 0 | 0 | 0 | 0 | 0 | 0
F5_Commercial_Office_New_Space Heating_Natural Gas_Furnace_Codes & Standards Forecast | F5 | Commercial | Office | New | Space Heating | Natural Gas | Furnace | Codes & Standards Forecast | Turnover | 0 | 0 | 0 | 0 | 0 | 0 | 0 | 0 | 0 | 0 | 0 | 0 | 0 | 0 | 0 | 0 | 0 | 0 | 0 | 0 | 0 | 0 | 0 | 0 | 0 | 0 | 0 | 0 | 0 | 0 | 0 | 0 | 0
F6_Commercial_Office_New_Space Heating_Natural Gas_Furnace_Codes & Standards Forecast | F6 | Commercial | Office | New | Space Heating | Natural Gas | Furnace | Codes & Standards Forecast | Avg. Replacement Usage (kWh) | 0.11365 | 0.10977 | 0.12163 | 0.11876 | 0.11813 | 0.10561 | 0.10504 | 0.10447 | 0.1039 | 0.10333 | 0.10275 | 0.10218 | 0.10161 | 0.10104 | 0.10047 | 0.099899 | 0.099328 | 0.098758 | 0.098187 | 0.097616 | 0.097045 | 0.096475 | 0.095904 | 0.095333 | 0.094762 | 0.094193 | 0.093621 | 0.093051 | 0.09248 | 0.09191 | 0.091339 | 0.090768 | 0.090768
F7_Commercial_Office_New_Space Heating_Natural Gas_Furnace_Codes & Standards Forecast | F7 | Commercial | Office | New | Space Heating | Natural Gas | Furnace | Codes & Standards Forecast | Avg. Replacement Summer Demand (kW) | 0 | 0 | 0 | 0 | 0 | 0 | 0 | 0 | 0 | 0 | 0 | 0 | 0 | 0 | 0 | 0 | 0 | 0 | 0 | 0 | 0 | 0 | 0 | 0 | 0 | 0 | 0 | 0 | 0 | 0 | 0 | 0 | 0
F8_Commercial_Office_New_Space Heating_Natural Gas_Furnace_Codes & Standards Forecast | F8 | Commercial | Office | New | Space Heating | Natural Gas | Furnace | Codes & Standards Forecast | Avg. Replacement Winter Demand (kW) | 0 | 0 | 0 | 0 | 0 | 0 | 0 | 0 | 0 | 0 | 0 | 0 | 0 | 0 | 0 | 0 | 0 | 0 | 0 | 0 | 0 | 0 | 0 | 0 | 0 | 0 | 0 | 0 | 0 | 0 | 0 | 0 | 0
F1_Commercial_Office_New_Space Heating_Natural Gas_Boiler_Codes & Standards Forecast | F1 | Commercial | Office | New | Space Heating | Natural Gas | Boiler | Codes & Standards Forecast | Units | 0 | 0 | 0 | 0 | 0 | 0 | 0 | 0 | 0 | 0 | 0 | 0 | 0 | 0 | 0 | 0 | 0 | 0 | 0 | 0 | 0 | 0 | 0 | 0 | 0 | 0 | 0 | 0 | 0 | 0 | 0 | 0 | 0
F2_Commercial_Office_New_Space Heating_Natural Gas_Boiler_Codes & Standards Forecast | F2 | Commercial | Office | New | Space Heating | Natural Gas | Boiler | Codes & Standards Forecast | Usage (MMtherm) | 0 | 0 | 0 | 0 | 0 | 0 | 0 | 0 | 0 | 0 | 0 | 0 | 0 | 0 | 0 | 0 | 0 | 0 | 0 | 0 | 0 | 0 | 0 | 0 | 0 | 0 | 0 | 0 | 0 | 0 | 0 | 0 | 0
F3_Commercial_Office_New_Space Heating_Natural Gas_Boiler_Codes & Standards Forecast | F3 | Commercial | Office | New | Space Heating | Natural Gas | Boiler | Codes & Standards Forecast | Summer Peak Demand (MW) | 0 | 0 | 0 | 0 | 0 | 0 | 0 | 0 | 0 | 0 | 0 | 0 | 0 | 0 | 0 | 0 | 0 | 0 | 0 | 0 | 0 | 0 | 0 | 0 | 0 | 0 | 0 | 0 | 0 | 0 | 0 | 0 | 0
F4_Commercial_Office_New_Space Heating_Natural Gas_Boiler_Codes & Standards Forecast | F4 | Commercial | Office | New | Space Heating | Natural Gas | Boiler | Codes & Standards Forecast | Winter Peak Demand (MW) | 0 | 0 | 0 | 0 | 0 | 0 | 0 | 0 | 0 | 0 | 0 | 0 | 0 | 0 | 0 | 0 | 0 | 0 | 0 | 0 | 0 | 0 | 0 | 0 | 0 | 0 | 0 | 0 | 0 | 0 | 0 | 0 | 0
F5_Commercial_Office_New_Space Heating_Natural Gas_Boiler_Codes & Standards Forecast | F5 | Commercial | Office | New | Space Heating | Natural Gas | Boiler | Codes & Standards Forecast | Turnover | 0 | 0 | 0 | 0 | 0 | 0 | 0 | 0 | 0 | 0 | 0 | 0 | 0 | 0 | 0 | 0 | 0 | 0 | 0 | 0 | 0 | 0 | 0 | 0 | 0 | 0 | 0 | 0 | 0 | 0 | 0 | 0 | 0
F6_Commercial_Office_New_Space Heating_Natural Gas_Boiler_Codes & Standards Forecast | F6 | Commercial | Office | New | Space Heating | Natural Gas | Boiler | Codes & Standards Forecast | Avg. Replacement Usage (kWh) | 0.68776 | 0.66428 | 0.73608 | 0.71869 | 0.71485 | 0.60511 | 0.60183 | 0.59856 | 0.59529 | 0.59202 | 0.58875 | 0.58548 | 0.5822 | 0.57894 | 0.57566 | 0.57239 | 0.56912 | 0.56585 | 0.56258 | 0.5593 | 0.55603 | 0.55277 | 0.5495 | 0.54623 | 0.54296 | 0.5397 | 0.53642 | 0.53315 | 0.52988 | 0.52662 | 0.52334 | 0.52007 | 0.52007
F7_Commercial_Office_New_Space Heating_Natural Gas_Boiler_Codes & Standards Forecast | F7 | Commercial | Office | New | Space Heating | Natural Gas | Boiler | Codes & Standards Forecast | Avg. Replacement Summer Demand (kW) | 0 | 0 | 0 | 0 | 0 | 0 | 0 | 0 | 0 | 0 | 0 | 0 | 0 | 0 | 0 | 0 | 0 | 0 | 0 | 0 | 0 | 0 | 0 | 0 | 0 | 0 | 0 | 0 | 0 | 0 | 0 | 0 | 0
F8_Commercial_Office_New_Space Heating_Natural Gas_Boiler_Codes & Standards Forecast | F8 | Commercial | Office | New | Space Heating | Natural Gas | Boiler | Codes & Standards Forecast | Avg. Replacement Winter Demand (kW) | 0 | 0 | 0 | 0 | 0 | 0 | 0 | 0 | 0 | 0 | 0 | 0 | 0 | 0 | 0 | 0 | 0 | 0 | 0 | 0 | 0 | 0 | 0 | 0 | 0 | 0 | 0 | 0 | 0 | 0 | 0 | 0 | 0
F1_Commercial_Office_New_Space Heating_Natural Gas_Unit Heater_Codes & Standards Forecast | F1 | Commercial | Office | New | Space Heating | Natural Gas | Unit Heater | Codes & Standards Forecast | Units | 0 | 261.7303 | 1524.1528 | 2330.9293 | 3295.5504 | 4289.6807 | 5288.8066 | 6153.5469 | 7006.1684 | 7878.7467 | 8765.5285 | 9645.5736 | 10511.854 | 11366.3264 | 12222.034 | 13075.1536 | 13933.2172 | 14771.2626 | 15576.0204 | 16354.8124 | 17133.9871 | 17928.9391 | 18734.2513 | 19548.0843 | 20370.6606 | 21195.5544 | 22023.673 | 22852.3494 | 23684.6815 | 24518.8279 | 25359.1805 | 26200.1439 | 26557.3929
F2_Commercial_Office_New_Space Heating_Natural Gas_Unit Heater_Codes & Standards Forecast | F2 | Commercial | Office | New | Space Heating | Natural Gas | Unit Heater | Codes & Standards Forecast | Usage (MMtherm) | 0 | 1.4722e-05 | 9.4997e-05 | 0.00014185 | 0.00019948 | 0.00025227 | 0.00030474 | 0.00034942 | 0.00039296 | 0.00043705 | 0.00048138 | 0.00052462 | 0.00056561 | 0.00060501 | 0.00064344 | 0.00068158 | 0.00071978 | 0.00075671 | 0.00079125 | 0.00082265 | 0.0008548 | 0.00088733 | 0.00092169 | 0.00095601 | 0.00099027 | 0.0010242 | 0.0010577 | 0.0010908 | 0.0011236 | 0.0011561 | 0.0011882 | 0.00122 | 0.0012366
F3_Commercial_Office_New_Space Heating_Natural Gas_Unit Heater_Codes & Standards Forecast | F3 | Commercial | Office | New | Space Heating | Natural Gas | Unit Heater | Codes & Standards Forecast | Summer Peak Demand (MW) | 0 | 0 | 0 | 0 | 0 | 0 | 0 | 0 | 0 | 0 | 0 | 0 | 0 | 0 | 0 | 0 | 0 | 0 | 0 | 0 | 0 | 0 | 0 | 0 | 0 | 0 | 0 | 0 | 0 | 0 | 0 | 0 | 0
F4_Commercial_Office_New_Space Heating_Natural Gas_Unit Heater_Codes & Standards Forecast | F4 | Commercial | Office | New | Space Heating | Natural Gas | Unit Heater | Codes & Standards Forecast | Winter Peak Demand (MW) | 0 | 0 | 0 | 0 | 0 | 0 | 0 | 0 | 0 | 0 | 0 | 0 | 0 | 0 | 0 | 0 | 0 | 0 | 0 | 0 | 0 | 0 | 0 | 0 | 0 | 0 | 0 | 0 | 0 | 0 | 0 | 0 | 0
F5_Commercial_Office_New_Space Heating_Natural Gas_Unit Heater_Codes & Standards Forecast | F5 | Commercial | Office | New | Space Heating | Natural Gas | Unit Heater | Codes & Standards Forecast | Turnover | 0 | 261.7303 | 1262.4225 | 806.7764 | 964.6211 | 994.1303 | 999.126 | 864.7403 | 852.6214 | 872.5783 | 886.7819 | 917.4352 | 1078.675 | 1151.7788 | 1248.3446 | 1331.6843 | 1410.9942 | 1435.5201 | 1514.9391 | 1803.7318 | 1651.6218 | 1719.8151 | 1760.7463 | 1798.7718 | 1805.9902 | 1854.5298 | 1918.0489 | 1972.115 | 2037.7732 | 2172.036 | 2244.3604 | 2318.2217 | 1899.2871
F6_Commercial_Office_New_Space Heating_Natural Gas_Unit Heater_Codes & Standards Forecast | F6 | Commercial | Office | New | Space Heating | Natural Gas | Unit Heater | Codes & Standards Forecast | Avg. Replacement Usage (kWh) | 0.058236 | 0.056248 | 0.062328 | 0.060855 | 0.06053 | 0.054177 | 0.053884 | 0.053591 | 0.053298 | 0.053006 | 0.052712 | 0.052419 | 0.052126 | 0.051834 | 0.051541 | 0.051248 | 0.050955 | 0.050662 | 0.050369 | 0.050076 | 0.049783 | 0.049491 | 0.049198 | 0.048905 | 0.048613 | 0.048321 | 0.048027 | 0.047735 | 0.047442 | 0.04715 | 0.046856 | 0.046564 | 0.046564
F7_Commercial_Office_New_Space Heating_Natural Gas_Unit Heater_Codes & Standards Forecast | F7 | Commercial | Office | New | Space Heating | Natural Gas | Unit Heater | Codes & Standards Forecast | Avg. Replacement Summer Demand (kW) | 0 | 0 | 0 | 0 | 0 | 0 | 0 | 0 | 0 | 0 | 0 | 0 | 0 | 0 | 0 | 0 | 0 | 0 | 0 | 0 | 0 | 0 | 0 | 0 | 0 | 0 | 0 | 0 | 0 | 0 | 0 | 0 | 0
F8_Commercial_Office_New_Space Heating_Natural Gas_Unit Heater_Codes & Standards Forecast | F8 | Commercial | Office | New | Space Heating | Natural Gas | Unit Heater | Codes & Standards Forecast | Avg. Replacement Winter Demand (kW) | 0 | 0 | 0 | 0 | 0 | 0 | 0 | 0 | 0 | 0 | 0 | 0 | 0 | 0 | 0 | 0 | 0 | 0 | 0 | 0 | 0 | 0 | 0 | 0 | 0 | 0 | 0 | 0 | 0 | 0 | 0 | 0 | 0
F1_Commercial_Office_New_Water Heating_Natural Gas_Water Heater_Codes & Standards Forecast | F1 | Commercial | Office | New | Water Heating | Natural Gas | Water Heater | Codes & Standards Forecast | Units | 0 | 0 | 0 | 0 | 0 | 0 | 0 | 0 | 0 | 0 | 0 | 0 | 0 | 0 | 0 | 0 | 0 | 0 | 0 | 0 | 0 | 0 | 0 | 0 | 0 | 0 | 0 | 0 | 0 | 0 | 0 | 0 | 0
F2_Commercial_Office_New_Water Heating_Natural Gas_Water Heater_Codes & Standards Forecast | F2 | Commercial | Office | New | Water Heating | Natural Gas | Water Heater | Codes & Standards Forecast | Usage (MMtherm) | 0 | 0 | 0 | 0 | 0 | 0 | 0 | 0 | 0 | 0 | 0 | 0 | 0 | 0 | 0 | 0 | 0 | 0 | 0 | 0 | 0 | 0 | 0 | 0 | 0 | 0 | 0 | 0 | 0 | 0 | 0 | 0 | 0
F3_Commercial_Office_New_Water Heating_Natural Gas_Water Heater_Codes & Standards Forecast | F3 | Commercial | Office | New | Water Heating | Natural Gas | Water Heater | Codes & Standards Forecast | Summer Peak Demand (MW) | 0 | 0 | 0 | 0 | 0 | 0 | 0 | 0 | 0 | 0 | 0 | 0 | 0 | 0 | 0 | 0 | 0 | 0 | 0 | 0 | 0 | 0 | 0 | 0 | 0 | 0 | 0 | 0 | 0 | 0 | 0 | 0 | 0
F4_Commercial_Office_New_Water Heating_Natural Gas_Water Heater_Codes & Standards Forecast | F4 | Commercial | Office | New | Water Heating | Natural Gas | Water Heater | Codes & Standards Forecast | Winter Peak Demand (MW) | 0 | 0 | 0 | 0 | 0 | 0 | 0 | 0 | 0 | 0 | 0 | 0 | 0 | 0 | 0 | 0 | 0 | 0 | 0 | 0 | 0 | 0 | 0 | 0 | 0 | 0 | 0 | 0 | 0 | 0 | 0 | 0 | 0
F5_Commercial_Office_New_Water Heating_Natural Gas_Water Heater_Codes & Standards Forecast | F5 | Commercial | Office | New | Water Heating | Natural Gas | Water Heater | Codes & Standards Forecast | Turnover | 0 | 0 | 0 | 0 | 0 | 0 | 0 | 0 | 0 | 0 | 0 | 0 | 0 | 0 | 0 | 0 | 0 | 0 | 0 | 0 | 0 | 0 | 0 | 0 | 0 | 0 | 0 | 0 | 0 | 0 | 0 | 0 | 0
F6_Commercial_Office_New_Water Heating_Natural Gas_Water Heater_Codes & Standards Forecast | F6 | Commercial | Office | New | Water Heating | Natural Gas | Water Heater | Codes & Standards Forecast | Avg. Replacement Usage (kWh) | 0.15302 | 0.1478 | 0.16465 | 0.16162 | 0.16162 | 0.16162 | 0.16162 | 0.16162 | 0.16162 | 0.16162 | 0.16162 | 0.16162 | 0.16162 | 0.16162 | 0.16162 | 0.16162 | 0.16162 | 0.16162 | 0.16162 | 0.16162 | 0.16162 | 0.16162 | 0.16162 | 0.16162 | 0.16162 | 0.16162 | 0.16162 | 0.16162 | 0.16162 | 0.16162 | 0.16162 | 0.16162 | 0.16162
F7_Commercial_Office_New_Water Heating_Natural Gas_Water Heater_Codes & Standards Forecast | F7 | Commercial | Office | New | Water Heating | Natural Gas | Water Heater | Codes & Standards Forecast | Avg. Replacement Summer Demand (kW) | 0 | 0 | 0 | 0 | 0 | 0 | 0 | 0 | 0 | 0 | 0 | 0 | 0 | 0 | 0 | 0 | 0 | 0 | 0 | 0 | 0 | 0 | 0 | 0 | 0 | 0 | 0 | 0 | 0 | 0 | 0 | 0 | 0
F8_Commercial_Office_New_Water Heating_Natural Gas_Water Heater_Codes & Standards Forecast | F8 | Commercial | Office | New | Water Heating | Natural Gas | Water Heater | Codes & Standards Forecast | Avg. Replacement Winter Demand (kW) | 0 | 0 | 0 | 0 | 0 | 0 | 0 | 0 | 0 | 0 | 0 | 0 | 0 | 0 | 0 | 0 | 0 | 0 | 0 | 0 | 0 | 0 | 0 | 0 | 0 | 0 | 0 | 0 | 0 | 0 | 0 | 0 | 0
F1_Commercial_Office_New_Food Preparation_Natural Gas_Oven_Codes & Standards Forecast | F1 | Commercial | Office | New | Food Preparation | Natural Gas | Oven | Codes & Standards Forecast | Units | 0 | 300.8621 | 1752.0317 | 2679.4307 | 3788.2741 | 4931.0386 | 6079.5457 | 7073.5749 | 8053.6733 | 9056.7123 | 10076.0785 | 11087.7008 | 12083.5003 | 13065.7264 | 14049.3724 | 15030.0435 | 16016.3978 | 16979.7407 | 17904.8193 | 18800.05 | 19695.7205 | 20609.5272 | 21535.2431 | 22470.7538 | 23416.3149 | 24364.5401 | 25316.4722 | 26269.0455 | 27225.8211 | 28184.6822 | 29150.6774 | 30117.3748 | 30528.0367
F2_Commercial_Office_New_Food Preparation_Natural Gas_Oven_Codes & Standards Forecast | F2 | Commercial | Office | New | Food Preparation | Natural Gas | Oven | Codes & Standards Forecast | Usage (MMtherm) | 0 | 4.3203e-05 | 0.00028026 | 0.00042072 | 0.00059483 | 0.00077427 | 0.00095461 | 0.0011107 | 0.0012646 | 0.0014221 | 0.0015821 | 0.001741 | 0.0018974 | 0.0020516 | 0.002206 | 0.00236 | 0.0025149 | 0.0026662 | 0.0028114 | 0.002952 | 0.0030926 | 0.0032361 | 0.0033815 | 0.0035284 | 0.0036768 | 0.0038257 | 0.0039752 | 0.0041248 | 0.004275 | 0.0044256 | 0.0045772 | 0.004729 | 0.0047935
F3_Commercial_Office_New_Food Preparation_Natural Gas_Oven_Codes & Standards Forecast | F3 | Commercial | Office | New | Food Preparation | Natural Gas | Oven | Codes & Standards Forecast | Summer Peak Demand (MW) | 0 | 0 | 0 | 0 | 0 | 0 | 0 | 0 | 0 | 0 | 0 | 0 | 0 | 0 | 0 | 0 | 0 | 0 | 0 | 0 | 0 | 0 | 0 | 0 | 0 | 0 | 0 | 0 | 0 | 0 | 0 | 0 | 0
F4_Commercial_Office_New_Food Preparation_Natural Gas_Oven_Codes & Standards Forecast | F4 | Commercial | Office | New | Food Preparation | Natural Gas | Oven | Codes & Standards Forecast | Winter Peak Demand (MW) | 0 | 0 | 0 | 0 | 0 | 0 | 0 | 0 | 0 | 0 | 0 | 0 | 0 | 0 | 0 | 0 | 0 | 0 | 0 | 0 | 0 | 0 | 0 | 0 | 0 | 0 | 0 | 0 | 0 | 0 | 0 | 0 | 0
F5_Commercial_Office_New_Food Preparation_Natural Gas_Oven_Codes & Standards Forecast | F5 | Commercial | Office | New | Food Preparation | Natural Gas | Oven | Codes & Standards Forecast | Turnover | 0 | 300.8621 | 1451.1696 | 927.399 | 1108.8434 | 1142.7645 | 1148.5071 | 994.0292 | 980.0984 | 1003.0391 | 1069.5099 | 1295.2703 | 1386.7393 | 1492.8166 | 1599.5987 | 1685.3829 | 1823.2508 | 2145.1362 | 1930.9047 | 1962.3085 | 2010.2472 | 2075.3464 | 2099.3566 | 2176.2565 | 2266.8154 | 2371.6964 | 2558.6864 | 2638.88 | 2718.6867 | 2791.9626 | 2863.4116 | 2936.2469 | 2504.4948
F6_Commercial_Office_New_Food Preparation_Natural Gas_Oven_Codes & Standards Forecast | F6 | Commercial | Office | New | Food Preparation | Natural Gas | Oven | Codes & Standards Forecast | Avg. Replacement Usage (kWh) | 0.14867 | 0.1436 | 0.15996 | 0.15702 | 0.15702 | 0.15702 | 0.15702 | 0.15702 | 0.15702 | 0.15702 | 0.15702 | 0.15702 | 0.15702 | 0.15702 | 0.15702 | 0.15702 | 0.15702 | 0.15702 | 0.15702 | 0.15702 | 0.15702 | 0.15702 | 0.15702 | 0.15702 | 0.15702 | 0.15702 | 0.15702 | 0.15702 | 0.15702 | 0.15702 | 0.15702 | 0.15702 | 0.15702
F7_Commercial_Office_New_Food Preparation_Natural Gas_Oven_Codes & Standards Forecast | F7 | Commercial | Office | New | Food Preparation | Natural Gas | Oven | Codes & Standards Forecast | Avg. Replacement Summer Demand (kW) | 0 | 0 | 0 | 0 | 0 | 0 | 0 | 0 | 0 | 0 | 0 | 0 | 0 | 0 | 0 | 0 | 0 | 0 | 0 | 0 | 0 | 0 | 0 | 0 | 0 | 0 | 0 | 0 | 0 | 0 | 0 | 0 | 0
F8_Commercial_Office_New_Food Preparation_Natural Gas_Oven_Codes & Standards Forecast | F8 | Commercial | Office | New | Food Preparation | Natural Gas | Oven | Codes & Standards Forecast | Avg. Replacement Winter Demand (kW) | 0 | 0 | 0 | 0 | 0 | 0 | 0 | 0 | 0 | 0 | 0 | 0 | 0 | 0 | 0 | 0 | 0 | 0 | 0 | 0 | 0 | 0 | 0 | 0 | 0 | 0 | 0 | 0 | 0 | 0 | 0 | 0 | 0
F1_Commercial_Office_New_Food Preparation_Natural Gas_Conveyor Oven_Codes & Standards Forecast | F1 | Commercial | Office | New | Food Preparation | Natural Gas | Conveyor Oven | Codes & Standards Forecast | Units | 0 | 150.431 | 876.0158 | 1339.7154 | 1894.137 | 2465.5193 | 3039.7728 | 3536.7874 | 4026.8366 | 4528.3562 | 5038.0393 | 5543.8504 | 6041.7501 | 6532.8632 | 7024.6862 | 7515.0217 | 8008.1989 | 8489.8704 | 8952.4097 | 9400.025 | 9847.8602 | 10304.7636 | 10767.6216 | 11235.3769 | 11708.1574 | 12182.2701 | 12658.2361 | 13134.5228 | 13612.9105 | 14092.3411 | 14575.3387 | 15058.6874 | 15264.0184
F2_Commercial_Office_New_Food Preparation_Natural Gas_Conveyor Oven_Codes & Standards Forecast | F2 | Commercial | Office | New | Food Preparation | Natural Gas | Conveyor Oven | Codes & Standards Forecast | Usage (MMtherm) | 0 | 3.2198e-05 | 0.00020887 | 0.00031355 | 0.00044331 | 0.00057704 | 0.00071145 | 0.00082777 | 0.00094246 | 0.0010598 | 0.0011791 | 0.0012975 | 0.001414 | 0.001529 | 0.0016441 | 0.0017589 | 0.0018743 | 0.001987 | 0.0020953 | 0.0022 | 0.0023049 | 0.0024118 | 0.0025201 | 0.0026296 | 0.0027402 | 0.0028512 | 0.0029626 | 0.0030741 | 0.003186 | 0.0032983 | 0.0034113 | 0.0035244 | 0.0035725
F3_Commercial_Office_New_Food Preparation_Natural Gas_Conveyor Oven_Codes & Standards Forecast | F3 | Commercial | Office | New | Food Preparation | Natural Gas | Conveyor Oven | Codes & Standards Forecast | Summer Peak Demand (MW) | 0 | 0 | 0 | 0 | 0 | 0 | 0 | 0 | 0 | 0 | 0 | 0 | 0 | 0 | 0 | 0 | 0 | 0 | 0 | 0 | 0 | 0 | 0 | 0 | 0 | 0 | 0 | 0 | 0 | 0 | 0 | 0 | 0
F4_Commercial_Office_New_Food Preparation_Natural Gas_Conveyor Oven_Codes & Standards Forecast | F4 | Commercial | Office | New | Food Preparation | Natural Gas | Conveyor Oven | Codes & Standards Forecast | Winter Peak Demand (MW) | 0 | 0 | 0 | 0 | 0 | 0 | 0 | 0 | 0 | 0 | 0 | 0 | 0 | 0 | 0 | 0 | 0 | 0 | 0 | 0 | 0 | 0 | 0 | 0 | 0 | 0 | 0 | 0 | 0 | 0 | 0 | 0 | 0
F5_Commercial_Office_New_Food Preparation_Natural Gas_Conveyor Oven_Codes & Standards Forecast | F5 | Commercial | Office | New | Food Preparation | Natural Gas | Conveyor Oven | Codes & Standards Forecast | Turnover | 0 | 150.431 | 725.5848 | 463.6995 | 554.4217 | 571.3823 | 574.2535 | 497.0146 | 490.0492 | 501.5195 | 509.6831 | 505.8111 | 497.8997 | 491.1131 | 491.823 | 490.3355 | 493.1771 | 511.7577 | 631.7252 | 675.704 | 741.1905 | 805.864 | 896.3118 | 1064.6944 | 979.69 | 1003.7263 | 1006.0398 | 1002.2606 | 978.4991 | 975.9163 | 981.5577 | 982.4039 | 702.1955
F6_Commercial_Office_New_Food Preparation_Natural Gas_Conveyor Oven_Codes & Standards Forecast | F6 | Commercial | Office | New | Food Preparation | Natural Gas | Conveyor Oven | Codes & Standards Forecast | Avg. Replacement Usage (kWh) | 0.2216 | 0.21404 | 0.23843 | 0.23405 | 0.23405 | 0.23405 | 0.23405 | 0.23405 | 0.23405 | 0.23405 | 0.23405 | 0.23405 | 0.23405 | 0.23405 | 0.23405 | 0.23405 | 0.23405 | 0.23405 | 0.23405 | 0.23405 | 0.23405 | 0.23405 | 0.23405 | 0.23405 | 0.23405 | 0.23405 | 0.23405 | 0.23405 | 0.23405 | 0.23405 | 0.23405 | 0.23405 | 0.23405
F7_Commercial_Office_New_Food Preparation_Natural Gas_Conveyor Oven_Codes & Standards Forecast | F7 | Commercial | Office | New | Food Preparation | Natural Gas | Conveyor Oven | Codes & Standards Forecast | Avg. Replacement Summer Demand (kW) | 0 | 0 | 0 | 0 | 0 | 0 | 0 | 0 | 0 | 0 | 0 | 0 | 0 | 0 | 0 | 0 | 0 | 0 | 0 | 0 | 0 | 0 | 0 | 0 | 0 | 0 | 0 | 0 | 0 | 0 | 0 | 0 | 0
F8_Commercial_Office_New_Food Preparation_Natural Gas_Conveyor Oven_Codes & Standards Forecast | F8 | Commercial | Office | New | Food Preparation | Natural Gas | Conveyor Oven | Codes & Standards Forecast | Avg. Replacement Winter Demand (kW) | 0 | 0 | 0 | 0 | 0 | 0 | 0 | 0 | 0 | 0 | 0 | 0 | 0 | 0 | 0 | 0 | 0 | 0 | 0 | 0 | 0 | 0 | 0 | 0 | 0 | 0 | 0 | 0 | 0 | 0 | 0 | 0 | 0
F1_Commercial_Office_New_Food Preparation_Natural Gas_Double Rack Oven_Codes & Standards Forecast | F1 | Commercial | Office | New | Food Preparation | Natural Gas | Double Rack Oven | Codes & Standards Forecast | Units | 0 | 150.431 | 876.0158 | 1339.7154 | 1894.137 | 2465.5193 | 3039.7728 | 3536.7874 | 4026.8366 | 4528.3562 | 5038.0393 | 5543.8504 | 6041.7501 | 6532.8632 | 7024.6862 | 7515.0217 | 8008.1989 | 8489.8704 | 8952.4097 | 9400.025 | 9847.8602 | 10304.7636 | 10767.6216 | 11235.3769 | 11708.1574 | 12182.2701 | 12658.2361 | 13134.5228 | 13612.9105 | 14092.3411 | 14575.3387 | 15058.6874 | 15264.0184
F2_Commercial_Office_New_Food Preparation_Natural Gas_Double Rack Oven_Codes & Standards Forecast | F2 | Commercial | Office | New | Food Preparation | Natural Gas | Double Rack Oven | Codes & Standards Forecast | Usage (MMtherm) | 0 | 5.7381e-05 | 0.00037224 | 0.0005588 | 0.00079005 | 0.0010284 | 0.0012679 | 0.0014752 | 0.0016796 | 0.0018888 | 0.0021014 | 0.0023124 | 0.00252 | 0.0027249 | 0.00293 | 0.0031345 | 0.0033402 | 0.0035412 | 0.0037341 | 0.0039208 | 0.0041076 | 0.0042982 | 0.0044912 | 0.0046863 | 0.0048835 | 0.0050813 | 0.0052798 | 0.0054785 | 0.005678 | 0.005878 | 0.0060794 | 0.006281 | 0.0063667
F3_Commercial_Office_New_Food Preparation_Natural Gas_Double Rack Oven_Codes & Standards Forecast | F3 | Commercial | Office | New | Food Preparation | Natural Gas | Double Rack Oven | Codes & Standards Forecast | Summer Peak Demand (MW) | 0 | 0 | 0 | 0 | 0 | 0 | 0 | 0 | 0 | 0 | 0 | 0 | 0 | 0 | 0 | 0 | 0 | 0 | 0 | 0 | 0 | 0 | 0 | 0 | 0 | 0 | 0 | 0 | 0 | 0 | 0 | 0 | 0
F4_Commercial_Office_New_Food Preparation_Natural Gas_Double Rack Oven_Codes & Standards Forecast | F4 | Commercial | Office | New | Food Preparation | Natural Gas | Double Rack Oven | Codes & Standards Forecast | Winter Peak Demand (MW) | 0 | 0 | 0 | 0 | 0 | 0 | 0 | 0 | 0 | 0 | 0 | 0 | 0 | 0 | 0 | 0 | 0 | 0 | 0 | 0 | 0 | 0 | 0 | 0 | 0 | 0 | 0 | 0 | 0 | 0 | 0 | 0 | 0
F5_Commercial_Office_New_Food Preparation_Natural Gas_Double Rack Oven_Codes & Standards Forecast | F5 | Commercial | Office | New | Food Preparation | Natural Gas | Double Rack Oven | Codes & Standards Forecast | Turnover | 0 | 150.431 | 725.5848 | 463.6995 | 554.4217 | 571.3823 | 574.2535 | 497.0146 | 490.0492 | 501.5195 | 509.6831 | 505.8111 | 527.986 | 660.299 | 719.9116 | 783.6908 | 842.1378 | 915.1253 | 1059.4784 | 954.5248 | 977.449 | 986.9771 | 988.8319 | 973.8839 | 1007.9173 | 1049.2112 | 1094.9231 | 1138.8648 | 1197.2884 | 1301.1318 | 1346.8906 | 1386.6723 | 1140.7067
F6_Commercial_Office_New_Food Preparation_Natural Gas_Double Rack Oven_Codes & Standards Forecast | F6 | Commercial | Office | New | Food Preparation | Natural Gas | Double Rack Oven | Codes & Standards Forecast | Avg. Replacement Usage (kWh) | 0.39493 | 0.38144 | 0.42492 | 0.4171 | 0.4171 | 0.4171 | 0.4171 | 0.4171 | 0.4171 | 0.4171 | 0.4171 | 0.4171 | 0.4171 | 0.4171 | 0.4171 | 0.4171 | 0.4171 | 0.4171 | 0.4171 | 0.4171 | 0.4171 | 0.4171 | 0.4171 | 0.4171 | 0.4171 | 0.4171 | 0.4171 | 0.4171 | 0.4171 | 0.4171 | 0.4171 | 0.4171 | 0.4171
F7_Commercial_Office_New_Food Preparation_Natural Gas_Double Rack Oven_Codes & Standards Forecast | F7 | Commercial | Office | New | Food Preparation | Natural Gas | Double Rack Oven | Codes & Standards Forecast | Avg. Replacement Summer Demand (kW) | 0 | 0 | 0 | 0 | 0 | 0 | 0 | 0 | 0 | 0 | 0 | 0 | 0 | 0 | 0 | 0 | 0 | 0 | 0 | 0 | 0 | 0 | 0 | 0 | 0 | 0 | 0 | 0 | 0 | 0 | 0 | 0 | 0
F8_Commercial_Office_New_Food Preparation_Natural Gas_Double Rack Oven_Codes & Standards Forecast | F8 | Commercial | Office | New | Food Preparation | Natural Gas | Double Rack Oven | Codes & Standards Forecast | Avg. Replacement Winter Demand (kW) | 0 | 0 | 0 | 0 | 0 | 0 | 0 | 0 | 0 | 0 | 0 | 0 | 0 | 0 | 0 | 0 | 0 | 0 | 0 | 0 | 0 | 0 | 0 | 0 | 0 | 0 | 0 | 0 | 0 | 0 | 0 | 0 | 0
F1_Commercial_Office_New_Food Preparation_Natural Gas_Fryer_Codes & Standards Forecast | F1 | Commercial | Office | New | Food Preparation | Natural Gas | Fryer | Codes & Standards Forecast | Units | 0 | 601.7242 | 3504.0634 | 5358.8614 | 7576.5482 | 9862.0772 | 12159.0914 | 14147.1497 | 16107.3465 | 18113.4247 | 20152.1571 | 22175.4016 | 24167.0006 | 26131.4529 | 28098.7448 | 30060.0869 | 32032.7955 | 33959.4815 | 35809.6387 | 37600.1 | 39391.441 | 41219.0543 | 43070.4863 | 44941.5076 | 46832.6298 | 48729.0802 | 50632.9445 | 52538.0911 | 54451.6422 | 56369.3645 | 58301.3549 | 60234.7497 | 61056.0734
F2_Commercial_Office_New_Food Preparation_Natural Gas_Fryer_Codes & Standards Forecast | F2 | Commercial | Office | New | Food Preparation | Natural Gas | Fryer | Codes & Standards Forecast | Usage (MMtherm) | 0 | 0.00011427 | 0.00074129 | 0.00098648 | 0.0012959 | 0.0016149 | 0.0019354 | 0.0022128 | 0.0024864 | 0.0027581 | 0.0029965 | 0.003242 | 0.0034904 | 0.0037409 | 0.0039858 | 0.0041947 | 0.00447 | 0.0047389 | 0.004997 | 0.0052469 | 0.0054969 | 0.0057519 | 0.0060103 | 0.0062713 | 0.0065352 | 0.0067999 | 0.0070656 | 0.0073314 | 0.0075984 | 0.007866 | 0.0081356 | 0.0084054 | 0.0085201
F3_Commercial_Office_New_Food Preparation_Natural Gas_Fryer_Codes & Standards Forecast | F3 | Commercial | Office | New | Food Preparation | Natural Gas | Fryer | Codes & Standards Forecast | Summer Peak Demand (MW) | 0 | 0 | 0 | 0 | 0 | 0 | 0 | 0 | 0 | 0 | 0 | 0 | 0 | 0 | 0 | 0 | 0 | 0 | 0 | 0 | 0 | 0 | 0 | 0 | 0 | 0 | 0 | 0 | 0 | 0 | 0 | 0 | 0
F4_Commercial_Office_New_Food Preparation_Natural Gas_Fryer_Codes & Standards Forecast | F4 | Commercial | Office | New | Food Preparation | Natural Gas | Fryer | Codes & Standards Forecast | Winter Peak Demand (MW) | 0 | 0 | 0 | 0 | 0 | 0 | 0 | 0 | 0 | 0 | 0 | 0 | 0 | 0 | 0 | 0 | 0 | 0 | 0 | 0 | 0 | 0 | 0 | 0 | 0 | 0 | 0 | 0 | 0 | 0 | 0 | 0 | 0
F5_Commercial_Office_New_Food Preparation_Natural Gas_Fryer_Codes & Standards Forecast | F5 | Commercial | Office | New | Food Preparation | Natural Gas | Fryer | Codes & Standards Forecast | Turnover | 0 | 601.7242 | 2902.3392 | 1854.798 | 2217.6867 | 2285.529 | 2297.0142 | 1988.0584 | 1960.1968 | 2126.423 | 2715.4761 | 2935.5991 | 3165.02 | 3360.2949 | 3701.1072 | 4349.0985 | 4000.3464 | 4069.2099 | 4125.056 | 4200.511 | 4271.3938 | 4476.4108 | 4754.2666 | 5217.5255 | 5426.0987 | 5598.4149 | 5741.6372 | 5904.8091 | 6137.4268 | 6100.6818 | 6247.2635 | 6443.7581 | 5534.6142
F6_Commercial_Office_New_Food Preparation_Natural Gas_Fryer_Codes & Standards Forecast | F6 | Commercial | Office | New | Food Preparation | Natural Gas | Fryer | Codes & Standards Forecast | Avg. Replacement Usage (kWh) | 0.19662 | 0.18991 | 0.21155 | 0.13954 | 0.13954 | 0.13954 | 0.13954 | 0.13954 | 0.13954 | 0.13954 | 0.13954 | 0.13954 | 0.13954 | 0.13954 | 0.13954 | 0.13954 | 0.13954 | 0.13954 | 0.13954 | 0.13954 | 0.13954 | 0.13954 | 0.13954 | 0.13954 | 0.13954 | 0.13954 | 0.13954 | 0.13954 | 0.13954 | 0.13954 | 0.13954 | 0.13954 | 0.13954
F7_Commercial_Office_New_Food Preparation_Natural Gas_Fryer_Codes & Standards Forecast | F7 | Commercial | Office | New | Food Preparation | Natural Gas | Fryer | Codes & Standards Forecast | Avg. Replacement Summer Demand (kW) | 0 | 0 | 0 | 0 | 0 | 0 | 0 | 0 | 0 | 0 | 0 | 0 | 0 | 0 | 0 | 0 | 0 | 0 | 0 | 0 | 0 | 0 | 0 | 0 | 0 | 0 | 0 | 0 | 0 | 0 | 0 | 0 | 0
F8_Commercial_Office_New_Food Preparation_Natural Gas_Fryer_Codes & Standards Forecast | F8 | Commercial | Office | New | Food Preparation | Natural Gas | Fryer | Codes & Standards Forecast | Avg. Replacement Winter Demand (kW) | 0 | 0 | 0 | 0 | 0 | 0 | 0 | 0 | 0 | 0 | 0 | 0 | 0 | 0 | 0 | 0 | 0 | 0 | 0 | 0 | 0 | 0 | 0 | 0 | 0 | 0 | 0 | 0 | 0 | 0 | 0 | 0 | 0
F1_Commercial_Office_New_Food Preparation_Natural Gas_Broiler_Codes & Standards Forecast | F1 | Commercial | Office | New | Food Preparation | Natural Gas | Broiler | Codes & Standards Forecast | Units | 0 | 0 | 0 | 0 | 0 | 0 | 0 | 0 | 0 | 0 | 0 | 0 | 0 | 0 | 0 | 0 | 0 | 0 | 0 | 0 | 0 | 0 | 0 | 0 | 0 | 0 | 0 | 0 | 0 | 0 | 0 | 0 | 0
F2_Commercial_Office_New_Food Preparation_Natural Gas_Broiler_Codes & Standards Forecast | F2 | Commercial | Office | New | Food Preparation | Natural Gas | Broiler | Codes & Standards Forecast | Usage (MMtherm) | 0 | 0 | 0 | 0 | 0 | 0 | 0 | 0 | 0 | 0 | 0 | 0 | 0 | 0 | 0 | 0 | 0 | 0 | 0 | 0 | 0 | 0 | 0 | 0 | 0 | 0 | 0 | 0 | 0 | 0 | 0 | 0 | 0
F3_Commercial_Office_New_Food Preparation_Natural Gas_Broiler_Codes & Standards Forecast | F3 | Commercial | Office | New | Food Preparation | Natural Gas | Broiler | Codes & Standards Forecast | Summer Peak Demand (MW) | 0 | 0 | 0 | 0 | 0 | 0 | 0 | 0 | 0 | 0 | 0 | 0 | 0 | 0 | 0 | 0 | 0 | 0 | 0 | 0 | 0 | 0 | 0 | 0 | 0 | 0 | 0 | 0 | 0 | 0 | 0 | 0 | 0
F4_Commercial_Office_New_Food Preparation_Natural Gas_Broiler_Codes & Standards Forecast | F4 | Commercial | Office | New | Food Preparation | Natural Gas | Broiler | Codes & Standards Forecast | Winter Peak Demand (MW) | 0 | 0 | 0 | 0 | 0 | 0 | 0 | 0 | 0 | 0 | 0 | 0 | 0 | 0 | 0 | 0 | 0 | 0 | 0 | 0 | 0 | 0 | 0 | 0 | 0 | 0 | 0 | 0 | 0 | 0 | 0 | 0 | 0
F5_Commercial_Office_New_Food Preparation_Natural Gas_Broiler_Codes & Standards Forecast | F5 | Commercial | Office | New | Food Preparation | Natural Gas | Broiler | Codes & Standards Forecast | Turnover | 0 | 0 | 0 | 0 | 0 | 0 | 0 | 0 | 0 | 0 | 0 | 0 | 0 | 0 | 0 | 0 | 0 | 0 | 0 | 0 | 0 | 0 | 0 | 0 | 0 | 0 | 0 | 0 | 0 | 0 | 0 | 0 | 0
F6_Commercial_Office_New_Food Preparation_Natural Gas_Broiler_Codes & Standards Forecast | F6 | Commercial | Office | New | Food Preparation | Natural Gas | Broiler | Codes & Standards Forecast | Avg. Replacement Usage (kWh) | 0.21806 | 0.21062 | 0.23462 | 0.23031 | 0.23031 | 0.23031 | 0.23031 | 0.23031 | 0.23031 | 0.23031 | 0.23031 | 0.23031 | 0.23031 | 0.23031 | 0.23031 | 0.23031 | 0.23031 | 0.23031 | 0.23031 | 0.23031 | 0.23031 | 0.23031 | 0.23031 | 0.23031 | 0.23031 | 0.23031 | 0.23031 | 0.23031 | 0.23031 | 0.23031 | 0.23031 | 0.23031 | 0.23031
F7_Commercial_Office_New_Food Preparation_Natural Gas_Broiler_Codes & Standards Forecast | F7 | Commercial | Office | New | Food Preparation | Natural Gas | Broiler | Codes & Standards Forecast | Avg. Replacement Summer Demand (kW) | 0 | 0 | 0 | 0 | 0 | 0 | 0 | 0 | 0 | 0 | 0 | 0 | 0 | 0 | 0 | 0 | 0 | 0 | 0 | 0 | 0 | 0 | 0 | 0 | 0 | 0 | 0 | 0 | 0 | 0 | 0 | 0 | 0
F8_Commercial_Office_New_Food Preparation_Natural Gas_Broiler_Codes & Standards Forecast | F8 | Commercial | Office | New | Food Preparation | Natural Gas | Broiler | Codes & Standards Forecast | Avg. Replacement Winter Demand (kW) | 0 | 0 | 0 | 0 | 0 | 0 | 0 | 0 | 0 | 0 | 0 | 0 | 0 | 0 | 0 | 0 | 0 | 0 | 0 | 0 | 0 | 0 | 0 | 0 | 0 | 0 | 0 | 0 | 0 | 0 | 0 | 0 | 0
F1_Commercial_Office_New_Food Preparation_Natural Gas_Griddle_Codes & Standards Forecast | F1 | Commercial | Office | New | Food Preparation | Natural Gas | Griddle | Codes & Standards Forecast | Units | 0 | 601.7242 | 3504.0634 | 5358.8614 | 7576.5482 | 9862.0772 | 12159.0914 | 14147.1497 | 16107.3465 | 18113.4247 | 20152.1571 | 22175.4016 | 24167.0006 | 26131.4529 | 28098.7448 | 30060.0869 | 32032.7955 | 33959.4815 | 35809.6387 | 37600.1 | 39391.441 | 41219.0543 | 43070.4863 | 44941.5076 | 46832.6298 | 48729.0802 | 50632.9445 | 52538.0911 | 54451.6422 | 56369.3645 | 58301.3549 | 60234.7497 | 61056.0734
F2_Commercial_Office_New_Food Preparation_Natural Gas_Griddle_Codes & Standards Forecast | F2 | Commercial | Office | New | Food Preparation | Natural Gas | Griddle | Codes & Standards Forecast | Usage (MMtherm) | 0 | 7.9454e-05 | 0.00051543 | 0.00073725 | 0.0010138 | 0.0012988 | 0.0015853 | 0.0018332 | 0.0020776 | 0.0023278 | 0.002582 | 0.0028343 | 0.0030803 | 0.003312 | 0.0035466 | 0.0037827 | 0.0040219 | 0.0042536 | 0.0044656 | 0.0046889 | 0.0049122 | 0.0051402 | 0.005371 | 0.0056044 | 0.0058402 | 0.0060767 | 0.0063141 | 0.0065517 | 0.0067903 | 0.0070295 | 0.0072704 | 0.0075115 | 0.0076139
F3_Commercial_Office_New_Food Preparation_Natural Gas_Griddle_Codes & Standards Forecast | F3 | Commercial | Office | New | Food Preparation | Natural Gas | Griddle | Codes & Standards Forecast | Summer Peak Demand (MW) | 0 | 0 | 0 | 0 | 0 | 0 | 0 | 0 | 0 | 0 | 0 | 0 | 0 | 0 | 0 | 0 | 0 | 0 | 0 | 0 | 0 | 0 | 0 | 0 | 0 | 0 | 0 | 0 | 0 | 0 | 0 | 0 | 0
F4_Commercial_Office_New_Food Preparation_Natural Gas_Griddle_Codes & Standards Forecast | F4 | Commercial | Office | New | Food Preparation | Natural Gas | Griddle | Codes & Standards Forecast | Winter Peak Demand (MW) | 0 | 0 | 0 | 0 | 0 | 0 | 0 | 0 | 0 | 0 | 0 | 0 | 0 | 0 | 0 | 0 | 0 | 0 | 0 | 0 | 0 | 0 | 0 | 0 | 0 | 0 | 0 | 0 | 0 | 0 | 0 | 0 | 0
F5_Commercial_Office_New_Food Preparation_Natural Gas_Griddle_Codes & Standards Forecast | F5 | Commercial | Office | New | Food Preparation | Natural Gas | Griddle | Codes & Standards Forecast | Turnover | 0 | 601.7242 | 2902.3392 | 1854.798 | 2217.6867 | 2285.529 | 2297.0142 | 1988.0584 | 1960.1968 | 2006.0782 | 2038.7324 | 2023.2445 | 2111.9438 | 2641.196 | 2879.6465 | 3134.7632 | 3368.5512 | 3660.5013 | 4237.9135 | 3818.0991 | 3909.796 | 3947.9082 | 3955.3275 | 3895.5357 | 4031.6691 | 4196.8448 | 4379.6925 | 4555.4594 | 4789.1536 | 5204.5272 | 5387.5626 | 5546.689 | 4562.8269
F6_Commercial_Office_New_Food Preparation_Natural Gas_Griddle_Codes & Standards Forecast | F6 | Commercial | Office | New | Food Preparation | Natural Gas | Griddle | Codes & Standards Forecast | Avg. Replacement Usage (kWh) | 0.13671 | 0.13204 | 0.1471 | 0.1247 | 0.1247 | 0.1247 | 0.1247 | 0.1247 | 0.1247 | 0.1247 | 0.1247 | 0.1247 | 0.1247 | 0.1247 | 0.1247 | 0.1247 | 0.1247 | 0.1247 | 0.1247 | 0.1247 | 0.1247 | 0.1247 | 0.1247 | 0.1247 | 0.1247 | 0.1247 | 0.1247 | 0.1247 | 0.1247 | 0.1247 | 0.1247 | 0.1247 | 0.1247
F7_Commercial_Office_New_Food Preparation_Natural Gas_Griddle_Codes & Standards Forecast | F7 | Commercial | Office | New | Food Preparation | Natural Gas | Griddle | Codes & Standards Forecast | Avg. Replacement Summer Demand (kW) | 0 | 0 | 0 | 0 | 0 | 0 | 0 | 0 | 0 | 0 | 0 | 0 | 0 | 0 | 0 | 0 | 0 | 0 | 0 | 0 | 0 | 0 | 0 | 0 | 0 | 0 | 0 | 0 | 0 | 0 | 0 | 0 | 0
F8_Commercial_Office_New_Food Preparation_Natural Gas_Griddle_Codes & Standards Forecast | F8 | Commercial | Office | New | Food Preparation | Natural Gas | Griddle | Codes & Standards Forecast | Avg. Replacement Winter Demand (kW) | 0 | 0 | 0 | 0 | 0 | 0 | 0 | 0 | 0 | 0 | 0 | 0 | 0 | 0 | 0 | 0 | 0 | 0 | 0 | 0 | 0 | 0 | 0 | 0 | 0 | 0 | 0 | 0 | 0 | 0 | 0 | 0 | 0
F1_Commercial_Office_New_Food Preparation_Natural Gas_Range_Codes & Standards Forecast | F1 | Commercial | Office | New | Food Preparation | Natural Gas | Range | Codes & Standards Forecast | Units | 0 | 601.7242 | 3504.0634 | 5358.8614 | 7576.5482 | 9862.0772 | 12159.0914 | 14147.1497 | 16107.3465 | 18113.4247 | 20152.1571 | 22175.4016 | 24167.0006 | 26131.4529 | 28098.7448 | 30060.0869 | 32032.7955 | 33959.4815 | 35809.6387 | 37600.1 | 39391.441 | 41219.0543 | 43070.4863 | 44941.5076 | 46832.6298 | 48729.0802 | 50632.9445 | 52538.0911 | 54451.6422 | 56369.3645 | 58301.3549 | 60234.7497 | 61056.0734
F2_Commercial_Office_New_Food Preparation_Natural Gas_Range_Codes & Standards Forecast | F2 | Commercial | Office | New | Food Preparation | Natural Gas | Range | Codes & Standards Forecast | Usage (MMtherm) | 0 | 9.2855e-05 | 0.00060237 | 0.00090426 | 0.0012785 | 0.0016641 | 0.0020517 | 0.0023872 | 0.002718 | 0.0030565 | 0.0034005 | 0.0037419 | 0.004078 | 0.0044095 | 0.0047414 | 0.0050724 | 0.0054053 | 0.0057304 | 0.0060426 | 0.0063447 | 0.006647 | 0.0069554 | 0.0072678 | 0.0075835 | 0.0079026 | 0.0082226 | 0.0085439 | 0.0088654 | 0.0091883 | 0.0095119 | 0.0098379 | 0.010164 | 0.010303
F3_Commercial_Office_New_Food Preparation_Natural Gas_Range_Codes & Standards Forecast | F3 | Commercial | Office | New | Food Preparation | Natural Gas | Range | Codes & Standards Forecast | Summer Peak Demand (MW) | 0 | 0 | 0 | 0 | 0 | 0 | 0 | 0 | 0 | 0 | 0 | 0 | 0 | 0 | 0 | 0 | 0 | 0 | 0 | 0 | 0 | 0 | 0 | 0 | 0 | 0 | 0 | 0 | 0 | 0 | 0 | 0 | 0
F4_Commercial_Office_New_Food Preparation_Natural Gas_Range_Codes & Standards Forecast | F4 | Commercial | Office | New | Food Preparation | Natural Gas | Range | Codes & Standards Forecast | Winter Peak Demand (MW) | 0 | 0 | 0 | 0 | 0 | 0 | 0 | 0 | 0 | 0 | 0 | 0 | 0 | 0 | 0 | 0 | 0 | 0 | 0 | 0 | 0 | 0 | 0 | 0 | 0 | 0 | 0 | 0 | 0 | 0 | 0 | 0 | 0
F5_Commercial_Office_New_Food Preparation_Natural Gas_Range_Codes & Standards Forecast | F5 | Commercial | Office | New | Food Preparation | Natural Gas | Range | Codes & Standards Forecast | Turnover | 0 | 601.7242 | 2902.3392 | 1854.798 | 2217.6867 | 2285.529 | 2297.0142 | 1988.0584 | 1960.1968 | 2006.0782 | 2159.0773 | 2699.9882 | 2903.9536 | 3137.8733 | 3363.1345 | 3695.1575 | 4360.4649 | 3954.3238 | 3968.6121 | 3934.8252 | 4049.8405 | 4134.2127 | 4316.9824 | 4528.1161 | 4795.9373 | 5234.1921 | 5418.3906 | 5571.8108 | 5692.8984 | 5838.206 | 6069.6263 | 6000.4325 | 4984.3228
F6_Commercial_Office_New_Food Preparation_Natural Gas_Range_Codes & Standards Forecast | F6 | Commercial | Office | New | Food Preparation | Natural Gas | Range | Codes & Standards Forecast | Avg. Replacement Usage (kWh) | 0.15977 | 0.15432 | 0.17191 | 0.16874 | 0.16874 | 0.16874 | 0.16874 | 0.16874 | 0.16874 | 0.16874 | 0.16874 | 0.16874 | 0.16874 | 0.16874 | 0.16874 | 0.16874 | 0.16874 | 0.16874 | 0.16874 | 0.16874 | 0.16874 | 0.16874 | 0.16874 | 0.16874 | 0.16874 | 0.16874 | 0.16874 | 0.16874 | 0.16874 | 0.16874 | 0.16874 | 0.16874 | 0.16874
F7_Commercial_Office_New_Food Preparation_Natural Gas_Range_Codes & Standards Forecast | F7 | Commercial | Office | New | Food Preparation | Natural Gas | Range | Codes & Standards Forecast | Avg. Replacement Summer Demand (kW) | 0 | 0 | 0 | 0 | 0 | 0 | 0 | 0 | 0 | 0 | 0 | 0 | 0 | 0 | 0 | 0 | 0 | 0 | 0 | 0 | 0 | 0 | 0 | 0 | 0 | 0 | 0 | 0 | 0 | 0 | 0 | 0 | 0
F8_Commercial_Office_New_Food Preparation_Natural Gas_Range_Codes & Standards Forecast | F8 | Commercial | Office | New | Food Preparation | Natural Gas | Range | Codes & Standards Forecast | Avg. Replacement Winter Demand (kW) | 0 | 0 | 0 | 0 | 0 | 0 | 0 | 0 | 0 | 0 | 0 | 0 | 0 | 0 | 0 | 0 | 0 | 0 | 0 | 0 | 0 | 0 | 0 | 0 | 0 | 0 | 0 | 0 | 0 | 0 | 0 | 0 | 0
F1_Commercial_Office_New_Food Preparation_Natural Gas_Steamer_Codes & Standards Forecast | F1 | Commercial | Office | New | Food Preparation | Natural Gas | Steamer | Codes & Standards Forecast | Units | 0 | 0 | 0 | 0 | 0 | 0 | 0 | 0 | 0 | 0 | 0 | 0 | 0 | 0 | 0 | 0 | 0 | 0 | 0 | 0 | 0 | 0 | 0 | 0 | 0 | 0 | 0 | 0 | 0 | 0 | 0 | 0 | 0
F2_Commercial_Office_New_Food Preparation_Natural Gas_Steamer_Codes & Standards Forecast | F2 | Commercial | Office | New | Food Preparation | Natural Gas | Steamer | Codes & Standards Forecast | Usage (MMtherm) | 0 | 0 | 0 | 0 | 0 | 0 | 0 | 0 | 0 | 0 | 0 | 0 | 0 | 0 | 0 | 0 | 0 | 0 | 0 | 0 | 0 | 0 | 0 | 0 | 0 | 0 | 0 | 0 | 0 | 0 | 0 | 0 | 0
F3_Commercial_Office_New_Food Preparation_Natural Gas_Steamer_Codes & Standards Forecast | F3 | Commercial | Office | New | Food Preparation | Natural Gas | Steamer | Codes & Standards Forecast | Summer Peak Demand (MW) | 0 | 0 | 0 | 0 | 0 | 0 | 0 | 0 | 0 | 0 | 0 | 0 | 0 | 0 | 0 | 0 | 0 | 0 | 0 | 0 | 0 | 0 | 0 | 0 | 0 | 0 | 0 | 0 | 0 | 0 | 0 | 0 | 0
F4_Commercial_Office_New_Food Preparation_Natural Gas_Steamer_Codes & Standards Forecast | F4 | Commercial | Office | New | Food Preparation | Natural Gas | Steamer | Codes & Standards Forecast | Winter Peak Demand (MW) | 0 | 0 | 0 | 0 | 0 | 0 | 0 | 0 | 0 | 0 | 0 | 0 | 0 | 0 | 0 | 0 | 0 | 0 | 0 | 0 | 0 | 0 | 0 | 0 | 0 | 0 | 0 | 0 | 0 | 0 | 0 | 0 | 0
F5_Commercial_Office_New_Food Preparation_Natural Gas_Steamer_Codes & Standards Forecast | F5 | Commercial | Office | New | Food Preparation | Natural Gas | Steamer | Codes & Standards Forecast | Turnover | 0 | 0 | 0 | 0 | 0 | 0 | 0 | 0 | 0 | 0 | 0 | 0 | 0 | 0 | 0 | 0 | 0 | 0 | 0 | 0 | 0 | 0 | 0 | 0 | 0 | 0 | 0 | 0 | 0 | 0 | 0 | 0 | 0
F6_Commercial_Office_New_Food Preparation_Natural Gas_Steamer_Codes & Standards Forecast | F6 | Commercial | Office | New | Food Preparation | Natural Gas | Steamer | Codes & Standards Forecast | Avg. Replacement Usage (kWh) | 0.37644 | 0.36359 | 0.40504 | 0.082932 | 0.082932 | 0.082932 | 0.082932 | 0.082932 | 0.082932 | 0.082932 | 0.082932 | 0.082932 | 0.082932 | 0.082932 | 0.082932 | 0.082932 | 0.082932 | 0.082932 | 0.082932 | 0.082932 | 0.082932 | 0.082932 | 0.082932 | 0.082932 | 0.082932 | 0.082932 | 0.082932 | 0.082932 | 0.082932 | 0.082932 | 0.082932 | 0.082932 | 0.082932
F7_Commercial_Office_New_Food Preparation_Natural Gas_Steamer_Codes & Standards Forecast | F7 | Commercial | Office | New | Food Preparation | Natural Gas | Steamer | Codes & Standards Forecast | Avg. Replacement Summer Demand (kW) | 0 | 0 | 0 | 0 | 0 | 0 | 0 | 0 | 0 | 0 | 0 | 0 | 0 | 0 | 0 | 0 | 0 | 0 | 0 | 0 | 0 | 0 | 0 | 0 | 0 | 0 | 0 | 0 | 0 | 0 | 0 | 0 | 0
F8_Commercial_Office_New_Food Preparation_Natural Gas_Steamer_Codes & Standards Forecast | F8 | Commercial | Office | New | Food Preparation | Natural Gas | Steamer | Codes & Standards Forecast | Avg. Replacement Winter Demand (kW) | 0 | 0 | 0 | 0 | 0 | 0 | 0 | 0 | 0 | 0 | 0 | 0 | 0 | 0 | 0 | 0 | 0 | 0 | 0 | 0 | 0 | 0 | 0 | 0 | 0 | 0 | 0 | 0 | 0 | 0 | 0 | 0 | 0
F1_Commercial_Office_New_Food Preparation_Natural Gas_Food Prep Other_Codes & Standards Forecast | F1 | Commercial | Office | New | Food Preparation | Natural Gas | Food Prep Other | Codes & Standards Forecast | Units | 0 | 0 | 0 | 0 | 0 | 0 | 0 | 0 | 0 | 0 | 0 | 0 | 0 | 0 | 0 | 0 | 0 | 0 | 0 | 0 | 0 | 0 | 0 | 0 | 0 | 0 | 0 | 0 | 0 | 0 | 0 | 0 | 0
F2_Commercial_Office_New_Food Preparation_Natural Gas_Food Prep Other_Codes & Standards Forecast | F2 | Commercial | Office | New | Food Preparation | Natural Gas | Food Prep Other | Codes & Standards Forecast | Usage (MMtherm) | 0 | 0 | 0 | 0 | 0 | 0 | 0 | 0 | 0 | 0 | 0 | 0 | 0 | 0 | 0 | 0 | 0 | 0 | 0 | 0 | 0 | 0 | 0 | 0 | 0 | 0 | 0 | 0 | 0 | 0 | 0 | 0 | 0
F3_Commercial_Office_New_Food Preparation_Natural Gas_Food Prep Other_Codes & Standards Forecast | F3 | Commercial | Office | New | Food Preparation | Natural Gas | Food Prep Other | Codes & Standards Forecast | Summer Peak Demand (MW) | 0 | 0 | 0 | 0 | 0 | 0 | 0 | 0 | 0 | 0 | 0 | 0 | 0 | 0 | 0 | 0 | 0 | 0 | 0 | 0 | 0 | 0 | 0 | 0 | 0 | 0 | 0 | 0 | 0 | 0 | 0 | 0 | 0
F4_Commercial_Office_New_Food Preparation_Natural Gas_Food Prep Other_Codes & Standards Forecast | F4 | Commercial | Office | New | Food Preparation | Natural Gas | Food Prep Other | Codes & Standards Forecast | Winter Peak Demand (MW) | 0 | 0 | 0 | 0 | 0 | 0 | 0 | 0 | 0 | 0 | 0 | 0 | 0 | 0 | 0 | 0 | 0 | 0 | 0 | 0 | 0 | 0 | 0 | 0 | 0 | 0 | 0 | 0 | 0 | 0 | 0 | 0 | 0
F5_Commercial_Office_New_Food Preparation_Natural Gas_Food Prep Other_Codes & Standards Forecast | F5 | Commercial | Office | New | Food Preparation | Natural Gas | Food Prep Other | Codes & Standards Forecast | Turnover | 0 | 0 | 0 | 0 | 0 | 0 | 0 | 0 | 0 | 0 | 0 | 0 | 0 | 0 | 0 | 0 | 0 | 0 | 0 | 0 | 0 | 0 | 0 | 0 | 0 | 0 | 0 | 0 | 0 | 0 | 0 | 0 | 0
F6_Commercial_Office_New_Food Preparation_Natural Gas_Food Prep Other_Codes & Standards Forecast | F6 | Commercial | Office | New | Food Preparation | Natural Gas | Food Prep Other | Codes & Standards Forecast | Avg. Replacement Usage (kWh) | 0.056842 | 0.054902 | 0.06116 | 0.060035 | 0.060035 | 0.060035 | 0.060035 | 0.060035 | 0.060035 | 0.060035 | 0.060035 | 0.060035 | 0.060035 | 0.060035 | 0.060035 | 0.060035 | 0.060035 | 0.060035 | 0.060035 | 0.060035 | 0.060035 | 0.060035 | 0.060035 | 0.060035 | 0.060035 | 0.060035 | 0.060035 | 0.060035 | 0.060035 | 0.060035 | 0.060035 | 0.060035 | 0.060035
F7_Commercial_Office_New_Food Preparation_Natural Gas_Food Prep Other_Codes & Standards Forecast | F7 | Commercial | Office | New | Food Preparation | Natural Gas | Food Prep Other | Codes & Standards Forecast | Avg. Replacement Summer Demand (kW) | 0 | 0 | 0 | 0 | 0 | 0 | 0 | 0 | 0 | 0 | 0 | 0 | 0 | 0 | 0 | 0 | 0 | 0 | 0 | 0 | 0 | 0 | 0 | 0 | 0 | 0 | 0 | 0 | 0 | 0 | 0 | 0 | 0
F8_Commercial_Office_New_Food Preparation_Natural Gas_Food Prep Other_Codes & Standards Forecast | F8 | Commercial | Office | New | Food Preparation | Natural Gas | Food Prep Other | Codes & Standards Forecast | Avg. Replacement Winter Demand (kW) | 0 | 0 | 0 | 0 | 0 | 0 | 0 | 0 | 0 | 0 | 0 | 0 | 0 | 0 | 0 | 0 | 0 | 0 | 0 | 0 | 0 | 0 | 0 | 0 | 0 | 0 | 0 | 0 | 0 | 0 | 0 | 0 | 0
F1_Commercial_Office_New_Miscellaneous_Natural Gas_Pool Heater_Codes & Standards Forecast | F1 | Commercial | Office | New | Miscellaneous | Natural Gas | Pool Heater | Codes & Standards Forecast | Units | 0 | 0 | 0 | 0 | 0 | 0 | 0 | 0 | 0 | 0 | 0 | 0 | 0 | 0 | 0 | 0 | 0 | 0 | 0 | 0 | 0 | 0 | 0 | 0 | 0 | 0 | 0 | 0 | 0 | 0 | 0 | 0 | 0
F2_Commercial_Office_New_Miscellaneous_Natural Gas_Pool Heater_Codes & Standards Forecast | F2 | Commercial | Office | New | Miscellaneous | Natural Gas | Pool Heater | Codes & Standards Forecast | Usage (MMtherm) | 0 | 0 | 0 | 0 | 0 | 0 | 0 | 0 | 0 | 0 | 0 | 0 | 0 | 0 | 0 | 0 | 0 | 0 | 0 | 0 | 0 | 0 | 0 | 0 | 0 | 0 | 0 | 0 | 0 | 0 | 0 | 0 | 0
F3_Commercial_Office_New_Miscellaneous_Natural Gas_Pool Heater_Codes & Standards Forecast | F3 | Commercial | Office | New | Miscellaneous | Natural Gas | Pool Heater | Codes & Standards Forecast | Summer Peak Demand (MW) | 0 | 0 | 0 | 0 | 0 | 0 | 0 | 0 | 0 | 0 | 0 | 0 | 0 | 0 | 0 | 0 | 0 | 0 | 0 | 0 | 0 | 0 | 0 | 0 | 0 | 0 | 0 | 0 | 0 | 0 | 0 | 0 | 0
F4_Commercial_Office_New_Miscellaneous_Natural Gas_Pool Heater_Codes & Standards Forecast | F4 | Commercial | Office | New | Miscellaneous | Natural Gas | Pool Heater | Codes & Standards Forecast | Winter Peak Demand (MW) | 0 | 0 | 0 | 0 | 0 | 0 | 0 | 0 | 0 | 0 | 0 | 0 | 0 | 0 | 0 | 0 | 0 | 0 | 0 | 0 | 0 | 0 | 0 | 0 | 0 | 0 | 0 | 0 | 0 | 0 | 0 | 0 | 0
F5_Commercial_Office_New_Miscellaneous_Natural Gas_Pool Heater_Codes & Standards Forecast | F5 | Commercial | Office | New | Miscellaneous | Natural Gas | Pool Heater | Codes & Standards Forecast | Turnover | 0 | 0 | 0 | 0 | 0 | 0 | 0 | 0 | 0 | 0 | 0 | 0 | 0 | 0 | 0 | 0 | 0 | 0 | 0 | 0 | 0 | 0 | 0 | 0 | 0 | 0 | 0 | 0 | 0 | 0 | 0 | 0 | 0
F6_Commercial_Office_New_Miscellaneous_Natural Gas_Pool Heater_Codes & Standards Forecast | F6 | Commercial | Office | New | Miscellaneous | Natural Gas | Pool Heater | Codes & Standards Forecast | Avg. Replacement Usage (kWh) | 0.010152 | 0.0098057 | 0.010923 | 0.010722 | 0.010722 | 0.010722 | 0.010722 | 0.010722 | 0.010722 | 0.010722 | 0.010722 | 0.010722 | 0.010722 | 0.010722 | 0.010722 | 0.010722 | 0.010722 | 0.010722 | 0.010722 | 0.010722 | 0.010722 | 0.010722 | 0.010722 | 0.010722 | 0.010722 | 0.010722 | 0.010722 | 0.010722 | 0.010722 | 0.010722 | 0.010722 | 0.010722 | 0.010722
F7_Commercial_Office_New_Miscellaneous_Natural Gas_Pool Heater_Codes & Standards Forecast | F7 | Commercial | Office | New | Miscellaneous | Natural Gas | Pool Heater | Codes & Standards Forecast | Avg. Replacement Summer Demand (kW) | 0 | 0 | 0 | 0 | 0 | 0 | 0 | 0 | 0 | 0 | 0 | 0 | 0 | 0 | 0 | 0 | 0 | 0 | 0 | 0 | 0 | 0 | 0 | 0 | 0 | 0 | 0 | 0 | 0 | 0 | 0 | 0 | 0
F8_Commercial_Office_New_Miscellaneous_Natural Gas_Pool Heater_Codes & Standards Forecast | F8 | Commercial | Office | New | Miscellaneous | Natural Gas | Pool Heater | Codes & Standards Forecast | Avg. Replacement Winter Demand (kW) | 0 | 0 | 0 | 0 | 0 | 0 | 0 | 0 | 0 | 0 | 0 | 0 | 0 | 0 | 0 | 0 | 0 | 0 | 0 | 0 | 0 | 0 | 0 | 0 | 0 | 0 | 0 | 0 | 0 | 0 | 0 | 0 | 0
F1_Commercial_Office_New_Miscellaneous_Natural Gas_Miscellaneous_Codes & Standards Forecast | F1 | Commercial | Office | New | Miscellaneous | Natural Gas | Miscellaneous | Codes & Standards Forecast | Units | 0 | 75957.6497 | 442329.6027 | 676466.9408 | 956412.9292 | 1244922.8763 | 1534882.6326 | 1785841.8693 | 2033284.0407 | 2286517.9735 | 2543873.9625 | 2799274.8616 | 3050681.0395 | 3298660.3991 | 3546998.2179 | 3794584.9752 | 4043606.5523 | 4286818.5471 | 4520370.0551 | 4746385.9569 | 4972512.9019 | 5203218.6248 | 5436931.0482 | 5673116.3066 | 5911838.9665 | 6151234.225 | 6391565.3571 | 6632058.3649 | 6873612.299 | 7115692.7761 | 7359574.3645 | 7603633.2352 | 7707311.6704
F2_Commercial_Office_New_Miscellaneous_Natural Gas_Miscellaneous_Codes & Standards Forecast | F2 | Commercial | Office | New | Miscellaneous | Natural Gas | Miscellaneous | Codes & Standards Forecast | Usage (MMtherm) | 0 | 4.4894e-05 | 0.00029123 | 0.0004372 | 0.00061812 | 0.00080459 | 0.00099198 | 0.0011542 | 0.0013141 | 0.0014778 | 0.0016441 | 0.0018092 | 0.0019716 | 0.0021319 | 0.0022924 | 0.0024524 | 0.0026134 | 0.0027705 | 0.0029215 | 0.0030676 | 0.0032137 | 0.0033628 | 0.0035139 | 0.0036665 | 0.0038208 | 0.0039755 | 0.0041308 | 0.0042863 | 0.0044424 | 0.0045988 | 0.0047564 | 0.0049142 | 0.0049812
F3_Commercial_Office_New_Miscellaneous_Natural Gas_Miscellaneous_Codes & Standards Forecast | F3 | Commercial | Office | New | Miscellaneous | Natural Gas | Miscellaneous | Codes & Standards Forecast | Summer Peak Demand (MW) | 0 | 0 | 0 | 0 | 0 | 0 | 0 | 0 | 0 | 0 | 0 | 0 | 0 | 0 | 0 | 0 | 0 | 0 | 0 | 0 | 0 | 0 | 0 | 0 | 0 | 0 | 0 | 0 | 0 | 0 | 0 | 0 | 0
F4_Commercial_Office_New_Miscellaneous_Natural Gas_Miscellaneous_Codes & Standards Forecast | F4 | Commercial | Office | New | Miscellaneous | Natural Gas | Miscellaneous | Codes & Standards Forecast | Winter Peak Demand (MW) | 0 | 0 | 0 | 0 | 0 | 0 | 0 | 0 | 0 | 0 | 0 | 0 | 0 | 0 | 0 | 0 | 0 | 0 | 0 | 0 | 0 | 0 | 0 | 0 | 0 | 0 | 0 | 0 | 0 | 0 | 0 | 0 | 0
F5_Commercial_Office_New_Miscellaneous_Natural Gas_Miscellaneous_Codes & Standards Forecast | F5 | Commercial | Office | New | Miscellaneous | Natural Gas | Miscellaneous | Codes & Standards Forecast | Turnover | 0 | 75957.6497 | 366371.953 | 234137.3381 | 290797.0813 | 350149.7342 | 376242.0507 | 366457.9292 | 396462.4413 | 434714.4572 | 465261.8568 | 512374.2248 | 618385.3781 | 590471.4385 | 631606.9971 | 681736.784 | 713105.4171 | 728377.0406 | 755540.2599 | 786452.0328 | 819454.8379 | 860933.3364 | 917144.9188 | 930916.5911 | 969182.2752 | 1011129.8747 | 1043945.5061 | 1072209.4358 | 1106815.0527 | 1141874.3029 | 1177921.8189 | 1214866.2759 | 1115301.6151
F6_Commercial_Office_New_Miscellaneous_Natural Gas_Miscellaneous_Codes & Standards Forecast | F6 | Commercial | Office | New | Miscellaneous | Natural Gas | Miscellaneous | Codes & Standards Forecast | Avg. Replacement Usage (kWh) | 0.00061193 | 0.00059104 | 0.00065841 | 0.00064629 | 0.00064629 | 0.00064629 | 0.00064629 | 0.00064629 | 0.00064629 | 0.00064629 | 0.00064629 | 0.00064629 | 0.00064629 | 0.00064629 | 0.00064629 | 0.00064629 | 0.00064629 | 0.00064629 | 0.00064629 | 0.00064629 | 0.00064629 | 0.00064629 | 0.00064629 | 0.00064629 | 0.00064629 | 0.00064629 | 0.00064629 | 0.00064629 | 0.00064629 | 0.00064629 | 0.00064629 | 0.00064629 | 0.00064629
F7_Commercial_Office_New_Miscellaneous_Natural Gas_Miscellaneous_Codes & Standards Forecast | F7 | Commercial | Office | New | Miscellaneous | Natural Gas | Miscellaneous | Codes & Standards Forecast | Avg. Replacement Summer Demand (kW) | 0 | 0 | 0 | 0 | 0 | 0 | 0 | 0 | 0 | 0 | 0 | 0 | 0 | 0 | 0 | 0 | 0 | 0 | 0 | 0 | 0 | 0 | 0 | 0 | 0 | 0 | 0 | 0 | 0 | 0 | 0 | 0 | 0
F8_Commercial_Office_New_Miscellaneous_Natural Gas_Miscellaneous_Codes & Standards Forecast | F8 | Commercial | Office | New | Miscellaneous | Natural Gas | Miscellaneous | Codes & Standards Forecast | Avg. Replacement Winter Demand (kW) | 0 | 0 | 0 | 0 | 0 | 0 | 0 | 0 | 0 | 0 | 0 | 0 | 0 | 0 | 0 | 0 | 0 | 0 | 0 | 0 | 0 | 0 | 0 | 0 | 0 | 0 | 0 | 0 | 0 | 0 | 0 | 0 | 0
F1_Commercial_Restaurant_Existing_Space Heating_Natural Gas_Furnace_Codes & Standards Forecast | F1 | Commercial | Restaurant | Existing | Space Heating | Natural Gas | Furnace | Codes & Standards Forecast | Units | 648162.9684 | 644865.2615 | 641567.5546 | 637585.1344 | 652482.748 | 650729.2523 | 649181.2606 | 647787.0019 | 646440.0187 | 645101.3758 | 643756.0326 | 642412.4909 | 641080.3998 | 639763.0768 | 638452.2044 | 637146.5298 | 635839.6685 | 634547.5477 | 633288.3168 | 632065.417 | 630860.392 | 629652.2099 | 628434.5236 | 627205.5457 | 625964.2251 | 624714.952 | 623459.2447 | 622199.8825 | 620935.8942 | 619668.1975 | 618393.904 | 617115.8338 | 625530.4432
F2_Commercial_Restaurant_Existing_Space Heating_Natural Gas_Furnace_Codes & Standards Forecast | F2 | Commercial | Restaurant | Existing | Space Heating | Natural Gas | Furnace | Codes & Standards Forecast | Usage (MMtherm) | 0.4365 | 0.41909 | 0.46159 | 0.44745 | 0.45479 | 0.44953 | 0.44437 | 0.43932 | 0.43428 | 0.42925 | 0.42421 | 0.41919 | 0.41419 | 0.40922 | 0.40428 | 0.39938 | 0.39451 | 0.38968 | 0.38491 | 0.38027 | 0.37574 | 0.3713 | 0.36685 | 0.36255 | 0.35837 | 0.35433 | 0.35039 | 0.34656 | 0.34283 | 0.33919 | 0.33563 | 0.33215 | 0.33569
F3_Commercial_Restaurant_Existing_Space Heating_Natural Gas_Furnace_Codes & Standards Forecast | F3 | Commercial | Restaurant | Existing | Space Heating | Natural Gas | Furnace | Codes & Standards Forecast | Summer Peak Demand (MW) | 0 | 0 | 0 | 0 | 0 | 0 | 0 | 0 | 0 | 0 | 0 | 0 | 0 | 0 | 0 | 0 | 0 | 0 | 0 | 0 | 0 | 0 | 0 | 0 | 0 | 0 | 0 | 0 | 0 | 0 | 0 | 0 | 0
F4_Commercial_Restaurant_Existing_Space Heating_Natural Gas_Furnace_Codes & Standards Forecast | F4 | Commercial | Restaurant | Existing | Space Heating | Natural Gas | Furnace | Codes & Standards Forecast | Winter Peak Demand (MW) | 0 | 0 | 0 | 0 | 0 | 0 | 0 | 0 | 0 | 0 | 0 | 0 | 0 | 0 | 0 | 0 | 0 | 0 | 0 | 0 | 0 | 0 | 0 | 0 | 0 | 0 | 0 | 0 | 0 | 0 | 0 | 0 | 0
F5_Commercial_Restaurant_Existing_Space Heating_Natural Gas_Furnace_Codes & Standards Forecast | F5 | Commercial | Restaurant | Existing | Space Heating | Natural Gas | Furnace | Codes & Standards Forecast | Turnover | 0 | 12940.44 | 14029.6481 | 15002.4485 | 30878.4193 | 16838.5306 | 17627.8859 | 18353.9927 | 19019.5617 | 19628.4311 | 20184.6378 | 20692.5687 | 21156.3532 | 21579.6347 | 21965.3857 | 22316.5467 | 22635.6367 | 22925.7506 | 23189.8979 | 22318.1079 | 21599.0176 | 21013.0262 | 21646.8475 | 21191.0766 | 20829.7762 | 20550.6726 | 20342.7537 | 20196.2736 | 20102.4666 | 20053.6205 | 20042.789 | 20064.0087 | 32514.3149
F6_Commercial_Restaurant_Existing_Space Heating_Natural Gas_Furnace_Codes & Standards Forecast | F6 | Commercial | Restaurant | Existing | Space Heating | Natural Gas | Furnace | Codes & Standards Forecast | Avg. Replacement Usage (kWh) | 0.65699 | 0.63456 | 0.70315 | 0.68654 | 0.68286 | 0.61051 | 0.60721 | 0.60391 | 0.6006 | 0.59731 | 0.594 | 0.5907 | 0.5874 | 0.5841 | 0.5808 | 0.5775 | 0.5742 | 0.5709 | 0.5676 | 0.5643 | 0.561 | 0.55771 | 0.5544 | 0.5511 | 0.5478 | 0.54451 | 0.54121 | 0.53791 | 0.53461 | 0.53132 | 0.52801 | 0.52471 | 0.52471
F7_Commercial_Restaurant_Existing_Space Heating_Natural Gas_Furnace_Codes & Standards Forecast | F7 | Commercial | Restaurant | Existing | Space Heating | Natural Gas | Furnace | Codes & Standards Forecast | Avg. Replacement Summer Demand (kW) | 0 | 0 | 0 | 0 | 0 | 0 | 0 | 0 | 0 | 0 | 0 | 0 | 0 | 0 | 0 | 0 | 0 | 0 | 0 | 0 | 0 | 0 | 0 | 0 | 0 | 0 | 0 | 0 | 0 | 0 | 0 | 0 | 0
F8_Commercial_Restaurant_Existing_Space Heating_Natural Gas_Furnace_Codes & Standards Forecast | F8 | Commercial | Restaurant | Existing | Space Heating | Natural Gas | Furnace | Codes & Standards Forecast | Avg. Replacement Winter Demand (kW) | 0 | 0 | 0 | 0 | 0 | 0 | 0 | 0 | 0 | 0 | 0 | 0 | 0 | 0 | 0 | 0 | 0 | 0 | 0 | 0 | 0 | 0 | 0 | 0 | 0 | 0 | 0 | 0 | 0 | 0 | 0 | 0 | 0
F1_Commercial_Restaurant_Existing_Space Heating_Natural Gas_Boiler_Codes & Standards Forecast | F1 | Commercial | Restaurant | Existing | Space Heating | Natural Gas | Boiler | Codes & Standards Forecast | Units | 3370.2245 | 3353.0776 | 3335.9306 | 3315.2234 | 3392.6859 | 3383.5683 | 3375.5193 | 3368.2696 | 3361.2658 | 3354.3053 | 3347.3099 | 3340.324 | 3333.3976 | 3326.548 | 3319.7319 | 3312.9428 | 3306.1476 | 3299.429 | 3292.8814 | 3286.5228 | 3280.2571 | 3273.9749 | 3267.6434 | 3261.2531 | 3254.7987 | 3248.3029 | 3241.7736 | 3235.2254 | 3228.6531 | 3222.0615 | 3215.4356 | 3208.7901 | 3252.5432
F2_Commercial_Restaurant_Existing_Space Heating_Natural Gas_Boiler_Codes & Standards Forecast | F2 | Commercial | Restaurant | Existing | Space Heating | Natural Gas | Boiler | Codes & Standards Forecast | Usage (MMtherm) | 0.0096186 | 0.0092993 | 0.010318 | 0.010079 | 0.010371 | 0.010316 | 0.010264 | 0.010212 | 0.01016 | 0.010107 | 0.010051 | 0.0099931 | 0.0099331 | 0.0098709 | 0.0098061 | 0.0097387 | 0.0096685 | 0.0095957 | 0.0095203 | 0.0094425 | 0.0093619 | 0.0092802 | 0.0091967 | 0.0091119 | 0.0090228 | 0.0089355 | 0.0088494 | 0.008765 | 0.0086819 | 0.0086001 | 0.0085192 | 0.0084395 | 0.0085449
F3_Commercial_Restaurant_Existing_Space Heating_Natural Gas_Boiler_Codes & Standards Forecast | F3 | Commercial | Restaurant | Existing | Space Heating | Natural Gas | Boiler | Codes & Standards Forecast | Summer Peak Demand (MW) | 0 | 0 | 0 | 0 | 0 | 0 | 0 | 0 | 0 | 0 | 0 | 0 | 0 | 0 | 0 | 0 | 0 | 0 | 0 | 0 | 0 | 0 | 0 | 0 | 0 | 0 | 0 | 0 | 0 | 0 | 0 | 0 | 0
F4_Commercial_Restaurant_Existing_Space Heating_Natural Gas_Boiler_Codes & Standards Forecast | F4 | Commercial | Restaurant | Existing | Space Heating | Natural Gas | Boiler | Codes & Standards Forecast | Winter Peak Demand (MW) | 0 | 0 | 0 | 0 | 0 | 0 | 0 | 0 | 0 | 0 | 0 | 0 | 0 | 0 | 0 | 0 | 0 | 0 | 0 | 0 | 0 | 0 | 0 | 0 | 0 | 0 | 0 | 0 | 0 | 0 | 0 | 0 | 0
F5_Commercial_Restaurant_Existing_Space Heating_Natural Gas_Boiler_Codes & Standards Forecast | F5 | Commercial | Restaurant | Existing | Space Heating | Natural Gas | Boiler | Codes & Standards Forecast | Turnover | 0 | 61.903 | 67.1134 | 71.767 | 153.9096 | 80.5502 | 84.3262 | 87.7997 | 90.9836 | 93.8962 | 96.5569 | 98.9867 | 101.2053 | 103.2301 | 105.0755 | 106.7553 | 108.2817 | 109.6695 | 110.9331 | 112.0836 | 113.1272 | 108.7684 | 105.1488 | 102.1773 | 105.4889 | 103.1285 | 101.2338 | 99.7449 | 98.6078 | 97.7747 | 97.2028 | 96.8548 | 140.6515
F6_Commercial_Restaurant_Existing_Space Heating_Natural Gas_Boiler_Codes & Standards Forecast | F6 | Commercial | Restaurant | Existing | Space Heating | Natural Gas | Boiler | Codes & Standards Forecast | Avg. Replacement Usage (kWh) | 3.4339 | 3.3166 | 3.6751 | 3.5883 | 3.5691 | 3.0212 | 3.0048 | 2.9885 | 2.9722 | 2.9559 | 2.9395 | 2.9232 | 2.9068 | 2.8905 | 2.8742 | 2.8578 | 2.8415 | 2.8252 | 2.8088 | 2.7925 | 2.7762 | 2.7599 | 2.7435 | 2.7272 | 2.7109 | 2.6946 | 2.6782 | 2.6619 | 2.6456 | 2.6293 | 2.6129 | 2.5966 | 2.5966
F7_Commercial_Restaurant_Existing_Space Heating_Natural Gas_Boiler_Codes & Standards Forecast | F7 | Commercial | Restaurant | Existing | Space Heating | Natural Gas | Boiler | Codes & Standards Forecast | Avg. Replacement Summer Demand (kW) | 0 | 0 | 0 | 0 | 0 | 0 | 0 | 0 | 0 | 0 | 0 | 0 | 0 | 0 | 0 | 0 | 0 | 0 | 0 | 0 | 0 | 0 | 0 | 0 | 0 | 0 | 0 | 0 | 0 | 0 | 0 | 0 | 0
F8_Commercial_Restaurant_Existing_Space Heating_Natural Gas_Boiler_Codes & Standards Forecast | F8 | Commercial | Restaurant | Existing | Space Heating | Natural Gas | Boiler | Codes & Standards Forecast | Avg. Replacement Winter Demand (kW) | 0 | 0 | 0 | 0 | 0 | 0 | 0 | 0 | 0 | 0 | 0 | 0 | 0 | 0 | 0 | 0 | 0 | 0 | 0 | 0 | 0 | 0 | 0 | 0 | 0 | 0 | 0 | 0 | 0 | 0 | 0 | 0 | 0
F1_Commercial_Restaurant_Existing_Space Heating_Natural Gas_Unit Heater_Codes & Standards Forecast | F1 | Commercial | Restaurant | Existing | Space Heating | Natural Gas | Unit Heater | Codes & Standards Forecast | Units | 8090.4189 | 8049.2567 | 8008.0945 | 7958.3856 | 8144.3388 | 8122.4515 | 8103.1293 | 8085.7261 | 8068.913 | 8052.2039 | 8035.4112 | 8018.6411 | 8002.0138 | 7985.5709 | 7969.2085 | 7952.9109 | 7936.5986 | 7920.4702 | 7904.7524 | 7889.4881 | 7874.4469 | 7859.3663 | 7844.167 | 7828.8268 | 7813.3326 | 7797.739 | 7782.0652 | 7766.3458 | 7750.5686 | 7734.7451 | 7718.8392 | 7702.8863 | 7807.9181
F2_Commercial_Restaurant_Existing_Space Heating_Natural Gas_Unit Heater_Codes & Standards Forecast | F2 | Commercial | Restaurant | Existing | Space Heating | Natural Gas | Unit Heater | Codes & Standards Forecast | Usage (MMtherm) | 0.0027242 | 0.0026178 | 0.0028859 | 0.0028003 | 0.0028504 | 0.0028115 | 0.0027728 | 0.0027343 | 0.0026955 | 0.0026565 | 0.0026173 | 0.0025798 | 0.0025436 | 0.0025082 | 0.0024726 | 0.0024397 | 0.002409 | 0.0023803 | 0.0023507 | 0.0023225 | 0.0022957 | 0.0022682 | 0.0022477 | 0.0022277 | 0.002208 | 0.0021887 | 0.0021696 | 0.0021508 | 0.0021322 | 0.0021139 | 0.0020957 | 0.0020776 | 0.0021054
F3_Commercial_Restaurant_Existing_Space Heating_Natural Gas_Unit Heater_Codes & Standards Forecast | F3 | Commercial | Restaurant | Existing | Space Heating | Natural Gas | Unit Heater | Codes & Standards Forecast | Summer Peak Demand (MW) | 0 | 0 | 0 | 0 | 0 | 0 | 0 | 0 | 0 | 0 | 0 | 0 | 0 | 0 | 0 | 0 | 0 | 0 | 0 | 0 | 0 | 0 | 0 | 0 | 0 | 0 | 0 | 0 | 0 | 0 | 0 | 0 | 0
F4_Commercial_Restaurant_Existing_Space Heating_Natural Gas_Unit Heater_Codes & Standards Forecast | F4 | Commercial | Restaurant | Existing | Space Heating | Natural Gas | Unit Heater | Codes & Standards Forecast | Winter Peak Demand (MW) | 0 | 0 | 0 | 0 | 0 | 0 | 0 | 0 | 0 | 0 | 0 | 0 | 0 | 0 | 0 | 0 | 0 | 0 | 0 | 0 | 0 | 0 | 0 | 0 | 0 | 0 | 0 | 0 | 0 | 0 | 0 | 0 | 0
F5_Commercial_Restaurant_Existing_Space Heating_Natural Gas_Unit Heater_Codes & Standards Forecast | F5 | Commercial | Restaurant | Existing | Space Heating | Natural Gas | Unit Heater | Codes & Standards Forecast | Turnover | 0 | 287.4735 | 340.4802 | 384.7713 | 610.4998 | 457.4073 | 485.394 | 509.2193 | 529.4314 | 546.5295 | 560.9524 | 519.7902 | 492.104 | 474.8325 | 491.5042 | 484.4077 | 482.2719 | 483.7947 | 568.3283 | 577.9759 | 586.0665 | 637.6278 | 571.7803 | 563.8251 | 558.165 | 551.3124 | 544.2813 | 537.7356 | 528.3238 | 525.3793 | 526.8891 | 544.931 | 650.6083
F6_Commercial_Restaurant_Existing_Space Heating_Natural Gas_Unit Heater_Codes & Standards Forecast | F6 | Commercial | Restaurant | Existing | Space Heating | Natural Gas | Unit Heater | Codes & Standards Forecast | Avg. Replacement Usage (kWh) | 0.33672 | 0.32523 | 0.36038 | 0.35186 | 0.34998 | 0.31325 | 0.31156 | 0.30986 | 0.30817 | 0.30648 | 0.30478 | 0.30309 | 0.30139 | 0.2997 | 0.29801 | 0.29631 | 0.29462 | 0.29293 | 0.29123 | 0.28954 | 0.28785 | 0.28616 | 0.28446 | 0.28277 | 0.28108 | 0.27939 | 0.27769 | 0.276 | 0.27431 | 0.27262 | 0.27092 | 0.26923 | 0.26923
F7_Commercial_Restaurant_Existing_Space Heating_Natural Gas_Unit Heater_Codes & Standards Forecast | F7 | Commercial | Restaurant | Existing | Space Heating | Natural Gas | Unit Heater | Codes & Standards Forecast | Avg. Replacement Summer Demand (kW) | 0 | 0 | 0 | 0 | 0 | 0 | 0 | 0 | 0 | 0 | 0 | 0 | 0 | 0 | 0 | 0 | 0 | 0 | 0 | 0 | 0 | 0 | 0 | 0 | 0 | 0 | 0 | 0 | 0 | 0 | 0 | 0 | 0
F8_Commercial_Restaurant_Existing_Space Heating_Natural Gas_Unit Heater_Codes & Standards Forecast | F8 | Commercial | Restaurant | Existing | Space Heating | Natural Gas | Unit Heater | Codes & Standards Forecast | Avg. Replacement Winter Demand (kW) | 0 | 0 | 0 | 0 | 0 | 0 | 0 | 0 | 0 | 0 | 0 | 0 | 0 | 0 | 0 | 0 | 0 | 0 | 0 | 0 | 0 | 0 | 0 | 0 | 0 | 0 | 0 | 0 | 0 | 0 | 0 | 0 | 0
F1_Commercial_Restaurant_Existing_Water Heating_Natural Gas_Water Heater_Codes & Standards Forecast | F1 | Commercial | Restaurant | Existing | Water Heating | Natural Gas | Water Heater | Codes & Standards Forecast | Units | 572053.928 | 569143.4468 | 566232.9655 | 562718.1718 | 575866.4675 | 574318.872 | 572952.6496 | 571722.1086 | 570533.2917 | 569351.8359 | 568164.4665 | 566978.6871 | 565803.0138 | 564640.3744 | 563483.4281 | 562331.0693 | 561177.6632 | 560037.2667 | 558925.8981 | 557846.5945 | 556783.0668 | 555716.7527 | 554642.0503 | 553557.3823 | 552461.8209 | 551359.2408 | 550250.9821 | 549139.4975 | 548023.9302 | 546905.0898 | 545780.4274 | 544652.4315 | 552078.9749
F2_Commercial_Restaurant_Existing_Water Heating_Natural Gas_Water Heater_Codes & Standards Forecast | F2 | Commercial | Restaurant | Existing | Water Heating | Natural Gas | Water Heater | Codes & Standards Forecast | Usage (MMtherm) | 0.81547 | 0.77368 | 0.84412 | 0.80928 | 0.81141 | 0.79528 | 0.78046 | 0.76733 | 0.7561 | 0.747 | 0.73943 | 0.73309 | 0.72773 | 0.72317 | 0.71925 | 0.71583 | 0.7128 | 0.71011 | 0.70771 | 0.70555 | 0.70357 | 0.70172 | 0.69996 | 0.69827 | 0.69663 | 0.69503 | 0.69347 | 0.69194 | 0.69043 | 0.68894 | 0.68745 | 0.68598 | 0.69529
F3_Commercial_Restaurant_Existing_Water Heating_Natural Gas_Water Heater_Codes & Standards Forecast | F3 | Commercial | Restaurant | Existing | Water Heating | Natural Gas | Water Heater | Codes & Standards Forecast | Summer Peak Demand (MW) | 0 | 0 | 0 | 0 | 0 | 0 | 0 | 0 | 0 | 0 | 0 | 0 | 0 | 0 | 0 | 0 | 0 | 0 | 0 | 0 | 0 | 0 | 0 | 0 | 0 | 0 | 0 | 0 | 0 | 0 | 0 | 0 | 0
F4_Commercial_Restaurant_Existing_Water Heating_Natural Gas_Water Heater_Codes & Standards Forecast | F4 | Commercial | Restaurant | Existing | Water Heating | Natural Gas | Water Heater | Codes & Standards Forecast | Winter Peak Demand (MW) | 0 | 0 | 0 | 0 | 0 | 0 | 0 | 0 | 0 | 0 | 0 | 0 | 0 | 0 | 0 | 0 | 0 | 0 | 0 | 0 | 0 | 0 | 0 | 0 | 0 | 0 | 0 | 0 | 0 | 0 | 0 | 0 | 0
F5_Commercial_Restaurant_Existing_Water Heating_Natural Gas_Water Heater_Codes & Standards Forecast | F5 | Commercial | Restaurant | Existing | Water Heating | Natural Gas | Water Heater | Codes & Standards Forecast | Turnover | 0 | 22765.7379 | 29444.1142 | 34663.4394 | 52133.4107 | 42328.3947 | 44979.5788 | 47079.749 | 48735.6179 | 50034.8029 | 44385.9014 | 41196.5597 | 39700.4453 | 41918.5152 | 41772.0598 | 47940.2925 | 49240.8641 | 50257.6472 | 54394.9704 | 49686.9848 | 48465.9848 | 47056.8277 | 46254.8424 | 45495.6009 | 44330.9282 | 44280.412 | 44869.3713 | 47097.7896 | 47348.6654 | 48917.2155 | 48653.038 | 48211.0692 | 56030.4978
F6_Commercial_Restaurant_Existing_Water Heating_Natural Gas_Water Heater_Codes & Standards Forecast | F6 | Commercial | Restaurant | Existing | Water Heating | Natural Gas | Water Heater | Codes & Standards Forecast | Avg. Replacement Usage (kWh) | 1.1921 | 1.1514 | 1.2827 | 1.2591 | 1.2591 | 1.2591 | 1.2591 | 1.2591 | 1.2591 | 1.2591 | 1.2591 | 1.2591 | 1.2591 | 1.2591 | 1.2591 | 1.2591 | 1.2591 | 1.2591 | 1.2591 | 1.2591 | 1.2591 | 1.2591 | 1.2591 | 1.2591 | 1.2591 | 1.2591 | 1.2591 | 1.2591 | 1.2591 | 1.2591 | 1.2591 | 1.2591 | 1.2591
F7_Commercial_Restaurant_Existing_Water Heating_Natural Gas_Water Heater_Codes & Standards Forecast | F7 | Commercial | Restaurant | Existing | Water Heating | Natural Gas | Water Heater | Codes & Standards Forecast | Avg. Replacement Summer Demand (kW) | 0 | 0 | 0 | 0 | 0 | 0 | 0 | 0 | 0 | 0 | 0 | 0 | 0 | 0 | 0 | 0 | 0 | 0 | 0 | 0 | 0 | 0 | 0 | 0 | 0 | 0 | 0 | 0 | 0 | 0 | 0 | 0 | 0
F8_Commercial_Restaurant_Existing_Water Heating_Natural Gas_Water Heater_Codes & Standards Forecast | F8 | Commercial | Restaurant | Existing | Water Heating | Natural Gas | Water Heater | Codes & Standards Forecast | Avg. Replacement Winter Demand (kW) | 0 | 0 | 0 | 0 | 0 | 0 | 0 | 0 | 0 | 0 | 0 | 0 | 0 | 0 | 0 | 0 | 0 | 0 | 0 | 0 | 0 | 0 | 0 | 0 | 0 | 0 | 0 | 0 | 0 | 0 | 0 | 0 | 0
F1_Commercial_Restaurant_Existing_Food Preparation_Natural Gas_Oven_Codes & Standards Forecast | F1 | Commercial | Restaurant | Existing | Food Preparation | Natural Gas | Oven | Codes & Standards Forecast | Units | 58885.8658 | 58586.2678 | 58286.6698 | 57924.8654 | 59278.3195 | 59119.0137 | 58978.3781 | 58851.7091 | 58729.3351 | 58607.7189 | 58485.4939 | 58363.4326 | 58242.4116 | 58122.7323 | 58003.639 | 57885.018 | 57766.2891 | 57648.8994 | 57534.4978 | 57423.3968 | 57313.9198 | 57204.156 | 57093.5287 | 56981.8756 | 56869.1011 | 56755.6041 | 56641.5226 | 56527.109 | 56412.2752 | 56297.1044 | 56181.3344 | 56065.2212 | 56829.6918
F2_Commercial_Restaurant_Existing_Food Preparation_Natural Gas_Oven_Codes & Standards Forecast | F2 | Commercial | Restaurant | Existing | Food Preparation | Natural Gas | Oven | Codes & Standards Forecast | Usage (MMtherm) | 0.037441 | 0.036653 | 0.041431 | 0.041256 | 0.043353 | 0.044151 | 0.044988 | 0.045855 | 0.046742 | 0.047642 | 0.048372 | 0.04896 | 0.049432 | 0.049807 | 0.050101 | 0.050329 | 0.0505 | 0.050625 | 0.050714 | 0.050774 | 0.050808 | 0.05082 | 0.050813 | 0.050789 | 0.050751 | 0.050702 | 0.050643 | 0.050577 | 0.050505 | 0.050426 | 0.050343 | 0.050257 | 0.050958
F3_Commercial_Restaurant_Existing_Food Preparation_Natural Gas_Oven_Codes & Standards Forecast | F3 | Commercial | Restaurant | Existing | Food Preparation | Natural Gas | Oven | Codes & Standards Forecast | Summer Peak Demand (MW) | 0 | 0 | 0 | 0 | 0 | 0 | 0 | 0 | 0 | 0 | 0 | 0 | 0 | 0 | 0 | 0 | 0 | 0 | 0 | 0 | 0 | 0 | 0 | 0 | 0 | 0 | 0 | 0 | 0 | 0 | 0 | 0 | 0
F4_Commercial_Restaurant_Existing_Food Preparation_Natural Gas_Oven_Codes & Standards Forecast | F4 | Commercial | Restaurant | Existing | Food Preparation | Natural Gas | Oven | Codes & Standards Forecast | Winter Peak Demand (MW) | 0 | 0 | 0 | 0 | 0 | 0 | 0 | 0 | 0 | 0 | 0 | 0 | 0 | 0 | 0 | 0 | 0 | 0 | 0 | 0 | 0 | 0 | 0 | 0 | 0 | 0 | 0 | 0 | 0 | 0 | 0 | 0 | 0
F5_Commercial_Restaurant_Existing_Food Preparation_Natural Gas_Oven_Codes & Standards Forecast | F5 | Commercial | Restaurant | Existing | Food Preparation | Natural Gas | Oven | Codes & Standards Forecast | Turnover | 0 | 3254.7927 | 3507.994 | 3709.6943 | 5249.3781 | 4040.2283 | 4159.2889 | 4257.3521 | 4337.4776 | 4402.4904 | 4190.2589 | 4056.6636 | 3981.0209 | 4168.5413 | 4127.3338 | 4112.7747 | 4991.9446 | 4933.8981 | 4884.2678 | 5164.3089 | 4636.0073 | 4542.4459 | 4489.4741 | 4433.7768 | 4380.9716 | 4405.9663 | 4438.3899 | 4472.7681 | 4618.3065 | 4590.843 | 4559.7157 | 4767.0989 | 5451.127
F6_Commercial_Restaurant_Existing_Food Preparation_Natural Gas_Oven_Codes & Standards Forecast | F6 | Commercial | Restaurant | Existing | Food Preparation | Natural Gas | Oven | Codes & Standards Forecast | Avg. Replacement Usage (kWh) | 0.85019 | 0.82117 | 0.91477 | 0.89794 | 0.89794 | 0.89794 | 0.89794 | 0.89794 | 0.89794 | 0.89794 | 0.89794 | 0.89794 | 0.89794 | 0.89794 | 0.89794 | 0.89794 | 0.89794 | 0.89794 | 0.89794 | 0.89794 | 0.89794 | 0.89794 | 0.89794 | 0.89794 | 0.89794 | 0.89794 | 0.89794 | 0.89794 | 0.89794 | 0.89794 | 0.89794 | 0.89794 | 0.89794
F7_Commercial_Restaurant_Existing_Food Preparation_Natural Gas_Oven_Codes & Standards Forecast | F7 | Commercial | Restaurant | Existing | Food Preparation | Natural Gas | Oven | Codes & Standards Forecast | Avg. Replacement Summer Demand (kW) | 0 | 0 | 0 | 0 | 0 | 0 | 0 | 0 | 0 | 0 | 0 | 0 | 0 | 0 | 0 | 0 | 0 | 0 | 0 | 0 | 0 | 0 | 0 | 0 | 0 | 0 | 0 | 0 | 0 | 0 | 0 | 0 | 0
F8_Commercial_Restaurant_Existing_Food Preparation_Natural Gas_Oven_Codes & Standards Forecast | F8 | Commercial | Restaurant | Existing | Food Preparation | Natural Gas | Oven | Codes & Standards Forecast | Avg. Replacement Winter Demand (kW) | 0 | 0 | 0 | 0 | 0 | 0 | 0 | 0 | 0 | 0 | 0 | 0 | 0 | 0 | 0 | 0 | 0 | 0 | 0 | 0 | 0 | 0 | 0 | 0 | 0 | 0 | 0 | 0 | 0 | 0 | 0 | 0 | 0
F1_Commercial_Restaurant_Existing_Food Preparation_Natural Gas_Conveyor Oven_Codes & Standards Forecast | F1 | Commercial | Restaurant | Existing | Food Preparation | Natural Gas | Conveyor Oven | Codes & Standards Forecast | Units | 29442.9329 | 29293.1339 | 29143.3349 | 28962.4327 | 29639.1598 | 29559.5069 | 29489.189 | 29425.8546 | 29364.6676 | 29303.8594 | 29242.747 | 29181.7163 | 29121.2058 | 29061.3661 | 29001.8195 | 28942.509 | 28883.1445 | 28824.4497 | 28767.2489 | 28711.6984 | 28656.9599 | 28602.078 | 28546.7643 | 28490.9378 | 28434.5505 | 28377.8021 | 28320.7613 | 28263.5545 | 28206.1376 | 28148.5522 | 28090.6672 | 28032.6106 | 28414.8459
F2_Commercial_Restaurant_Existing_Food Preparation_Natural Gas_Conveyor Oven_Codes & Standards Forecast | F2 | Commercial | Restaurant | Existing | Food Preparation | Natural Gas | Conveyor Oven | Codes & Standards Forecast | Usage (MMtherm) | 0.032032 | 0.0309 | 0.034418 | 0.033774 | 0.034903 | 0.035052 | 0.035227 | 0.035421 | 0.035627 | 0.03584 | 0.036058 | 0.03628 | 0.036505 | 0.036734 | 0.036964 | 0.037195 | 0.037427 | 0.037596 | 0.037718 | 0.037802 | 0.037855 | 0.037882 | 0.037889 | 0.037878 | 0.037854 | 0.037819 | 0.037775 | 0.037725 | 0.037669 | 0.037609 | 0.037544 | 0.037477 | 0.037997
F3_Commercial_Restaurant_Existing_Food Preparation_Natural Gas_Conveyor Oven_Codes & Standards Forecast | F3 | Commercial | Restaurant | Existing | Food Preparation | Natural Gas | Conveyor Oven | Codes & Standards Forecast | Summer Peak Demand (MW) | 0 | 0 | 0 | 0 | 0 | 0 | 0 | 0 | 0 | 0 | 0 | 0 | 0 | 0 | 0 | 0 | 0 | 0 | 0 | 0 | 0 | 0 | 0 | 0 | 0 | 0 | 0 | 0 | 0 | 0 | 0 | 0 | 0
F4_Commercial_Restaurant_Existing_Food Preparation_Natural Gas_Conveyor Oven_Codes & Standards Forecast | F4 | Commercial | Restaurant | Existing | Food Preparation | Natural Gas | Conveyor Oven | Codes & Standards Forecast | Winter Peak Demand (MW) | 0 | 0 | 0 | 0 | 0 | 0 | 0 | 0 | 0 | 0 | 0 | 0 | 0 | 0 | 0 | 0 | 0 | 0 | 0 | 0 | 0 | 0 | 0 | 0 | 0 | 0 | 0 | 0 | 0 | 0 | 0 | 0 | 0
F5_Commercial_Restaurant_Existing_Food Preparation_Natural Gas_Conveyor Oven_Codes & Standards Forecast | F5 | Commercial | Restaurant | Existing | Food Preparation | Natural Gas | Conveyor Oven | Codes & Standards Forecast | Turnover | 0 | 689.2502 | 891.4432 | 1049.4623 | 1857.0314 | 1281.5247 | 1361.7913 | 1425.3756 | 1475.5083 | 1514.8421 | 1545.5237 | 1569.3142 | 1587.6281 | 1601.5848 | 1612.0501 | 1619.7284 | 1625.1682 | 1430.0399 | 1313.7313 | 1252.2801 | 1359.0125 | 1333.1311 | 1500.1554 | 1525.3118 | 1544.7206 | 1729.3943 | 1536.8037 | 1551.8799 | 1563.2422 | 1571.6389 | 1577.6585 | 1581.7837 | 1969.9278
F6_Commercial_Restaurant_Existing_Food Preparation_Natural Gas_Conveyor Oven_Codes & Standards Forecast | F6 | Commercial | Restaurant | Existing | Food Preparation | Natural Gas | Conveyor Oven | Codes & Standards Forecast | Avg. Replacement Usage (kWh) | 1.2673 | 1.224 | 1.3635 | 1.3384 | 1.3384 | 1.3384 | 1.3384 | 1.3384 | 1.3384 | 1.3384 | 1.3384 | 1.3384 | 1.3384 | 1.3384 | 1.3384 | 1.3384 | 1.3384 | 1.3384 | 1.3384 | 1.3384 | 1.3384 | 1.3384 | 1.3384 | 1.3384 | 1.3384 | 1.3384 | 1.3384 | 1.3384 | 1.3384 | 1.3384 | 1.3384 | 1.3384 | 1.3384
F7_Commercial_Restaurant_Existing_Food Preparation_Natural Gas_Conveyor Oven_Codes & Standards Forecast | F7 | Commercial | Restaurant | Existing | Food Preparation | Natural Gas | Conveyor Oven | Codes & Standards Forecast | Avg. Replacement Summer Demand (kW) | 0 | 0 | 0 | 0 | 0 | 0 | 0 | 0 | 0 | 0 | 0 | 0 | 0 | 0 | 0 | 0 | 0 | 0 | 0 | 0 | 0 | 0 | 0 | 0 | 0 | 0 | 0 | 0 | 0 | 0 | 0 | 0 | 0
F8_Commercial_Restaurant_Existing_Food Preparation_Natural Gas_Conveyor Oven_Codes & Standards Forecast | F8 | Commercial | Restaurant | Existing | Food Preparation | Natural Gas | Conveyor Oven | Codes & Standards Forecast | Avg. Replacement Winter Demand (kW) | 0 | 0 | 0 | 0 | 0 | 0 | 0 | 0 | 0 | 0 | 0 | 0 | 0 | 0 | 0 | 0 | 0 | 0 | 0 | 0 | 0 | 0 | 0 | 0 | 0 | 0 | 0 | 0 | 0 | 0 | 0 | 0 | 0
F1_Commercial_Restaurant_Existing_Food Preparation_Natural Gas_Double Rack Oven_Codes & Standards Forecast | F1 | Commercial | Restaurant | Existing | Food Preparation | Natural Gas | Double Rack Oven | Codes & Standards Forecast | Units | 29442.9329 | 29293.1339 | 29143.3349 | 28962.4327 | 29639.1598 | 29559.5069 | 29489.189 | 29425.8546 | 29364.6676 | 29303.8594 | 29242.747 | 29181.7163 | 29121.2058 | 29061.3661 | 29001.8195 | 28942.509 | 28883.1445 | 28824.4497 | 28767.2489 | 28711.6984 | 28656.9599 | 28602.078 | 28546.7643 | 28490.9378 | 28434.5505 | 28377.8021 | 28320.7613 | 28263.5545 | 28206.1376 | 28148.5522 | 28090.6672 | 28032.6106 | 28414.8459
F2_Commercial_Restaurant_Existing_Food Preparation_Natural Gas_Double Rack Oven_Codes & Standards Forecast | F2 | Commercial | Restaurant | Existing | Food Preparation | Natural Gas | Double Rack Oven | Codes & Standards Forecast | Usage (MMtherm) | 0.048662 | 0.047333 | 0.053282 | 0.052928 | 0.055611 | 0.056623 | 0.057723 | 0.05889 | 0.060105 | 0.061353 | 0.062626 | 0.063917 | 0.06492 | 0.065693 | 0.066282 | 0.066724 | 0.067049 | 0.067281 | 0.067441 | 0.067546 | 0.067604 | 0.067625 | 0.067613 | 0.067577 | 0.067519 | 0.067445 | 0.067358 | 0.067261 | 0.067155 | 0.067043 | 0.066925 | 0.066802 | 0.067726
F3_Commercial_Restaurant_Existing_Food Preparation_Natural Gas_Double Rack Oven_Codes & Standards Forecast | F3 | Commercial | Restaurant | Existing | Food Preparation | Natural Gas | Double Rack Oven | Codes & Standards Forecast | Summer Peak Demand (MW) | 0 | 0 | 0 | 0 | 0 | 0 | 0 | 0 | 0 | 0 | 0 | 0 | 0 | 0 | 0 | 0 | 0 | 0 | 0 | 0 | 0 | 0 | 0 | 0 | 0 | 0 | 0 | 0 | 0 | 0 | 0 | 0 | 0
F4_Commercial_Restaurant_Existing_Food Preparation_Natural Gas_Double Rack Oven_Codes & Standards Forecast | F4 | Commercial | Restaurant | Existing | Food Preparation | Natural Gas | Double Rack Oven | Codes & Standards Forecast | Winter Peak Demand (MW) | 0 | 0 | 0 | 0 | 0 | 0 | 0 | 0 | 0 | 0 | 0 | 0 | 0 | 0 | 0 | 0 | 0 | 0 | 0 | 0 | 0 | 0 | 0 | 0 | 0 | 0 | 0 | 0 | 0 | 0 | 0 | 0 | 0
F5_Commercial_Restaurant_Existing_Food Preparation_Natural Gas_Double Rack Oven_Codes & Standards Forecast | F5 | Commercial | Restaurant | Existing | Food Preparation | Natural Gas | Double Rack Oven | Codes & Standards Forecast | Turnover | 0 | 976.4378 | 1262.8778 | 1486.7382 | 2348.8249 | 1815.4933 | 1929.2044 | 2019.2821 | 2090.3034 | 2146.0263 | 2189.4918 | 2223.1951 | 1964.5768 | 1814.5464 | 1739.6164 | 1847.5705 | 1829.8152 | 2084.1418 | 2132.5119 | 2170.3176 | 2371.1761 | 2187.9325 | 2211.8773 | 2174.3676 | 2110.2272 | 2040.4944 | 2002.8617 | 1966.8826 | 1913.7021 | 1908.0965 | 1929.9316 | 2032.9705 | 2433.9326
F6_Commercial_Restaurant_Existing_Food Preparation_Natural Gas_Double Rack Oven_Codes & Standards Forecast | F6 | Commercial | Restaurant | Existing | Food Preparation | Natural Gas | Double Rack Oven | Codes & Standards Forecast | Avg. Replacement Usage (kWh) | 2.2584 | 2.1813 | 2.43 | 2.3853 | 2.3853 | 2.3853 | 2.3853 | 2.3853 | 2.3853 | 2.3853 | 2.3853 | 2.3853 | 2.3853 | 2.3853 | 2.3853 | 2.3853 | 2.3853 | 2.3853 | 2.3853 | 2.3853 | 2.3853 | 2.3853 | 2.3853 | 2.3853 | 2.3853 | 2.3853 | 2.3853 | 2.3853 | 2.3853 | 2.3853 | 2.3853 | 2.3853 | 2.3853
F7_Commercial_Restaurant_Existing_Food Preparation_Natural Gas_Double Rack Oven_Codes & Standards Forecast | F7 | Commercial | Restaurant | Existing | Food Preparation | Natural Gas | Double Rack Oven | Codes & Standards Forecast | Avg. Replacement Summer Demand (kW) | 0 | 0 | 0 | 0 | 0 | 0 | 0 | 0 | 0 | 0 | 0 | 0 | 0 | 0 | 0 | 0 | 0 | 0 | 0 | 0 | 0 | 0 | 0 | 0 | 0 | 0 | 0 | 0 | 0 | 0 | 0 | 0 | 0
F8_Commercial_Restaurant_Existing_Food Preparation_Natural Gas_Double Rack Oven_Codes & Standards Forecast | F8 | Commercial | Restaurant | Existing | Food Preparation | Natural Gas | Double Rack Oven | Codes & Standards Forecast | Avg. Replacement Winter Demand (kW) | 0 | 0 | 0 | 0 | 0 | 0 | 0 | 0 | 0 | 0 | 0 | 0 | 0 | 0 | 0 | 0 | 0 | 0 | 0 | 0 | 0 | 0 | 0 | 0 | 0 | 0 | 0 | 0 | 0 | 0 | 0 | 0 | 0
F1_Commercial_Restaurant_Existing_Food Preparation_Natural Gas_Fryer_Codes & Standards Forecast | F1 | Commercial | Restaurant | Existing | Food Preparation | Natural Gas | Fryer | Codes & Standards Forecast | Units | 768871.6629 | 764959.8175 | 761047.972 | 756323.8976 | 773995.9238 | 771915.8711 | 770079.5938 | 768425.6795 | 766827.8448 | 765239.9038 | 763644.0146 | 762050.2624 | 760470.0934 | 758907.4427 | 757352.4438 | 755803.6109 | 754253.3701 | 752720.615 | 751226.8751 | 749776.2321 | 748346.793 | 746913.6087 | 745469.1502 | 744011.2972 | 742538.803 | 741056.8752 | 739567.315 | 738073.4193 | 736574.0359 | 735070.2535 | 733558.6458 | 732042.5579 | 742024.237
F2_Commercial_Restaurant_Existing_Food Preparation_Natural Gas_Fryer_Codes & Standards Forecast | F2 | Commercial | Restaurant | Existing | Food Preparation | Natural Gas | Fryer | Codes & Standards Forecast | Usage (MMtherm) | 0.79078 | 0.7599 | 0.84218 | 0.81759 | 0.82059 | 0.80163 | 0.77846 | 0.75194 | 0.72269 | 0.69909 | 0.67998 | 0.66447 | 0.65185 | 0.64153 | 0.63305 | 0.62603 | 0.62017 | 0.61527 | 0.61113 | 0.60763 | 0.60461 | 0.60197 | 0.59962 | 0.5975 | 0.59557 | 0.59378 | 0.5921 | 0.59052 | 0.58902 | 0.58757 | 0.58616 | 0.5848 | 0.59264
F3_Commercial_Restaurant_Existing_Food Preparation_Natural Gas_Fryer_Codes & Standards Forecast | F3 | Commercial | Restaurant | Existing | Food Preparation | Natural Gas | Fryer | Codes & Standards Forecast | Summer Peak Demand (MW) | 0 | 0 | 0 | 0 | 0 | 0 | 0 | 0 | 0 | 0 | 0 | 0 | 0 | 0 | 0 | 0 | 0 | 0 | 0 | 0 | 0 | 0 | 0 | 0 | 0 | 0 | 0 | 0 | 0 | 0 | 0 | 0 | 0
F4_Commercial_Restaurant_Existing_Food Preparation_Natural Gas_Fryer_Codes & Standards Forecast | F4 | Commercial | Restaurant | Existing | Food Preparation | Natural Gas | Fryer | Codes & Standards Forecast | Winter Peak Demand (MW) | 0 | 0 | 0 | 0 | 0 | 0 | 0 | 0 | 0 | 0 | 0 | 0 | 0 | 0 | 0 | 0 | 0 | 0 | 0 | 0 | 0 | 0 | 0 | 0 | 0 | 0 | 0 | 0 | 0 | 0 | 0 | 0 | 0
F5_Commercial_Restaurant_Existing_Food Preparation_Natural Gas_Fryer_Codes & Standards Forecast | F5 | Commercial | Restaurant | Existing | Food Preparation | Natural Gas | Fryer | Codes & Standards Forecast | Turnover | 0 | 0 | 0 | 13751.3436 | 56175.7882 | 58149.0049 | 73772.0682 | 86195.6588 | 96061.1227 | 76689.76 | 61223.8603 | 51584.6889 | 52220.9989 | 53124.7682 | 56923.2992 | 62401.4738 | 72228.8493 | 83568.2946 | 79309.5508 | 77498.7077 | 75370.5857 | 73202.8034 | 64758.9272 | 60082.1876 | 59762.5139 | 64359.1383 | 67257.8339 | 69953.6187 | 72115.4567 | 74526.3612 | 75177.7287 | 70795.4844 | 77977.337
F6_Commercial_Restaurant_Existing_Food Preparation_Natural Gas_Fryer_Codes & Standards Forecast | F6 | Commercial | Restaurant | Existing | Food Preparation | Natural Gas | Fryer | Codes & Standards Forecast | Avg. Replacement Usage (kWh) | 1.1244 | 1.086 | 1.2098 | 0.798 | 0.798 | 0.798 | 0.798 | 0.798 | 0.798 | 0.798 | 0.798 | 0.798 | 0.798 | 0.798 | 0.798 | 0.798 | 0.798 | 0.798 | 0.798 | 0.798 | 0.798 | 0.798 | 0.798 | 0.798 | 0.798 | 0.798 | 0.798 | 0.798 | 0.798 | 0.798 | 0.798 | 0.798 | 0.798
F7_Commercial_Restaurant_Existing_Food Preparation_Natural Gas_Fryer_Codes & Standards Forecast | F7 | Commercial | Restaurant | Existing | Food Preparation | Natural Gas | Fryer | Codes & Standards Forecast | Avg. Replacement Summer Demand (kW) | 0 | 0 | 0 | 0 | 0 | 0 | 0 | 0 | 0 | 0 | 0 | 0 | 0 | 0 | 0 | 0 | 0 | 0 | 0 | 0 | 0 | 0 | 0 | 0 | 0 | 0 | 0 | 0 | 0 | 0 | 0 | 0 | 0
F8_Commercial_Restaurant_Existing_Food Preparation_Natural Gas_Fryer_Codes & Standards Forecast | F8 | Commercial | Restaurant | Existing | Food Preparation | Natural Gas | Fryer | Codes & Standards Forecast | Avg. Replacement Winter Demand (kW) | 0 | 0 | 0 | 0 | 0 | 0 | 0 | 0 | 0 | 0 | 0 | 0 | 0 | 0 | 0 | 0 | 0 | 0 | 0 | 0 | 0 | 0 | 0 | 0 | 0 | 0 | 0 | 0 | 0 | 0 | 0 | 0 | 0
F1_Commercial_Restaurant_Existing_Food Preparation_Natural Gas_Broiler_Codes & Standards Forecast | F1 | Commercial | Restaurant | Existing | Food Preparation | Natural Gas | Broiler | Codes & Standards Forecast | Units | 694696.277 | 691161.8192 | 687627.3613 | 683359.0328 | 699326.1849 | 697446.8012 | 695787.6751 | 694293.319 | 692849.6323 | 691414.8847 | 689972.9558 | 688532.9577 | 687105.2324 | 685693.3354 | 684288.3519 | 682888.9396 | 681488.2553 | 680103.3698 | 678753.7355 | 677443.0405 | 676151.5036 | 674856.583 | 673551.4758 | 672234.2663 | 670903.8281 | 669564.8664 | 668219.0086 | 666869.2335 | 665514.5002 | 664155.7923 | 662790.014 | 661420.1877 | 670438.9039
F2_Commercial_Restaurant_Existing_Food Preparation_Natural Gas_Broiler_Codes & Standards Forecast | F2 | Commercial | Restaurant | Existing | Food Preparation | Natural Gas | Broiler | Codes & Standards Forecast | Usage (MMtherm) | 0.78585 | 0.75774 | 0.8435 | 0.82713 | 0.85298 | 0.85593 | 0.85946 | 0.86344 | 0.86768 | 0.87207 | 0.87657 | 0.88116 | 0.88445 | 0.88672 | 0.88817 | 0.88896 | 0.88922 | 0.88907 | 0.88863 | 0.88798 | 0.88713 | 0.88611 | 0.88493 | 0.88363 | 0.88223 | 0.88074 | 0.87919 | 0.87759 | 0.87594 | 0.87427 | 0.87256 | 0.87083 | 0.88276
F3_Commercial_Restaurant_Existing_Food Preparation_Natural Gas_Broiler_Codes & Standards Forecast | F3 | Commercial | Restaurant | Existing | Food Preparation | Natural Gas | Broiler | Codes & Standards Forecast | Summer Peak Demand (MW) | 0 | 0 | 0 | 0 | 0 | 0 | 0 | 0 | 0 | 0 | 0 | 0 | 0 | 0 | 0 | 0 | 0 | 0 | 0 | 0 | 0 | 0 | 0 | 0 | 0 | 0 | 0 | 0 | 0 | 0 | 0 | 0 | 0
F4_Commercial_Restaurant_Existing_Food Preparation_Natural Gas_Broiler_Codes & Standards Forecast | F4 | Commercial | Restaurant | Existing | Food Preparation | Natural Gas | Broiler | Codes & Standards Forecast | Winter Peak Demand (MW) | 0 | 0 | 0 | 0 | 0 | 0 | 0 | 0 | 0 | 0 | 0 | 0 | 0 | 0 | 0 | 0 | 0 | 0 | 0 | 0 | 0 | 0 | 0 | 0 | 0 | 0 | 0 | 0 | 0 | 0 | 0 | 0 | 0
F5_Commercial_Restaurant_Existing_Food Preparation_Natural Gas_Broiler_Codes & Standards Forecast | F5 | Commercial | Restaurant | Existing | Food Preparation | Natural Gas | Broiler | Codes & Standards Forecast | Turnover | 0 | 23038.7273 | 29797.1857 | 35079.097 | 55419.7469 | 42835.9646 | 45518.9398 | 47644.2936 | 49320.0184 | 50634.7822 | 51660.337 | 52455.5534 | 46353.5403 | 42813.6239 | 41045.6751 | 43592.8151 | 43173.8847 | 49174.6373 | 50315.9136 | 51207.9271 | 55947.1163 | 51623.5435 | 52188.5138 | 51303.4858 | 49790.1127 | 48144.7909 | 47256.8592 | 46407.9454 | 45153.1691 | 45020.9062 | 45536.0981 | 47967.2665 | 57427.8361
F6_Commercial_Restaurant_Existing_Food Preparation_Natural Gas_Broiler_Codes & Standards Forecast | F6 | Commercial | Restaurant | Existing | Food Preparation | Natural Gas | Broiler | Codes & Standards Forecast | Avg. Replacement Usage (kWh) | 1.247 | 1.2044 | 1.3417 | 1.317 | 1.317 | 1.317 | 1.317 | 1.317 | 1.317 | 1.317 | 1.317 | 1.317 | 1.317 | 1.317 | 1.317 | 1.317 | 1.317 | 1.317 | 1.317 | 1.317 | 1.317 | 1.317 | 1.317 | 1.317 | 1.317 | 1.317 | 1.317 | 1.317 | 1.317 | 1.317 | 1.317 | 1.317 | 1.317
F7_Commercial_Restaurant_Existing_Food Preparation_Natural Gas_Broiler_Codes & Standards Forecast | F7 | Commercial | Restaurant | Existing | Food Preparation | Natural Gas | Broiler | Codes & Standards Forecast | Avg. Replacement Summer Demand (kW) | 0 | 0 | 0 | 0 | 0 | 0 | 0 | 0 | 0 | 0 | 0 | 0 | 0 | 0 | 0 | 0 | 0 | 0 | 0 | 0 | 0 | 0 | 0 | 0 | 0 | 0 | 0 | 0 | 0 | 0 | 0 | 0 | 0
F8_Commercial_Restaurant_Existing_Food Preparation_Natural Gas_Broiler_Codes & Standards Forecast | F8 | Commercial | Restaurant | Existing | Food Preparation | Natural Gas | Broiler | Codes & Standards Forecast | Avg. Replacement Winter Demand (kW) | 0 | 0 | 0 | 0 | 0 | 0 | 0 | 0 | 0 | 0 | 0 | 0 | 0 | 0 | 0 | 0 | 0 | 0 | 0 | 0 | 0 | 0 | 0 | 0 | 0 | 0 | 0 | 0 | 0 | 0 | 0 | 0 | 0
F1_Commercial_Restaurant_Existing_Food Preparation_Natural Gas_Griddle_Codes & Standards Forecast | F1 | Commercial | Restaurant | Existing | Food Preparation | Natural Gas | Griddle | Codes & Standards Forecast | Units | 793710.9843 | 789672.762 | 785634.5397 | 780757.8484 | 799000.7906 | 796853.5393 | 794957.9388 | 793250.5929 | 791601.1382 | 789961.8969 | 788314.4506 | 786669.2103 | 785037.992 | 783424.858 | 781819.623 | 780220.7532 | 778620.43 | 777038.1574 | 775496.1605 | 773998.6528 | 772523.0338 | 771043.5488 | 769552.4253 | 768047.4747 | 766527.4097 | 764997.6066 | 763459.9243 | 761917.7665 | 760369.9437 | 758817.5798 | 757257.1379 | 755692.0709 | 765996.2201
F2_Commercial_Restaurant_Existing_Food Preparation_Natural Gas_Griddle_Codes & Standards Forecast | F2 | Commercial | Restaurant | Existing | Food Preparation | Natural Gas | Griddle | Codes & Standards Forecast | Usage (MMtherm) | 0.59599 | 0.5735 | 0.63674 | 0.61794 | 0.62734 | 0.62175 | 0.61611 | 0.61044 | 0.60466 | 0.59879 | 0.59282 | 0.58679 | 0.58118 | 0.57572 | 0.57114 | 0.56726 | 0.56393 | 0.56031 | 0.55699 | 0.55513 | 0.55344 | 0.55187 | 0.5504 | 0.549 | 0.54766 | 0.54636 | 0.5451 | 0.54387 | 0.54266 | 0.54147 | 0.54029 | 0.53912 | 0.54643
F3_Commercial_Restaurant_Existing_Food Preparation_Natural Gas_Griddle_Codes & Standards Forecast | F3 | Commercial | Restaurant | Existing | Food Preparation | Natural Gas | Griddle | Codes & Standards Forecast | Summer Peak Demand (MW) | 0 | 0 | 0 | 0 | 0 | 0 | 0 | 0 | 0 | 0 | 0 | 0 | 0 | 0 | 0 | 0 | 0 | 0 | 0 | 0 | 0 | 0 | 0 | 0 | 0 | 0 | 0 | 0 | 0 | 0 | 0 | 0 | 0
F4_Commercial_Restaurant_Existing_Food Preparation_Natural Gas_Griddle_Codes & Standards Forecast | F4 | Commercial | Restaurant | Existing | Food Preparation | Natural Gas | Griddle | Codes & Standards Forecast | Winter Peak Demand (MW) | 0 | 0 | 0 | 0 | 0 | 0 | 0 | 0 | 0 | 0 | 0 | 0 | 0 | 0 | 0 | 0 | 0 | 0 | 0 | 0 | 0 | 0 | 0 | 0 | 0 | 0 | 0 | 0 | 0 | 0 | 0 | 0 | 0
F5_Commercial_Restaurant_Existing_Food Preparation_Natural Gas_Griddle_Codes & Standards Forecast | F5 | Commercial | Restaurant | Existing | Food Preparation | Natural Gas | Griddle | Codes & Standards Forecast | Turnover | 0 | 26322.4254 | 34044.1634 | 40078.9029 | 63318.6953 | 48941.3529 | 52006.7311 | 54435.0106 | 56349.5755 | 57851.732 | 59023.4586 | 59932.0167 | 52960.2869 | 48915.8279 | 46895.8944 | 49806.0769 | 49327.4365 | 56183.4734 | 57487.4152 | 58506.5669 | 63921.2304 | 58981.421 | 59626.9162 | 58615.7455 | 56886.6721 | 55006.8434 | 53992.3553 | 53022.4463 | 51588.8274 | 51437.7131 | 52026.335 | 54804.0167 | 65612.9964
F6_Commercial_Restaurant_Existing_Food Preparation_Natural Gas_Griddle_Codes & Standards Forecast | F6 | Commercial | Restaurant | Existing | Food Preparation | Natural Gas | Griddle | Codes & Standards Forecast | Avg. Replacement Usage (kWh) | 0.7818 | 0.75511 | 0.84118 | 0.71313 | 0.71313 | 0.71313 | 0.71313 | 0.71313 | 0.71313 | 0.71313 | 0.71313 | 0.71313 | 0.71313 | 0.71313 | 0.71313 | 0.71313 | 0.71313 | 0.71313 | 0.71313 | 0.71313 | 0.71313 | 0.71313 | 0.71313 | 0.71313 | 0.71313 | 0.71313 | 0.71313 | 0.71313 | 0.71313 | 0.71313 | 0.71313 | 0.71313 | 0.71313
F7_Commercial_Restaurant_Existing_Food Preparation_Natural Gas_Griddle_Codes & Standards Forecast | F7 | Commercial | Restaurant | Existing | Food Preparation | Natural Gas | Griddle | Codes & Standards Forecast | Avg. Replacement Summer Demand (kW) | 0 | 0 | 0 | 0 | 0 | 0 | 0 | 0 | 0 | 0 | 0 | 0 | 0 | 0 | 0 | 0 | 0 | 0 | 0 | 0 | 0 | 0 | 0 | 0 | 0 | 0 | 0 | 0 | 0 | 0 | 0 | 0 | 0
F8_Commercial_Restaurant_Existing_Food Preparation_Natural Gas_Griddle_Codes & Standards Forecast | F8 | Commercial | Restaurant | Existing | Food Preparation | Natural Gas | Griddle | Codes & Standards Forecast | Avg. Replacement Winter Demand (kW) | 0 | 0 | 0 | 0 | 0 | 0 | 0 | 0 | 0 | 0 | 0 | 0 | 0 | 0 | 0 | 0 | 0 | 0 | 0 | 0 | 0 | 0 | 0 | 0 | 0 | 0 | 0 | 0 | 0 | 0 | 0 | 0 | 0
F1_Commercial_Restaurant_Existing_Food Preparation_Natural Gas_Range_Codes & Standards Forecast | F1 | Commercial | Restaurant | Existing | Food Preparation | Natural Gas | Range | Codes & Standards Forecast | Units | 735733.4976 | 731990.2517 | 728247.0057 | 723726.5377 | 740636.9042 | 738646.5012 | 736889.367 | 735306.736 | 733777.7676 | 732258.2664 | 730731.1596 | 729206.0977 | 727694.0335 | 726198.7326 | 724710.7538 | 723228.6752 | 721745.2494 | 720278.5556 | 718849.1955 | 717461.0749 | 716093.2442 | 714721.8297 | 713339.627 | 711944.6071 | 710535.577 | 709117.5199 | 707692.1594 | 706262.6501 | 704827.8898 | 703388.92 | 701942.4622 | 700491.7173 | 710043.1887
F2_Commercial_Restaurant_Existing_Food Preparation_Natural Gas_Range_Codes & Standards Forecast | F2 | Commercial | Restaurant | Existing | Food Preparation | Natural Gas | Range | Codes & Standards Forecast | Usage (MMtherm) | 0.57306 | 0.55449 | 0.62003 | 0.61119 | 0.63464 | 0.64068 | 0.64739 | 0.65462 | 0.66218 | 0.66997 | 0.67588 | 0.68031 | 0.68356 | 0.68588 | 0.68744 | 0.68841 | 0.68889 | 0.689 | 0.68884 | 0.68847 | 0.68793 | 0.68723 | 0.68639 | 0.68544 | 0.68439 | 0.68328 | 0.6821 | 0.68089 | 0.67963 | 0.67834 | 0.67703 | 0.67569 | 0.68496
F3_Commercial_Restaurant_Existing_Food Preparation_Natural Gas_Range_Codes & Standards Forecast | F3 | Commercial | Restaurant | Existing | Food Preparation | Natural Gas | Range | Codes & Standards Forecast | Summer Peak Demand (MW) | 0 | 0 | 0 | 0 | 0 | 0 | 0 | 0 | 0 | 0 | 0 | 0 | 0 | 0 | 0 | 0 | 0 | 0 | 0 | 0 | 0 | 0 | 0 | 0 | 0 | 0 | 0 | 0 | 0 | 0 | 0 | 0 | 0
F4_Commercial_Restaurant_Existing_Food Preparation_Natural Gas_Range_Codes & Standards Forecast | F4 | Commercial | Restaurant | Existing | Food Preparation | Natural Gas | Range | Codes & Standards Forecast | Winter Peak Demand (MW) | 0 | 0 | 0 | 0 | 0 | 0 | 0 | 0 | 0 | 0 | 0 | 0 | 0 | 0 | 0 | 0 | 0 | 0 | 0 | 0 | 0 | 0 | 0 | 0 | 0 | 0 | 0 | 0 | 0 | 0 | 0 | 0 | 0
F5_Commercial_Restaurant_Existing_Food Preparation_Natural Gas_Range_Codes & Standards Forecast | F5 | Commercial | Restaurant | Existing | Food Preparation | Natural Gas | Range | Codes & Standards Forecast | Turnover | 0 | 29279.6101 | 37868.8443 | 44581.5547 | 67050.141 | 54439.6539 | 57849.4111 | 60550.4949 | 62680.151 | 64351.0668 | 57085.8671 | 52983.9714 | 51059.7796 | 53912.4972 | 53724.1371 | 61657.2623 | 63329.9613 | 64637.6726 | 69958.7921 | 63903.7289 | 62333.3689 | 60521.0152 | 59489.5609 | 58513.0806 | 57015.1646 | 56950.1944 | 57707.6703 | 60573.6972 | 60896.3552 | 62913.7085 | 62573.9428 | 62005.5153 | 72062.2866
F6_Commercial_Restaurant_Existing_Food Preparation_Natural Gas_Range_Codes & Standards Forecast | F6 | Commercial | Restaurant | Existing | Food Preparation | Natural Gas | Range | Codes & Standards Forecast | Avg. Replacement Usage (kWh) | 0.91366 | 0.88247 | 0.98306 | 0.96497 | 0.96497 | 0.96497 | 0.96497 | 0.96497 | 0.96497 | 0.96497 | 0.96497 | 0.96497 | 0.96497 | 0.96497 | 0.96497 | 0.96497 | 0.96497 | 0.96497 | 0.96497 | 0.96497 | 0.96497 | 0.96497 | 0.96497 | 0.96497 | 0.96497 | 0.96497 | 0.96497 | 0.96497 | 0.96497 | 0.96497 | 0.96497 | 0.96497 | 0.96497
F7_Commercial_Restaurant_Existing_Food Preparation_Natural Gas_Range_Codes & Standards Forecast | F7 | Commercial | Restaurant | Existing | Food Preparation | Natural Gas | Range | Codes & Standards Forecast | Avg. Replacement Summer Demand (kW) | 0 | 0 | 0 | 0 | 0 | 0 | 0 | 0 | 0 | 0 | 0 | 0 | 0 | 0 | 0 | 0 | 0 | 0 | 0 | 0 | 0 | 0 | 0 | 0 | 0 | 0 | 0 | 0 | 0 | 0 | 0 | 0 | 0
F8_Commercial_Restaurant_Existing_Food Preparation_Natural Gas_Range_Codes & Standards Forecast | F8 | Commercial | Restaurant | Existing | Food Preparation | Natural Gas | Range | Codes & Standards Forecast | Avg. Replacement Winter Demand (kW) | 0 | 0 | 0 | 0 | 0 | 0 | 0 | 0 | 0 | 0 | 0 | 0 | 0 | 0 | 0 | 0 | 0 | 0 | 0 | 0 | 0 | 0 | 0 | 0 | 0 | 0 | 0 | 0 | 0 | 0 | 0 | 0 | 0
F1_Commercial_Restaurant_Existing_Food Preparation_Natural Gas_Steamer_Codes & Standards Forecast | F1 | Commercial | Restaurant | Existing | Food Preparation | Natural Gas | Steamer | Codes & Standards Forecast | Units | 50878.5408 | 50619.6823 | 50360.8237 | 50048.2176 | 51217.6285 | 51079.9852 | 50958.4732 | 50849.0287 | 50743.2952 | 50638.2164 | 50532.6117 | 50427.1483 | 50322.5838 | 50219.1785 | 50116.2796 | 50013.7887 | 49911.2046 | 49809.7776 | 49710.9323 | 49614.9389 | 49520.3487 | 49425.5106 | 49329.9264 | 49233.4559 | 49136.0166 | 49037.953 | 48939.3843 | 48840.5288 | 48741.3101 | 48641.8003 | 48541.7727 | 48441.4486 | 49101.9662
F2_Commercial_Restaurant_Existing_Food Preparation_Natural Gas_Steamer_Codes & Standards Forecast | F2 | Commercial | Restaurant | Existing | Food Preparation | Natural Gas | Steamer | Codes & Standards Forecast | Usage (MMtherm) | 0.066187 | 0.065145 | 0.074147 | 0.070225 | 0.068492 | 0.065863 | 0.063124 | 0.060284 | 0.057347 | 0.054322 | 0.051264 | 0.048131 | 0.045346 | 0.042871 | 0.04067 | 0.038713 | 0.036971 | 0.035421 | 0.034042 | 0.031821 | 0.02971 | 0.028963 | 0.028294 | 0.027696 | 0.027159 | 0.026677 | 0.026244 | 0.025855 | 0.025504 | 0.025187 | 0.0249 | 0.02464 | 0.024769
F3_Commercial_Restaurant_Existing_Food Preparation_Natural Gas_Steamer_Codes & Standards Forecast | F3 | Commercial | Restaurant | Existing | Food Preparation | Natural Gas | Steamer | Codes & Standards Forecast | Summer Peak Demand (MW) | 0 | 0 | 0 | 0 | 0 | 0 | 0 | 0 | 0 | 0 | 0 | 0 | 0 | 0 | 0 | 0 | 0 | 0 | 0 | 0 | 0 | 0 | 0 | 0 | 0 | 0 | 0 | 0 | 0 | 0 | 0 | 0 | 0
F4_Commercial_Restaurant_Existing_Food Preparation_Natural Gas_Steamer_Codes & Standards Forecast | F4 | Commercial | Restaurant | Existing | Food Preparation | Natural Gas | Steamer | Codes & Standards Forecast | Winter Peak Demand (MW) | 0 | 0 | 0 | 0 | 0 | 0 | 0 | 0 | 0 | 0 | 0 | 0 | 0 | 0 | 0 | 0 | 0 | 0 | 0 | 0 | 0 | 0 | 0 | 0 | 0 | 0 | 0 | 0 | 0 | 0 | 0 | 0 | 0
F5_Commercial_Restaurant_Existing_Food Preparation_Natural Gas_Steamer_Codes & Standards Forecast | F5 | Commercial | Restaurant | Existing | Food Preparation | Natural Gas | Steamer | Codes & Standards Forecast | Turnover | 0 | 1874.803 | 2124.2734 | 2339.9315 | 3712.7595 | 2716.8427 | 2870.2911 | 3005.9646 | 3125.5303 | 3230.6629 | 3068.9166 | 2953.1777 | 2875.0525 | 2954.8377 | 2917.3168 | 2900.8763 | 2901.1039 | 2914.4108 | 2937.8357 | 3494.1238 | 3498.8501 | 3485.8942 | 3822.2577 | 3416.7139 | 3395.2139 | 3370.7727 | 3345.7519 | 3321.8532 | 3282.1175 | 3260.8687 | 3251.5976 | 3326.8362 | 3981.867
F6_Commercial_Restaurant_Existing_Food Preparation_Natural Gas_Steamer_Codes & Standards Forecast | F6 | Commercial | Restaurant | Existing | Food Preparation | Natural Gas | Steamer | Codes & Standards Forecast | Avg. Replacement Usage (kWh) | 2.1527 | 2.0793 | 2.3163 | 0.47426 | 0.47426 | 0.47426 | 0.47426 | 0.47426 | 0.47426 | 0.47426 | 0.47426 | 0.47426 | 0.47426 | 0.47426 | 0.47426 | 0.47426 | 0.47426 | 0.47426 | 0.47426 | 0.47426 | 0.47426 | 0.47426 | 0.47426 | 0.47426 | 0.47426 | 0.47426 | 0.47426 | 0.47426 | 0.47426 | 0.47426 | 0.47426 | 0.47426 | 0.47426
F7_Commercial_Restaurant_Existing_Food Preparation_Natural Gas_Steamer_Codes & Standards Forecast | F7 | Commercial | Restaurant | Existing | Food Preparation | Natural Gas | Steamer | Codes & Standards Forecast | Avg. Replacement Summer Demand (kW) | 0 | 0 | 0 | 0 | 0 | 0 | 0 | 0 | 0 | 0 | 0 | 0 | 0 | 0 | 0 | 0 | 0 | 0 | 0 | 0 | 0 | 0 | 0 | 0 | 0 | 0 | 0 | 0 | 0 | 0 | 0 | 0 | 0
F8_Commercial_Restaurant_Existing_Food Preparation_Natural Gas_Steamer_Codes & Standards Forecast | F8 | Commercial | Restaurant | Existing | Food Preparation | Natural Gas | Steamer | Codes & Standards Forecast | Avg. Replacement Winter Demand (kW) | 0 | 0 | 0 | 0 | 0 | 0 | 0 | 0 | 0 | 0 | 0 | 0 | 0 | 0 | 0 | 0 | 0 | 0 | 0 | 0 | 0 | 0 | 0 | 0 | 0 | 0 | 0 | 0 | 0 | 0 | 0 | 0 | 0
F1_Commercial_Restaurant_Existing_Food Preparation_Natural Gas_Food Prep Other_Codes & Standards Forecast | F1 | Commercial | Restaurant | Existing | Food Preparation | Natural Gas | Food Prep Other | Codes & Standards Forecast | Units | 2863.2945 | 2848.7267 | 2834.1589 | 2816.5664 | 2882.3774 | 2874.6312 | 2867.7929 | 2861.6337 | 2855.6833 | 2849.7698 | 2843.8266 | 2837.8915 | 2832.0069 | 2826.1875 | 2820.3967 | 2814.6288 | 2808.8557 | 2803.1477 | 2797.5849 | 2792.1827 | 2786.8594 | 2781.5222 | 2776.143 | 2770.714 | 2765.2304 | 2759.7116 | 2754.1645 | 2748.6012 | 2743.0175 | 2737.4173 | 2731.7881 | 2726.1421 | 2763.3141
F2_Commercial_Restaurant_Existing_Food Preparation_Natural Gas_Food Prep Other_Codes & Standards Forecast | F2 | Commercial | Restaurant | Existing | Food Preparation | Natural Gas | Food Prep Other | Codes & Standards Forecast | Usage (MMtherm) | 0.00093074 | 0.0008944 | 0.00099125 | 0.00096697 | 0.00098956 | 0.0009869 | 0.00098456 | 0.00098244 | 0.0009804 | 0.00097837 | 0.00097633 | 0.00097429 | 0.00097227 | 0.00097027 | 0.00096828 | 0.0009663 | 0.00096432 | 0.00096236 | 0.00096045 | 0.0009586 | 0.00095677 | 0.00095494 | 0.00095309 | 0.00095123 | 0.00094935 | 0.00094745 | 0.00094555 | 0.00094364 | 0.00094172 | 0.0009398 | 0.00093786 | 0.00093593 | 0.00094869
F3_Commercial_Restaurant_Existing_Food Preparation_Natural Gas_Food Prep Other_Codes & Standards Forecast | F3 | Commercial | Restaurant | Existing | Food Preparation | Natural Gas | Food Prep Other | Codes & Standards Forecast | Summer Peak Demand (MW) | 0 | 0 | 0 | 0 | 0 | 0 | 0 | 0 | 0 | 0 | 0 | 0 | 0 | 0 | 0 | 0 | 0 | 0 | 0 | 0 | 0 | 0 | 0 | 0 | 0 | 0 | 0 | 0 | 0 | 0 | 0 | 0 | 0
F4_Commercial_Restaurant_Existing_Food Preparation_Natural Gas_Food Prep Other_Codes & Standards Forecast | F4 | Commercial | Restaurant | Existing | Food Preparation | Natural Gas | Food Prep Other | Codes & Standards Forecast | Winter Peak Demand (MW) | 0 | 0 | 0 | 0 | 0 | 0 | 0 | 0 | 0 | 0 | 0 | 0 | 0 | 0 | 0 | 0 | 0 | 0 | 0 | 0 | 0 | 0 | 0 | 0 | 0 | 0 | 0 | 0 | 0 | 0 | 0 | 0 | 0
F5_Commercial_Restaurant_Existing_Food Preparation_Natural Gas_Food Prep Other_Codes & Standards Forecast | F5 | Commercial | Restaurant | Existing | Food Preparation | Natural Gas | Food Prep Other | Codes & Standards Forecast | Turnover | 0 | 113.9491 | 147.3763 | 173.5005 | 260.9427 | 211.8658 | 225.1357 | 235.6477 | 243.9358 | 250.4386 | 222.1642 | 206.2006 | 198.7122 | 209.8142 | 209.0812 | 239.955 | 246.4647 | 251.554 | 272.2625 | 248.6977 | 242.5862 | 235.533 | 231.5188 | 227.7186 | 221.8891 | 221.6362 | 224.5841 | 235.738 | 236.9937 | 244.8447 | 243.5225 | 241.3103 | 280.4488
F6_Commercial_Restaurant_Existing_Food Preparation_Natural Gas_Food Prep Other_Codes & Standards Forecast | F6 | Commercial | Restaurant | Existing | Food Preparation | Natural Gas | Food Prep Other | Codes & Standards Forecast | Avg. Replacement Usage (kWh) | 0.32506 | 0.31396 | 0.34975 | 0.34332 | 0.34332 | 0.34332 | 0.34332 | 0.34332 | 0.34332 | 0.34332 | 0.34332 | 0.34332 | 0.34332 | 0.34332 | 0.34332 | 0.34332 | 0.34332 | 0.34332 | 0.34332 | 0.34332 | 0.34332 | 0.34332 | 0.34332 | 0.34332 | 0.34332 | 0.34332 | 0.34332 | 0.34332 | 0.34332 | 0.34332 | 0.34332 | 0.34332 | 0.34332
F7_Commercial_Restaurant_Existing_Food Preparation_Natural Gas_Food Prep Other_Codes & Standards Forecast | F7 | Commercial | Restaurant | Existing | Food Preparation | Natural Gas | Food Prep Other | Codes & Standards Forecast | Avg. Replacement Summer Demand (kW) | 0 | 0 | 0 | 0 | 0 | 0 | 0 | 0 | 0 | 0 | 0 | 0 | 0 | 0 | 0 | 0 | 0 | 0 | 0 | 0 | 0 | 0 | 0 | 0 | 0 | 0 | 0 | 0 | 0 | 0 | 0 | 0 | 0
F8_Commercial_Restaurant_Existing_Food Preparation_Natural Gas_Food Prep Other_Codes & Standards Forecast | F8 | Commercial | Restaurant | Existing | Food Preparation | Natural Gas | Food Prep Other | Codes & Standards Forecast | Avg. Replacement Winter Demand (kW) | 0 | 0 | 0 | 0 | 0 | 0 | 0 | 0 | 0 | 0 | 0 | 0 | 0 | 0 | 0 | 0 | 0 | 0 | 0 | 0 | 0 | 0 | 0 | 0 | 0 | 0 | 0 | 0 | 0 | 0 | 0 | 0 | 0
F1_Commercial_Restaurant_Existing_Miscellaneous_Natural Gas_Pool Heater_Codes & Standards Forecast | F1 | Commercial | Restaurant | Existing | Miscellaneous | Natural Gas | Pool Heater | Codes & Standards Forecast | Units | 0 | 0 | 0 | 0 | 0 | 0 | 0 | 0 | 0 | 0 | 0 | 0 | 0 | 0 | 0 | 0 | 0 | 0 | 0 | 0 | 0 | 0 | 0 | 0 | 0 | 0 | 0 | 0 | 0 | 0 | 0 | 0 | 0
F2_Commercial_Restaurant_Existing_Miscellaneous_Natural Gas_Pool Heater_Codes & Standards Forecast | F2 | Commercial | Restaurant | Existing | Miscellaneous | Natural Gas | Pool Heater | Codes & Standards Forecast | Usage (MMtherm) | 0 | 0 | 0 | 0 | 0 | 0 | 0 | 0 | 0 | 0 | 0 | 0 | 0 | 0 | 0 | 0 | 0 | 0 | 0 | 0 | 0 | 0 | 0 | 0 | 0 | 0 | 0 | 0 | 0 | 0 | 0 | 0 | 0
F3_Commercial_Restaurant_Existing_Miscellaneous_Natural Gas_Pool Heater_Codes & Standards Forecast | F3 | Commercial | Restaurant | Existing | Miscellaneous | Natural Gas | Pool Heater | Codes & Standards Forecast | Summer Peak Demand (MW) | 0 | 0 | 0 | 0 | 0 | 0 | 0 | 0 | 0 | 0 | 0 | 0 | 0 | 0 | 0 | 0 | 0 | 0 | 0 | 0 | 0 | 0 | 0 | 0 | 0 | 0 | 0 | 0 | 0 | 0 | 0 | 0 | 0
F4_Commercial_Restaurant_Existing_Miscellaneous_Natural Gas_Pool Heater_Codes & Standards Forecast | F4 | Commercial | Restaurant | Existing | Miscellaneous | Natural Gas | Pool Heater | Codes & Standards Forecast | Winter Peak Demand (MW) | 0 | 0 | 0 | 0 | 0 | 0 | 0 | 0 | 0 | 0 | 0 | 0 | 0 | 0 | 0 | 0 | 0 | 0 | 0 | 0 | 0 | 0 | 0 | 0 | 0 | 0 | 0 | 0 | 0 | 0 | 0 | 0 | 0
F5_Commercial_Restaurant_Existing_Miscellaneous_Natural Gas_Pool Heater_Codes & Standards Forecast | F5 | Commercial | Restaurant | Existing | Miscellaneous | Natural Gas | Pool Heater | Codes & Standards Forecast | Turnover | 0 | 0 | 0 | 0 | 0 | 0 | 0 | 0 | 0 | 0 | 0 | 0 | 0 | 0 | 0 | 0 | 0 | 0 | 0 | 0 | 0 | 0 | 0 | 0 | 0 | 0 | 0 | 0 | 0 | 0 | 0 | 0 | 0
F6_Commercial_Restaurant_Existing_Miscellaneous_Natural Gas_Pool Heater_Codes & Standards Forecast | F6 | Commercial | Restaurant | Existing | Miscellaneous | Natural Gas | Pool Heater | Codes & Standards Forecast | Avg. Replacement Usage (kWh) | 0.010152 | 0.0098057 | 0.010923 | 0.010722 | 0.010722 | 0.010722 | 0.010722 | 0.010722 | 0.010722 | 0.010722 | 0.010722 | 0.010722 | 0.010722 | 0.010722 | 0.010722 | 0.010722 | 0.010722 | 0.010722 | 0.010722 | 0.010722 | 0.010722 | 0.010722 | 0.010722 | 0.010722 | 0.010722 | 0.010722 | 0.010722 | 0.010722 | 0.010722 | 0.010722 | 0.010722 | 0.010722 | 0.010722
F7_Commercial_Restaurant_Existing_Miscellaneous_Natural Gas_Pool Heater_Codes & Standards Forecast | F7 | Commercial | Restaurant | Existing | Miscellaneous | Natural Gas | Pool Heater | Codes & Standards Forecast | Avg. Replacement Summer Demand (kW) | 0 | 0 | 0 | 0 | 0 | 0 | 0 | 0 | 0 | 0 | 0 | 0 | 0 | 0 | 0 | 0 | 0 | 0 | 0 | 0 | 0 | 0 | 0 | 0 | 0 | 0 | 0 | 0 | 0 | 0 | 0 | 0 | 0
F8_Commercial_Restaurant_Existing_Miscellaneous_Natural Gas_Pool Heater_Codes & Standards Forecast | F8 | Commercial | Restaurant | Existing | Miscellaneous | Natural Gas | Pool Heater | Codes & Standards Forecast | Avg. Replacement Winter Demand (kW) | 0 | 0 | 0 | 0 | 0 | 0 | 0 | 0 | 0 | 0 | 0 | 0 | 0 | 0 | 0 | 0 | 0 | 0 | 0 | 0 | 0 | 0 | 0 | 0 | 0 | 0 | 0 | 0 | 0 | 0 | 0 | 0 | 0
F1_Commercial_Restaurant_Existing_Miscellaneous_Natural Gas_Miscellaneous_Codes & Standards Forecast | F1 | Commercial | Restaurant | Existing | Miscellaneous | Natural Gas | Miscellaneous | Codes & Standards Forecast | Units | 903699.796 | 899101.9755 | 894504.1549 | 888951.6742 | 909722.6393 | 907277.8318 | 905119.5477 | 903175.6057 | 901297.5772 | 899431.1773 | 897555.4355 | 895682.2054 | 893824.9404 | 891988.2657 | 890160.5846 | 888340.1508 | 886518.0622 | 884716.5256 | 882960.8458 | 881255.8204 | 879575.717 | 877891.2117 | 876193.4552 | 874479.9555 | 872749.2469 | 871007.4507 | 869256.6835 | 867500.8205 | 865738.5076 | 863971.0243 | 862194.3434 | 860412.3967 | 872144.4475
F2_Commercial_Restaurant_Existing_Miscellaneous_Natural Gas_Miscellaneous_Codes & Standards Forecast | F2 | Commercial | Restaurant | Existing | Miscellaneous | Natural Gas | Miscellaneous | Codes & Standards Forecast | Usage (MMtherm) | 0.071733 | 0.068932 | 0.076397 | 0.074525 | 0.076267 | 0.076062 | 0.075881 | 0.075718 | 0.07556 | 0.075404 | 0.075247 | 0.075089 | 0.074934 | 0.07478 | 0.074627 | 0.074474 | 0.074321 | 0.07417 | 0.074023 | 0.07388 | 0.073739 | 0.073598 | 0.073456 | 0.073312 | 0.073167 | 0.073021 | 0.072874 | 0.072727 | 0.072579 | 0.072431 | 0.072282 | 0.072133 | 0.073116
F3_Commercial_Restaurant_Existing_Miscellaneous_Natural Gas_Miscellaneous_Codes & Standards Forecast | F3 | Commercial | Restaurant | Existing | Miscellaneous | Natural Gas | Miscellaneous | Codes & Standards Forecast | Summer Peak Demand (MW) | 0 | 0 | 0 | 0 | 0 | 0 | 0 | 0 | 0 | 0 | 0 | 0 | 0 | 0 | 0 | 0 | 0 | 0 | 0 | 0 | 0 | 0 | 0 | 0 | 0 | 0 | 0 | 0 | 0 | 0 | 0 | 0 | 0
F4_Commercial_Restaurant_Existing_Miscellaneous_Natural Gas_Miscellaneous_Codes & Standards Forecast | F4 | Commercial | Restaurant | Existing | Miscellaneous | Natural Gas | Miscellaneous | Codes & Standards Forecast | Winter Peak Demand (MW) | 0 | 0 | 0 | 0 | 0 | 0 | 0 | 0 | 0 | 0 | 0 | 0 | 0 | 0 | 0 | 0 | 0 | 0 | 0 | 0 | 0 | 0 | 0 | 0 | 0 | 0 | 0 | 0 | 0 | 0 | 0 | 0 | 0
F5_Commercial_Restaurant_Existing_Miscellaneous_Natural Gas_Miscellaneous_Codes & Standards Forecast | F5 | Commercial | Restaurant | Existing | Miscellaneous | Natural Gas | Miscellaneous | Codes & Standards Forecast | Turnover | 0 | 77065.8836 | 91275.9342 | 103149.4946 | 120069.9401 | 97808.326 | 98297.3562 | 101103.3251 | 100360.314 | 99799.2175 | 99717.2463 | 121398.9805 | 122163.3808 | 122207.1324 | 126594.0228 | 119373.4318 | 119667.2637 | 121198.8386 | 120476.5745 | 119959.226 | 119875.698 | 125917.0192 | 125048.9553 | 124085.293 | 125355.7915 | 123003.0189 | 122993.72 | 123517.5416 | 122985.0406 | 122582.9005 | 122433.8763 | 123978.328 | 135260.2116
F6_Commercial_Restaurant_Existing_Miscellaneous_Natural Gas_Miscellaneous_Codes & Standards Forecast | F6 | Commercial | Restaurant | Existing | Miscellaneous | Natural Gas | Miscellaneous | Codes & Standards Forecast | Avg. Replacement Usage (kWh) | 0.079377 | 0.076668 | 0.085407 | 0.083835 | 0.083835 | 0.083835 | 0.083835 | 0.083835 | 0.083835 | 0.083835 | 0.083835 | 0.083835 | 0.083835 | 0.083835 | 0.083835 | 0.083835 | 0.083835 | 0.083835 | 0.083835 | 0.083835 | 0.083835 | 0.083835 | 0.083835 | 0.083835 | 0.083835 | 0.083835 | 0.083835 | 0.083835 | 0.083835 | 0.083835 | 0.083835 | 0.083835 | 0.083835
F7_Commercial_Restaurant_Existing_Miscellaneous_Natural Gas_Miscellaneous_Codes & Standards Forecast | F7 | Commercial | Restaurant | Existing | Miscellaneous | Natural Gas | Miscellaneous | Codes & Standards Forecast | Avg. Replacement Summer Demand (kW) | 0 | 0 | 0 | 0 | 0 | 0 | 0 | 0 | 0 | 0 | 0 | 0 | 0 | 0 | 0 | 0 | 0 | 0 | 0 | 0 | 0 | 0 | 0 | 0 | 0 | 0 | 0 | 0 | 0 | 0 | 0 | 0 | 0
F8_Commercial_Restaurant_Existing_Miscellaneous_Natural Gas_Miscellaneous_Codes & Standards Forecast | F8 | Commercial | Restaurant | Existing | Miscellaneous | Natural Gas | Miscellaneous | Codes & Standards Forecast | Avg. Replacement Winter Demand (kW) | 0 | 0 | 0 | 0 | 0 | 0 | 0 | 0 | 0 | 0 | 0 | 0 | 0 | 0 | 0 | 0 | 0 | 0 | 0 | 0 | 0 | 0 | 0 | 0 | 0 | 0 | 0 | 0 | 0 | 0 | 0 | 0 | 0
F1_Commercial_Restaurant_New_Space Heating_Natural Gas_Furnace_Codes & Standards Forecast | F1 | Commercial | Restaurant | New | Space Heating | Natural Gas | Furnace | Codes & Standards Forecast | Units | 0 | 0 | 0 | 0 | 0 | 0 | 0 | 0 | 0 | 0 | 0 | 0 | 0 | 0 | 0 | 0 | 0 | 0 | 0 | 0 | 0 | 0 | 0 | 0 | 0 | 0 | 0 | 0 | 0 | 0 | 0 | 0 | 0
F2_Commercial_Restaurant_New_Space Heating_Natural Gas_Furnace_Codes & Standards Forecast | F2 | Commercial | Restaurant | New | Space Heating | Natural Gas | Furnace | Codes & Standards Forecast | Usage (MMtherm) | 0 | 0 | 0 | 0 | 0 | 0 | 0 | 0 | 0 | 0 | 0 | 0 | 0 | 0 | 0 | 0 | 0 | 0 | 0 | 0 | 0 | 0 | 0 | 0 | 0 | 0 | 0 | 0 | 0 | 0 | 0 | 0 | 0
F3_Commercial_Restaurant_New_Space Heating_Natural Gas_Furnace_Codes & Standards Forecast | F3 | Commercial | Restaurant | New | Space Heating | Natural Gas | Furnace | Codes & Standards Forecast | Summer Peak Demand (MW) | 0 | 0 | 0 | 0 | 0 | 0 | 0 | 0 | 0 | 0 | 0 | 0 | 0 | 0 | 0 | 0 | 0 | 0 | 0 | 0 | 0 | 0 | 0 | 0 | 0 | 0 | 0 | 0 | 0 | 0 | 0 | 0 | 0
F4_Commercial_Restaurant_New_Space Heating_Natural Gas_Furnace_Codes & Standards Forecast | F4 | Commercial | Restaurant | New | Space Heating | Natural Gas | Furnace | Codes & Standards Forecast | Winter Peak Demand (MW) | 0 | 0 | 0 | 0 | 0 | 0 | 0 | 0 | 0 | 0 | 0 | 0 | 0 | 0 | 0 | 0 | 0 | 0 | 0 | 0 | 0 | 0 | 0 | 0 | 0 | 0 | 0 | 0 | 0 | 0 | 0 | 0 | 0
F5_Commercial_Restaurant_New_Space Heating_Natural Gas_Furnace_Codes & Standards Forecast | F5 | Commercial | Restaurant | New | Space Heating | Natural Gas | Furnace | Codes & Standards Forecast | Turnover | 0 | 0 | 0 | 0 | 0 | 0 | 0 | 0 | 0 | 0 | 0 | 0 | 0 | 0 | 0 | 0 | 0 | 0 | 0 | 0 | 0 | 0 | 0 | 0 | 0 | 0 | 0 | 0 | 0 | 0 | 0 | 0 | 0
F6_Commercial_Restaurant_New_Space Heating_Natural Gas_Furnace_Codes & Standards Forecast | F6 | Commercial | Restaurant | New | Space Heating | Natural Gas | Furnace | Codes & Standards Forecast | Avg. Replacement Usage (kWh) | 0.65707 | 0.63464 | 0.70324 | 0.68662 | 0.68295 | 0.61059 | 0.60728 | 0.60398 | 0.60068 | 0.59738 | 0.59408 | 0.59078 | 0.58748 | 0.58418 | 0.58087 | 0.57757 | 0.57427 | 0.57097 | 0.56767 | 0.56437 | 0.56107 | 0.55778 | 0.55447 | 0.55117 | 0.54787 | 0.54458 | 0.54128 | 0.53798 | 0.53468 | 0.53138 | 0.52808 | 0.52478 | 0.52478
F7_Commercial_Restaurant_New_Space Heating_Natural Gas_Furnace_Codes & Standards Forecast | F7 | Commercial | Restaurant | New | Space Heating | Natural Gas | Furnace | Codes & Standards Forecast | Avg. Replacement Summer Demand (kW) | 0 | 0 | 0 | 0 | 0 | 0 | 0 | 0 | 0 | 0 | 0 | 0 | 0 | 0 | 0 | 0 | 0 | 0 | 0 | 0 | 0 | 0 | 0 | 0 | 0 | 0 | 0 | 0 | 0 | 0 | 0 | 0 | 0
F8_Commercial_Restaurant_New_Space Heating_Natural Gas_Furnace_Codes & Standards Forecast | F8 | Commercial | Restaurant | New | Space Heating | Natural Gas | Furnace | Codes & Standards Forecast | Avg. Replacement Winter Demand (kW) | 0 | 0 | 0 | 0 | 0 | 0 | 0 | 0 | 0 | 0 | 0 | 0 | 0 | 0 | 0 | 0 | 0 | 0 | 0 | 0 | 0 | 0 | 0 | 0 | 0 | 0 | 0 | 0 | 0 | 0 | 0 | 0 | 0
F1_Commercial_Restaurant_New_Space Heating_Natural Gas_Boiler_Codes & Standards Forecast | F1 | Commercial | Restaurant | New | Space Heating | Natural Gas | Boiler | Codes & Standards Forecast | Units | 0 | 0 | 0 | 0 | 0 | 0 | 0 | 0 | 0 | 0 | 0 | 0 | 0 | 0 | 0 | 0 | 0 | 0 | 0 | 0 | 0 | 0 | 0 | 0 | 0 | 0 | 0 | 0 | 0 | 0 | 0 | 0 | 0
F2_Commercial_Restaurant_New_Space Heating_Natural Gas_Boiler_Codes & Standards Forecast | F2 | Commercial | Restaurant | New | Space Heating | Natural Gas | Boiler | Codes & Standards Forecast | Usage (MMtherm) | 0 | 0 | 0 | 0 | 0 | 0 | 0 | 0 | 0 | 0 | 0 | 0 | 0 | 0 | 0 | 0 | 0 | 0 | 0 | 0 | 0 | 0 | 0 | 0 | 0 | 0 | 0 | 0 | 0 | 0 | 0 | 0 | 0
F3_Commercial_Restaurant_New_Space Heating_Natural Gas_Boiler_Codes & Standards Forecast | F3 | Commercial | Restaurant | New | Space Heating | Natural Gas | Boiler | Codes & Standards Forecast | Summer Peak Demand (MW) | 0 | 0 | 0 | 0 | 0 | 0 | 0 | 0 | 0 | 0 | 0 | 0 | 0 | 0 | 0 | 0 | 0 | 0 | 0 | 0 | 0 | 0 | 0 | 0 | 0 | 0 | 0 | 0 | 0 | 0 | 0 | 0 | 0
F4_Commercial_Restaurant_New_Space Heating_Natural Gas_Boiler_Codes & Standards Forecast | F4 | Commercial | Restaurant | New | Space Heating | Natural Gas | Boiler | Codes & Standards Forecast | Winter Peak Demand (MW) | 0 | 0 | 0 | 0 | 0 | 0 | 0 | 0 | 0 | 0 | 0 | 0 | 0 | 0 | 0 | 0 | 0 | 0 | 0 | 0 | 0 | 0 | 0 | 0 | 0 | 0 | 0 | 0 | 0 | 0 | 0 | 0 | 0
F5_Commercial_Restaurant_New_Space Heating_Natural Gas_Boiler_Codes & Standards Forecast | F5 | Commercial | Restaurant | New | Space Heating | Natural Gas | Boiler | Codes & Standards Forecast | Turnover | 0 | 0 | 0 | 0 | 0 | 0 | 0 | 0 | 0 | 0 | 0 | 0 | 0 | 0 | 0 | 0 | 0 | 0 | 0 | 0 | 0 | 0 | 0 | 0 | 0 | 0 | 0 | 0 | 0 | 0 | 0 | 0 | 0
F6_Commercial_Restaurant_New_Space Heating_Natural Gas_Boiler_Codes & Standards Forecast | F6 | Commercial | Restaurant | New | Space Heating | Natural Gas | Boiler | Codes & Standards Forecast | Avg. Replacement Usage (kWh) | 3.435 | 3.3177 | 3.6763 | 3.5894 | 3.5702 | 3.0222 | 3.0058 | 2.9895 | 2.9731 | 2.9568 | 2.9405 | 2.9241 | 2.9078 | 2.8915 | 2.8751 | 2.8588 | 2.8424 | 2.8261 | 2.8097 | 2.7934 | 2.7771 | 2.7608 | 2.7444 | 2.7281 | 2.7118 | 2.6955 | 2.6791 | 2.6628 | 2.6465 | 2.6302 | 2.6138 | 2.5975 | 2.5975
F7_Commercial_Restaurant_New_Space Heating_Natural Gas_Boiler_Codes & Standards Forecast | F7 | Commercial | Restaurant | New | Space Heating | Natural Gas | Boiler | Codes & Standards Forecast | Avg. Replacement Summer Demand (kW) | 0 | 0 | 0 | 0 | 0 | 0 | 0 | 0 | 0 | 0 | 0 | 0 | 0 | 0 | 0 | 0 | 0 | 0 | 0 | 0 | 0 | 0 | 0 | 0 | 0 | 0 | 0 | 0 | 0 | 0 | 0 | 0 | 0
F8_Commercial_Restaurant_New_Space Heating_Natural Gas_Boiler_Codes & Standards Forecast | F8 | Commercial | Restaurant | New | Space Heating | Natural Gas | Boiler | Codes & Standards Forecast | Avg. Replacement Winter Demand (kW) | 0 | 0 | 0 | 0 | 0 | 0 | 0 | 0 | 0 | 0 | 0 | 0 | 0 | 0 | 0 | 0 | 0 | 0 | 0 | 0 | 0 | 0 | 0 | 0 | 0 | 0 | 0 | 0 | 0 | 0 | 0 | 0 | 0
F1_Commercial_Restaurant_New_Space Heating_Natural Gas_Unit Heater_Codes & Standards Forecast | F1 | Commercial | Restaurant | New | Space Heating | Natural Gas | Unit Heater | Codes & Standards Forecast | Units | 0 | 12.8124 | 74.6114 | 114.1052 | 161.326 | 209.9914 | 258.9013 | 301.2326 | 342.9707 | 385.6858 | 429.0962 | 472.1767 | 514.5835 | 556.4122 | 598.3014 | 640.0639 | 682.0684 | 723.093 | 762.488 | 800.612 | 838.7547 | 877.6697 | 917.0919 | 956.9312 | 997.1985 | 1037.5793 | 1078.1179 | 1118.6839 | 1159.4287 | 1200.2624 | 1241.4 | 1282.5674 | 1300.0557
F2_Commercial_Restaurant_New_Space Heating_Natural Gas_Unit Heater_Codes & Standards Forecast | F2 | Commercial | Restaurant | New | Space Heating | Natural Gas | Unit Heater | Codes & Standards Forecast | Usage (MMtherm) | 0 | 4.167e-06 | 2.6888e-05 | 4.015e-05 | 5.6461e-05 | 7.1402e-05 | 8.6254e-05 | 9.8902e-05 | 0.00011122 | 0.0001237 | 0.00013625 | 0.00014849 | 0.00016009 | 0.00017124 | 0.00018212 | 0.00019292 | 0.00020373 | 0.00021418 | 0.00022396 | 0.00023284 | 0.00024195 | 0.00025115 | 0.00026088 | 0.00027059 | 0.00028029 | 0.00028989 | 0.00029939 | 0.00030876 | 0.00031804 | 0.00032721 | 0.00033632 | 0.00034531 | 0.00035001
F3_Commercial_Restaurant_New_Space Heating_Natural Gas_Unit Heater_Codes & Standards Forecast | F3 | Commercial | Restaurant | New | Space Heating | Natural Gas | Unit Heater | Codes & Standards Forecast | Summer Peak Demand (MW) | 0 | 0 | 0 | 0 | 0 | 0 | 0 | 0 | 0 | 0 | 0 | 0 | 0 | 0 | 0 | 0 | 0 | 0 | 0 | 0 | 0 | 0 | 0 | 0 | 0 | 0 | 0 | 0 | 0 | 0 | 0 | 0 | 0
F4_Commercial_Restaurant_New_Space Heating_Natural Gas_Unit Heater_Codes & Standards Forecast | F4 | Commercial | Restaurant | New | Space Heating | Natural Gas | Unit Heater | Codes & Standards Forecast | Winter Peak Demand (MW) | 0 | 0 | 0 | 0 | 0 | 0 | 0 | 0 | 0 | 0 | 0 | 0 | 0 | 0 | 0 | 0 | 0 | 0 | 0 | 0 | 0 | 0 | 0 | 0 | 0 | 0 | 0 | 0 | 0 | 0 | 0 | 0 | 0
F5_Commercial_Restaurant_New_Space Heating_Natural Gas_Unit Heater_Codes & Standards Forecast | F5 | Commercial | Restaurant | New | Space Heating | Natural Gas | Unit Heater | Codes & Standards Forecast | Turnover | 0 | 12.8124 | 61.799 | 39.4939 | 47.2208 | 48.6653 | 48.9099 | 42.3314 | 41.7381 | 42.7151 | 43.4104 | 44.9109 | 52.804 | 56.3827 | 61.1098 | 65.1895 | 69.072 | 70.2726 | 74.1603 | 88.2975 | 80.8513 | 84.1896 | 86.1933 | 88.0547 | 88.4081 | 90.7842 | 93.8936 | 96.5403 | 99.7545 | 106.327 | 109.8675 | 113.4832 | 92.9752
F6_Commercial_Restaurant_New_Space Heating_Natural Gas_Unit Heater_Codes & Standards Forecast | F6 | Commercial | Restaurant | New | Space Heating | Natural Gas | Unit Heater | Codes & Standards Forecast | Avg. Replacement Usage (kWh) | 0.33672 | 0.32523 | 0.36038 | 0.35186 | 0.34998 | 0.31325 | 0.31156 | 0.30986 | 0.30817 | 0.30648 | 0.30478 | 0.30309 | 0.30139 | 0.2997 | 0.29801 | 0.29631 | 0.29462 | 0.29293 | 0.29123 | 0.28954 | 0.28785 | 0.28616 | 0.28446 | 0.28277 | 0.28108 | 0.27939 | 0.27769 | 0.276 | 0.27431 | 0.27262 | 0.27092 | 0.26923 | 0.26923
F7_Commercial_Restaurant_New_Space Heating_Natural Gas_Unit Heater_Codes & Standards Forecast | F7 | Commercial | Restaurant | New | Space Heating | Natural Gas | Unit Heater | Codes & Standards Forecast | Avg. Replacement Summer Demand (kW) | 0 | 0 | 0 | 0 | 0 | 0 | 0 | 0 | 0 | 0 | 0 | 0 | 0 | 0 | 0 | 0 | 0 | 0 | 0 | 0 | 0 | 0 | 0 | 0 | 0 | 0 | 0 | 0 | 0 | 0 | 0 | 0 | 0
F8_Commercial_Restaurant_New_Space Heating_Natural Gas_Unit Heater_Codes & Standards Forecast | F8 | Commercial | Restaurant | New | Space Heating | Natural Gas | Unit Heater | Codes & Standards Forecast | Avg. Replacement Winter Demand (kW) | 0 | 0 | 0 | 0 | 0 | 0 | 0 | 0 | 0 | 0 | 0 | 0 | 0 | 0 | 0 | 0 | 0 | 0 | 0 | 0 | 0 | 0 | 0 | 0 | 0 | 0 | 0 | 0 | 0 | 0 | 0 | 0 | 0
F1_Commercial_Restaurant_New_Water Heating_Natural Gas_Water Heater_Codes & Standards Forecast | F1 | Commercial | Restaurant | New | Water Heating | Natural Gas | Water Heater | Codes & Standards Forecast | Units | 0 | 905.9339 | 5275.5895 | 8068.1055 | 11406.9734 | 14847.9822 | 18306.2826 | 21299.4305 | 24250.6309 | 27270.9087 | 30340.3496 | 33386.4724 | 36384.9509 | 39342.5583 | 42304.441 | 45257.3659 | 48227.4036 | 51128.1515 | 53913.6804 | 56609.3334 | 59306.3107 | 62057.8984 | 64845.3465 | 67662.2877 | 70509.492 | 73364.7183 | 76231.1066 | 79099.4256 | 81980.398 | 84867.6505 | 87776.3845 | 90687.2329 | 91923.7878
F2_Commercial_Restaurant_New_Water Heating_Natural Gas_Water Heater_Codes & Standards Forecast | F2 | Commercial | Restaurant | New | Water Heating | Natural Gas | Water Heater | Codes & Standards Forecast | Usage (MMtherm) | 0 | 0.0010431 | 0.006767 | 0.010158 | 0.014362 | 0.018695 | 0.023049 | 0.026818 | 0.030534 | 0.034337 | 0.038201 | 0.042037 | 0.045812 | 0.049536 | 0.053265 | 0.056983 | 0.060723 | 0.064375 | 0.067882 | 0.071276 | 0.074672 | 0.078137 | 0.081646 | 0.085193 | 0.088778 | 0.092373 | 0.095982 | 0.099594 | 0.10322 | 0.10686 | 0.11052 | 0.11418 | 0.11574
F3_Commercial_Restaurant_New_Water Heating_Natural Gas_Water Heater_Codes & Standards Forecast | F3 | Commercial | Restaurant | New | Water Heating | Natural Gas | Water Heater | Codes & Standards Forecast | Summer Peak Demand (MW) | 0 | 0 | 0 | 0 | 0 | 0 | 0 | 0 | 0 | 0 | 0 | 0 | 0 | 0 | 0 | 0 | 0 | 0 | 0 | 0 | 0 | 0 | 0 | 0 | 0 | 0 | 0 | 0 | 0 | 0 | 0 | 0 | 0
F4_Commercial_Restaurant_New_Water Heating_Natural Gas_Water Heater_Codes & Standards Forecast | F4 | Commercial | Restaurant | New | Water Heating | Natural Gas | Water Heater | Codes & Standards Forecast | Winter Peak Demand (MW) | 0 | 0 | 0 | 0 | 0 | 0 | 0 | 0 | 0 | 0 | 0 | 0 | 0 | 0 | 0 | 0 | 0 | 0 | 0 | 0 | 0 | 0 | 0 | 0 | 0 | 0 | 0 | 0 | 0 | 0 | 0 | 0 | 0
F5_Commercial_Restaurant_New_Water Heating_Natural Gas_Water Heater_Codes & Standards Forecast | F5 | Commercial | Restaurant | New | Water Heating | Natural Gas | Water Heater | Codes & Standards Forecast | Turnover | 0 | 905.9339 | 4369.6556 | 2792.516 | 3338.8679 | 3441.0088 | 3458.3004 | 2993.1479 | 2951.2004 | 3020.2778 | 3250.6276 | 4065.0034 | 4372.0861 | 4724.2671 | 5063.4122 | 5563.2937 | 6564.9563 | 5953.4851 | 5974.9971 | 5924.1287 | 6097.2915 | 6224.3193 | 6499.4905 | 6817.3658 | 7220.5876 | 7880.4079 | 8157.7305 | 8388.7142 | 8571.0193 | 8789.7891 | 9138.207 | 9034.0314 | 7504.2138
F6_Commercial_Restaurant_New_Water Heating_Natural Gas_Water Heater_Codes & Standards Forecast | F6 | Commercial | Restaurant | New | Water Heating | Natural Gas | Water Heater | Codes & Standards Forecast | Avg. Replacement Usage (kWh) | 1.1921 | 1.1515 | 1.2827 | 1.2591 | 1.2591 | 1.2591 | 1.2591 | 1.2591 | 1.2591 | 1.2591 | 1.2591 | 1.2591 | 1.2591 | 1.2591 | 1.2591 | 1.2591 | 1.2591 | 1.2591 | 1.2591 | 1.2591 | 1.2591 | 1.2591 | 1.2591 | 1.2591 | 1.2591 | 1.2591 | 1.2591 | 1.2591 | 1.2591 | 1.2591 | 1.2591 | 1.2591 | 1.2591
F7_Commercial_Restaurant_New_Water Heating_Natural Gas_Water Heater_Codes & Standards Forecast | F7 | Commercial | Restaurant | New | Water Heating | Natural Gas | Water Heater | Codes & Standards Forecast | Avg. Replacement Summer Demand (kW) | 0 | 0 | 0 | 0 | 0 | 0 | 0 | 0 | 0 | 0 | 0 | 0 | 0 | 0 | 0 | 0 | 0 | 0 | 0 | 0 | 0 | 0 | 0 | 0 | 0 | 0 | 0 | 0 | 0 | 0 | 0 | 0 | 0
F8_Commercial_Restaurant_New_Water Heating_Natural Gas_Water Heater_Codes & Standards Forecast | F8 | Commercial | Restaurant | New | Water Heating | Natural Gas | Water Heater | Codes & Standards Forecast | Avg. Replacement Winter Demand (kW) | 0 | 0 | 0 | 0 | 0 | 0 | 0 | 0 | 0 | 0 | 0 | 0 | 0 | 0 | 0 | 0 | 0 | 0 | 0 | 0 | 0 | 0 | 0 | 0 | 0 | 0 | 0 | 0 | 0 | 0 | 0 | 0 | 0
F1_Commercial_Restaurant_New_Food Preparation_Natural Gas_Oven_Codes & Standards Forecast | F1 | Commercial | Restaurant | New | Food Preparation | Natural Gas | Oven | Codes & Standards Forecast | Units | 0 | 233.1367 | 1357.6415 | 2076.2788 | 2935.5165 | 3821.0396 | 4711.0126 | 5481.2813 | 6240.7551 | 7018.0056 | 7807.9079 | 8591.8094 | 9363.45 | 10124.5726 | 10886.7954 | 11646.713 | 12411.0345 | 13157.5247 | 13874.3639 | 14568.0741 | 15262.1251 | 15970.2298 | 16687.563 | 17412.486 | 18145.197 | 18879.9724 | 19617.6204 | 20355.7651 | 21097.1662 | 21840.1834 | 22588.7287 | 23337.8182 | 23656.0382
F2_Commercial_Restaurant_New_Food Preparation_Natural Gas_Oven_Codes & Standards Forecast | F2 | Commercial | Restaurant | New | Food Preparation | Natural Gas | Oven | Codes & Standards Forecast | Usage (MMtherm) | 0 | 0.00019145 | 0.0012419 | 0.0018644 | 0.0026359 | 0.0034311 | 0.0042302 | 0.0049218 | 0.0056038 | 0.0063017 | 0.007011 | 0.0077149 | 0.0084078 | 0.0090912 | 0.0097757 | 0.010458 | 0.011144 | 0.011815 | 0.012458 | 0.013081 | 0.013704 | 0.01434 | 0.014984 | 0.015635 | 0.016293 | 0.016953 | 0.017615 | 0.018278 | 0.018944 | 0.019611 | 0.020283 | 0.020956 | 0.021242
F3_Commercial_Restaurant_New_Food Preparation_Natural Gas_Oven_Codes & Standards Forecast | F3 | Commercial | Restaurant | New | Food Preparation | Natural Gas | Oven | Codes & Standards Forecast | Summer Peak Demand (MW) | 0 | 0 | 0 | 0 | 0 | 0 | 0 | 0 | 0 | 0 | 0 | 0 | 0 | 0 | 0 | 0 | 0 | 0 | 0 | 0 | 0 | 0 | 0 | 0 | 0 | 0 | 0 | 0 | 0 | 0 | 0 | 0 | 0
F4_Commercial_Restaurant_New_Food Preparation_Natural Gas_Oven_Codes & Standards Forecast | F4 | Commercial | Restaurant | New | Food Preparation | Natural Gas | Oven | Codes & Standards Forecast | Winter Peak Demand (MW) | 0 | 0 | 0 | 0 | 0 | 0 | 0 | 0 | 0 | 0 | 0 | 0 | 0 | 0 | 0 | 0 | 0 | 0 | 0 | 0 | 0 | 0 | 0 | 0 | 0 | 0 | 0 | 0 | 0 | 0 | 0 | 0 | 0
F5_Commercial_Restaurant_New_Food Preparation_Natural Gas_Oven_Codes & Standards Forecast | F5 | Commercial | Restaurant | New | Food Preparation | Natural Gas | Oven | Codes & Standards Forecast | Turnover | 0 | 233.1367 | 1124.5048 | 718.6373 | 859.2377 | 885.5231 | 889.973 | 770.2687 | 759.4738 | 777.2505 | 828.7584 | 1003.6991 | 1074.5781 | 1156.7768 | 1239.5219 | 1305.9956 | 1412.8288 | 1662.2564 | 1496.2493 | 1520.584 | 1557.7315 | 1608.1766 | 1626.782 | 1686.3713 | 1756.5451 | 1837.8168 | 1982.7146 | 2044.8562 | 2106.6981 | 2163.4792 | 2218.8448 | 2275.2845 | 1940.7218
F6_Commercial_Restaurant_New_Food Preparation_Natural Gas_Oven_Codes & Standards Forecast | F6 | Commercial | Restaurant | New | Food Preparation | Natural Gas | Oven | Codes & Standards Forecast | Avg. Replacement Usage (kWh) | 0.85019 | 0.82117 | 0.91477 | 0.89794 | 0.89794 | 0.89794 | 0.89794 | 0.89794 | 0.89794 | 0.89794 | 0.89794 | 0.89794 | 0.89794 | 0.89794 | 0.89794 | 0.89794 | 0.89794 | 0.89794 | 0.89794 | 0.89794 | 0.89794 | 0.89794 | 0.89794 | 0.89794 | 0.89794 | 0.89794 | 0.89794 | 0.89794 | 0.89794 | 0.89794 | 0.89794 | 0.89794 | 0.89794
F7_Commercial_Restaurant_New_Food Preparation_Natural Gas_Oven_Codes & Standards Forecast | F7 | Commercial | Restaurant | New | Food Preparation | Natural Gas | Oven | Codes & Standards Forecast | Avg. Replacement Summer Demand (kW) | 0 | 0 | 0 | 0 | 0 | 0 | 0 | 0 | 0 | 0 | 0 | 0 | 0 | 0 | 0 | 0 | 0 | 0 | 0 | 0 | 0 | 0 | 0 | 0 | 0 | 0 | 0 | 0 | 0 | 0 | 0 | 0 | 0
F8_Commercial_Restaurant_New_Food Preparation_Natural Gas_Oven_Codes & Standards Forecast | F8 | Commercial | Restaurant | New | Food Preparation | Natural Gas | Oven | Codes & Standards Forecast | Avg. Replacement Winter Demand (kW) | 0 | 0 | 0 | 0 | 0 | 0 | 0 | 0 | 0 | 0 | 0 | 0 | 0 | 0 | 0 | 0 | 0 | 0 | 0 | 0 | 0 | 0 | 0 | 0 | 0 | 0 | 0 | 0 | 0 | 0 | 0 | 0 | 0
F1_Commercial_Restaurant_New_Food Preparation_Natural Gas_Conveyor Oven_Codes & Standards Forecast | F1 | Commercial | Restaurant | New | Food Preparation | Natural Gas | Conveyor Oven | Codes & Standards Forecast | Units | 0 | 116.5683 | 678.8207 | 1038.1394 | 1467.7583 | 1910.5198 | 2355.5063 | 2740.6407 | 3120.3776 | 3509.0028 | 3903.954 | 4295.9047 | 4681.725 | 5062.2863 | 5443.3977 | 5823.3565 | 6205.5173 | 6578.7623 | 6937.1819 | 7284.0371 | 7631.0626 | 7985.1149 | 8343.7815 | 8706.243 | 9072.5985 | 9439.9862 | 9808.8102 | 10177.8826 | 10548.5831 | 10920.0917 | 11294.3644 | 11668.9091 | 11828.0191
F2_Commercial_Restaurant_New_Food Preparation_Natural Gas_Conveyor Oven_Codes & Standards Forecast | F2 | Commercial | Restaurant | New | Food Preparation | Natural Gas | Conveyor Oven | Codes & Standards Forecast | Usage (MMtherm) | 0 | 0.00014268 | 0.00092558 | 0.0013895 | 0.0019645 | 0.0025571 | 0.0031527 | 0.0036681 | 0.0041764 | 0.0046965 | 0.0052251 | 0.0057497 | 0.0062661 | 0.0067755 | 0.0072856 | 0.0077941 | 0.0083056 | 0.0088051 | 0.0092849 | 0.0097491 | 0.010214 | 0.010687 | 0.011167 | 0.011653 | 0.012143 | 0.012635 | 0.013128 | 0.013622 | 0.014118 | 0.014616 | 0.015117 | 0.015618 | 0.015831
F3_Commercial_Restaurant_New_Food Preparation_Natural Gas_Conveyor Oven_Codes & Standards Forecast | F3 | Commercial | Restaurant | New | Food Preparation | Natural Gas | Conveyor Oven | Codes & Standards Forecast | Summer Peak Demand (MW) | 0 | 0 | 0 | 0 | 0 | 0 | 0 | 0 | 0 | 0 | 0 | 0 | 0 | 0 | 0 | 0 | 0 | 0 | 0 | 0 | 0 | 0 | 0 | 0 | 0 | 0 | 0 | 0 | 0 | 0 | 0 | 0 | 0
F4_Commercial_Restaurant_New_Food Preparation_Natural Gas_Conveyor Oven_Codes & Standards Forecast | F4 | Commercial | Restaurant | New | Food Preparation | Natural Gas | Conveyor Oven | Codes & Standards Forecast | Winter Peak Demand (MW) | 0 | 0 | 0 | 0 | 0 | 0 | 0 | 0 | 0 | 0 | 0 | 0 | 0 | 0 | 0 | 0 | 0 | 0 | 0 | 0 | 0 | 0 | 0 | 0 | 0 | 0 | 0 | 0 | 0 | 0 | 0 | 0 | 0
F5_Commercial_Restaurant_New_Food Preparation_Natural Gas_Conveyor Oven_Codes & Standards Forecast | F5 | Commercial | Restaurant | New | Food Preparation | Natural Gas | Conveyor Oven | Codes & Standards Forecast | Turnover | 0 | 116.5683 | 562.2524 | 359.3187 | 429.6189 | 442.7615 | 444.9865 | 385.1344 | 379.7369 | 388.6252 | 394.9511 | 391.9508 | 385.8203 | 380.5613 | 381.1114 | 379.9588 | 382.1607 | 396.5587 | 489.521 | 523.6 | 574.3452 | 624.4604 | 694.548 | 825.0269 | 759.1574 | 777.783 | 779.5757 | 776.6472 | 758.2346 | 756.2332 | 760.6046 | 761.2604 | 544.1281
F6_Commercial_Restaurant_New_Food Preparation_Natural Gas_Conveyor Oven_Codes & Standards Forecast | F6 | Commercial | Restaurant | New | Food Preparation | Natural Gas | Conveyor Oven | Codes & Standards Forecast | Avg. Replacement Usage (kWh) | 1.2673 | 1.224 | 1.3635 | 1.3384 | 1.3384 | 1.3384 | 1.3384 | 1.3384 | 1.3384 | 1.3384 | 1.3384 | 1.3384 | 1.3384 | 1.3384 | 1.3384 | 1.3384 | 1.3384 | 1.3384 | 1.3384 | 1.3384 | 1.3384 | 1.3384 | 1.3384 | 1.3384 | 1.3384 | 1.3384 | 1.3384 | 1.3384 | 1.3384 | 1.3384 | 1.3384 | 1.3384 | 1.3384
F7_Commercial_Restaurant_New_Food Preparation_Natural Gas_Conveyor Oven_Codes & Standards Forecast | F7 | Commercial | Restaurant | New | Food Preparation | Natural Gas | Conveyor Oven | Codes & Standards Forecast | Avg. Replacement Summer Demand (kW) | 0 | 0 | 0 | 0 | 0 | 0 | 0 | 0 | 0 | 0 | 0 | 0 | 0 | 0 | 0 | 0 | 0 | 0 | 0 | 0 | 0 | 0 | 0 | 0 | 0 | 0 | 0 | 0 | 0 | 0 | 0 | 0 | 0
F8_Commercial_Restaurant_New_Food Preparation_Natural Gas_Conveyor Oven_Codes & Standards Forecast | F8 | Commercial | Restaurant | New | Food Preparation | Natural Gas | Conveyor Oven | Codes & Standards Forecast | Avg. Replacement Winter Demand (kW) | 0 | 0 | 0 | 0 | 0 | 0 | 0 | 0 | 0 | 0 | 0 | 0 | 0 | 0 | 0 | 0 | 0 | 0 | 0 | 0 | 0 | 0 | 0 | 0 | 0 | 0 | 0 | 0 | 0 | 0 | 0 | 0 | 0
F1_Commercial_Restaurant_New_Food Preparation_Natural Gas_Double Rack Oven_Codes & Standards Forecast | F1 | Commercial | Restaurant | New | Food Preparation | Natural Gas | Double Rack Oven | Codes & Standards Forecast | Units | 0 | 116.5683 | 678.8207 | 1038.1394 | 1467.7583 | 1910.5198 | 2355.5063 | 2740.6407 | 3120.3776 | 3509.0028 | 3903.954 | 4295.9047 | 4681.725 | 5062.2863 | 5443.3977 | 5823.3565 | 6205.5173 | 6578.7623 | 6937.1819 | 7284.0371 | 7631.0626 | 7985.1149 | 8343.7815 | 8706.243 | 9072.5985 | 9439.9862 | 9808.8102 | 10177.8826 | 10548.5831 | 10920.0917 | 11294.3644 | 11668.9091 | 11828.0191
F2_Commercial_Restaurant_New_Food Preparation_Natural Gas_Double Rack Oven_Codes & Standards Forecast | F2 | Commercial | Restaurant | New | Food Preparation | Natural Gas | Double Rack Oven | Codes & Standards Forecast | Usage (MMtherm) | 0 | 0.00025428 | 0.0016495 | 0.0024762 | 0.003501 | 0.0045571 | 0.0056185 | 0.0065371 | 0.0074429 | 0.0083699 | 0.0093119 | 0.010247 | 0.011167 | 0.012075 | 0.012984 | 0.01389 | 0.014802 | 0.015692 | 0.016547 | 0.017374 | 0.018202 | 0.019047 | 0.019902 | 0.020767 | 0.02164 | 0.022517 | 0.023397 | 0.024277 | 0.025161 | 0.026047 | 0.02694 | 0.027833 | 0.028213
F3_Commercial_Restaurant_New_Food Preparation_Natural Gas_Double Rack Oven_Codes & Standards Forecast | F3 | Commercial | Restaurant | New | Food Preparation | Natural Gas | Double Rack Oven | Codes & Standards Forecast | Summer Peak Demand (MW) | 0 | 0 | 0 | 0 | 0 | 0 | 0 | 0 | 0 | 0 | 0 | 0 | 0 | 0 | 0 | 0 | 0 | 0 | 0 | 0 | 0 | 0 | 0 | 0 | 0 | 0 | 0 | 0 | 0 | 0 | 0 | 0 | 0
F4_Commercial_Restaurant_New_Food Preparation_Natural Gas_Double Rack Oven_Codes & Standards Forecast | F4 | Commercial | Restaurant | New | Food Preparation | Natural Gas | Double Rack Oven | Codes & Standards Forecast | Winter Peak Demand (MW) | 0 | 0 | 0 | 0 | 0 | 0 | 0 | 0 | 0 | 0 | 0 | 0 | 0 | 0 | 0 | 0 | 0 | 0 | 0 | 0 | 0 | 0 | 0 | 0 | 0 | 0 | 0 | 0 | 0 | 0 | 0 | 0 | 0
F5_Commercial_Restaurant_New_Food Preparation_Natural Gas_Double Rack Oven_Codes & Standards Forecast | F5 | Commercial | Restaurant | New | Food Preparation | Natural Gas | Double Rack Oven | Codes & Standards Forecast | Turnover | 0 | 116.5683 | 562.2524 | 359.3187 | 429.6189 | 442.7615 | 444.9865 | 385.1344 | 379.7369 | 388.6252 | 394.9511 | 391.9508 | 409.1339 | 511.6627 | 557.8563 | 607.2785 | 652.5688 | 709.1265 | 820.985 | 739.657 | 757.4208 | 764.8041 | 766.2414 | 754.6583 | 781.0306 | 813.029 | 848.451 | 882.5012 | 927.7734 | 1008.2412 | 1043.6995 | 1074.5261 | 883.9285
F6_Commercial_Restaurant_New_Food Preparation_Natural Gas_Double Rack Oven_Codes & Standards Forecast | F6 | Commercial | Restaurant | New | Food Preparation | Natural Gas | Double Rack Oven | Codes & Standards Forecast | Avg. Replacement Usage (kWh) | 2.2584 | 2.1813 | 2.43 | 2.3853 | 2.3853 | 2.3853 | 2.3853 | 2.3853 | 2.3853 | 2.3853 | 2.3853 | 2.3853 | 2.3853 | 2.3853 | 2.3853 | 2.3853 | 2.3853 | 2.3853 | 2.3853 | 2.3853 | 2.3853 | 2.3853 | 2.3853 | 2.3853 | 2.3853 | 2.3853 | 2.3853 | 2.3853 | 2.3853 | 2.3853 | 2.3853 | 2.3853 | 2.3853
F7_Commercial_Restaurant_New_Food Preparation_Natural Gas_Double Rack Oven_Codes & Standards Forecast | F7 | Commercial | Restaurant | New | Food Preparation | Natural Gas | Double Rack Oven | Codes & Standards Forecast | Avg. Replacement Summer Demand (kW) | 0 | 0 | 0 | 0 | 0 | 0 | 0 | 0 | 0 | 0 | 0 | 0 | 0 | 0 | 0 | 0 | 0 | 0 | 0 | 0 | 0 | 0 | 0 | 0 | 0 | 0 | 0 | 0 | 0 | 0 | 0 | 0 | 0
F8_Commercial_Restaurant_New_Food Preparation_Natural Gas_Double Rack Oven_Codes & Standards Forecast | F8 | Commercial | Restaurant | New | Food Preparation | Natural Gas | Double Rack Oven | Codes & Standards Forecast | Avg. Replacement Winter Demand (kW) | 0 | 0 | 0 | 0 | 0 | 0 | 0 | 0 | 0 | 0 | 0 | 0 | 0 | 0 | 0 | 0 | 0 | 0 | 0 | 0 | 0 | 0 | 0 | 0 | 0 | 0 | 0 | 0 | 0 | 0 | 0 | 0 | 0
F1_Commercial_Restaurant_New_Food Preparation_Natural Gas_Fryer_Codes & Standards Forecast | F1 | Commercial | Restaurant | New | Food Preparation | Natural Gas | Fryer | Codes & Standards Forecast | Units | 0 | 3044.0613 | 17726.6997 | 27109.9339 | 38328.9851 | 49891.2436 | 61511.6043 | 71568.9891 | 81485.4248 | 91633.9698 | 101947.7093 | 112183.0972 | 122258.3935 | 132196.3574 | 142148.6869 | 152070.917 | 162050.6486 | 171797.5567 | 181157.3133 | 190215.0747 | 199277.2863 | 208522.9959 | 217889.2014 | 227354.5076 | 236921.5022 | 246515.4517 | 256146.907 | 265784.8496 | 275465.3096 | 285166.8713 | 294940.6139 | 304721.4612 | 308876.4544
F2_Commercial_Restaurant_New_Food Preparation_Natural Gas_Fryer_Codes & Standards Forecast | F2 | Commercial | Restaurant | New | Food Preparation | Natural Gas | Fryer | Codes & Standards Forecast | Usage (MMtherm) | 0 | 0.0033058 | 0.021445 | 0.028539 | 0.037492 | 0.046718 | 0.055991 | 0.064017 | 0.071931 | 0.079792 | 0.086689 | 0.09379 | 0.10098 | 0.10822 | 0.11531 | 0.12135 | 0.12932 | 0.1371 | 0.14456 | 0.15179 | 0.15902 | 0.1664 | 0.17388 | 0.18143 | 0.18906 | 0.19672 | 0.20441 | 0.2121 | 0.21982 | 0.22756 | 0.23536 | 0.24317 | 0.24648
F3_Commercial_Restaurant_New_Food Preparation_Natural Gas_Fryer_Codes & Standards Forecast | F3 | Commercial | Restaurant | New | Food Preparation | Natural Gas | Fryer | Codes & Standards Forecast | Summer Peak Demand (MW) | 0 | 0 | 0 | 0 | 0 | 0 | 0 | 0 | 0 | 0 | 0 | 0 | 0 | 0 | 0 | 0 | 0 | 0 | 0 | 0 | 0 | 0 | 0 | 0 | 0 | 0 | 0 | 0 | 0 | 0 | 0 | 0 | 0
F4_Commercial_Restaurant_New_Food Preparation_Natural Gas_Fryer_Codes & Standards Forecast | F4 | Commercial | Restaurant | New | Food Preparation | Natural Gas | Fryer | Codes & Standards Forecast | Winter Peak Demand (MW) | 0 | 0 | 0 | 0 | 0 | 0 | 0 | 0 | 0 | 0 | 0 | 0 | 0 | 0 | 0 | 0 | 0 | 0 | 0 | 0 | 0 | 0 | 0 | 0 | 0 | 0 | 0 | 0 | 0 | 0 | 0 | 0 | 0
F5_Commercial_Restaurant_New_Food Preparation_Natural Gas_Fryer_Codes & Standards Forecast | F5 | Commercial | Restaurant | New | Food Preparation | Natural Gas | Fryer | Codes & Standards Forecast | Turnover | 0 | 3044.0613 | 14682.6383 | 9383.2342 | 11219.0512 | 11562.2585 | 11620.3607 | 10057.3848 | 9916.4357 | 10757.3573 | 13737.3171 | 14850.8967 | 16011.5136 | 16999.3895 | 18723.5244 | 22001.6462 | 20237.3446 | 20585.7184 | 20868.238 | 21249.957 | 21608.546 | 22645.7061 | 24051.3501 | 26394.9297 | 27450.0805 | 28321.8107 | 29046.3576 | 29871.8275 | 31048.6171 | 30862.7274 | 31604.2693 | 32598.3155 | 27999.0491
F6_Commercial_Restaurant_New_Food Preparation_Natural Gas_Fryer_Codes & Standards Forecast | F6 | Commercial | Restaurant | New | Food Preparation | Natural Gas | Fryer | Codes & Standards Forecast | Avg. Replacement Usage (kWh) | 1.1244 | 1.086 | 1.2098 | 0.798 | 0.798 | 0.798 | 0.798 | 0.798 | 0.798 | 0.798 | 0.798 | 0.798 | 0.798 | 0.798 | 0.798 | 0.798 | 0.798 | 0.798 | 0.798 | 0.798 | 0.798 | 0.798 | 0.798 | 0.798 | 0.798 | 0.798 | 0.798 | 0.798 | 0.798 | 0.798 | 0.798 | 0.798 | 0.798
F7_Commercial_Restaurant_New_Food Preparation_Natural Gas_Fryer_Codes & Standards Forecast | F7 | Commercial | Restaurant | New | Food Preparation | Natural Gas | Fryer | Codes & Standards Forecast | Avg. Replacement Summer Demand (kW) | 0 | 0 | 0 | 0 | 0 | 0 | 0 | 0 | 0 | 0 | 0 | 0 | 0 | 0 | 0 | 0 | 0 | 0 | 0 | 0 | 0 | 0 | 0 | 0 | 0 | 0 | 0 | 0 | 0 | 0 | 0 | 0 | 0
F8_Commercial_Restaurant_New_Food Preparation_Natural Gas_Fryer_Codes & Standards Forecast | F8 | Commercial | Restaurant | New | Food Preparation | Natural Gas | Fryer | Codes & Standards Forecast | Avg. Replacement Winter Demand (kW) | 0 | 0 | 0 | 0 | 0 | 0 | 0 | 0 | 0 | 0 | 0 | 0 | 0 | 0 | 0 | 0 | 0 | 0 | 0 | 0 | 0 | 0 | 0 | 0 | 0 | 0 | 0 | 0 | 0 | 0 | 0 | 0 | 0
F1_Commercial_Restaurant_New_Food Preparation_Natural Gas_Broiler_Codes & Standards Forecast | F1 | Commercial | Restaurant | New | Food Preparation | Natural Gas | Broiler | Codes & Standards Forecast | Units | 0 | 2750.3915 | 16016.5511 | 24494.5562 | 34631.2715 | 45078.0837 | 55577.3929 | 64664.5112 | 73624.2782 | 82793.7622 | 92112.504 | 101360.4529 | 110463.7547 | 119442.9731 | 128435.1711 | 137400.1735 | 146417.13 | 155223.7243 | 163680.5168 | 171864.4484 | 180052.4009 | 188406.1488 | 196868.768 | 205420.9274 | 214064.9649 | 222733.3569 | 231435.6364 | 240143.7774 | 248890.3341 | 257655.9566 | 266486.7965 | 275324.0558 | 279078.2042
F2_Commercial_Restaurant_New_Food Preparation_Natural Gas_Broiler_Codes & Standards Forecast | F2 | Commercial | Restaurant | New | Food Preparation | Natural Gas | Broiler | Codes & Standards Forecast | Usage (MMtherm) | 0 | 0.0033127 | 0.02149 | 0.03226 | 0.04561 | 0.059369 | 0.073197 | 0.085165 | 0.096965 | 0.10904 | 0.12131 | 0.13349 | 0.14548 | 0.15731 | 0.16915 | 0.18096 | 0.19284 | 0.20443 | 0.21557 | 0.22635 | 0.23713 | 0.24814 | 0.25928 | 0.27055 | 0.28193 | 0.29335 | 0.30481 | 0.31628 | 0.3278 | 0.33934 | 0.35097 | 0.36261 | 0.36755
F3_Commercial_Restaurant_New_Food Preparation_Natural Gas_Broiler_Codes & Standards Forecast | F3 | Commercial | Restaurant | New | Food Preparation | Natural Gas | Broiler | Codes & Standards Forecast | Summer Peak Demand (MW) | 0 | 0 | 0 | 0 | 0 | 0 | 0 | 0 | 0 | 0 | 0 | 0 | 0 | 0 | 0 | 0 | 0 | 0 | 0 | 0 | 0 | 0 | 0 | 0 | 0 | 0 | 0 | 0 | 0 | 0 | 0 | 0 | 0
F4_Commercial_Restaurant_New_Food Preparation_Natural Gas_Broiler_Codes & Standards Forecast | F4 | Commercial | Restaurant | New | Food Preparation | Natural Gas | Broiler | Codes & Standards Forecast | Winter Peak Demand (MW) | 0 | 0 | 0 | 0 | 0 | 0 | 0 | 0 | 0 | 0 | 0 | 0 | 0 | 0 | 0 | 0 | 0 | 0 | 0 | 0 | 0 | 0 | 0 | 0 | 0 | 0 | 0 | 0 | 0 | 0 | 0 | 0 | 0
F5_Commercial_Restaurant_New_Food Preparation_Natural Gas_Broiler_Codes & Standards Forecast | F5 | Commercial | Restaurant | New | Food Preparation | Natural Gas | Broiler | Codes & Standards Forecast | Turnover | 0 | 2750.3915 | 13266.1596 | 8478.0051 | 10136.7152 | 10446.8122 | 10499.3092 | 9087.1183 | 8959.767 | 9169.484 | 9318.7418 | 9247.9489 | 9653.3802 | 12072.5129 | 13162.4347 | 14328.5348 | 15397.1449 | 16731.6054 | 19370.8706 | 17451.9616 | 17871.0941 | 18045.2997 | 18079.2121 | 17805.9124 | 18428.1581 | 19183.1515 | 20018.9211 | 20822.3253 | 21890.5065 | 23789.1177 | 24625.7448 | 25353.0881 | 20856.0011
F6_Commercial_Restaurant_New_Food Preparation_Natural Gas_Broiler_Codes & Standards Forecast | F6 | Commercial | Restaurant | New | Food Preparation | Natural Gas | Broiler | Codes & Standards Forecast | Avg. Replacement Usage (kWh) | 1.247 | 1.2044 | 1.3417 | 1.317 | 1.317 | 1.317 | 1.317 | 1.317 | 1.317 | 1.317 | 1.317 | 1.317 | 1.317 | 1.317 | 1.317 | 1.317 | 1.317 | 1.317 | 1.317 | 1.317 | 1.317 | 1.317 | 1.317 | 1.317 | 1.317 | 1.317 | 1.317 | 1.317 | 1.317 | 1.317 | 1.317 | 1.317 | 1.317
F7_Commercial_Restaurant_New_Food Preparation_Natural Gas_Broiler_Codes & Standards Forecast | F7 | Commercial | Restaurant | New | Food Preparation | Natural Gas | Broiler | Codes & Standards Forecast | Avg. Replacement Summer Demand (kW) | 0 | 0 | 0 | 0 | 0 | 0 | 0 | 0 | 0 | 0 | 0 | 0 | 0 | 0 | 0 | 0 | 0 | 0 | 0 | 0 | 0 | 0 | 0 | 0 | 0 | 0 | 0 | 0 | 0 | 0 | 0 | 0 | 0
F8_Commercial_Restaurant_New_Food Preparation_Natural Gas_Broiler_Codes & Standards Forecast | F8 | Commercial | Restaurant | New | Food Preparation | Natural Gas | Broiler | Codes & Standards Forecast | Avg. Replacement Winter Demand (kW) | 0 | 0 | 0 | 0 | 0 | 0 | 0 | 0 | 0 | 0 | 0 | 0 | 0 | 0 | 0 | 0 | 0 | 0 | 0 | 0 | 0 | 0 | 0 | 0 | 0 | 0 | 0 | 0 | 0 | 0 | 0 | 0 | 0
F1_Commercial_Restaurant_New_Food Preparation_Natural Gas_Griddle_Codes & Standards Forecast | F1 | Commercial | Restaurant | New | Food Preparation | Natural Gas | Griddle | Codes & Standards Forecast | Units | 0 | 3142.4034 | 18299.382 | 27985.7529 | 39567.249 | 51503.0401 | 63498.8104 | 73881.1111 | 84117.9092 | 94594.3151 | 105241.2524 | 115807.3067 | 126208.0975 | 136467.1193 | 146740.9707 | 156983.7504 | 167285.8892 | 177347.6828 | 187009.8176 | 196360.2009 | 205715.1781 | 215259.5815 | 224928.3734 | 234699.4677 | 244575.5355 | 254479.429 | 264422.0401 | 274371.348 | 284364.5469 | 294379.5292 | 304469.0242 | 314565.8535 | 318855.0788
F2_Commercial_Restaurant_New_Food Preparation_Natural Gas_Griddle_Codes & Standards Forecast | F2 | Commercial | Restaurant | New | Food Preparation | Natural Gas | Griddle | Codes & Standards Forecast | Usage (MMtherm) | 0 | 0.0023729 | 0.015393 | 0.022017 | 0.030277 | 0.038788 | 0.047343 | 0.054747 | 0.062047 | 0.069518 | 0.077111 | 0.084646 | 0.091992 | 0.09891 | 0.10592 | 0.11297 | 0.12011 | 0.12703 | 0.13336 | 0.14003 | 0.1467 | 0.15351 | 0.1604 | 0.16737 | 0.17441 | 0.18148 | 0.18857 | 0.19566 | 0.20279 | 0.20993 | 0.21713 | 0.22433 | 0.22739
F3_Commercial_Restaurant_New_Food Preparation_Natural Gas_Griddle_Codes & Standards Forecast | F3 | Commercial | Restaurant | New | Food Preparation | Natural Gas | Griddle | Codes & Standards Forecast | Summer Peak Demand (MW) | 0 | 0 | 0 | 0 | 0 | 0 | 0 | 0 | 0 | 0 | 0 | 0 | 0 | 0 | 0 | 0 | 0 | 0 | 0 | 0 | 0 | 0 | 0 | 0 | 0 | 0 | 0 | 0 | 0 | 0 | 0 | 0 | 0
F4_Commercial_Restaurant_New_Food Preparation_Natural Gas_Griddle_Codes & Standards Forecast | F4 | Commercial | Restaurant | New | Food Preparation | Natural Gas | Griddle | Codes & Standards Forecast | Winter Peak Demand (MW) | 0 | 0 | 0 | 0 | 0 | 0 | 0 | 0 | 0 | 0 | 0 | 0 | 0 | 0 | 0 | 0 | 0 | 0 | 0 | 0 | 0 | 0 | 0 | 0 | 0 | 0 | 0 | 0 | 0 | 0 | 0 | 0 | 0
F5_Commercial_Restaurant_New_Food Preparation_Natural Gas_Griddle_Codes & Standards Forecast | F5 | Commercial | Restaurant | New | Food Preparation | Natural Gas | Griddle | Codes & Standards Forecast | Turnover | 0 | 3142.4034 | 15156.9786 | 9686.3709 | 11581.4961 | 11935.7911 | 11995.7704 | 10382.3007 | 10236.798 | 10476.4059 | 10646.9373 | 10566.0543 | 11029.2715 | 13793.202 | 15038.4698 | 16370.7736 | 17591.6922 | 19116.3526 | 22131.7909 | 19939.3808 | 20418.2521 | 20617.287 | 20656.033 | 20343.78 | 21054.7141 | 21917.3163 | 22872.2078 | 23790.1207 | 25010.5493 | 27179.7686 | 28135.6397 | 28966.6509 | 23828.5964
F6_Commercial_Restaurant_New_Food Preparation_Natural Gas_Griddle_Codes & Standards Forecast | F6 | Commercial | Restaurant | New | Food Preparation | Natural Gas | Griddle | Codes & Standards Forecast | Avg. Replacement Usage (kWh) | 0.7818 | 0.75511 | 0.84118 | 0.71313 | 0.71313 | 0.71313 | 0.71313 | 0.71313 | 0.71313 | 0.71313 | 0.71313 | 0.71313 | 0.71313 | 0.71313 | 0.71313 | 0.71313 | 0.71313 | 0.71313 | 0.71313 | 0.71313 | 0.71313 | 0.71313 | 0.71313 | 0.71313 | 0.71313 | 0.71313 | 0.71313 | 0.71313 | 0.71313 | 0.71313 | 0.71313 | 0.71313 | 0.71313
F7_Commercial_Restaurant_New_Food Preparation_Natural Gas_Griddle_Codes & Standards Forecast | F7 | Commercial | Restaurant | New | Food Preparation | Natural Gas | Griddle | Codes & Standards Forecast | Avg. Replacement Summer Demand (kW) | 0 | 0 | 0 | 0 | 0 | 0 | 0 | 0 | 0 | 0 | 0 | 0 | 0 | 0 | 0 | 0 | 0 | 0 | 0 | 0 | 0 | 0 | 0 | 0 | 0 | 0 | 0 | 0 | 0 | 0 | 0 | 0 | 0
F8_Commercial_Restaurant_New_Food Preparation_Natural Gas_Griddle_Codes & Standards Forecast | F8 | Commercial | Restaurant | New | Food Preparation | Natural Gas | Griddle | Codes & Standards Forecast | Avg. Replacement Winter Demand (kW) | 0 | 0 | 0 | 0 | 0 | 0 | 0 | 0 | 0 | 0 | 0 | 0 | 0 | 0 | 0 | 0 | 0 | 0 | 0 | 0 | 0 | 0 | 0 | 0 | 0 | 0 | 0 | 0 | 0 | 0 | 0 | 0 | 0
F1_Commercial_Restaurant_New_Food Preparation_Natural Gas_Range_Codes & Standards Forecast | F1 | Commercial | Restaurant | New | Food Preparation | Natural Gas | Range | Codes & Standards Forecast | Units | 0 | 2912.8631 | 16962.6836 | 25941.5029 | 36677.016 | 47740.9442 | 58860.4704 | 68484.3846 | 77973.4245 | 87684.5699 | 97553.79 | 107348.0354 | 116989.0891 | 126498.7294 | 136022.1161 | 145516.7007 | 155066.3085 | 164393.1274 | 173349.481 | 182016.8553 | 190688.488 | 199535.71 | 208498.2345 | 217555.5885 | 226710.2481 | 235890.7009 | 245107.043 | 254329.5929 | 263592.8277 | 272876.2546 | 282228.7514 | 291588.0468 | 295563.9609
F2_Commercial_Restaurant_New_Food Preparation_Natural Gas_Range_Codes & Standards Forecast | F2 | Commercial | Restaurant | New | Food Preparation | Natural Gas | Range | Codes & Standards Forecast | Usage (MMtherm) | 0 | 0.0025705 | 0.016675 | 0.025033 | 0.035392 | 0.046069 | 0.056799 | 0.066085 | 0.075242 | 0.084613 | 0.094136 | 0.10359 | 0.11289 | 0.12207 | 0.13126 | 0.14042 | 0.14963 | 0.15863 | 0.16728 | 0.17564 | 0.18401 | 0.19255 | 0.20119 | 0.20993 | 0.21877 | 0.22763 | 0.23652 | 0.24542 | 0.25436 | 0.26332 | 0.27234 | 0.28137 | 0.28521
F3_Commercial_Restaurant_New_Food Preparation_Natural Gas_Range_Codes & Standards Forecast | F3 | Commercial | Restaurant | New | Food Preparation | Natural Gas | Range | Codes & Standards Forecast | Summer Peak Demand (MW) | 0 | 0 | 0 | 0 | 0 | 0 | 0 | 0 | 0 | 0 | 0 | 0 | 0 | 0 | 0 | 0 | 0 | 0 | 0 | 0 | 0 | 0 | 0 | 0 | 0 | 0 | 0 | 0 | 0 | 0 | 0 | 0 | 0
F4_Commercial_Restaurant_New_Food Preparation_Natural Gas_Range_Codes & Standards Forecast | F4 | Commercial | Restaurant | New | Food Preparation | Natural Gas | Range | Codes & Standards Forecast | Winter Peak Demand (MW) | 0 | 0 | 0 | 0 | 0 | 0 | 0 | 0 | 0 | 0 | 0 | 0 | 0 | 0 | 0 | 0 | 0 | 0 | 0 | 0 | 0 | 0 | 0 | 0 | 0 | 0 | 0 | 0 | 0 | 0 | 0 | 0 | 0
F5_Commercial_Restaurant_New_Food Preparation_Natural Gas_Range_Codes & Standards Forecast | F5 | Commercial | Restaurant | New | Food Preparation | Natural Gas | Range | Codes & Standards Forecast | Turnover | 0 | 2912.8631 | 14049.8205 | 8978.8193 | 10735.5131 | 11063.9282 | 11119.5262 | 9623.9142 | 9489.0399 | 9711.1454 | 10451.7927 | 13070.2675 | 14057.6353 | 15190.0082 | 16280.4667 | 17887.7434 | 21108.4042 | 19142.3316 | 19211.4995 | 19047.9416 | 19604.7147 | 20013.149 | 20897.9112 | 21919.9804 | 23216.4656 | 25337.9959 | 26229.6755 | 26972.3612 | 27558.5293 | 28261.9434 | 29382.2168 | 29047.2594 | 24128.4133
F6_Commercial_Restaurant_New_Food Preparation_Natural Gas_Range_Codes & Standards Forecast | F6 | Commercial | Restaurant | New | Food Preparation | Natural Gas | Range | Codes & Standards Forecast | Avg. Replacement Usage (kWh) | 0.91366 | 0.88247 | 0.98306 | 0.96497 | 0.96497 | 0.96497 | 0.96497 | 0.96497 | 0.96497 | 0.96497 | 0.96497 | 0.96497 | 0.96497 | 0.96497 | 0.96497 | 0.96497 | 0.96497 | 0.96497 | 0.96497 | 0.96497 | 0.96497 | 0.96497 | 0.96497 | 0.96497 | 0.96497 | 0.96497 | 0.96497 | 0.96497 | 0.96497 | 0.96497 | 0.96497 | 0.96497 | 0.96497
F7_Commercial_Restaurant_New_Food Preparation_Natural Gas_Range_Codes & Standards Forecast | F7 | Commercial | Restaurant | New | Food Preparation | Natural Gas | Range | Codes & Standards Forecast | Avg. Replacement Summer Demand (kW) | 0 | 0 | 0 | 0 | 0 | 0 | 0 | 0 | 0 | 0 | 0 | 0 | 0 | 0 | 0 | 0 | 0 | 0 | 0 | 0 | 0 | 0 | 0 | 0 | 0 | 0 | 0 | 0 | 0 | 0 | 0 | 0 | 0
F8_Commercial_Restaurant_New_Food Preparation_Natural Gas_Range_Codes & Standards Forecast | F8 | Commercial | Restaurant | New | Food Preparation | Natural Gas | Range | Codes & Standards Forecast | Avg. Replacement Winter Demand (kW) | 0 | 0 | 0 | 0 | 0 | 0 | 0 | 0 | 0 | 0 | 0 | 0 | 0 | 0 | 0 | 0 | 0 | 0 | 0 | 0 | 0 | 0 | 0 | 0 | 0 | 0 | 0 | 0 | 0 | 0 | 0 | 0 | 0
F1_Commercial_Restaurant_New_Food Preparation_Natural Gas_Steamer_Codes & Standards Forecast | F1 | Commercial | Restaurant | New | Food Preparation | Natural Gas | Steamer | Codes & Standards Forecast | Units | 0 | 201.4347 | 1173.0288 | 1793.9455 | 2536.3437 | 3301.453 | 4070.4071 | 4735.9344 | 5392.1346 | 6063.6942 | 6746.1853 | 7423.4915 | 8090.2041 | 8747.8289 | 9406.4044 | 10062.988 | 10723.3768 | 11368.3589 | 11987.722 | 12587.1012 | 13186.7749 | 13798.5912 | 14418.3811 | 15044.7287 | 15677.8054 | 16312.6658 | 16950.008 | 17587.7796 | 18228.3646 | 18870.346 | 19517.1038 | 20164.3318 | 20439.2801
F2_Commercial_Restaurant_New_Food Preparation_Natural Gas_Steamer_Codes & Standards Forecast | F2 | Commercial | Restaurant | New | Food Preparation | Natural Gas | Steamer | Codes & Standards Forecast | Usage (MMtherm) | 0 | 0.00041883 | 0.002717 | 0.0029615 | 0.0033136 | 0.0036765 | 0.0040411 | 0.0043568 | 0.004668 | 0.0049865 | 0.0052699 | 0.0053611 | 0.0054728 | 0.0056029 | 0.0057536 | 0.0059214 | 0.0061069 | 0.0062994 | 0.0064922 | 0.0065752 | 0.0062539 | 0.0065441 | 0.006838 | 0.0071351 | 0.0074353 | 0.0077364 | 0.0080387 | 0.0083412 | 0.008645 | 0.0089494 | 0.0092562 | 0.0095631 | 0.0096935
F3_Commercial_Restaurant_New_Food Preparation_Natural Gas_Steamer_Codes & Standards Forecast | F3 | Commercial | Restaurant | New | Food Preparation | Natural Gas | Steamer | Codes & Standards Forecast | Summer Peak Demand (MW) | 0 | 0 | 0 | 0 | 0 | 0 | 0 | 0 | 0 | 0 | 0 | 0 | 0 | 0 | 0 | 0 | 0 | 0 | 0 | 0 | 0 | 0 | 0 | 0 | 0 | 0 | 0 | 0 | 0 | 0 | 0 | 0 | 0
F4_Commercial_Restaurant_New_Food Preparation_Natural Gas_Steamer_Codes & Standards Forecast | F4 | Commercial | Restaurant | New | Food Preparation | Natural Gas | Steamer | Codes & Standards Forecast | Winter Peak Demand (MW) | 0 | 0 | 0 | 0 | 0 | 0 | 0 | 0 | 0 | 0 | 0 | 0 | 0 | 0 | 0 | 0 | 0 | 0 | 0 | 0 | 0 | 0 | 0 | 0 | 0 | 0 | 0 | 0 | 0 | 0 | 0 | 0 | 0
F5_Commercial_Restaurant_New_Food Preparation_Natural Gas_Steamer_Codes & Standards Forecast | F5 | Commercial | Restaurant | New | Food Preparation | Natural Gas | Steamer | Codes & Standards Forecast | Turnover | 0 | 201.4347 | 971.5942 | 620.9167 | 742.3982 | 765.1093 | 768.9541 | 665.5273 | 656.2003 | 671.5596 | 704.8727 | 805.156 | 849.3474 | 902.4557 | 961.215 | 1011.036 | 1049.4049 | 1063.6854 | 1066.1616 | 1136.8836 | 1404.0848 | 1313.2305 | 1380.9518 | 1416.7315 | 1449.1614 | 1445.0197 | 1472.7989 | 1503.5919 | 1546.7822 | 1634.3812 | 1688.4141 | 1742.9382 | 1424.4224
F6_Commercial_Restaurant_New_Food Preparation_Natural Gas_Steamer_Codes & Standards Forecast | F6 | Commercial | Restaurant | New | Food Preparation | Natural Gas | Steamer | Codes & Standards Forecast | Avg. Replacement Usage (kWh) | 2.1527 | 2.0793 | 2.3163 | 0.47426 | 0.47426 | 0.47426 | 0.47426 | 0.47426 | 0.47426 | 0.47426 | 0.47426 | 0.47426 | 0.47426 | 0.47426 | 0.47426 | 0.47426 | 0.47426 | 0.47426 | 0.47426 | 0.47426 | 0.47426 | 0.47426 | 0.47426 | 0.47426 | 0.47426 | 0.47426 | 0.47426 | 0.47426 | 0.47426 | 0.47426 | 0.47426 | 0.47426 | 0.47426
F7_Commercial_Restaurant_New_Food Preparation_Natural Gas_Steamer_Codes & Standards Forecast | F7 | Commercial | Restaurant | New | Food Preparation | Natural Gas | Steamer | Codes & Standards Forecast | Avg. Replacement Summer Demand (kW) | 0 | 0 | 0 | 0 | 0 | 0 | 0 | 0 | 0 | 0 | 0 | 0 | 0 | 0 | 0 | 0 | 0 | 0 | 0 | 0 | 0 | 0 | 0 | 0 | 0 | 0 | 0 | 0 | 0 | 0 | 0 | 0 | 0
F8_Commercial_Restaurant_New_Food Preparation_Natural Gas_Steamer_Codes & Standards Forecast | F8 | Commercial | Restaurant | New | Food Preparation | Natural Gas | Steamer | Codes & Standards Forecast | Avg. Replacement Winter Demand (kW) | 0 | 0 | 0 | 0 | 0 | 0 | 0 | 0 | 0 | 0 | 0 | 0 | 0 | 0 | 0 | 0 | 0 | 0 | 0 | 0 | 0 | 0 | 0 | 0 | 0 | 0 | 0 | 0 | 0 | 0 | 0 | 0 | 0
F1_Commercial_Restaurant_New_Food Preparation_Natural Gas_Food Prep Other_Codes & Standards Forecast | F1 | Commercial | Restaurant | New | Food Preparation | Natural Gas | Food Prep Other | Codes & Standards Forecast | Units | 0 | 11.3361 | 66.0146 | 100.958 | 142.738 | 185.7961 | 229.0705 | 266.5244 | 303.4535 | 341.2469 | 379.6554 | 417.7723 | 455.2929 | 492.3021 | 529.3647 | 566.3153 | 603.4801 | 639.7778 | 674.6337 | 708.365 | 742.1129 | 776.5441 | 811.424 | 846.673 | 882.3007 | 918.0288 | 953.8966 | 989.7885 | 1025.8387 | 1061.9675 | 1098.3651 | 1134.7892 | 1150.2625
F2_Commercial_Restaurant_New_Food Preparation_Natural Gas_Food Prep Other_Codes & Standards Forecast | F2 | Commercial | Restaurant | New | Food Preparation | Natural Gas | Food Prep Other | Codes & Standards Forecast | Usage (MMtherm) | 0 | 3.5592e-06 | 2.3089e-05 | 3.466e-05 | 4.9004e-05 | 6.3787e-05 | 7.8643e-05 | 9.1502e-05 | 0.00010418 | 0.00011716 | 0.00013034 | 0.00014343 | 0.00015631 | 0.00016901 | 0.00018174 | 0.00019442 | 0.00020718 | 0.00021965 | 0.00023161 | 0.00024319 | 0.00025478 | 0.0002666 | 0.00027857 | 0.00029068 | 0.00030291 | 0.00031517 | 0.00032749 | 0.00033981 | 0.00035219 | 0.00036459 | 0.00037709 | 0.00038959 | 0.0003949
F3_Commercial_Restaurant_New_Food Preparation_Natural Gas_Food Prep Other_Codes & Standards Forecast | F3 | Commercial | Restaurant | New | Food Preparation | Natural Gas | Food Prep Other | Codes & Standards Forecast | Summer Peak Demand (MW) | 0 | 0 | 0 | 0 | 0 | 0 | 0 | 0 | 0 | 0 | 0 | 0 | 0 | 0 | 0 | 0 | 0 | 0 | 0 | 0 | 0 | 0 | 0 | 0 | 0 | 0 | 0 | 0 | 0 | 0 | 0 | 0 | 0
F4_Commercial_Restaurant_New_Food Preparation_Natural Gas_Food Prep Other_Codes & Standards Forecast | F4 | Commercial | Restaurant | New | Food Preparation | Natural Gas | Food Prep Other | Codes & Standards Forecast | Winter Peak Demand (MW) | 0 | 0 | 0 | 0 | 0 | 0 | 0 | 0 | 0 | 0 | 0 | 0 | 0 | 0 | 0 | 0 | 0 | 0 | 0 | 0 | 0 | 0 | 0 | 0 | 0 | 0 | 0 | 0 | 0 | 0 | 0 | 0 | 0
F5_Commercial_Restaurant_New_Food Preparation_Natural Gas_Food Prep Other_Codes & Standards Forecast | F5 | Commercial | Restaurant | New | Food Preparation | Natural Gas | Food Prep Other | Codes & Standards Forecast | Turnover | 0 | 11.3361 | 54.6785 | 34.9434 | 41.78 | 43.0581 | 43.2745 | 37.4539 | 36.929 | 37.7934 | 40.6758 | 50.8663 | 54.7089 | 59.1158 | 63.3596 | 69.6147 | 82.1487 | 74.4973 | 74.7664 | 74.1299 | 76.2967 | 77.8863 | 81.3296 | 85.3072 | 90.3528 | 98.6093 | 102.0795 | 104.9698 | 107.251 | 109.9886 | 114.3484 | 113.0448 | 93.9019
F6_Commercial_Restaurant_New_Food Preparation_Natural Gas_Food Prep Other_Codes & Standards Forecast | F6 | Commercial | Restaurant | New | Food Preparation | Natural Gas | Food Prep Other | Codes & Standards Forecast | Avg. Replacement Usage (kWh) | 0.32506 | 0.31396 | 0.34975 | 0.34332 | 0.34332 | 0.34332 | 0.34332 | 0.34332 | 0.34332 | 0.34332 | 0.34332 | 0.34332 | 0.34332 | 0.34332 | 0.34332 | 0.34332 | 0.34332 | 0.34332 | 0.34332 | 0.34332 | 0.34332 | 0.34332 | 0.34332 | 0.34332 | 0.34332 | 0.34332 | 0.34332 | 0.34332 | 0.34332 | 0.34332 | 0.34332 | 0.34332 | 0.34332
F7_Commercial_Restaurant_New_Food Preparation_Natural Gas_Food Prep Other_Codes & Standards Forecast | F7 | Commercial | Restaurant | New | Food Preparation | Natural Gas | Food Prep Other | Codes & Standards Forecast | Avg. Replacement Summer Demand (kW) | 0 | 0 | 0 | 0 | 0 | 0 | 0 | 0 | 0 | 0 | 0 | 0 | 0 | 0 | 0 | 0 | 0 | 0 | 0 | 0 | 0 | 0 | 0 | 0 | 0 | 0 | 0 | 0 | 0 | 0 | 0 | 0 | 0
F8_Commercial_Restaurant_New_Food Preparation_Natural Gas_Food Prep Other_Codes & Standards Forecast | F8 | Commercial | Restaurant | New | Food Preparation | Natural Gas | Food Prep Other | Codes & Standards Forecast | Avg. Replacement Winter Demand (kW) | 0 | 0 | 0 | 0 | 0 | 0 | 0 | 0 | 0 | 0 | 0 | 0 | 0 | 0 | 0 | 0 | 0 | 0 | 0 | 0 | 0 | 0 | 0 | 0 | 0 | 0 | 0 | 0 | 0 | 0 | 0 | 0 | 0
F1_Commercial_Restaurant_New_Miscellaneous_Natural Gas_Pool Heater_Codes & Standards Forecast | F1 | Commercial | Restaurant | New | Miscellaneous | Natural Gas | Pool Heater | Codes & Standards Forecast | Units | 0 | 0 | 0 | 0 | 0 | 0 | 0 | 0 | 0 | 0 | 0 | 0 | 0 | 0 | 0 | 0 | 0 | 0 | 0 | 0 | 0 | 0 | 0 | 0 | 0 | 0 | 0 | 0 | 0 | 0 | 0 | 0 | 0
F2_Commercial_Restaurant_New_Miscellaneous_Natural Gas_Pool Heater_Codes & Standards Forecast | F2 | Commercial | Restaurant | New | Miscellaneous | Natural Gas | Pool Heater | Codes & Standards Forecast | Usage (MMtherm) | 0 | 0 | 0 | 0 | 0 | 0 | 0 | 0 | 0 | 0 | 0 | 0 | 0 | 0 | 0 | 0 | 0 | 0 | 0 | 0 | 0 | 0 | 0 | 0 | 0 | 0 | 0 | 0 | 0 | 0 | 0 | 0 | 0
F3_Commercial_Restaurant_New_Miscellaneous_Natural Gas_Pool Heater_Codes & Standards Forecast | F3 | Commercial | Restaurant | New | Miscellaneous | Natural Gas | Pool Heater | Codes & Standards Forecast | Summer Peak Demand (MW) | 0 | 0 | 0 | 0 | 0 | 0 | 0 | 0 | 0 | 0 | 0 | 0 | 0 | 0 | 0 | 0 | 0 | 0 | 0 | 0 | 0 | 0 | 0 | 0 | 0 | 0 | 0 | 0 | 0 | 0 | 0 | 0 | 0
F4_Commercial_Restaurant_New_Miscellaneous_Natural Gas_Pool Heater_Codes & Standards Forecast | F4 | Commercial | Restaurant | New | Miscellaneous | Natural Gas | Pool Heater | Codes & Standards Forecast | Winter Peak Demand (MW) | 0 | 0 | 0 | 0 | 0 | 0 | 0 | 0 | 0 | 0 | 0 | 0 | 0 | 0 | 0 | 0 | 0 | 0 | 0 | 0 | 0 | 0 | 0 | 0 | 0 | 0 | 0 | 0 | 0 | 0 | 0 | 0 | 0
F5_Commercial_Restaurant_New_Miscellaneous_Natural Gas_Pool Heater_Codes & Standards Forecast | F5 | Commercial | Restaurant | New | Miscellaneous | Natural Gas | Pool Heater | Codes & Standards Forecast | Turnover | 0 | 0 | 0 | 0 | 0 | 0 | 0 | 0 | 0 | 0 | 0 | 0 | 0 | 0 | 0 | 0 | 0 | 0 | 0 | 0 | 0 | 0 | 0 | 0 | 0 | 0 | 0 | 0 | 0 | 0 | 0 | 0 | 0
F6_Commercial_Restaurant_New_Miscellaneous_Natural Gas_Pool Heater_Codes & Standards Forecast | F6 | Commercial | Restaurant | New | Miscellaneous | Natural Gas | Pool Heater | Codes & Standards Forecast | Avg. Replacement Usage (kWh) | 0.010152 | 0.0098057 | 0.010923 | 0.010722 | 0.010722 | 0.010722 | 0.010722 | 0.010722 | 0.010722 | 0.010722 | 0.010722 | 0.010722 | 0.010722 | 0.010722 | 0.010722 | 0.010722 | 0.010722 | 0.010722 | 0.010722 | 0.010722 | 0.010722 | 0.010722 | 0.010722 | 0.010722 | 0.010722 | 0.010722 | 0.010722 | 0.010722 | 0.010722 | 0.010722 | 0.010722 | 0.010722 | 0.010722
F7_Commercial_Restaurant_New_Miscellaneous_Natural Gas_Pool Heater_Codes & Standards Forecast | F7 | Commercial | Restaurant | New | Miscellaneous | Natural Gas | Pool Heater | Codes & Standards Forecast | Avg. Replacement Summer Demand (kW) | 0 | 0 | 0 | 0 | 0 | 0 | 0 | 0 | 0 | 0 | 0 | 0 | 0 | 0 | 0 | 0 | 0 | 0 | 0 | 0 | 0 | 0 | 0 | 0 | 0 | 0 | 0 | 0 | 0 | 0 | 0 | 0 | 0
F8_Commercial_Restaurant_New_Miscellaneous_Natural Gas_Pool Heater_Codes & Standards Forecast | F8 | Commercial | Restaurant | New | Miscellaneous | Natural Gas | Pool Heater | Codes & Standards Forecast | Avg. Replacement Winter Demand (kW) | 0 | 0 | 0 | 0 | 0 | 0 | 0 | 0 | 0 | 0 | 0 | 0 | 0 | 0 | 0 | 0 | 0 | 0 | 0 | 0 | 0 | 0 | 0 | 0 | 0 | 0 | 0 | 0 | 0 | 0 | 0 | 0 | 0
F1_Commercial_Restaurant_New_Miscellaneous_Natural Gas_Miscellaneous_Codes & Standards Forecast | F1 | Commercial | Restaurant | New | Miscellaneous | Natural Gas | Miscellaneous | Codes & Standards Forecast | Units | 0 | 7155.7264 | 41670.4521 | 63727.7791 | 90100.5921 | 117280.1882 | 144596.3661 | 168238.4303 | 191549.163 | 215405.519 | 239650.2006 | 263710.6995 | 287394.8686 | 310756.2081 | 334151.3169 | 357475.6706 | 380935.194 | 403847.4154 | 425849.5533 | 447141.7859 | 468444.4796 | 490178.5252 | 512195.8224 | 534446.0775 | 556935.3731 | 579488.0319 | 602128.8565 | 624784.9308 | 647540.9516 | 670346.5763 | 693321.8779 | 716313.8807 | 726081.0933
F2_Commercial_Restaurant_New_Miscellaneous_Natural Gas_Miscellaneous_Codes & Standards Forecast | F2 | Commercial | Restaurant | New | Miscellaneous | Natural Gas | Miscellaneous | Codes & Standards Forecast | Usage (MMtherm) | 0 | 0.00054861 | 0.0035589 | 0.0053426 | 0.0075536 | 0.0098322 | 0.012122 | 0.014104 | 0.016059 | 0.018059 | 0.020091 | 0.022108 | 0.024094 | 0.026052 | 0.028014 | 0.029969 | 0.031936 | 0.033857 | 0.035701 | 0.037486 | 0.039272 | 0.041094 | 0.04294 | 0.044805 | 0.046691 | 0.048581 | 0.050479 | 0.052379 | 0.054287 | 0.056198 | 0.058125 | 0.060052 | 0.060871
F3_Commercial_Restaurant_New_Miscellaneous_Natural Gas_Miscellaneous_Codes & Standards Forecast | F3 | Commercial | Restaurant | New | Miscellaneous | Natural Gas | Miscellaneous | Codes & Standards Forecast | Summer Peak Demand (MW) | 0 | 0 | 0 | 0 | 0 | 0 | 0 | 0 | 0 | 0 | 0 | 0 | 0 | 0 | 0 | 0 | 0 | 0 | 0 | 0 | 0 | 0 | 0 | 0 | 0 | 0 | 0 | 0 | 0 | 0 | 0 | 0 | 0
F4_Commercial_Restaurant_New_Miscellaneous_Natural Gas_Miscellaneous_Codes & Standards Forecast | F4 | Commercial | Restaurant | New | Miscellaneous | Natural Gas | Miscellaneous | Codes & Standards Forecast | Winter Peak Demand (MW) | 0 | 0 | 0 | 0 | 0 | 0 | 0 | 0 | 0 | 0 | 0 | 0 | 0 | 0 | 0 | 0 | 0 | 0 | 0 | 0 | 0 | 0 | 0 | 0 | 0 | 0 | 0 | 0 | 0 | 0 | 0 | 0 | 0
F5_Commercial_Restaurant_New_Miscellaneous_Natural Gas_Miscellaneous_Codes & Standards Forecast | F5 | Commercial | Restaurant | New | Miscellaneous | Natural Gas | Miscellaneous | Codes & Standards Forecast | Turnover | 0 | 7155.7264 | 34514.7257 | 22057.3271 | 27395.0596 | 32986.4825 | 35444.5559 | 34522.8252 | 37349.454 | 40953.0537 | 43830.8261 | 48269.1311 | 58256.1016 | 55626.4189 | 59501.6678 | 64224.2342 | 67179.3724 | 68618.063 | 71177.0227 | 74089.1216 | 77198.21 | 81105.7662 | 86401.2789 | 87698.664 | 91303.5512 | 95255.2999 | 98346.7552 | 101009.4093 | 104269.4934 | 107572.3129 | 110968.2336 | 114448.6523 | 105068.9852
F6_Commercial_Restaurant_New_Miscellaneous_Natural Gas_Miscellaneous_Codes & Standards Forecast | F6 | Commercial | Restaurant | New | Miscellaneous | Natural Gas | Miscellaneous | Codes & Standards Forecast | Avg. Replacement Usage (kWh) | 0.079377 | 0.076668 | 0.085407 | 0.083835 | 0.083835 | 0.083835 | 0.083835 | 0.083835 | 0.083835 | 0.083835 | 0.083835 | 0.083835 | 0.083835 | 0.083835 | 0.083835 | 0.083835 | 0.083835 | 0.083835 | 0.083835 | 0.083835 | 0.083835 | 0.083835 | 0.083835 | 0.083835 | 0.083835 | 0.083835 | 0.083835 | 0.083835 | 0.083835 | 0.083835 | 0.083835 | 0.083835 | 0.083835
F7_Commercial_Restaurant_New_Miscellaneous_Natural Gas_Miscellaneous_Codes & Standards Forecast | F7 | Commercial | Restaurant | New | Miscellaneous | Natural Gas | Miscellaneous | Codes & Standards Forecast | Avg. Replacement Summer Demand (kW) | 0 | 0 | 0 | 0 | 0 | 0 | 0 | 0 | 0 | 0 | 0 | 0 | 0 | 0 | 0 | 0 | 0 | 0 | 0 | 0 | 0 | 0 | 0 | 0 | 0 | 0 | 0 | 0 | 0 | 0 | 0 | 0 | 0
F8_Commercial_Restaurant_New_Miscellaneous_Natural Gas_Miscellaneous_Codes & Standards Forecast | F8 | Commercial | Restaurant | New | Miscellaneous | Natural Gas | Miscellaneous | Codes & Standards Forecast | Avg. Replacement Winter Demand (kW) | 0 | 0 | 0 | 0 | 0 | 0 | 0 | 0 | 0 | 0 | 0 | 0 | 0 | 0 | 0 | 0 | 0 | 0 | 0 | 0 | 0 | 0 | 0 | 0 | 0 | 0 | 0 | 0 | 0 | 0 | 0 | 0 | 0
F1_Commercial_Retail_Existing_Space Heating_Natural Gas_Furnace_Codes & Standards Forecast | F1 | Commercial | Retail | Existing | Space Heating | Natural Gas | Furnace | Codes & Standards Forecast | Units | 15534470.3232 | 15455434.4446 | 15376398.5661 | 15280952.2176 | 15638002.1381 | 15595976.2462 | 15558875.6521 | 15525459.5659 | 15493176.5247 | 15461093.3775 | 15428849.6438 | 15396649.0865 | 15364722.9664 | 15333150.7904 | 15301733.2144 | 15270440.2167 | 15239118.7746 | 15208150.6176 | 15177970.7325 | 15148661.5893 | 15119780.8524 | 15090824.448 | 15061640.2564 | 15032185.4406 | 15002434.8074 | 14972493.5789 | 14942398.1418 | 14912215.1077 | 14881921.2017 | 14851538.4155 | 14820997.5257 | 14790366.1167 | 14992038.3918
F2_Commercial_Retail_Existing_Space Heating_Natural Gas_Furnace_Codes & Standards Forecast | F2 | Commercial | Retail | Existing | Space Heating | Natural Gas | Furnace | Codes & Standards Forecast | Usage (MMtherm) | 2.3507 | 2.2569 | 2.4858 | 2.4097 | 2.4492 | 2.4208 | 2.3931 | 2.3658 | 2.3387 | 2.3116 | 2.2845 | 2.2574 | 2.2305 | 2.2038 | 2.1772 | 2.1508 | 2.1245 | 2.0985 | 2.0728 | 2.0479 | 2.0235 | 1.9995 | 1.9756 | 1.9524 | 1.9299 | 1.9082 | 1.8869 | 1.8663 | 1.8462 | 1.8266 | 1.8075 | 1.7887 | 1.8078
F3_Commercial_Retail_Existing_Space Heating_Natural Gas_Furnace_Codes & Standards Forecast | F3 | Commercial | Retail | Existing | Space Heating | Natural Gas | Furnace | Codes & Standards Forecast | Summer Peak Demand (MW) | 0 | 0 | 0 | 0 | 0 | 0 | 0 | 0 | 0 | 0 | 0 | 0 | 0 | 0 | 0 | 0 | 0 | 0 | 0 | 0 | 0 | 0 | 0 | 0 | 0 | 0 | 0 | 0 | 0 | 0 | 0 | 0 | 0
F4_Commercial_Retail_Existing_Space Heating_Natural Gas_Furnace_Codes & Standards Forecast | F4 | Commercial | Retail | Existing | Space Heating | Natural Gas | Furnace | Codes & Standards Forecast | Winter Peak Demand (MW) | 0 | 0 | 0 | 0 | 0 | 0 | 0 | 0 | 0 | 0 | 0 | 0 | 0 | 0 | 0 | 0 | 0 | 0 | 0 | 0 | 0 | 0 | 0 | 0 | 0 | 0 | 0 | 0 | 0 | 0 | 0 | 0 | 0
F5_Commercial_Retail_Existing_Space Heating_Natural Gas_Furnace_Codes & Standards Forecast | F5 | Commercial | Retail | Existing | Space Heating | Natural Gas | Furnace | Codes & Standards Forecast | Turnover | 0 | 310142.4972 | 336247.4603 | 359562.4901 | 740060.6211 | 403567.7238 | 422486.1402 | 439888.6845 | 455840.3226 | 470433.0481 | 483763.6095 | 495937.1492 | 507052.6339 | 517197.3891 | 526442.6534 | 534858.8999 | 542506.5041 | 549459.6421 | 555790.4392 | 534896.3171 | 517661.9377 | 503617.5274 | 518808.2725 | 507884.8483 | 499225.5903 | 492536.3364 | 487553.161 | 484042.4822 | 481794.2193 | 480623.5274 | 480363.9313 | 480872.502 | 779268.0007
F6_Commercial_Retail_Existing_Space Heating_Natural Gas_Furnace_Codes & Standards Forecast | F6 | Commercial | Retail | Existing | Space Heating | Natural Gas | Furnace | Codes & Standards Forecast | Avg. Replacement Usage (kWh) | 0.14762 | 0.14258 | 0.15799 | 0.15426 | 0.15344 | 0.13718 | 0.13644 | 0.13569 | 0.13495 | 0.13421 | 0.13347 | 0.13273 | 0.13199 | 0.13124 | 0.1305 | 0.12976 | 0.12902 | 0.12828 | 0.12754 | 0.12679 | 0.12605 | 0.12531 | 0.12457 | 0.12383 | 0.12309 | 0.12235 | 0.12161 | 0.12087 | 0.12012 | 0.11938 | 0.11864 | 0.1179 | 0.1179
F7_Commercial_Retail_Existing_Space Heating_Natural Gas_Furnace_Codes & Standards Forecast | F7 | Commercial | Retail | Existing | Space Heating | Natural Gas | Furnace | Codes & Standards Forecast | Avg. Replacement Summer Demand (kW) | 0 | 0 | 0 | 0 | 0 | 0 | 0 | 0 | 0 | 0 | 0 | 0 | 0 | 0 | 0 | 0 | 0 | 0 | 0 | 0 | 0 | 0 | 0 | 0 | 0 | 0 | 0 | 0 | 0 | 0 | 0 | 0 | 0
F8_Commercial_Retail_Existing_Space Heating_Natural Gas_Furnace_Codes & Standards Forecast | F8 | Commercial | Retail | Existing | Space Heating | Natural Gas | Furnace | Codes & Standards Forecast | Avg. Replacement Winter Demand (kW) | 0 | 0 | 0 | 0 | 0 | 0 | 0 | 0 | 0 | 0 | 0 | 0 | 0 | 0 | 0 | 0 | 0 | 0 | 0 | 0 | 0 | 0 | 0 | 0 | 0 | 0 | 0 | 0 | 0 | 0 | 0 | 0 | 0
F1_Commercial_Retail_Existing_Space Heating_Natural Gas_Boiler_Codes & Standards Forecast | F1 | Commercial | Retail | Existing | Space Heating | Natural Gas | Boiler | Codes & Standards Forecast | Units | 714660.1746 | 711024.1449 | 707388.1153 | 702997.1253 | 719423.1348 | 717489.7422 | 715782.9368 | 714245.6365 | 712760.4617 | 711284.483 | 709801.1165 | 708319.7364 | 706850.9817 | 705398.5101 | 703953.1508 | 702513.5228 | 701072.5862 | 699647.9023 | 698259.4828 | 696911.1216 | 695582.4691 | 694250.3356 | 692907.7227 | 691552.6598 | 690183.988 | 688806.5478 | 687422.0133 | 686033.4489 | 684639.7838 | 683242.0299 | 681837.0024 | 680427.8106 | 689705.703
F2_Commercial_Retail_Existing_Space Heating_Natural Gas_Boiler_Codes & Standards Forecast | F2 | Commercial | Retail | Existing | Space Heating | Natural Gas | Boiler | Codes & Standards Forecast | Usage (MMtherm) | 0.41932 | 0.4054 | 0.4498 | 0.43939 | 0.45213 | 0.44974 | 0.44744 | 0.44521 | 0.44294 | 0.4406 | 0.43817 | 0.43565 | 0.43304 | 0.43033 | 0.42751 | 0.42457 | 0.42151 | 0.41834 | 0.41505 | 0.41166 | 0.40815 | 0.40459 | 0.40096 | 0.39726 | 0.39337 | 0.38957 | 0.38582 | 0.38214 | 0.37852 | 0.37495 | 0.37143 | 0.36796 | 0.37255
F3_Commercial_Retail_Existing_Space Heating_Natural Gas_Boiler_Codes & Standards Forecast | F3 | Commercial | Retail | Existing | Space Heating | Natural Gas | Boiler | Codes & Standards Forecast | Summer Peak Demand (MW) | 0 | 0 | 0 | 0 | 0 | 0 | 0 | 0 | 0 | 0 | 0 | 0 | 0 | 0 | 0 | 0 | 0 | 0 | 0 | 0 | 0 | 0 | 0 | 0 | 0 | 0 | 0 | 0 | 0 | 0 | 0 | 0 | 0
F4_Commercial_Retail_Existing_Space Heating_Natural Gas_Boiler_Codes & Standards Forecast | F4 | Commercial | Retail | Existing | Space Heating | Natural Gas | Boiler | Codes & Standards Forecast | Winter Peak Demand (MW) | 0 | 0 | 0 | 0 | 0 | 0 | 0 | 0 | 0 | 0 | 0 | 0 | 0 | 0 | 0 | 0 | 0 | 0 | 0 | 0 | 0 | 0 | 0 | 0 | 0 | 0 | 0 | 0 | 0 | 0 | 0 | 0 | 0
F5_Commercial_Retail_Existing_Space Heating_Natural Gas_Boiler_Codes & Standards Forecast | F5 | Commercial | Retail | Existing | Space Heating | Natural Gas | Boiler | Codes & Standards Forecast | Turnover | 0 | 13126.5996 | 14231.4769 | 15218.2719 | 32636.7132 | 17080.7676 | 17881.4785 | 18618.031 | 19293.1747 | 19910.8033 | 20475.0115 | 20990.2495 | 21460.7058 | 21890.0767 | 22281.3771 | 22637.5898 | 22961.2701 | 23255.5576 | 23523.5049 | 23767.456 | 23988.7504 | 23064.4612 | 22296.9348 | 21666.8216 | 22369.043 | 21868.5173 | 21466.7462 | 21151.0187 | 20909.8928 | 20733.2506 | 20611.9792 | 20538.1734 | 29825.3195
F6_Commercial_Retail_Existing_Space Heating_Natural Gas_Boiler_Codes & Standards Forecast | F6 | Commercial | Retail | Existing | Space Heating | Natural Gas | Boiler | Codes & Standards Forecast | Avg. Replacement Usage (kWh) | 0.70604 | 0.68194 | 0.75565 | 0.7378 | 0.73385 | 0.6212 | 0.61783 | 0.61448 | 0.61112 | 0.60776 | 0.6044 | 0.60104 | 0.59768 | 0.59433 | 0.59096 | 0.58761 | 0.58425 | 0.58089 | 0.57753 | 0.57417 | 0.57082 | 0.56747 | 0.5641 | 0.56075 | 0.55739 | 0.55404 | 0.55068 | 0.54733 | 0.54397 | 0.54062 | 0.53726 | 0.5339 | 0.5339
F7_Commercial_Retail_Existing_Space Heating_Natural Gas_Boiler_Codes & Standards Forecast | F7 | Commercial | Retail | Existing | Space Heating | Natural Gas | Boiler | Codes & Standards Forecast | Avg. Replacement Summer Demand (kW) | 0 | 0 | 0 | 0 | 0 | 0 | 0 | 0 | 0 | 0 | 0 | 0 | 0 | 0 | 0 | 0 | 0 | 0 | 0 | 0 | 0 | 0 | 0 | 0 | 0 | 0 | 0 | 0 | 0 | 0 | 0 | 0 | 0
F8_Commercial_Retail_Existing_Space Heating_Natural Gas_Boiler_Codes & Standards Forecast | F8 | Commercial | Retail | Existing | Space Heating | Natural Gas | Boiler | Codes & Standards Forecast | Avg. Replacement Winter Demand (kW) | 0 | 0 | 0 | 0 | 0 | 0 | 0 | 0 | 0 | 0 | 0 | 0 | 0 | 0 | 0 | 0 | 0 | 0 | 0 | 0 | 0 | 0 | 0 | 0 | 0 | 0 | 0 | 0 | 0 | 0 | 0 | 0 | 0
F1_Commercial_Retail_Existing_Space Heating_Natural Gas_Unit Heater_Codes & Standards Forecast | F1 | Commercial | Retail | Existing | Space Heating | Natural Gas | Unit Heater | Codes & Standards Forecast | Units | 1550434.3192 | 1542546.0593 | 1534657.7995 | 1525131.6753 | 1560767.422 | 1556572.9832 | 1552870.119 | 1549534.991 | 1546312.9478 | 1543110.8552 | 1539892.7351 | 1536678.9242 | 1533492.5039 | 1530341.4093 | 1527205.7447 | 1524082.5138 | 1520956.444 | 1517865.6342 | 1514853.4987 | 1511928.2685 | 1509045.7959 | 1506155.7712 | 1503243.0119 | 1500303.2427 | 1497333.9491 | 1494345.633 | 1491341.9259 | 1488329.4761 | 1485305.9607 | 1482273.5744 | 1479225.4084 | 1476168.2081 | 1496296.3238
F2_Commercial_Retail_Existing_Space Heating_Natural Gas_Unit Heater_Codes & Standards Forecast | F2 | Commercial | Retail | Existing | Space Heating | Natural Gas | Unit Heater | Codes & Standards Forecast | Usage (MMtherm) | 0.11731 | 0.11273 | 0.12427 | 0.12058 | 0.12274 | 0.12106 | 0.1194 | 0.11774 | 0.11607 | 0.11439 | 0.1127 | 0.11109 | 0.10953 | 0.10801 | 0.10647 | 0.10506 | 0.10373 | 0.1025 | 0.10122 | 0.10001 | 0.098853 | 0.097672 | 0.096788 | 0.095925 | 0.095077 | 0.094245 | 0.093423 | 0.092614 | 0.091815 | 0.091025 | 0.090241 | 0.089465 | 0.090659
F3_Commercial_Retail_Existing_Space Heating_Natural Gas_Unit Heater_Codes & Standards Forecast | F3 | Commercial | Retail | Existing | Space Heating | Natural Gas | Unit Heater | Codes & Standards Forecast | Summer Peak Demand (MW) | 0 | 0 | 0 | 0 | 0 | 0 | 0 | 0 | 0 | 0 | 0 | 0 | 0 | 0 | 0 | 0 | 0 | 0 | 0 | 0 | 0 | 0 | 0 | 0 | 0 | 0 | 0 | 0 | 0 | 0 | 0 | 0 | 0
F4_Commercial_Retail_Existing_Space Heating_Natural Gas_Unit Heater_Codes & Standards Forecast | F4 | Commercial | Retail | Existing | Space Heating | Natural Gas | Unit Heater | Codes & Standards Forecast | Winter Peak Demand (MW) | 0 | 0 | 0 | 0 | 0 | 0 | 0 | 0 | 0 | 0 | 0 | 0 | 0 | 0 | 0 | 0 | 0 | 0 | 0 | 0 | 0 | 0 | 0 | 0 | 0 | 0 | 0 | 0 | 0 | 0 | 0 | 0 | 0
F5_Commercial_Retail_Existing_Space Heating_Natural Gas_Unit Heater_Codes & Standards Forecast | F5 | Commercial | Retail | Existing | Space Heating | Natural Gas | Unit Heater | Codes & Standards Forecast | Turnover | 0 | 55090.9307 | 65249.0561 | 73736.9299 | 116995.159 | 87656.7631 | 93020.095 | 97585.9323 | 101459.3378 | 104735.9914 | 107499.9814 | 99611.7254 | 94305.9858 | 90996.0987 | 94191.0375 | 92831.0804 | 92421.777 | 92713.6067 | 108913.4882 | 110762.3341 | 112312.7976 | 122193.9275 | 109575.0104 | 108050.4927 | 106965.8015 | 105652.5748 | 104305.164 | 103050.7543 | 101247.0831 | 100682.8131 | 100972.1381 | 104429.663 | 124681.4753
F6_Commercial_Retail_Existing_Space Heating_Natural Gas_Unit Heater_Codes & Standards Forecast | F6 | Commercial | Retail | Existing | Space Heating | Natural Gas | Unit Heater | Codes & Standards Forecast | Avg. Replacement Usage (kWh) | 0.07566 | 0.073078 | 0.080976 | 0.079063 | 0.07864 | 0.070387 | 0.070006 | 0.069625 | 0.069245 | 0.068865 | 0.068484 | 0.068103 | 0.067723 | 0.067342 | 0.066961 | 0.066581 | 0.0662 | 0.06582 | 0.065439 | 0.065059 | 0.064678 | 0.064299 | 0.063918 | 0.063538 | 0.063157 | 0.062778 | 0.062397 | 0.062017 | 0.061636 | 0.061257 | 0.060876 | 0.060495 | 0.060495
F7_Commercial_Retail_Existing_Space Heating_Natural Gas_Unit Heater_Codes & Standards Forecast | F7 | Commercial | Retail | Existing | Space Heating | Natural Gas | Unit Heater | Codes & Standards Forecast | Avg. Replacement Summer Demand (kW) | 0 | 0 | 0 | 0 | 0 | 0 | 0 | 0 | 0 | 0 | 0 | 0 | 0 | 0 | 0 | 0 | 0 | 0 | 0 | 0 | 0 | 0 | 0 | 0 | 0 | 0 | 0 | 0 | 0 | 0 | 0 | 0 | 0
F8_Commercial_Retail_Existing_Space Heating_Natural Gas_Unit Heater_Codes & Standards Forecast | F8 | Commercial | Retail | Existing | Space Heating | Natural Gas | Unit Heater | Codes & Standards Forecast | Avg. Replacement Winter Demand (kW) | 0 | 0 | 0 | 0 | 0 | 0 | 0 | 0 | 0 | 0 | 0 | 0 | 0 | 0 | 0 | 0 | 0 | 0 | 0 | 0 | 0 | 0 | 0 | 0 | 0 | 0 | 0 | 0 | 0 | 0 | 0 | 0 | 0
F1_Commercial_Retail_Existing_Water Heating_Natural Gas_Water Heater_Codes & Standards Forecast | F1 | Commercial | Retail | Existing | Water Heating | Natural Gas | Water Heater | Codes & Standards Forecast | Units | 8573279.224 | 8529660.3145 | 8486041.405 | 8433365.763 | 8630417.1334 | 8607223.5711 | 8586748.2188 | 8568306.3001 | 8550489.6949 | 8532783.4085 | 8514988.4966 | 8497217.413 | 8479597.788 | 8462173.5003 | 8444834.5344 | 8427564.3217 | 8410278.4108 | 8393187.4736 | 8376531.5738 | 8360356.2254 | 8344417.3092 | 8328436.633 | 8312330.2439 | 8296074.5006 | 8279655.4996 | 8263131.3113 | 8246522.0172 | 8229864.3795 | 8213145.5529 | 8196377.6745 | 8179522.5407 | 8162617.4505 | 8273917.8482
F2_Commercial_Retail_Existing_Water Heating_Natural Gas_Water Heater_Codes & Standards Forecast | F2 | Commercial | Retail | Existing | Water Heating | Natural Gas | Water Heater | Codes & Standards Forecast | Usage (MMtherm) | 1.8425 | 1.7482 | 1.9074 | 1.8288 | 1.8337 | 1.7973 | 1.7639 | 1.7343 | 1.7089 | 1.6884 | 1.6713 | 1.657 | 1.6449 | 1.6347 | 1.6258 | 1.6181 | 1.6113 | 1.6052 | 1.5998 | 1.5949 | 1.5904 | 1.5862 | 1.5822 | 1.5784 | 1.5747 | 1.5711 | 1.5676 | 1.5641 | 1.5607 | 1.5573 | 1.554 | 1.5507 | 1.5717
F3_Commercial_Retail_Existing_Water Heating_Natural Gas_Water Heater_Codes & Standards Forecast | F3 | Commercial | Retail | Existing | Water Heating | Natural Gas | Water Heater | Codes & Standards Forecast | Summer Peak Demand (MW) | 0 | 0 | 0 | 0 | 0 | 0 | 0 | 0 | 0 | 0 | 0 | 0 | 0 | 0 | 0 | 0 | 0 | 0 | 0 | 0 | 0 | 0 | 0 | 0 | 0 | 0 | 0 | 0 | 0 | 0 | 0 | 0 | 0
F4_Commercial_Retail_Existing_Water Heating_Natural Gas_Water Heater_Codes & Standards Forecast | F4 | Commercial | Retail | Existing | Water Heating | Natural Gas | Water Heater | Codes & Standards Forecast | Winter Peak Demand (MW) | 0 | 0 | 0 | 0 | 0 | 0 | 0 | 0 | 0 | 0 | 0 | 0 | 0 | 0 | 0 | 0 | 0 | 0 | 0 | 0 | 0 | 0 | 0 | 0 | 0 | 0 | 0 | 0 | 0 | 0 | 0 | 0 | 0
F5_Commercial_Retail_Existing_Water Heating_Natural Gas_Water Heater_Codes & Standards Forecast | F5 | Commercial | Retail | Existing | Water Heating | Natural Gas | Water Heater | Codes & Standards Forecast | Turnover | 0 | 341186.4126 | 441274.1531 | 519495.331 | 781314.9504 | 634368.7696 | 674101.6358 | 705576.5453 | 730392.7822 | 749863.4571 | 665204.289 | 617406.143 | 594984.1199 | 628225.9722 | 626031.0691 | 718473.3709 | 737964.8248 | 753203.1879 | 815208.579 | 744650.7642 | 726351.8357 | 705233.0277 | 693213.8042 | 681835.1753 | 664380.4145 | 663623.3369 | 672449.9729 | 705846.9156 | 709606.7513 | 733114.3564 | 729155.1706 | 722531.4567 | 839719.9618
F6_Commercial_Retail_Existing_Water Heating_Natural Gas_Water Heater_Codes & Standards Forecast | F6 | Commercial | Retail | Existing | Water Heating | Natural Gas | Water Heater | Codes & Standards Forecast | Avg. Replacement Usage (kWh) | 0.17981 | 0.17368 | 0.19347 | 0.18991 | 0.18991 | 0.18991 | 0.18991 | 0.18991 | 0.18991 | 0.18991 | 0.18991 | 0.18991 | 0.18991 | 0.18991 | 0.18991 | 0.18991 | 0.18991 | 0.18991 | 0.18991 | 0.18991 | 0.18991 | 0.18991 | 0.18991 | 0.18991 | 0.18991 | 0.18991 | 0.18991 | 0.18991 | 0.18991 | 0.18991 | 0.18991 | 0.18991 | 0.18991
F7_Commercial_Retail_Existing_Water Heating_Natural Gas_Water Heater_Codes & Standards Forecast | F7 | Commercial | Retail | Existing | Water Heating | Natural Gas | Water Heater | Codes & Standards Forecast | Avg. Replacement Summer Demand (kW) | 0 | 0 | 0 | 0 | 0 | 0 | 0 | 0 | 0 | 0 | 0 | 0 | 0 | 0 | 0 | 0 | 0 | 0 | 0 | 0 | 0 | 0 | 0 | 0 | 0 | 0 | 0 | 0 | 0 | 0 | 0 | 0 | 0
F8_Commercial_Retail_Existing_Water Heating_Natural Gas_Water Heater_Codes & Standards Forecast | F8 | Commercial | Retail | Existing | Water Heating | Natural Gas | Water Heater | Codes & Standards Forecast | Avg. Replacement Winter Demand (kW) | 0 | 0 | 0 | 0 | 0 | 0 | 0 | 0 | 0 | 0 | 0 | 0 | 0 | 0 | 0 | 0 | 0 | 0 | 0 | 0 | 0 | 0 | 0 | 0 | 0 | 0 | 0 | 0 | 0 | 0 | 0 | 0 | 0
F1_Commercial_Retail_Existing_Food Preparation_Natural Gas_Oven_Codes & Standards Forecast | F1 | Commercial | Retail | Existing | Food Preparation | Natural Gas | Oven | Codes & Standards Forecast | Units | 329940.3447 | 328261.6827 | 326583.0207 | 324555.8128 | 332139.2818 | 331246.6838 | 330458.6954 | 329748.9631 | 329063.2958 | 328381.8741 | 327697.0417 | 327013.1264 | 326335.0399 | 325664.4708 | 324997.1854 | 324332.5459 | 323667.3023 | 323009.5621 | 322368.5643 | 321746.0604 | 321132.6555 | 320517.6435 | 319897.7934 | 319272.1955 | 318640.3147 | 318004.3857 | 317365.1815 | 316724.1168 | 316080.6973 | 315435.39 | 314786.7247 | 314136.1368 | 318419.5027
F2_Commercial_Retail_Existing_Food Preparation_Natural Gas_Oven_Codes & Standards Forecast | F2 | Commercial | Retail | Existing | Food Preparation | Natural Gas | Oven | Codes & Standards Forecast | Usage (MMtherm) | 0.10999 | 0.10767 | 0.12171 | 0.12119 | 0.12736 | 0.1297 | 0.13216 | 0.13471 | 0.13731 | 0.13996 | 0.1421 | 0.14383 | 0.14521 | 0.14632 | 0.14718 | 0.14785 | 0.14835 | 0.14872 | 0.14898 | 0.14916 | 0.14926 | 0.14929 | 0.14927 | 0.1492 | 0.14909 | 0.14894 | 0.14877 | 0.14858 | 0.14836 | 0.14813 | 0.14789 | 0.14764 | 0.1497
F3_Commercial_Retail_Existing_Food Preparation_Natural Gas_Oven_Codes & Standards Forecast | F3 | Commercial | Retail | Existing | Food Preparation | Natural Gas | Oven | Codes & Standards Forecast | Summer Peak Demand (MW) | 0 | 0 | 0 | 0 | 0 | 0 | 0 | 0 | 0 | 0 | 0 | 0 | 0 | 0 | 0 | 0 | 0 | 0 | 0 | 0 | 0 | 0 | 0 | 0 | 0 | 0 | 0 | 0 | 0 | 0 | 0 | 0 | 0
F4_Commercial_Retail_Existing_Food Preparation_Natural Gas_Oven_Codes & Standards Forecast | F4 | Commercial | Retail | Existing | Food Preparation | Natural Gas | Oven | Codes & Standards Forecast | Winter Peak Demand (MW) | 0 | 0 | 0 | 0 | 0 | 0 | 0 | 0 | 0 | 0 | 0 | 0 | 0 | 0 | 0 | 0 | 0 | 0 | 0 | 0 | 0 | 0 | 0 | 0 | 0 | 0 | 0 | 0 | 0 | 0 | 0 | 0 | 0
F5_Commercial_Retail_Existing_Food Preparation_Natural Gas_Oven_Codes & Standards Forecast | F5 | Commercial | Retail | Existing | Food Preparation | Natural Gas | Oven | Codes & Standards Forecast | Turnover | 0 | 18236.7602 | 19655.4596 | 20785.596 | 29412.5186 | 22637.5937 | 23304.6961 | 23854.1489 | 24303.096 | 24667.366 | 23478.2227 | 22729.6819 | 22305.852 | 23356.5379 | 23125.6502 | 23044.0751 | 27970.1064 | 27644.8689 | 27366.7877 | 28935.8716 | 25975.7726 | 25451.5432 | 25154.74 | 24842.665 | 24546.7953 | 24686.8414 | 24868.5127 | 25061.1352 | 25876.5938 | 25722.7148 | 25548.3069 | 26710.2849 | 30542.9271
F6_Commercial_Retail_Existing_Food Preparation_Natural Gas_Oven_Codes & Standards Forecast | F6 | Commercial | Retail | Existing | Food Preparation | Natural Gas | Oven | Codes & Standards Forecast | Avg. Replacement Usage (kWh) | 0.44575 | 0.43054 | 0.47961 | 0.47078 | 0.47078 | 0.47078 | 0.47078 | 0.47078 | 0.47078 | 0.47078 | 0.47078 | 0.47078 | 0.47078 | 0.47078 | 0.47078 | 0.47078 | 0.47078 | 0.47078 | 0.47078 | 0.47078 | 0.47078 | 0.47078 | 0.47078 | 0.47078 | 0.47078 | 0.47078 | 0.47078 | 0.47078 | 0.47078 | 0.47078 | 0.47078 | 0.47078 | 0.47078
F7_Commercial_Retail_Existing_Food Preparation_Natural Gas_Oven_Codes & Standards Forecast | F7 | Commercial | Retail | Existing | Food Preparation | Natural Gas | Oven | Codes & Standards Forecast | Avg. Replacement Summer Demand (kW) | 0 | 0 | 0 | 0 | 0 | 0 | 0 | 0 | 0 | 0 | 0 | 0 | 0 | 0 | 0 | 0 | 0 | 0 | 0 | 0 | 0 | 0 | 0 | 0 | 0 | 0 | 0 | 0 | 0 | 0 | 0 | 0 | 0
F8_Commercial_Retail_Existing_Food Preparation_Natural Gas_Oven_Codes & Standards Forecast | F8 | Commercial | Retail | Existing | Food Preparation | Natural Gas | Oven | Codes & Standards Forecast | Avg. Replacement Winter Demand (kW) | 0 | 0 | 0 | 0 | 0 | 0 | 0 | 0 | 0 | 0 | 0 | 0 | 0 | 0 | 0 | 0 | 0 | 0 | 0 | 0 | 0 | 0 | 0 | 0 | 0 | 0 | 0 | 0 | 0 | 0 | 0 | 0 | 0
F1_Commercial_Retail_Existing_Food Preparation_Natural Gas_Conveyor Oven_Codes & Standards Forecast | F1 | Commercial | Retail | Existing | Food Preparation | Natural Gas | Conveyor Oven | Codes & Standards Forecast | Units | 164970.1724 | 164130.8414 | 163291.5104 | 162277.9064 | 166069.6409 | 165623.3419 | 165229.3477 | 164874.4815 | 164531.6479 | 164190.9371 | 163848.5209 | 163506.5632 | 163167.5199 | 162832.2354 | 162498.5927 | 162166.2729 | 161833.6511 | 161504.7811 | 161184.2822 | 160873.0302 | 160566.3277 | 160258.8217 | 159948.8967 | 159636.0978 | 159320.1573 | 159002.1929 | 158682.5908 | 158362.0584 | 158040.3486 | 157717.695 | 157393.3623 | 157068.0684 | 159209.7513
F2_Commercial_Retail_Existing_Food Preparation_Natural Gas_Conveyor Oven_Codes & Standards Forecast | F2 | Commercial | Retail | Existing | Food Preparation | Natural Gas | Conveyor Oven | Codes & Standards Forecast | Usage (MMtherm) | 0.094098 | 0.090774 | 0.10111 | 0.099216 | 0.10253 | 0.10297 | 0.10348 | 0.10405 | 0.10466 | 0.10529 | 0.10593 | 0.10658 | 0.10724 | 0.10791 | 0.10859 | 0.10927 | 0.10995 | 0.11044 | 0.1108 | 0.11105 | 0.1112 | 0.11128 | 0.1113 | 0.11127 | 0.1112 | 0.1111 | 0.11097 | 0.11082 | 0.11066 | 0.11048 | 0.11029 | 0.1101 | 0.11162
F3_Commercial_Retail_Existing_Food Preparation_Natural Gas_Conveyor Oven_Codes & Standards Forecast | F3 | Commercial | Retail | Existing | Food Preparation | Natural Gas | Conveyor Oven | Codes & Standards Forecast | Summer Peak Demand (MW) | 0 | 0 | 0 | 0 | 0 | 0 | 0 | 0 | 0 | 0 | 0 | 0 | 0 | 0 | 0 | 0 | 0 | 0 | 0 | 0 | 0 | 0 | 0 | 0 | 0 | 0 | 0 | 0 | 0 | 0 | 0 | 0 | 0
F4_Commercial_Retail_Existing_Food Preparation_Natural Gas_Conveyor Oven_Codes & Standards Forecast | F4 | Commercial | Retail | Existing | Food Preparation | Natural Gas | Conveyor Oven | Codes & Standards Forecast | Winter Peak Demand (MW) | 0 | 0 | 0 | 0 | 0 | 0 | 0 | 0 | 0 | 0 | 0 | 0 | 0 | 0 | 0 | 0 | 0 | 0 | 0 | 0 | 0 | 0 | 0 | 0 | 0 | 0 | 0 | 0 | 0 | 0 | 0 | 0 | 0
F5_Commercial_Retail_Existing_Food Preparation_Natural Gas_Conveyor Oven_Codes & Standards Forecast | F5 | Commercial | Retail | Existing | Food Preparation | Natural Gas | Conveyor Oven | Codes & Standards Forecast | Turnover | 0 | 3861.9021 | 4994.7991 | 5880.1877 | 10405.0365 | 7180.4445 | 7630.1824 | 7986.4481 | 8267.344 | 8487.7334 | 8659.6436 | 8792.9429 | 8895.5569 | 8973.7566 | 9032.3943 | 9075.4163 | 9105.8958 | 8012.5825 | 7360.9 | 7016.5859 | 7614.6128 | 7469.598 | 8405.443 | 8546.3954 | 8655.1439 | 9689.8796 | 8610.785 | 8695.258 | 8758.9214 | 8805.9685 | 8839.6964 | 8862.8104 | 11037.6002
F6_Commercial_Retail_Existing_Food Preparation_Natural Gas_Conveyor Oven_Codes & Standards Forecast | F6 | Commercial | Retail | Existing | Food Preparation | Natural Gas | Conveyor Oven | Codes & Standards Forecast | Avg. Replacement Usage (kWh) | 0.66441 | 0.64173 | 0.71488 | 0.70173 | 0.70173 | 0.70173 | 0.70173 | 0.70173 | 0.70173 | 0.70173 | 0.70173 | 0.70173 | 0.70173 | 0.70173 | 0.70173 | 0.70173 | 0.70173 | 0.70173 | 0.70173 | 0.70173 | 0.70173 | 0.70173 | 0.70173 | 0.70173 | 0.70173 | 0.70173 | 0.70173 | 0.70173 | 0.70173 | 0.70173 | 0.70173 | 0.70173 | 0.70173
F7_Commercial_Retail_Existing_Food Preparation_Natural Gas_Conveyor Oven_Codes & Standards Forecast | F7 | Commercial | Retail | Existing | Food Preparation | Natural Gas | Conveyor Oven | Codes & Standards Forecast | Avg. Replacement Summer Demand (kW) | 0 | 0 | 0 | 0 | 0 | 0 | 0 | 0 | 0 | 0 | 0 | 0 | 0 | 0 | 0 | 0 | 0 | 0 | 0 | 0 | 0 | 0 | 0 | 0 | 0 | 0 | 0 | 0 | 0 | 0 | 0 | 0 | 0
F8_Commercial_Retail_Existing_Food Preparation_Natural Gas_Conveyor Oven_Codes & Standards Forecast | F8 | Commercial | Retail | Existing | Food Preparation | Natural Gas | Conveyor Oven | Codes & Standards Forecast | Avg. Replacement Winter Demand (kW) | 0 | 0 | 0 | 0 | 0 | 0 | 0 | 0 | 0 | 0 | 0 | 0 | 0 | 0 | 0 | 0 | 0 | 0 | 0 | 0 | 0 | 0 | 0 | 0 | 0 | 0 | 0 | 0 | 0 | 0 | 0 | 0 | 0
F1_Commercial_Retail_Existing_Food Preparation_Natural Gas_Double Rack Oven_Codes & Standards Forecast | F1 | Commercial | Retail | Existing | Food Preparation | Natural Gas | Double Rack Oven | Codes & Standards Forecast | Units | 164970.1724 | 164130.8414 | 163291.5104 | 162277.9064 | 166069.6409 | 165623.3419 | 165229.3477 | 164874.4815 | 164531.6479 | 164190.9371 | 163848.5209 | 163506.5632 | 163167.5199 | 162832.2354 | 162498.5927 | 162166.2729 | 161833.6511 | 161504.7811 | 161184.2822 | 160873.0302 | 160566.3277 | 160258.8217 | 159948.8967 | 159636.0978 | 159320.1573 | 159002.1929 | 158682.5908 | 158362.0584 | 158040.3486 | 157717.695 | 157393.3623 | 157068.0684 | 159209.7513
F2_Commercial_Retail_Existing_Food Preparation_Natural Gas_Double Rack Oven_Codes & Standards Forecast | F2 | Commercial | Retail | Existing | Food Preparation | Natural Gas | Double Rack Oven | Codes & Standards Forecast | Usage (MMtherm) | 0.14295 | 0.13905 | 0.15652 | 0.15548 | 0.16337 | 0.16634 | 0.16957 | 0.173 | 0.17657 | 0.18023 | 0.18397 | 0.18777 | 0.19071 | 0.19298 | 0.19471 | 0.19601 | 0.19697 | 0.19765 | 0.19812 | 0.19843 | 0.1986 | 0.19866 | 0.19862 | 0.19852 | 0.19835 | 0.19813 | 0.19787 | 0.19759 | 0.19728 | 0.19695 | 0.1966 | 0.19624 | 0.19896
F3_Commercial_Retail_Existing_Food Preparation_Natural Gas_Double Rack Oven_Codes & Standards Forecast | F3 | Commercial | Retail | Existing | Food Preparation | Natural Gas | Double Rack Oven | Codes & Standards Forecast | Summer Peak Demand (MW) | 0 | 0 | 0 | 0 | 0 | 0 | 0 | 0 | 0 | 0 | 0 | 0 | 0 | 0 | 0 | 0 | 0 | 0 | 0 | 0 | 0 | 0 | 0 | 0 | 0 | 0 | 0 | 0 | 0 | 0 | 0 | 0 | 0
F4_Commercial_Retail_Existing_Food Preparation_Natural Gas_Double Rack Oven_Codes & Standards Forecast | F4 | Commercial | Retail | Existing | Food Preparation | Natural Gas | Double Rack Oven | Codes & Standards Forecast | Winter Peak Demand (MW) | 0 | 0 | 0 | 0 | 0 | 0 | 0 | 0 | 0 | 0 | 0 | 0 | 0 | 0 | 0 | 0 | 0 | 0 | 0 | 0 | 0 | 0 | 0 | 0 | 0 | 0 | 0 | 0 | 0 | 0 | 0 | 0 | 0
F5_Commercial_Retail_Existing_Food Preparation_Natural Gas_Double Rack Oven_Codes & Standards Forecast | F5 | Commercial | Retail | Existing | Food Preparation | Natural Gas | Double Rack Oven | Codes & Standards Forecast | Turnover | 0 | 5471.028 | 7075.9654 | 8330.2659 | 13160.579 | 10172.2964 | 10809.4251 | 11314.1348 | 11712.0707 | 12024.2889 | 12267.8284 | 12456.6691 | 11007.6184 | 10166.9912 | 9747.1547 | 10352.0264 | 10252.5426 | 11677.547 | 11948.5669 | 12160.3942 | 13285.8139 | 12259.091 | 12393.255 | 12183.0866 | 11823.7045 | 11432.9884 | 11222.1304 | 11020.5381 | 10722.5652 | 10691.1566 | 10813.4996 | 11390.8315 | 13637.4418
F6_Commercial_Retail_Existing_Food Preparation_Natural Gas_Double Rack Oven_Codes & Standards Forecast | F6 | Commercial | Retail | Existing | Food Preparation | Natural Gas | Double Rack Oven | Codes & Standards Forecast | Avg. Replacement Usage (kWh) | 1.1841 | 1.1437 | 1.274 | 1.2506 | 1.2506 | 1.2506 | 1.2506 | 1.2506 | 1.2506 | 1.2506 | 1.2506 | 1.2506 | 1.2506 | 1.2506 | 1.2506 | 1.2506 | 1.2506 | 1.2506 | 1.2506 | 1.2506 | 1.2506 | 1.2506 | 1.2506 | 1.2506 | 1.2506 | 1.2506 | 1.2506 | 1.2506 | 1.2506 | 1.2506 | 1.2506 | 1.2506 | 1.2506
F7_Commercial_Retail_Existing_Food Preparation_Natural Gas_Double Rack Oven_Codes & Standards Forecast | F7 | Commercial | Retail | Existing | Food Preparation | Natural Gas | Double Rack Oven | Codes & Standards Forecast | Avg. Replacement Summer Demand (kW) | 0 | 0 | 0 | 0 | 0 | 0 | 0 | 0 | 0 | 0 | 0 | 0 | 0 | 0 | 0 | 0 | 0 | 0 | 0 | 0 | 0 | 0 | 0 | 0 | 0 | 0 | 0 | 0 | 0 | 0 | 0 | 0 | 0
F8_Commercial_Retail_Existing_Food Preparation_Natural Gas_Double Rack Oven_Codes & Standards Forecast | F8 | Commercial | Retail | Existing | Food Preparation | Natural Gas | Double Rack Oven | Codes & Standards Forecast | Avg. Replacement Winter Demand (kW) | 0 | 0 | 0 | 0 | 0 | 0 | 0 | 0 | 0 | 0 | 0 | 0 | 0 | 0 | 0 | 0 | 0 | 0 | 0 | 0 | 0 | 0 | 0 | 0 | 0 | 0 | 0 | 0 | 0 | 0 | 0 | 0 | 0
F1_Commercial_Retail_Existing_Food Preparation_Natural Gas_Fryer_Codes & Standards Forecast | F1 | Commercial | Retail | Existing | Food Preparation | Natural Gas | Fryer | Codes & Standards Forecast | Units | 659880.6894 | 656523.3654 | 653166.0414 | 649111.6256 | 664278.5636 | 662493.3676 | 660917.3907 | 659497.9262 | 658126.5916 | 656763.7483 | 655394.0835 | 654026.2528 | 652670.0797 | 651328.9416 | 649994.3708 | 648665.0918 | 647334.6045 | 646019.1243 | 644737.1286 | 643492.1208 | 642265.311 | 641035.2869 | 639795.5868 | 638544.391 | 637280.6293 | 636008.7714 | 634730.363 | 633448.2336 | 632161.3945 | 630870.7799 | 629573.4494 | 628272.2737 | 636839.0054
F2_Commercial_Retail_Existing_Food Preparation_Natural Gas_Fryer_Codes & Standards Forecast | F2 | Commercial | Retail | Existing | Food Preparation | Natural Gas | Fryer | Codes & Standards Forecast | Usage (MMtherm) | 0.35583 | 0.34193 | 0.37896 | 0.36789 | 0.36925 | 0.36071 | 0.35028 | 0.33835 | 0.32519 | 0.31457 | 0.30597 | 0.29899 | 0.29331 | 0.28867 | 0.28485 | 0.2817 | 0.27906 | 0.27685 | 0.27499 | 0.27342 | 0.27206 | 0.27087 | 0.26981 | 0.26886 | 0.26799 | 0.26718 | 0.26643 | 0.26572 | 0.26504 | 0.26439 | 0.26376 | 0.26314 | 0.26667
F3_Commercial_Retail_Existing_Food Preparation_Natural Gas_Fryer_Codes & Standards Forecast | F3 | Commercial | Retail | Existing | Food Preparation | Natural Gas | Fryer | Codes & Standards Forecast | Summer Peak Demand (MW) | 0 | 0 | 0 | 0 | 0 | 0 | 0 | 0 | 0 | 0 | 0 | 0 | 0 | 0 | 0 | 0 | 0 | 0 | 0 | 0 | 0 | 0 | 0 | 0 | 0 | 0 | 0 | 0 | 0 | 0 | 0 | 0 | 0
F4_Commercial_Retail_Existing_Food Preparation_Natural Gas_Fryer_Codes & Standards Forecast | F4 | Commercial | Retail | Existing | Food Preparation | Natural Gas | Fryer | Codes & Standards Forecast | Winter Peak Demand (MW) | 0 | 0 | 0 | 0 | 0 | 0 | 0 | 0 | 0 | 0 | 0 | 0 | 0 | 0 | 0 | 0 | 0 | 0 | 0 | 0 | 0 | 0 | 0 | 0 | 0 | 0 | 0 | 0 | 0 | 0 | 0 | 0 | 0
F5_Commercial_Retail_Existing_Food Preparation_Natural Gas_Fryer_Codes & Standards Forecast | F5 | Commercial | Retail | Existing | Food Preparation | Natural Gas | Fryer | Codes & Standards Forecast | Turnover | 0 | 0 | 0 | 11802.0296 | 48212.6207 | 49906.1252 | 63314.5498 | 73977.0413 | 82444.0318 | 65818.6459 | 52545.1062 | 44272.3301 | 44818.4404 | 45594.0963 | 48854.1687 | 53555.7877 | 61990.089 | 71722.1176 | 68067.0697 | 66512.9216 | 64686.4704 | 62825.9809 | 55579.0616 | 51565.2707 | 51290.9121 | 55235.9446 | 57723.7372 | 60037.3825 | 61892.7704 | 63961.9185 | 64520.9517 | 60759.91 | 66923.7031
F6_Commercial_Retail_Existing_Food Preparation_Natural Gas_Fryer_Codes & Standards Forecast | F6 | Commercial | Retail | Existing | Food Preparation | Natural Gas | Fryer | Codes & Standards Forecast | Avg. Replacement Usage (kWh) | 0.58951 | 0.56938 | 0.63428 | 0.41839 | 0.41839 | 0.41839 | 0.41839 | 0.41839 | 0.41839 | 0.41839 | 0.41839 | 0.41839 | 0.41839 | 0.41839 | 0.41839 | 0.41839 | 0.41839 | 0.41839 | 0.41839 | 0.41839 | 0.41839 | 0.41839 | 0.41839 | 0.41839 | 0.41839 | 0.41839 | 0.41839 | 0.41839 | 0.41839 | 0.41839 | 0.41839 | 0.41839 | 0.41839
F7_Commercial_Retail_Existing_Food Preparation_Natural Gas_Fryer_Codes & Standards Forecast | F7 | Commercial | Retail | Existing | Food Preparation | Natural Gas | Fryer | Codes & Standards Forecast | Avg. Replacement Summer Demand (kW) | 0 | 0 | 0 | 0 | 0 | 0 | 0 | 0 | 0 | 0 | 0 | 0 | 0 | 0 | 0 | 0 | 0 | 0 | 0 | 0 | 0 | 0 | 0 | 0 | 0 | 0 | 0 | 0 | 0 | 0 | 0 | 0 | 0
F8_Commercial_Retail_Existing_Food Preparation_Natural Gas_Fryer_Codes & Standards Forecast | F8 | Commercial | Retail | Existing | Food Preparation | Natural Gas | Fryer | Codes & Standards Forecast | Avg. Replacement Winter Demand (kW) | 0 | 0 | 0 | 0 | 0 | 0 | 0 | 0 | 0 | 0 | 0 | 0 | 0 | 0 | 0 | 0 | 0 | 0 | 0 | 0 | 0 | 0 | 0 | 0 | 0 | 0 | 0 | 0 | 0 | 0 | 0 | 0 | 0
F1_Commercial_Retail_Existing_Food Preparation_Natural Gas_Broiler_Codes & Standards Forecast | F1 | Commercial | Retail | Existing | Food Preparation | Natural Gas | Broiler | Codes & Standards Forecast | Units | 0 | 0 | 0 | 0 | 0 | 0 | 0 | 0 | 0 | 0 | 0 | 0 | 0 | 0 | 0 | 0 | 0 | 0 | 0 | 0 | 0 | 0 | 0 | 0 | 0 | 0 | 0 | 0 | 0 | 0 | 0 | 0 | 0
F2_Commercial_Retail_Existing_Food Preparation_Natural Gas_Broiler_Codes & Standards Forecast | F2 | Commercial | Retail | Existing | Food Preparation | Natural Gas | Broiler | Codes & Standards Forecast | Usage (MMtherm) | 0 | 0 | 0 | 0 | 0 | 0 | 0 | 0 | 0 | 0 | 0 | 0 | 0 | 0 | 0 | 0 | 0 | 0 | 0 | 0 | 0 | 0 | 0 | 0 | 0 | 0 | 0 | 0 | 0 | 0 | 0 | 0 | 0
F3_Commercial_Retail_Existing_Food Preparation_Natural Gas_Broiler_Codes & Standards Forecast | F3 | Commercial | Retail | Existing | Food Preparation | Natural Gas | Broiler | Codes & Standards Forecast | Summer Peak Demand (MW) | 0 | 0 | 0 | 0 | 0 | 0 | 0 | 0 | 0 | 0 | 0 | 0 | 0 | 0 | 0 | 0 | 0 | 0 | 0 | 0 | 0 | 0 | 0 | 0 | 0 | 0 | 0 | 0 | 0 | 0 | 0 | 0 | 0
F4_Commercial_Retail_Existing_Food Preparation_Natural Gas_Broiler_Codes & Standards Forecast | F4 | Commercial | Retail | Existing | Food Preparation | Natural Gas | Broiler | Codes & Standards Forecast | Winter Peak Demand (MW) | 0 | 0 | 0 | 0 | 0 | 0 | 0 | 0 | 0 | 0 | 0 | 0 | 0 | 0 | 0 | 0 | 0 | 0 | 0 | 0 | 0 | 0 | 0 | 0 | 0 | 0 | 0 | 0 | 0 | 0 | 0 | 0 | 0
F5_Commercial_Retail_Existing_Food Preparation_Natural Gas_Broiler_Codes & Standards Forecast | F5 | Commercial | Retail | Existing | Food Preparation | Natural Gas | Broiler | Codes & Standards Forecast | Turnover | 0 | 0 | 0 | 0 | 0 | 0 | 0 | 0 | 0 | 0 | 0 | 0 | 0 | 0 | 0 | 0 | 0 | 0 | 0 | 0 | 0 | 0 | 0 | 0 | 0 | 0 | 0 | 0 | 0 | 0 | 0 | 0 | 0
F6_Commercial_Retail_Existing_Food Preparation_Natural Gas_Broiler_Codes & Standards Forecast | F6 | Commercial | Retail | Existing | Food Preparation | Natural Gas | Broiler | Codes & Standards Forecast | Avg. Replacement Usage (kWh) | 0.6538 | 0.63148 | 0.70346 | 0.69051 | 0.69051 | 0.69051 | 0.69051 | 0.69051 | 0.69051 | 0.69051 | 0.69051 | 0.69051 | 0.69051 | 0.69051 | 0.69051 | 0.69051 | 0.69051 | 0.69051 | 0.69051 | 0.69051 | 0.69051 | 0.69051 | 0.69051 | 0.69051 | 0.69051 | 0.69051 | 0.69051 | 0.69051 | 0.69051 | 0.69051 | 0.69051 | 0.69051 | 0.69051
F7_Commercial_Retail_Existing_Food Preparation_Natural Gas_Broiler_Codes & Standards Forecast | F7 | Commercial | Retail | Existing | Food Preparation | Natural Gas | Broiler | Codes & Standards Forecast | Avg. Replacement Summer Demand (kW) | 0 | 0 | 0 | 0 | 0 | 0 | 0 | 0 | 0 | 0 | 0 | 0 | 0 | 0 | 0 | 0 | 0 | 0 | 0 | 0 | 0 | 0 | 0 | 0 | 0 | 0 | 0 | 0 | 0 | 0 | 0 | 0 | 0
F8_Commercial_Retail_Existing_Food Preparation_Natural Gas_Broiler_Codes & Standards Forecast | F8 | Commercial | Retail | Existing | Food Preparation | Natural Gas | Broiler | Codes & Standards Forecast | Avg. Replacement Winter Demand (kW) | 0 | 0 | 0 | 0 | 0 | 0 | 0 | 0 | 0 | 0 | 0 | 0 | 0 | 0 | 0 | 0 | 0 | 0 | 0 | 0 | 0 | 0 | 0 | 0 | 0 | 0 | 0 | 0 | 0 | 0 | 0 | 0 | 0
F1_Commercial_Retail_Existing_Food Preparation_Natural Gas_Griddle_Codes & Standards Forecast | F1 | Commercial | Retail | Existing | Food Preparation | Natural Gas | Griddle | Codes & Standards Forecast | Units | 0 | 0 | 0 | 0 | 0 | 0 | 0 | 0 | 0 | 0 | 0 | 0 | 0 | 0 | 0 | 0 | 0 | 0 | 0 | 0 | 0 | 0 | 0 | 0 | 0 | 0 | 0 | 0 | 0 | 0 | 0 | 0 | 0
F2_Commercial_Retail_Existing_Food Preparation_Natural Gas_Griddle_Codes & Standards Forecast | F2 | Commercial | Retail | Existing | Food Preparation | Natural Gas | Griddle | Codes & Standards Forecast | Usage (MMtherm) | 0 | 0 | 0 | 0 | 0 | 0 | 0 | 0 | 0 | 0 | 0 | 0 | 0 | 0 | 0 | 0 | 0 | 0 | 0 | 0 | 0 | 0 | 0 | 0 | 0 | 0 | 0 | 0 | 0 | 0 | 0 | 0 | 0
F3_Commercial_Retail_Existing_Food Preparation_Natural Gas_Griddle_Codes & Standards Forecast | F3 | Commercial | Retail | Existing | Food Preparation | Natural Gas | Griddle | Codes & Standards Forecast | Summer Peak Demand (MW) | 0 | 0 | 0 | 0 | 0 | 0 | 0 | 0 | 0 | 0 | 0 | 0 | 0 | 0 | 0 | 0 | 0 | 0 | 0 | 0 | 0 | 0 | 0 | 0 | 0 | 0 | 0 | 0 | 0 | 0 | 0 | 0 | 0
F4_Commercial_Retail_Existing_Food Preparation_Natural Gas_Griddle_Codes & Standards Forecast | F4 | Commercial | Retail | Existing | Food Preparation | Natural Gas | Griddle | Codes & Standards Forecast | Winter Peak Demand (MW) | 0 | 0 | 0 | 0 | 0 | 0 | 0 | 0 | 0 | 0 | 0 | 0 | 0 | 0 | 0 | 0 | 0 | 0 | 0 | 0 | 0 | 0 | 0 | 0 | 0 | 0 | 0 | 0 | 0 | 0 | 0 | 0 | 0
F5_Commercial_Retail_Existing_Food Preparation_Natural Gas_Griddle_Codes & Standards Forecast | F5 | Commercial | Retail | Existing | Food Preparation | Natural Gas | Griddle | Codes & Standards Forecast | Turnover | 0 | 0 | 0 | 0 | 0 | 0 | 0 | 0 | 0 | 0 | 0 | 0 | 0 | 0 | 0 | 0 | 0 | 0 | 0 | 0 | 0 | 0 | 0 | 0 | 0 | 0 | 0 | 0 | 0 | 0 | 0 | 0 | 0
F6_Commercial_Retail_Existing_Food Preparation_Natural Gas_Griddle_Codes & Standards Forecast | F6 | Commercial | Retail | Existing | Food Preparation | Natural Gas | Griddle | Codes & Standards Forecast | Avg. Replacement Usage (kWh) | 0.40989 | 0.3959 | 0.44103 | 0.37389 | 0.37389 | 0.37389 | 0.37389 | 0.37389 | 0.37389 | 0.37389 | 0.37389 | 0.37389 | 0.37389 | 0.37389 | 0.37389 | 0.37389 | 0.37389 | 0.37389 | 0.37389 | 0.37389 | 0.37389 | 0.37389 | 0.37389 | 0.37389 | 0.37389 | 0.37389 | 0.37389 | 0.37389 | 0.37389 | 0.37389 | 0.37389 | 0.37389 | 0.37389
F7_Commercial_Retail_Existing_Food Preparation_Natural Gas_Griddle_Codes & Standards Forecast | F7 | Commercial | Retail | Existing | Food Preparation | Natural Gas | Griddle | Codes & Standards Forecast | Avg. Replacement Summer Demand (kW) | 0 | 0 | 0 | 0 | 0 | 0 | 0 | 0 | 0 | 0 | 0 | 0 | 0 | 0 | 0 | 0 | 0 | 0 | 0 | 0 | 0 | 0 | 0 | 0 | 0 | 0 | 0 | 0 | 0 | 0 | 0 | 0 | 0
F8_Commercial_Retail_Existing_Food Preparation_Natural Gas_Griddle_Codes & Standards Forecast | F8 | Commercial | Retail | Existing | Food Preparation | Natural Gas | Griddle | Codes & Standards Forecast | Avg. Replacement Winter Demand (kW) | 0 | 0 | 0 | 0 | 0 | 0 | 0 | 0 | 0 | 0 | 0 | 0 | 0 | 0 | 0 | 0 | 0 | 0 | 0 | 0 | 0 | 0 | 0 | 0 | 0 | 0 | 0 | 0 | 0 | 0 | 0 | 0 | 0
F1_Commercial_Retail_Existing_Food Preparation_Natural Gas_Range_Codes & Standards Forecast | F1 | Commercial | Retail | Existing | Food Preparation | Natural Gas | Range | Codes & Standards Forecast | Units | 0 | 0 | 0 | 0 | 0 | 0 | 0 | 0 | 0 | 0 | 0 | 0 | 0 | 0 | 0 | 0 | 0 | 0 | 0 | 0 | 0 | 0 | 0 | 0 | 0 | 0 | 0 | 0 | 0 | 0 | 0 | 0 | 0
F2_Commercial_Retail_Existing_Food Preparation_Natural Gas_Range_Codes & Standards Forecast | F2 | Commercial | Retail | Existing | Food Preparation | Natural Gas | Range | Codes & Standards Forecast | Usage (MMtherm) | 0 | 0 | 0 | 0 | 0 | 0 | 0 | 0 | 0 | 0 | 0 | 0 | 0 | 0 | 0 | 0 | 0 | 0 | 0 | 0 | 0 | 0 | 0 | 0 | 0 | 0 | 0 | 0 | 0 | 0 | 0 | 0 | 0
F3_Commercial_Retail_Existing_Food Preparation_Natural Gas_Range_Codes & Standards Forecast | F3 | Commercial | Retail | Existing | Food Preparation | Natural Gas | Range | Codes & Standards Forecast | Summer Peak Demand (MW) | 0 | 0 | 0 | 0 | 0 | 0 | 0 | 0 | 0 | 0 | 0 | 0 | 0 | 0 | 0 | 0 | 0 | 0 | 0 | 0 | 0 | 0 | 0 | 0 | 0 | 0 | 0 | 0 | 0 | 0 | 0 | 0 | 0
F4_Commercial_Retail_Existing_Food Preparation_Natural Gas_Range_Codes & Standards Forecast | F4 | Commercial | Retail | Existing | Food Preparation | Natural Gas | Range | Codes & Standards Forecast | Winter Peak Demand (MW) | 0 | 0 | 0 | 0 | 0 | 0 | 0 | 0 | 0 | 0 | 0 | 0 | 0 | 0 | 0 | 0 | 0 | 0 | 0 | 0 | 0 | 0 | 0 | 0 | 0 | 0 | 0 | 0 | 0 | 0 | 0 | 0 | 0
F5_Commercial_Retail_Existing_Food Preparation_Natural Gas_Range_Codes & Standards Forecast | F5 | Commercial | Retail | Existing | Food Preparation | Natural Gas | Range | Codes & Standards Forecast | Turnover | 0 | 0 | 0 | 0 | 0 | 0 | 0 | 0 | 0 | 0 | 0 | 0 | 0 | 0 | 0 | 0 | 0 | 0 | 0 | 0 | 0 | 0 | 0 | 0 | 0 | 0 | 0 | 0 | 0 | 0 | 0 | 0 | 0
F6_Commercial_Retail_Existing_Food Preparation_Natural Gas_Range_Codes & Standards Forecast | F6 | Commercial | Retail | Existing | Food Preparation | Natural Gas | Range | Codes & Standards Forecast | Avg. Replacement Usage (kWh) | 0.47903 | 0.46268 | 0.51541 | 0.50593 | 0.50593 | 0.50593 | 0.50593 | 0.50593 | 0.50593 | 0.50593 | 0.50593 | 0.50593 | 0.50593 | 0.50593 | 0.50593 | 0.50593 | 0.50593 | 0.50593 | 0.50593 | 0.50593 | 0.50593 | 0.50593 | 0.50593 | 0.50593 | 0.50593 | 0.50593 | 0.50593 | 0.50593 | 0.50593 | 0.50593 | 0.50593 | 0.50593 | 0.50593
F7_Commercial_Retail_Existing_Food Preparation_Natural Gas_Range_Codes & Standards Forecast | F7 | Commercial | Retail | Existing | Food Preparation | Natural Gas | Range | Codes & Standards Forecast | Avg. Replacement Summer Demand (kW) | 0 | 0 | 0 | 0 | 0 | 0 | 0 | 0 | 0 | 0 | 0 | 0 | 0 | 0 | 0 | 0 | 0 | 0 | 0 | 0 | 0 | 0 | 0 | 0 | 0 | 0 | 0 | 0 | 0 | 0 | 0 | 0 | 0
F8_Commercial_Retail_Existing_Food Preparation_Natural Gas_Range_Codes & Standards Forecast | F8 | Commercial | Retail | Existing | Food Preparation | Natural Gas | Range | Codes & Standards Forecast | Avg. Replacement Winter Demand (kW) | 0 | 0 | 0 | 0 | 0 | 0 | 0 | 0 | 0 | 0 | 0 | 0 | 0 | 0 | 0 | 0 | 0 | 0 | 0 | 0 | 0 | 0 | 0 | 0 | 0 | 0 | 0 | 0 | 0 | 0 | 0 | 0 | 0
F1_Commercial_Retail_Existing_Food Preparation_Natural Gas_Steamer_Codes & Standards Forecast | F1 | Commercial | Retail | Existing | Food Preparation | Natural Gas | Steamer | Codes & Standards Forecast | Units | 0 | 0 | 0 | 0 | 0 | 0 | 0 | 0 | 0 | 0 | 0 | 0 | 0 | 0 | 0 | 0 | 0 | 0 | 0 | 0 | 0 | 0 | 0 | 0 | 0 | 0 | 0 | 0 | 0 | 0 | 0 | 0 | 0
F2_Commercial_Retail_Existing_Food Preparation_Natural Gas_Steamer_Codes & Standards Forecast | F2 | Commercial | Retail | Existing | Food Preparation | Natural Gas | Steamer | Codes & Standards Forecast | Usage (MMtherm) | 0 | 0 | 0 | 0 | 0 | 0 | 0 | 0 | 0 | 0 | 0 | 0 | 0 | 0 | 0 | 0 | 0 | 0 | 0 | 0 | 0 | 0 | 0 | 0 | 0 | 0 | 0 | 0 | 0 | 0 | 0 | 0 | 0
F3_Commercial_Retail_Existing_Food Preparation_Natural Gas_Steamer_Codes & Standards Forecast | F3 | Commercial | Retail | Existing | Food Preparation | Natural Gas | Steamer | Codes & Standards Forecast | Summer Peak Demand (MW) | 0 | 0 | 0 | 0 | 0 | 0 | 0 | 0 | 0 | 0 | 0 | 0 | 0 | 0 | 0 | 0 | 0 | 0 | 0 | 0 | 0 | 0 | 0 | 0 | 0 | 0 | 0 | 0 | 0 | 0 | 0 | 0 | 0
F4_Commercial_Retail_Existing_Food Preparation_Natural Gas_Steamer_Codes & Standards Forecast | F4 | Commercial | Retail | Existing | Food Preparation | Natural Gas | Steamer | Codes & Standards Forecast | Winter Peak Demand (MW) | 0 | 0 | 0 | 0 | 0 | 0 | 0 | 0 | 0 | 0 | 0 | 0 | 0 | 0 | 0 | 0 | 0 | 0 | 0 | 0 | 0 | 0 | 0 | 0 | 0 | 0 | 0 | 0 | 0 | 0 | 0 | 0 | 0
F5_Commercial_Retail_Existing_Food Preparation_Natural Gas_Steamer_Codes & Standards Forecast | F5 | Commercial | Retail | Existing | Food Preparation | Natural Gas | Steamer | Codes & Standards Forecast | Turnover | 0 | 0 | 0 | 0 | 0 | 0 | 0 | 0 | 0 | 0 | 0 | 0 | 0 | 0 | 0 | 0 | 0 | 0 | 0 | 0 | 0 | 0 | 0 | 0 | 0 | 0 | 0 | 0 | 0 | 0 | 0 | 0 | 0
F6_Commercial_Retail_Existing_Food Preparation_Natural Gas_Steamer_Codes & Standards Forecast | F6 | Commercial | Retail | Existing | Food Preparation | Natural Gas | Steamer | Codes & Standards Forecast | Avg. Replacement Usage (kWh) | 1.1287 | 1.0901 | 1.2144 | 0.24865 | 0.24865 | 0.24865 | 0.24865 | 0.24865 | 0.24865 | 0.24865 | 0.24865 | 0.24865 | 0.24865 | 0.24865 | 0.24865 | 0.24865 | 0.24865 | 0.24865 | 0.24865 | 0.24865 | 0.24865 | 0.24865 | 0.24865 | 0.24865 | 0.24865 | 0.24865 | 0.24865 | 0.24865 | 0.24865 | 0.24865 | 0.24865 | 0.24865 | 0.24865
F7_Commercial_Retail_Existing_Food Preparation_Natural Gas_Steamer_Codes & Standards Forecast | F7 | Commercial | Retail | Existing | Food Preparation | Natural Gas | Steamer | Codes & Standards Forecast | Avg. Replacement Summer Demand (kW) | 0 | 0 | 0 | 0 | 0 | 0 | 0 | 0 | 0 | 0 | 0 | 0 | 0 | 0 | 0 | 0 | 0 | 0 | 0 | 0 | 0 | 0 | 0 | 0 | 0 | 0 | 0 | 0 | 0 | 0 | 0 | 0 | 0
F8_Commercial_Retail_Existing_Food Preparation_Natural Gas_Steamer_Codes & Standards Forecast | F8 | Commercial | Retail | Existing | Food Preparation | Natural Gas | Steamer | Codes & Standards Forecast | Avg. Replacement Winter Demand (kW) | 0 | 0 | 0 | 0 | 0 | 0 | 0 | 0 | 0 | 0 | 0 | 0 | 0 | 0 | 0 | 0 | 0 | 0 | 0 | 0 | 0 | 0 | 0 | 0 | 0 | 0 | 0 | 0 | 0 | 0 | 0 | 0 | 0
F1_Commercial_Retail_Existing_Food Preparation_Natural Gas_Food Prep Other_Codes & Standards Forecast | F1 | Commercial | Retail | Existing | Food Preparation | Natural Gas | Food Prep Other | Codes & Standards Forecast | Units | 0 | 0 | 0 | 0 | 0 | 0 | 0 | 0 | 0 | 0 | 0 | 0 | 0 | 0 | 0 | 0 | 0 | 0 | 0 | 0 | 0 | 0 | 0 | 0 | 0 | 0 | 0 | 0 | 0 | 0 | 0 | 0 | 0
F2_Commercial_Retail_Existing_Food Preparation_Natural Gas_Food Prep Other_Codes & Standards Forecast | F2 | Commercial | Retail | Existing | Food Preparation | Natural Gas | Food Prep Other | Codes & Standards Forecast | Usage (MMtherm) | 0 | 0 | 0 | 0 | 0 | 0 | 0 | 0 | 0 | 0 | 0 | 0 | 0 | 0 | 0 | 0 | 0 | 0 | 0 | 0 | 0 | 0 | 0 | 0 | 0 | 0 | 0 | 0 | 0 | 0 | 0 | 0 | 0
F3_Commercial_Retail_Existing_Food Preparation_Natural Gas_Food Prep Other_Codes & Standards Forecast | F3 | Commercial | Retail | Existing | Food Preparation | Natural Gas | Food Prep Other | Codes & Standards Forecast | Summer Peak Demand (MW) | 0 | 0 | 0 | 0 | 0 | 0 | 0 | 0 | 0 | 0 | 0 | 0 | 0 | 0 | 0 | 0 | 0 | 0 | 0 | 0 | 0 | 0 | 0 | 0 | 0 | 0 | 0 | 0 | 0 | 0 | 0 | 0 | 0
F4_Commercial_Retail_Existing_Food Preparation_Natural Gas_Food Prep Other_Codes & Standards Forecast | F4 | Commercial | Retail | Existing | Food Preparation | Natural Gas | Food Prep Other | Codes & Standards Forecast | Winter Peak Demand (MW) | 0 | 0 | 0 | 0 | 0 | 0 | 0 | 0 | 0 | 0 | 0 | 0 | 0 | 0 | 0 | 0 | 0 | 0 | 0 | 0 | 0 | 0 | 0 | 0 | 0 | 0 | 0 | 0 | 0 | 0 | 0 | 0 | 0
F5_Commercial_Retail_Existing_Food Preparation_Natural Gas_Food Prep Other_Codes & Standards Forecast | F5 | Commercial | Retail | Existing | Food Preparation | Natural Gas | Food Prep Other | Codes & Standards Forecast | Turnover | 0 | 0 | 0 | 0 | 0 | 0 | 0 | 0 | 0 | 0 | 0 | 0 | 0 | 0 | 0 | 0 | 0 | 0 | 0 | 0 | 0 | 0 | 0 | 0 | 0 | 0 | 0 | 0 | 0 | 0 | 0 | 0 | 0
F6_Commercial_Retail_Existing_Food Preparation_Natural Gas_Food Prep Other_Codes & Standards Forecast | F6 | Commercial | Retail | Existing | Food Preparation | Natural Gas | Food Prep Other | Codes & Standards Forecast | Avg. Replacement Usage (kWh) | 0.17043 | 0.16461 | 0.18337 | 0.18 | 0.18 | 0.18 | 0.18 | 0.18 | 0.18 | 0.18 | 0.18 | 0.18 | 0.18 | 0.18 | 0.18 | 0.18 | 0.18 | 0.18 | 0.18 | 0.18 | 0.18 | 0.18 | 0.18 | 0.18 | 0.18 | 0.18 | 0.18 | 0.18 | 0.18 | 0.18 | 0.18 | 0.18 | 0.18
F7_Commercial_Retail_Existing_Food Preparation_Natural Gas_Food Prep Other_Codes & Standards Forecast | F7 | Commercial | Retail | Existing | Food Preparation | Natural Gas | Food Prep Other | Codes & Standards Forecast | Avg. Replacement Summer Demand (kW) | 0 | 0 | 0 | 0 | 0 | 0 | 0 | 0 | 0 | 0 | 0 | 0 | 0 | 0 | 0 | 0 | 0 | 0 | 0 | 0 | 0 | 0 | 0 | 0 | 0 | 0 | 0 | 0 | 0 | 0 | 0 | 0 | 0
F8_Commercial_Retail_Existing_Food Preparation_Natural Gas_Food Prep Other_Codes & Standards Forecast | F8 | Commercial | Retail | Existing | Food Preparation | Natural Gas | Food Prep Other | Codes & Standards Forecast | Avg. Replacement Winter Demand (kW) | 0 | 0 | 0 | 0 | 0 | 0 | 0 | 0 | 0 | 0 | 0 | 0 | 0 | 0 | 0 | 0 | 0 | 0 | 0 | 0 | 0 | 0 | 0 | 0 | 0 | 0 | 0 | 0 | 0 | 0 | 0 | 0 | 0
F1_Commercial_Retail_Existing_Miscellaneous_Natural Gas_Pool Heater_Codes & Standards Forecast | F1 | Commercial | Retail | Existing | Miscellaneous | Natural Gas | Pool Heater | Codes & Standards Forecast | Units | 0 | 0 | 0 | 0 | 0 | 0 | 0 | 0 | 0 | 0 | 0 | 0 | 0 | 0 | 0 | 0 | 0 | 0 | 0 | 0 | 0 | 0 | 0 | 0 | 0 | 0 | 0 | 0 | 0 | 0 | 0 | 0 | 0
F2_Commercial_Retail_Existing_Miscellaneous_Natural Gas_Pool Heater_Codes & Standards Forecast | F2 | Commercial | Retail | Existing | Miscellaneous | Natural Gas | Pool Heater | Codes & Standards Forecast | Usage (MMtherm) | 0 | 0 | 0 | 0 | 0 | 0 | 0 | 0 | 0 | 0 | 0 | 0 | 0 | 0 | 0 | 0 | 0 | 0 | 0 | 0 | 0 | 0 | 0 | 0 | 0 | 0 | 0 | 0 | 0 | 0 | 0 | 0 | 0
F3_Commercial_Retail_Existing_Miscellaneous_Natural Gas_Pool Heater_Codes & Standards Forecast | F3 | Commercial | Retail | Existing | Miscellaneous | Natural Gas | Pool Heater | Codes & Standards Forecast | Summer Peak Demand (MW) | 0 | 0 | 0 | 0 | 0 | 0 | 0 | 0 | 0 | 0 | 0 | 0 | 0 | 0 | 0 | 0 | 0 | 0 | 0 | 0 | 0 | 0 | 0 | 0 | 0 | 0 | 0 | 0 | 0 | 0 | 0 | 0 | 0
F4_Commercial_Retail_Existing_Miscellaneous_Natural Gas_Pool Heater_Codes & Standards Forecast | F4 | Commercial | Retail | Existing | Miscellaneous | Natural Gas | Pool Heater | Codes & Standards Forecast | Winter Peak Demand (MW) | 0 | 0 | 0 | 0 | 0 | 0 | 0 | 0 | 0 | 0 | 0 | 0 | 0 | 0 | 0 | 0 | 0 | 0 | 0 | 0 | 0 | 0 | 0 | 0 | 0 | 0 | 0 | 0 | 0 | 0 | 0 | 0 | 0
F5_Commercial_Retail_Existing_Miscellaneous_Natural Gas_Pool Heater_Codes & Standards Forecast | F5 | Commercial | Retail | Existing | Miscellaneous | Natural Gas | Pool Heater | Codes & Standards Forecast | Turnover | 0 | 0 | 0 | 0 | 0 | 0 | 0 | 0 | 0 | 0 | 0 | 0 | 0 | 0 | 0 | 0 | 0 | 0 | 0 | 0 | 0 | 0 | 0 | 0 | 0 | 0 | 0 | 0 | 0 | 0 | 0 | 0 | 0
F6_Commercial_Retail_Existing_Miscellaneous_Natural Gas_Pool Heater_Codes & Standards Forecast | F6 | Commercial | Retail | Existing | Miscellaneous | Natural Gas | Pool Heater | Codes & Standards Forecast | Avg. Replacement Usage (kWh) | 0.010152 | 0.0098057 | 0.010923 | 0.010722 | 0.010722 | 0.010722 | 0.010722 | 0.010722 | 0.010722 | 0.010722 | 0.010722 | 0.010722 | 0.010722 | 0.010722 | 0.010722 | 0.010722 | 0.010722 | 0.010722 | 0.010722 | 0.010722 | 0.010722 | 0.010722 | 0.010722 | 0.010722 | 0.010722 | 0.010722 | 0.010722 | 0.010722 | 0.010722 | 0.010722 | 0.010722 | 0.010722 | 0.010722
F7_Commercial_Retail_Existing_Miscellaneous_Natural Gas_Pool Heater_Codes & Standards Forecast | F7 | Commercial | Retail | Existing | Miscellaneous | Natural Gas | Pool Heater | Codes & Standards Forecast | Avg. Replacement Summer Demand (kW) | 0 | 0 | 0 | 0 | 0 | 0 | 0 | 0 | 0 | 0 | 0 | 0 | 0 | 0 | 0 | 0 | 0 | 0 | 0 | 0 | 0 | 0 | 0 | 0 | 0 | 0 | 0 | 0 | 0 | 0 | 0 | 0 | 0
F8_Commercial_Retail_Existing_Miscellaneous_Natural Gas_Pool Heater_Codes & Standards Forecast | F8 | Commercial | Retail | Existing | Miscellaneous | Natural Gas | Pool Heater | Codes & Standards Forecast | Avg. Replacement Winter Demand (kW) | 0 | 0 | 0 | 0 | 0 | 0 | 0 | 0 | 0 | 0 | 0 | 0 | 0 | 0 | 0 | 0 | 0 | 0 | 0 | 0 | 0 | 0 | 0 | 0 | 0 | 0 | 0 | 0 | 0 | 0 | 0 | 0 | 0
F1_Commercial_Retail_Existing_Miscellaneous_Natural Gas_Miscellaneous_Codes & Standards Forecast | F1 | Commercial | Retail | Existing | Miscellaneous | Natural Gas | Miscellaneous | Codes & Standards Forecast | Units | 20038376.9356 | 19936426.1968 | 19834475.4581 | 19711356.3643 | 20171925.7138 | 20117715.2615 | 20069858.0978 | 20026753.6908 | 19985110.8324 | 19943725.8232 | 19902133.6688 | 19860597.2087 | 19819414.7536 | 19778688.8614 | 19738162.3924 | 19697796.6206 | 19657394.1576 | 19617447.4075 | 19578517.4729 | 19540710.7343 | 19503456.6098 | 19466104.8795 | 19428459.3196 | 19390464.6735 | 19352088.4439 | 19313466.3595 | 19274645.3569 | 19235711.3603 | 19196634.3468 | 19157442.684 | 19118047.0788 | 19078534.7099 | 19338677.797
F2_Commercial_Retail_Existing_Miscellaneous_Natural Gas_Miscellaneous_Codes & Standards Forecast | F2 | Commercial | Retail | Existing | Miscellaneous | Natural Gas | Miscellaneous | Codes & Standards Forecast | Usage (MMtherm) | 0.080736 | 0.077583 | 0.085985 | 0.083878 | 0.085838 | 0.085608 | 0.085404 | 0.085221 | 0.085043 | 0.084867 | 0.08469 | 0.084514 | 0.084338 | 0.084165 | 0.083993 | 0.083821 | 0.083649 | 0.083479 | 0.083313 | 0.083152 | 0.082994 | 0.082835 | 0.082675 | 0.082513 | 0.08235 | 0.082185 | 0.08202 | 0.081854 | 0.081688 | 0.081521 | 0.081354 | 0.081186 | 0.082293
F3_Commercial_Retail_Existing_Miscellaneous_Natural Gas_Miscellaneous_Codes & Standards Forecast | F3 | Commercial | Retail | Existing | Miscellaneous | Natural Gas | Miscellaneous | Codes & Standards Forecast | Summer Peak Demand (MW) | 0 | 0 | 0 | 0 | 0 | 0 | 0 | 0 | 0 | 0 | 0 | 0 | 0 | 0 | 0 | 0 | 0 | 0 | 0 | 0 | 0 | 0 | 0 | 0 | 0 | 0 | 0 | 0 | 0 | 0 | 0 | 0 | 0
F4_Commercial_Retail_Existing_Miscellaneous_Natural Gas_Miscellaneous_Codes & Standards Forecast | F4 | Commercial | Retail | Existing | Miscellaneous | Natural Gas | Miscellaneous | Codes & Standards Forecast | Winter Peak Demand (MW) | 0 | 0 | 0 | 0 | 0 | 0 | 0 | 0 | 0 | 0 | 0 | 0 | 0 | 0 | 0 | 0 | 0 | 0 | 0 | 0 | 0 | 0 | 0 | 0 | 0 | 0 | 0 | 0 | 0 | 0 | 0 | 0 | 0
F5_Commercial_Retail_Existing_Miscellaneous_Natural Gas_Miscellaneous_Codes & Standards Forecast | F5 | Commercial | Retail | Existing | Miscellaneous | Natural Gas | Miscellaneous | Codes & Standards Forecast | Turnover | 0 | 1708836.5312 | 2023926.0672 | 2287206.9484 | 2662395.9954 | 2168773.4262 | 2179617.042 | 2241835.7803 | 2225360.4684 | 2212918.8775 | 2211101.2707 | 2691865.7509 | 2708815.3422 | 2709785.4774 | 2807059.1118 | 2646951.8237 | 2653467.1666 | 2687427.863 | 2671412.5893 | 2659941.053 | 2658088.927 | 2792047.4306 | 2772799.2326 | 2751431.2645 | 2779602.9302 | 2727433.2332 | 2727227.0418 | 2738842.1102 | 2727034.5877 | 2718117.6502 | 2714813.2316 | 2749059.4539 | 2999220.6658
F6_Commercial_Retail_Existing_Miscellaneous_Natural Gas_Miscellaneous_Codes & Standards Forecast | F6 | Commercial | Retail | Existing | Miscellaneous | Natural Gas | Miscellaneous | Codes & Standards Forecast | Avg. Replacement Usage (kWh) | 0.0040291 | 0.0038915 | 0.0043351 | 0.0042553 | 0.0042553 | 0.0042553 | 0.0042553 | 0.0042553 | 0.0042553 | 0.0042553 | 0.0042553 | 0.0042553 | 0.0042553 | 0.0042553 | 0.0042553 | 0.0042553 | 0.0042553 | 0.0042553 | 0.0042553 | 0.0042553 | 0.0042553 | 0.0042553 | 0.0042553 | 0.0042553 | 0.0042553 | 0.0042553 | 0.0042553 | 0.0042553 | 0.0042553 | 0.0042553 | 0.0042553 | 0.0042553 | 0.0042553
F7_Commercial_Retail_Existing_Miscellaneous_Natural Gas_Miscellaneous_Codes & Standards Forecast | F7 | Commercial | Retail | Existing | Miscellaneous | Natural Gas | Miscellaneous | Codes & Standards Forecast | Avg. Replacement Summer Demand (kW) | 0 | 0 | 0 | 0 | 0 | 0 | 0 | 0 | 0 | 0 | 0 | 0 | 0 | 0 | 0 | 0 | 0 | 0 | 0 | 0 | 0 | 0 | 0 | 0 | 0 | 0 | 0 | 0 | 0 | 0 | 0 | 0 | 0
F8_Commercial_Retail_Existing_Miscellaneous_Natural Gas_Miscellaneous_Codes & Standards Forecast | F8 | Commercial | Retail | Existing | Miscellaneous | Natural Gas | Miscellaneous | Codes & Standards Forecast | Avg. Replacement Winter Demand (kW) | 0 | 0 | 0 | 0 | 0 | 0 | 0 | 0 | 0 | 0 | 0 | 0 | 0 | 0 | 0 | 0 | 0 | 0 | 0 | 0 | 0 | 0 | 0 | 0 | 0 | 0 | 0 | 0 | 0 | 0 | 0 | 0 | 0
F1_Commercial_Retail_New_Space Heating_Natural Gas_Furnace_Codes & Standards Forecast | F1 | Commercial | Retail | New | Space Heating | Natural Gas | Furnace | Codes & Standards Forecast | Units | 0 | 0 | 0 | 0 | 0 | 0 | 0 | 0 | 0 | 0 | 0 | 0 | 0 | 0 | 0 | 0 | 0 | 0 | 0 | 0 | 0 | 0 | 0 | 0 | 0 | 0 | 0 | 0 | 0 | 0 | 0 | 0 | 0
F2_Commercial_Retail_New_Space Heating_Natural Gas_Furnace_Codes & Standards Forecast | F2 | Commercial | Retail | New | Space Heating | Natural Gas | Furnace | Codes & Standards Forecast | Usage (MMtherm) | 0 | 0 | 0 | 0 | 0 | 0 | 0 | 0 | 0 | 0 | 0 | 0 | 0 | 0 | 0 | 0 | 0 | 0 | 0 | 0 | 0 | 0 | 0 | 0 | 0 | 0 | 0 | 0 | 0 | 0 | 0 | 0 | 0
F3_Commercial_Retail_New_Space Heating_Natural Gas_Furnace_Codes & Standards Forecast | F3 | Commercial | Retail | New | Space Heating | Natural Gas | Furnace | Codes & Standards Forecast | Summer Peak Demand (MW) | 0 | 0 | 0 | 0 | 0 | 0 | 0 | 0 | 0 | 0 | 0 | 0 | 0 | 0 | 0 | 0 | 0 | 0 | 0 | 0 | 0 | 0 | 0 | 0 | 0 | 0 | 0 | 0 | 0 | 0 | 0 | 0 | 0
F4_Commercial_Retail_New_Space Heating_Natural Gas_Furnace_Codes & Standards Forecast | F4 | Commercial | Retail | New | Space Heating | Natural Gas | Furnace | Codes & Standards Forecast | Winter Peak Demand (MW) | 0 | 0 | 0 | 0 | 0 | 0 | 0 | 0 | 0 | 0 | 0 | 0 | 0 | 0 | 0 | 0 | 0 | 0 | 0 | 0 | 0 | 0 | 0 | 0 | 0 | 0 | 0 | 0 | 0 | 0 | 0 | 0 | 0
F5_Commercial_Retail_New_Space Heating_Natural Gas_Furnace_Codes & Standards Forecast | F5 | Commercial | Retail | New | Space Heating | Natural Gas | Furnace | Codes & Standards Forecast | Turnover | 0 | 0 | 0 | 0 | 0 | 0 | 0 | 0 | 0 | 0 | 0 | 0 | 0 | 0 | 0 | 0 | 0 | 0 | 0 | 0 | 0 | 0 | 0 | 0 | 0 | 0 | 0 | 0 | 0 | 0 | 0 | 0 | 0
F6_Commercial_Retail_New_Space Heating_Natural Gas_Furnace_Codes & Standards Forecast | F6 | Commercial | Retail | New | Space Heating | Natural Gas | Furnace | Codes & Standards Forecast | Avg. Replacement Usage (kWh) | 0.14766 | 0.14262 | 0.15803 | 0.1543 | 0.15347 | 0.13721 | 0.13647 | 0.13573 | 0.13498 | 0.13424 | 0.1335 | 0.13276 | 0.13202 | 0.13127 | 0.13053 | 0.12979 | 0.12905 | 0.12831 | 0.12757 | 0.12682 | 0.12608 | 0.12534 | 0.1246 | 0.12386 | 0.12312 | 0.12238 | 0.12163 | 0.12089 | 0.12015 | 0.11941 | 0.11867 | 0.11793 | 0.11793
F7_Commercial_Retail_New_Space Heating_Natural Gas_Furnace_Codes & Standards Forecast | F7 | Commercial | Retail | New | Space Heating | Natural Gas | Furnace | Codes & Standards Forecast | Avg. Replacement Summer Demand (kW) | 0 | 0 | 0 | 0 | 0 | 0 | 0 | 0 | 0 | 0 | 0 | 0 | 0 | 0 | 0 | 0 | 0 | 0 | 0 | 0 | 0 | 0 | 0 | 0 | 0 | 0 | 0 | 0 | 0 | 0 | 0 | 0 | 0
F8_Commercial_Retail_New_Space Heating_Natural Gas_Furnace_Codes & Standards Forecast | F8 | Commercial | Retail | New | Space Heating | Natural Gas | Furnace | Codes & Standards Forecast | Avg. Replacement Winter Demand (kW) | 0 | 0 | 0 | 0 | 0 | 0 | 0 | 0 | 0 | 0 | 0 | 0 | 0 | 0 | 0 | 0 | 0 | 0 | 0 | 0 | 0 | 0 | 0 | 0 | 0 | 0 | 0 | 0 | 0 | 0 | 0 | 0 | 0
F1_Commercial_Retail_New_Space Heating_Natural Gas_Boiler_Codes & Standards Forecast | F1 | Commercial | Retail | New | Space Heating | Natural Gas | Boiler | Codes & Standards Forecast | Units | 0 | 0 | 0 | 0 | 0 | 0 | 0 | 0 | 0 | 0 | 0 | 0 | 0 | 0 | 0 | 0 | 0 | 0 | 0 | 0 | 0 | 0 | 0 | 0 | 0 | 0 | 0 | 0 | 0 | 0 | 0 | 0 | 0
F2_Commercial_Retail_New_Space Heating_Natural Gas_Boiler_Codes & Standards Forecast | F2 | Commercial | Retail | New | Space Heating | Natural Gas | Boiler | Codes & Standards Forecast | Usage (MMtherm) | 0 | 0 | 0 | 0 | 0 | 0 | 0 | 0 | 0 | 0 | 0 | 0 | 0 | 0 | 0 | 0 | 0 | 0 | 0 | 0 | 0 | 0 | 0 | 0 | 0 | 0 | 0 | 0 | 0 | 0 | 0 | 0 | 0
F3_Commercial_Retail_New_Space Heating_Natural Gas_Boiler_Codes & Standards Forecast | F3 | Commercial | Retail | New | Space Heating | Natural Gas | Boiler | Codes & Standards Forecast | Summer Peak Demand (MW) | 0 | 0 | 0 | 0 | 0 | 0 | 0 | 0 | 0 | 0 | 0 | 0 | 0 | 0 | 0 | 0 | 0 | 0 | 0 | 0 | 0 | 0 | 0 | 0 | 0 | 0 | 0 | 0 | 0 | 0 | 0 | 0 | 0
F4_Commercial_Retail_New_Space Heating_Natural Gas_Boiler_Codes & Standards Forecast | F4 | Commercial | Retail | New | Space Heating | Natural Gas | Boiler | Codes & Standards Forecast | Winter Peak Demand (MW) | 0 | 0 | 0 | 0 | 0 | 0 | 0 | 0 | 0 | 0 | 0 | 0 | 0 | 0 | 0 | 0 | 0 | 0 | 0 | 0 | 0 | 0 | 0 | 0 | 0 | 0 | 0 | 0 | 0 | 0 | 0 | 0 | 0
F5_Commercial_Retail_New_Space Heating_Natural Gas_Boiler_Codes & Standards Forecast | F5 | Commercial | Retail | New | Space Heating | Natural Gas | Boiler | Codes & Standards Forecast | Turnover | 0 | 0 | 0 | 0 | 0 | 0 | 0 | 0 | 0 | 0 | 0 | 0 | 0 | 0 | 0 | 0 | 0 | 0 | 0 | 0 | 0 | 0 | 0 | 0 | 0 | 0 | 0 | 0 | 0 | 0 | 0 | 0 | 0
F6_Commercial_Retail_New_Space Heating_Natural Gas_Boiler_Codes & Standards Forecast | F6 | Commercial | Retail | New | Space Heating | Natural Gas | Boiler | Codes & Standards Forecast | Avg. Replacement Usage (kWh) | 0.70605 | 0.68195 | 0.75566 | 0.73781 | 0.73386 | 0.62121 | 0.61784 | 0.61448 | 0.61112 | 0.60777 | 0.60441 | 0.60105 | 0.59769 | 0.59433 | 0.59097 | 0.58761 | 0.58426 | 0.5809 | 0.57754 | 0.57418 | 0.57082 | 0.56747 | 0.56411 | 0.56076 | 0.5574 | 0.55405 | 0.55069 | 0.54733 | 0.54398 | 0.54062 | 0.53726 | 0.53391 | 0.53391
F7_Commercial_Retail_New_Space Heating_Natural Gas_Boiler_Codes & Standards Forecast | F7 | Commercial | Retail | New | Space Heating | Natural Gas | Boiler | Codes & Standards Forecast | Avg. Replacement Summer Demand (kW) | 0 | 0 | 0 | 0 | 0 | 0 | 0 | 0 | 0 | 0 | 0 | 0 | 0 | 0 | 0 | 0 | 0 | 0 | 0 | 0 | 0 | 0 | 0 | 0 | 0 | 0 | 0 | 0 | 0 | 0 | 0 | 0 | 0
F8_Commercial_Retail_New_Space Heating_Natural Gas_Boiler_Codes & Standards Forecast | F8 | Commercial | Retail | New | Space Heating | Natural Gas | Boiler | Codes & Standards Forecast | Avg. Replacement Winter Demand (kW) | 0 | 0 | 0 | 0 | 0 | 0 | 0 | 0 | 0 | 0 | 0 | 0 | 0 | 0 | 0 | 0 | 0 | 0 | 0 | 0 | 0 | 0 | 0 | 0 | 0 | 0 | 0 | 0 | 0 | 0 | 0 | 0 | 0
F1_Commercial_Retail_New_Space Heating_Natural Gas_Unit Heater_Codes & Standards Forecast | F1 | Commercial | Retail | New | Space Heating | Natural Gas | Unit Heater | Codes & Standards Forecast | Units | 0 | 2455.3472 | 14298.3985 | 21866.9377 | 30916.2514 | 40242.3968 | 49615.4076 | 57727.7183 | 65726.3391 | 73912.1798 | 82231.2669 | 90487.1553 | 98613.9135 | 106629.899 | 114657.4718 | 122660.7664 | 130710.4418 | 138572.3213 | 146121.9235 | 153427.9356 | 160737.5372 | 168195.1487 | 175749.9525 | 183384.6912 | 191101.452 | 198839.9546 | 206608.7096 | 214382.6972 | 222190.9795 | 230016.2824 | 237899.8067 | 245789.0616 | 249140.489
F2_Commercial_Retail_New_Space Heating_Natural Gas_Unit Heater_Codes & Standards Forecast | F2 | Commercial | Retail | New | Space Heating | Natural Gas | Unit Heater | Codes & Standards Forecast | Usage (MMtherm) | 0 | 0.00017943 | 0.0011578 | 0.0017289 | 0.0024313 | 0.0030746 | 0.0037142 | 0.0042588 | 0.0047894 | 0.0053268 | 0.005867 | 0.006394 | 0.0068937 | 0.0073739 | 0.0078423 | 0.0083072 | 0.0087727 | 0.0092228 | 0.0096438 | 0.010026 | 0.010418 | 0.010815 | 0.011234 | 0.011652 | 0.012069 | 0.012483 | 0.012892 | 0.013295 | 0.013695 | 0.01409 | 0.014482 | 0.014869 | 0.015072
F3_Commercial_Retail_New_Space Heating_Natural Gas_Unit Heater_Codes & Standards Forecast | F3 | Commercial | Retail | New | Space Heating | Natural Gas | Unit Heater | Codes & Standards Forecast | Summer Peak Demand (MW) | 0 | 0 | 0 | 0 | 0 | 0 | 0 | 0 | 0 | 0 | 0 | 0 | 0 | 0 | 0 | 0 | 0 | 0 | 0 | 0 | 0 | 0 | 0 | 0 | 0 | 0 | 0 | 0 | 0 | 0 | 0 | 0 | 0
F4_Commercial_Retail_New_Space Heating_Natural Gas_Unit Heater_Codes & Standards Forecast | F4 | Commercial | Retail | New | Space Heating | Natural Gas | Unit Heater | Codes & Standards Forecast | Winter Peak Demand (MW) | 0 | 0 | 0 | 0 | 0 | 0 | 0 | 0 | 0 | 0 | 0 | 0 | 0 | 0 | 0 | 0 | 0 | 0 | 0 | 0 | 0 | 0 | 0 | 0 | 0 | 0 | 0 | 0 | 0 | 0 | 0 | 0 | 0
F5_Commercial_Retail_New_Space Heating_Natural Gas_Unit Heater_Codes & Standards Forecast | F5 | Commercial | Retail | New | Space Heating | Natural Gas | Unit Heater | Codes & Standards Forecast | Turnover | 0 | 2455.3472 | 11843.0513 | 7568.5393 | 9049.3136 | 9326.1454 | 9373.0108 | 8112.3107 | 7998.6208 | 8185.8407 | 8319.0871 | 8606.6523 | 10119.2774 | 10805.0791 | 11710.9835 | 12492.8102 | 13236.8332 | 13466.9162 | 14211.9625 | 16921.1872 | 15494.2116 | 16133.9475 | 16517.9312 | 16874.6566 | 16942.374 | 17397.734 | 17993.6202 | 18500.8252 | 19116.7791 | 20376.3268 | 21054.8167 | 21747.7255 | 17817.6118
F6_Commercial_Retail_New_Space Heating_Natural Gas_Unit Heater_Codes & Standards Forecast | F6 | Commercial | Retail | New | Space Heating | Natural Gas | Unit Heater | Codes & Standards Forecast | Avg. Replacement Usage (kWh) | 0.07566 | 0.073078 | 0.080976 | 0.079063 | 0.07864 | 0.070387 | 0.070006 | 0.069625 | 0.069245 | 0.068865 | 0.068484 | 0.068103 | 0.067723 | 0.067342 | 0.066961 | 0.066581 | 0.0662 | 0.06582 | 0.065439 | 0.065059 | 0.064678 | 0.064299 | 0.063918 | 0.063538 | 0.063157 | 0.062778 | 0.062397 | 0.062017 | 0.061636 | 0.061257 | 0.060876 | 0.060495 | 0.060495
F7_Commercial_Retail_New_Space Heating_Natural Gas_Unit Heater_Codes & Standards Forecast | F7 | Commercial | Retail | New | Space Heating | Natural Gas | Unit Heater | Codes & Standards Forecast | Avg. Replacement Summer Demand (kW) | 0 | 0 | 0 | 0 | 0 | 0 | 0 | 0 | 0 | 0 | 0 | 0 | 0 | 0 | 0 | 0 | 0 | 0 | 0 | 0 | 0 | 0 | 0 | 0 | 0 | 0 | 0 | 0 | 0 | 0 | 0 | 0 | 0
F8_Commercial_Retail_New_Space Heating_Natural Gas_Unit Heater_Codes & Standards Forecast | F8 | Commercial | Retail | New | Space Heating | Natural Gas | Unit Heater | Codes & Standards Forecast | Avg. Replacement Winter Demand (kW) | 0 | 0 | 0 | 0 | 0 | 0 | 0 | 0 | 0 | 0 | 0 | 0 | 0 | 0 | 0 | 0 | 0 | 0 | 0 | 0 | 0 | 0 | 0 | 0 | 0 | 0 | 0 | 0 | 0 | 0 | 0 | 0 | 0
F1_Commercial_Retail_New_Water Heating_Natural Gas_Water Heater_Codes & Standards Forecast | F1 | Commercial | Retail | New | Water Heating | Natural Gas | Water Heater | Codes & Standards Forecast | Units | 0 | 0 | 0 | 0 | 0 | 0 | 0 | 0 | 0 | 0 | 0 | 0 | 0 | 0 | 0 | 0 | 0 | 0 | 0 | 0 | 0 | 0 | 0 | 0 | 0 | 0 | 0 | 0 | 0 | 0 | 0 | 0 | 0
F2_Commercial_Retail_New_Water Heating_Natural Gas_Water Heater_Codes & Standards Forecast | F2 | Commercial | Retail | New | Water Heating | Natural Gas | Water Heater | Codes & Standards Forecast | Usage (MMtherm) | 0 | 0 | 0 | 0 | 0 | 0 | 0 | 0 | 0 | 0 | 0 | 0 | 0 | 0 | 0 | 0 | 0 | 0 | 0 | 0 | 0 | 0 | 0 | 0 | 0 | 0 | 0 | 0 | 0 | 0 | 0 | 0 | 0
F3_Commercial_Retail_New_Water Heating_Natural Gas_Water Heater_Codes & Standards Forecast | F3 | Commercial | Retail | New | Water Heating | Natural Gas | Water Heater | Codes & Standards Forecast | Summer Peak Demand (MW) | 0 | 0 | 0 | 0 | 0 | 0 | 0 | 0 | 0 | 0 | 0 | 0 | 0 | 0 | 0 | 0 | 0 | 0 | 0 | 0 | 0 | 0 | 0 | 0 | 0 | 0 | 0 | 0 | 0 | 0 | 0 | 0 | 0
F4_Commercial_Retail_New_Water Heating_Natural Gas_Water Heater_Codes & Standards Forecast | F4 | Commercial | Retail | New | Water Heating | Natural Gas | Water Heater | Codes & Standards Forecast | Winter Peak Demand (MW) | 0 | 0 | 0 | 0 | 0 | 0 | 0 | 0 | 0 | 0 | 0 | 0 | 0 | 0 | 0 | 0 | 0 | 0 | 0 | 0 | 0 | 0 | 0 | 0 | 0 | 0 | 0 | 0 | 0 | 0 | 0 | 0 | 0
F5_Commercial_Retail_New_Water Heating_Natural Gas_Water Heater_Codes & Standards Forecast | F5 | Commercial | Retail | New | Water Heating | Natural Gas | Water Heater | Codes & Standards Forecast | Turnover | 0 | 0 | 0 | 0 | 0 | 0 | 0 | 0 | 0 | 0 | 0 | 0 | 0 | 0 | 0 | 0 | 0 | 0 | 0 | 0 | 0 | 0 | 0 | 0 | 0 | 0 | 0 | 0 | 0 | 0 | 0 | 0 | 0
F6_Commercial_Retail_New_Water Heating_Natural Gas_Water Heater_Codes & Standards Forecast | F6 | Commercial | Retail | New | Water Heating | Natural Gas | Water Heater | Codes & Standards Forecast | Avg. Replacement Usage (kWh) | 0.17981 | 0.17368 | 0.19347 | 0.18991 | 0.18991 | 0.18991 | 0.18991 | 0.18991 | 0.18991 | 0.18991 | 0.18991 | 0.18991 | 0.18991 | 0.18991 | 0.18991 | 0.18991 | 0.18991 | 0.18991 | 0.18991 | 0.18991 | 0.18991 | 0.18991 | 0.18991 | 0.18991 | 0.18991 | 0.18991 | 0.18991 | 0.18991 | 0.18991 | 0.18991 | 0.18991 | 0.18991 | 0.18991
F7_Commercial_Retail_New_Water Heating_Natural Gas_Water Heater_Codes & Standards Forecast | F7 | Commercial | Retail | New | Water Heating | Natural Gas | Water Heater | Codes & Standards Forecast | Avg. Replacement Summer Demand (kW) | 0 | 0 | 0 | 0 | 0 | 0 | 0 | 0 | 0 | 0 | 0 | 0 | 0 | 0 | 0 | 0 | 0 | 0 | 0 | 0 | 0 | 0 | 0 | 0 | 0 | 0 | 0 | 0 | 0 | 0 | 0 | 0 | 0
F8_Commercial_Retail_New_Water Heating_Natural Gas_Water Heater_Codes & Standards Forecast | F8 | Commercial | Retail | New | Water Heating | Natural Gas | Water Heater | Codes & Standards Forecast | Avg. Replacement Winter Demand (kW) | 0 | 0 | 0 | 0 | 0 | 0 | 0 | 0 | 0 | 0 | 0 | 0 | 0 | 0 | 0 | 0 | 0 | 0 | 0 | 0 | 0 | 0 | 0 | 0 | 0 | 0 | 0 | 0 | 0 | 0 | 0 | 0 | 0
F1_Commercial_Retail_New_Food Preparation_Natural Gas_Oven_Codes & Standards Forecast | F1 | Commercial | Retail | New | Food Preparation | Natural Gas | Oven | Codes & Standards Forecast | Units | 0 | 1306.2761 | 7606.9306 | 11633.4902 | 16447.8406 | 21409.4691 | 26396.0306 | 30711.8835 | 34967.2519 | 39322.2238 | 43748.0843 | 48140.3224 | 52463.8616 | 56728.4683 | 60999.2395 | 65257.0945 | 69539.6247 | 73722.2449 | 77738.7297 | 81625.6215 | 85514.4229 | 89481.9675 | 93501.2196 | 97562.9981 | 101668.4134 | 105785.3957 | 109918.4726 | 114054.3333 | 118208.4392 | 122371.6003 | 126565.7359 | 130762.9203 | 132545.9225
F2_Commercial_Retail_New_Food Preparation_Natural Gas_Oven_Codes & Standards Forecast | F2 | Commercial | Retail | New | Food Preparation | Natural Gas | Oven | Codes & Standards Forecast | Usage (MMtherm) | 0 | 0.0005624 | 0.0036484 | 0.0054769 | 0.0077434 | 0.010079 | 0.012427 | 0.014459 | 0.016462 | 0.018512 | 0.020596 | 0.022664 | 0.024699 | 0.026707 | 0.028717 | 0.030722 | 0.032738 | 0.034707 | 0.036598 | 0.038428 | 0.040259 | 0.042127 | 0.044019 | 0.045931 | 0.047864 | 0.049802 | 0.051748 | 0.053695 | 0.055651 | 0.057611 | 0.059585 | 0.061561 | 0.0624
F3_Commercial_Retail_New_Food Preparation_Natural Gas_Oven_Codes & Standards Forecast | F3 | Commercial | Retail | New | Food Preparation | Natural Gas | Oven | Codes & Standards Forecast | Summer Peak Demand (MW) | 0 | 0 | 0 | 0 | 0 | 0 | 0 | 0 | 0 | 0 | 0 | 0 | 0 | 0 | 0 | 0 | 0 | 0 | 0 | 0 | 0 | 0 | 0 | 0 | 0 | 0 | 0 | 0 | 0 | 0 | 0 | 0 | 0
F4_Commercial_Retail_New_Food Preparation_Natural Gas_Oven_Codes & Standards Forecast | F4 | Commercial | Retail | New | Food Preparation | Natural Gas | Oven | Codes & Standards Forecast | Winter Peak Demand (MW) | 0 | 0 | 0 | 0 | 0 | 0 | 0 | 0 | 0 | 0 | 0 | 0 | 0 | 0 | 0 | 0 | 0 | 0 | 0 | 0 | 0 | 0 | 0 | 0 | 0 | 0 | 0 | 0 | 0 | 0 | 0 | 0 | 0
F5_Commercial_Retail_New_Food Preparation_Natural Gas_Oven_Codes & Standards Forecast | F5 | Commercial | Retail | New | Food Preparation | Natural Gas | Oven | Codes & Standards Forecast | Turnover | 0 | 1306.2761 | 6300.6546 | 4026.5596 | 4814.3504 | 4961.6285 | 4986.5615 | 4315.8529 | 4255.3684 | 4354.9718 | 4643.5733 | 5623.7744 | 6020.9127 | 6481.4764 | 6945.1008 | 7317.5564 | 7916.1479 | 9313.7025 | 8383.5571 | 8519.9055 | 8728.0446 | 9010.691 | 9114.9377 | 9448.8199 | 9842.0067 | 10297.3764 | 11109.2452 | 11457.4279 | 11803.931 | 12122.0785 | 12432.2941 | 12748.5287 | 10873.9576
F6_Commercial_Retail_New_Food Preparation_Natural Gas_Oven_Codes & Standards Forecast | F6 | Commercial | Retail | New | Food Preparation | Natural Gas | Oven | Codes & Standards Forecast | Avg. Replacement Usage (kWh) | 0.44575 | 0.43054 | 0.47961 | 0.47078 | 0.47078 | 0.47078 | 0.47078 | 0.47078 | 0.47078 | 0.47078 | 0.47078 | 0.47078 | 0.47078 | 0.47078 | 0.47078 | 0.47078 | 0.47078 | 0.47078 | 0.47078 | 0.47078 | 0.47078 | 0.47078 | 0.47078 | 0.47078 | 0.47078 | 0.47078 | 0.47078 | 0.47078 | 0.47078 | 0.47078 | 0.47078 | 0.47078 | 0.47078
F7_Commercial_Retail_New_Food Preparation_Natural Gas_Oven_Codes & Standards Forecast | F7 | Commercial | Retail | New | Food Preparation | Natural Gas | Oven | Codes & Standards Forecast | Avg. Replacement Summer Demand (kW) | 0 | 0 | 0 | 0 | 0 | 0 | 0 | 0 | 0 | 0 | 0 | 0 | 0 | 0 | 0 | 0 | 0 | 0 | 0 | 0 | 0 | 0 | 0 | 0 | 0 | 0 | 0 | 0 | 0 | 0 | 0 | 0 | 0
F8_Commercial_Retail_New_Food Preparation_Natural Gas_Oven_Codes & Standards Forecast | F8 | Commercial | Retail | New | Food Preparation | Natural Gas | Oven | Codes & Standards Forecast | Avg. Replacement Winter Demand (kW) | 0 | 0 | 0 | 0 | 0 | 0 | 0 | 0 | 0 | 0 | 0 | 0 | 0 | 0 | 0 | 0 | 0 | 0 | 0 | 0 | 0 | 0 | 0 | 0 | 0 | 0 | 0 | 0 | 0 | 0 | 0 | 0 | 0
F1_Commercial_Retail_New_Food Preparation_Natural Gas_Conveyor Oven_Codes & Standards Forecast | F1 | Commercial | Retail | New | Food Preparation | Natural Gas | Conveyor Oven | Codes & Standards Forecast | Units | 0 | 653.138 | 3803.4653 | 5816.7451 | 8223.9203 | 10704.7346 | 13198.0153 | 15355.9417 | 17483.626 | 19661.1119 | 21874.0422 | 24070.1612 | 26231.9308 | 28364.2341 | 30499.6198 | 32628.5472 | 34769.8123 | 36861.1225 | 38869.3649 | 40812.8107 | 42757.2115 | 44740.9838 | 46750.6098 | 48781.4991 | 50834.2067 | 52892.6978 | 54959.2363 | 57027.1666 | 59104.2196 | 61185.8001 | 63282.8679 | 65381.4601 | 66272.9612
F2_Commercial_Retail_New_Food Preparation_Natural Gas_Conveyor Oven_Codes & Standards Forecast | F2 | Commercial | Retail | New | Food Preparation | Natural Gas | Conveyor Oven | Codes & Standards Forecast | Usage (MMtherm) | 0 | 0.00041914 | 0.002719 | 0.0040818 | 0.0057709 | 0.0075118 | 0.0092614 | 0.010776 | 0.012269 | 0.013797 | 0.01535 | 0.016891 | 0.018408 | 0.019904 | 0.021402 | 0.022896 | 0.024399 | 0.025866 | 0.027276 | 0.028639 | 0.030004 | 0.031396 | 0.032806 | 0.034231 | 0.035672 | 0.037116 | 0.038566 | 0.040017 | 0.041475 | 0.042936 | 0.044407 | 0.04588 | 0.046505
F3_Commercial_Retail_New_Food Preparation_Natural Gas_Conveyor Oven_Codes & Standards Forecast | F3 | Commercial | Retail | New | Food Preparation | Natural Gas | Conveyor Oven | Codes & Standards Forecast | Summer Peak Demand (MW) | 0 | 0 | 0 | 0 | 0 | 0 | 0 | 0 | 0 | 0 | 0 | 0 | 0 | 0 | 0 | 0 | 0 | 0 | 0 | 0 | 0 | 0 | 0 | 0 | 0 | 0 | 0 | 0 | 0 | 0 | 0 | 0 | 0
F4_Commercial_Retail_New_Food Preparation_Natural Gas_Conveyor Oven_Codes & Standards Forecast | F4 | Commercial | Retail | New | Food Preparation | Natural Gas | Conveyor Oven | Codes & Standards Forecast | Winter Peak Demand (MW) | 0 | 0 | 0 | 0 | 0 | 0 | 0 | 0 | 0 | 0 | 0 | 0 | 0 | 0 | 0 | 0 | 0 | 0 | 0 | 0 | 0 | 0 | 0 | 0 | 0 | 0 | 0 | 0 | 0 | 0 | 0 | 0 | 0
F5_Commercial_Retail_New_Food Preparation_Natural Gas_Conveyor Oven_Codes & Standards Forecast | F5 | Commercial | Retail | New | Food Preparation | Natural Gas | Conveyor Oven | Codes & Standards Forecast | Turnover | 0 | 653.138 | 3150.3273 | 2013.2798 | 2407.1752 | 2480.8142 | 2493.2807 | 2157.9265 | 2127.6842 | 2177.4859 | 2212.9303 | 2196.119 | 2161.7696 | 2132.3033 | 2135.3856 | 2128.9275 | 2141.2651 | 2221.9378 | 2742.8099 | 2933.7559 | 3218.0837 | 3498.8816 | 3891.5858 | 4622.6656 | 4253.5953 | 4357.9558 | 4368.0003 | 4351.5916 | 4248.4248 | 4237.2109 | 4261.7044 | 4265.3785 | 3048.7762
F6_Commercial_Retail_New_Food Preparation_Natural Gas_Conveyor Oven_Codes & Standards Forecast | F6 | Commercial | Retail | New | Food Preparation | Natural Gas | Conveyor Oven | Codes & Standards Forecast | Avg. Replacement Usage (kWh) | 0.66441 | 0.64173 | 0.71488 | 0.70173 | 0.70173 | 0.70173 | 0.70173 | 0.70173 | 0.70173 | 0.70173 | 0.70173 | 0.70173 | 0.70173 | 0.70173 | 0.70173 | 0.70173 | 0.70173 | 0.70173 | 0.70173 | 0.70173 | 0.70173 | 0.70173 | 0.70173 | 0.70173 | 0.70173 | 0.70173 | 0.70173 | 0.70173 | 0.70173 | 0.70173 | 0.70173 | 0.70173 | 0.70173
F7_Commercial_Retail_New_Food Preparation_Natural Gas_Conveyor Oven_Codes & Standards Forecast | F7 | Commercial | Retail | New | Food Preparation | Natural Gas | Conveyor Oven | Codes & Standards Forecast | Avg. Replacement Summer Demand (kW) | 0 | 0 | 0 | 0 | 0 | 0 | 0 | 0 | 0 | 0 | 0 | 0 | 0 | 0 | 0 | 0 | 0 | 0 | 0 | 0 | 0 | 0 | 0 | 0 | 0 | 0 | 0 | 0 | 0 | 0 | 0 | 0 | 0
F8_Commercial_Retail_New_Food Preparation_Natural Gas_Conveyor Oven_Codes & Standards Forecast | F8 | Commercial | Retail | New | Food Preparation | Natural Gas | Conveyor Oven | Codes & Standards Forecast | Avg. Replacement Winter Demand (kW) | 0 | 0 | 0 | 0 | 0 | 0 | 0 | 0 | 0 | 0 | 0 | 0 | 0 | 0 | 0 | 0 | 0 | 0 | 0 | 0 | 0 | 0 | 0 | 0 | 0 | 0 | 0 | 0 | 0 | 0 | 0 | 0 | 0
F1_Commercial_Retail_New_Food Preparation_Natural Gas_Double Rack Oven_Codes & Standards Forecast | F1 | Commercial | Retail | New | Food Preparation | Natural Gas | Double Rack Oven | Codes & Standards Forecast | Units | 0 | 653.138 | 3803.4653 | 5816.7451 | 8223.9203 | 10704.7346 | 13198.0153 | 15355.9417 | 17483.626 | 19661.1119 | 21874.0422 | 24070.1612 | 26231.9308 | 28364.2341 | 30499.6198 | 32628.5472 | 34769.8123 | 36861.1225 | 38869.3649 | 40812.8107 | 42757.2115 | 44740.9838 | 46750.6098 | 48781.4991 | 50834.2067 | 52892.6978 | 54959.2363 | 57027.1666 | 59104.2196 | 61185.8001 | 63282.8679 | 65381.4601 | 66272.9612
F2_Commercial_Retail_New_Food Preparation_Natural Gas_Double Rack Oven_Codes & Standards Forecast | F2 | Commercial | Retail | New | Food Preparation | Natural Gas | Double Rack Oven | Codes & Standards Forecast | Usage (MMtherm) | 0 | 0.00074697 | 0.0048457 | 0.0072743 | 0.010285 | 0.013387 | 0.016505 | 0.019204 | 0.021865 | 0.024588 | 0.027355 | 0.030102 | 0.032805 | 0.035472 | 0.038142 | 0.040804 | 0.043482 | 0.046098 | 0.048609 | 0.05104 | 0.053471 | 0.055952 | 0.058465 | 0.061005 | 0.063572 | 0.066146 | 0.068731 | 0.071317 | 0.073914 | 0.076518 | 0.07914 | 0.081765 | 0.082879
F3_Commercial_Retail_New_Food Preparation_Natural Gas_Double Rack Oven_Codes & Standards Forecast | F3 | Commercial | Retail | New | Food Preparation | Natural Gas | Double Rack Oven | Codes & Standards Forecast | Summer Peak Demand (MW) | 0 | 0 | 0 | 0 | 0 | 0 | 0 | 0 | 0 | 0 | 0 | 0 | 0 | 0 | 0 | 0 | 0 | 0 | 0 | 0 | 0 | 0 | 0 | 0 | 0 | 0 | 0 | 0 | 0 | 0 | 0 | 0 | 0
F4_Commercial_Retail_New_Food Preparation_Natural Gas_Double Rack Oven_Codes & Standards Forecast | F4 | Commercial | Retail | New | Food Preparation | Natural Gas | Double Rack Oven | Codes & Standards Forecast | Winter Peak Demand (MW) | 0 | 0 | 0 | 0 | 0 | 0 | 0 | 0 | 0 | 0 | 0 | 0 | 0 | 0 | 0 | 0 | 0 | 0 | 0 | 0 | 0 | 0 | 0 | 0 | 0 | 0 | 0 | 0 | 0 | 0 | 0 | 0 | 0
F5_Commercial_Retail_New_Food Preparation_Natural Gas_Double Rack Oven_Codes & Standards Forecast | F5 | Commercial | Retail | New | Food Preparation | Natural Gas | Double Rack Oven | Codes & Standards Forecast | Turnover | 0 | 653.138 | 3150.3273 | 2013.2798 | 2407.1752 | 2480.8142 | 2493.2807 | 2157.9265 | 2127.6842 | 2177.4859 | 2212.9303 | 2196.119 | 2292.3972 | 2866.8709 | 3125.6956 | 3402.6105 | 3656.3744 | 3973.2699 | 4600.0187 | 4144.3336 | 4243.8654 | 4285.2341 | 4293.2873 | 4228.3866 | 4376.1519 | 4555.4409 | 4753.9119 | 4944.697 | 5198.359 | 5649.224 | 5847.8986 | 6020.6215 | 4952.694
F6_Commercial_Retail_New_Food Preparation_Natural Gas_Double Rack Oven_Codes & Standards Forecast | F6 | Commercial | Retail | New | Food Preparation | Natural Gas | Double Rack Oven | Codes & Standards Forecast | Avg. Replacement Usage (kWh) | 1.1841 | 1.1437 | 1.274 | 1.2506 | 1.2506 | 1.2506 | 1.2506 | 1.2506 | 1.2506 | 1.2506 | 1.2506 | 1.2506 | 1.2506 | 1.2506 | 1.2506 | 1.2506 | 1.2506 | 1.2506 | 1.2506 | 1.2506 | 1.2506 | 1.2506 | 1.2506 | 1.2506 | 1.2506 | 1.2506 | 1.2506 | 1.2506 | 1.2506 | 1.2506 | 1.2506 | 1.2506 | 1.2506
F7_Commercial_Retail_New_Food Preparation_Natural Gas_Double Rack Oven_Codes & Standards Forecast | F7 | Commercial | Retail | New | Food Preparation | Natural Gas | Double Rack Oven | Codes & Standards Forecast | Avg. Replacement Summer Demand (kW) | 0 | 0 | 0 | 0 | 0 | 0 | 0 | 0 | 0 | 0 | 0 | 0 | 0 | 0 | 0 | 0 | 0 | 0 | 0 | 0 | 0 | 0 | 0 | 0 | 0 | 0 | 0 | 0 | 0 | 0 | 0 | 0 | 0
F8_Commercial_Retail_New_Food Preparation_Natural Gas_Double Rack Oven_Codes & Standards Forecast | F8 | Commercial | Retail | New | Food Preparation | Natural Gas | Double Rack Oven | Codes & Standards Forecast | Avg. Replacement Winter Demand (kW) | 0 | 0 | 0 | 0 | 0 | 0 | 0 | 0 | 0 | 0 | 0 | 0 | 0 | 0 | 0 | 0 | 0 | 0 | 0 | 0 | 0 | 0 | 0 | 0 | 0 | 0 | 0 | 0 | 0 | 0 | 0 | 0 | 0
F1_Commercial_Retail_New_Food Preparation_Natural Gas_Fryer_Codes & Standards Forecast | F1 | Commercial | Retail | New | Food Preparation | Natural Gas | Fryer | Codes & Standards Forecast | Units | 0 | 2612.5521 | 15213.8613 | 23266.9804 | 32895.6812 | 42818.9382 | 52792.0611 | 61423.767 | 69934.5038 | 78644.4475 | 87496.1687 | 96280.6448 | 104927.7231 | 113456.9365 | 121998.4791 | 130514.189 | 139079.2493 | 147444.4899 | 155477.4595 | 163251.243 | 171028.8458 | 178963.935 | 187002.4393 | 195125.9963 | 203336.8269 | 211570.7914 | 219836.9451 | 228108.6666 | 236416.8784 | 244743.2006 | 253131.4718 | 261525.8405 | 265091.845
F2_Commercial_Retail_New_Food Preparation_Natural Gas_Fryer_Codes & Standards Forecast | F2 | Commercial | Retail | New | Food Preparation | Natural Gas | Fryer | Codes & Standards Forecast | Usage (MMtherm) | 0 | 0.0014875 | 0.0096499 | 0.012842 | 0.01687 | 0.021022 | 0.025195 | 0.028806 | 0.032367 | 0.035904 | 0.039008 | 0.042203 | 0.045437 | 0.048698 | 0.051886 | 0.054606 | 0.058189 | 0.061689 | 0.06505 | 0.068302 | 0.071557 | 0.074876 | 0.07824 | 0.081638 | 0.085074 | 0.088519 | 0.091977 | 0.095438 | 0.098914 | 0.1024 | 0.10591 | 0.10942 | 0.11091
F3_Commercial_Retail_New_Food Preparation_Natural Gas_Fryer_Codes & Standards Forecast | F3 | Commercial | Retail | New | Food Preparation | Natural Gas | Fryer | Codes & Standards Forecast | Summer Peak Demand (MW) | 0 | 0 | 0 | 0 | 0 | 0 | 0 | 0 | 0 | 0 | 0 | 0 | 0 | 0 | 0 | 0 | 0 | 0 | 0 | 0 | 0 | 0 | 0 | 0 | 0 | 0 | 0 | 0 | 0 | 0 | 0 | 0 | 0
F4_Commercial_Retail_New_Food Preparation_Natural Gas_Fryer_Codes & Standards Forecast | F4 | Commercial | Retail | New | Food Preparation | Natural Gas | Fryer | Codes & Standards Forecast | Winter Peak Demand (MW) | 0 | 0 | 0 | 0 | 0 | 0 | 0 | 0 | 0 | 0 | 0 | 0 | 0 | 0 | 0 | 0 | 0 | 0 | 0 | 0 | 0 | 0 | 0 | 0 | 0 | 0 | 0 | 0 | 0 | 0 | 0 | 0 | 0
F5_Commercial_Retail_New_Food Preparation_Natural Gas_Fryer_Codes & Standards Forecast | F5 | Commercial | Retail | New | Food Preparation | Natural Gas | Fryer | Codes & Standards Forecast | Turnover | 0 | 2612.5521 | 12601.3091 | 8053.1191 | 9628.7009 | 9923.257 | 9973.1229 | 8631.7058 | 8510.7369 | 9232.4541 | 11789.9913 | 12745.7161 | 13741.8104 | 14589.6505 | 16069.3817 | 18882.8151 | 17368.6111 | 17667.6014 | 17910.0726 | 18237.6812 | 18545.4386 | 19435.5767 | 20641.9644 | 22653.3312 | 23558.9096 | 24307.0682 | 24928.9074 | 25637.3632 | 26647.3377 | 26487.7987 | 27124.2238 | 27977.3594 | 24030.0596
F6_Commercial_Retail_New_Food Preparation_Natural Gas_Fryer_Codes & Standards Forecast | F6 | Commercial | Retail | New | Food Preparation | Natural Gas | Fryer | Codes & Standards Forecast | Avg. Replacement Usage (kWh) | 0.58951 | 0.56938 | 0.63428 | 0.41839 | 0.41839 | 0.41839 | 0.41839 | 0.41839 | 0.41839 | 0.41839 | 0.41839 | 0.41839 | 0.41839 | 0.41839 | 0.41839 | 0.41839 | 0.41839 | 0.41839 | 0.41839 | 0.41839 | 0.41839 | 0.41839 | 0.41839 | 0.41839 | 0.41839 | 0.41839 | 0.41839 | 0.41839 | 0.41839 | 0.41839 | 0.41839 | 0.41839 | 0.41839
F7_Commercial_Retail_New_Food Preparation_Natural Gas_Fryer_Codes & Standards Forecast | F7 | Commercial | Retail | New | Food Preparation | Natural Gas | Fryer | Codes & Standards Forecast | Avg. Replacement Summer Demand (kW) | 0 | 0 | 0 | 0 | 0 | 0 | 0 | 0 | 0 | 0 | 0 | 0 | 0 | 0 | 0 | 0 | 0 | 0 | 0 | 0 | 0 | 0 | 0 | 0 | 0 | 0 | 0 | 0 | 0 | 0 | 0 | 0 | 0
F8_Commercial_Retail_New_Food Preparation_Natural Gas_Fryer_Codes & Standards Forecast | F8 | Commercial | Retail | New | Food Preparation | Natural Gas | Fryer | Codes & Standards Forecast | Avg. Replacement Winter Demand (kW) | 0 | 0 | 0 | 0 | 0 | 0 | 0 | 0 | 0 | 0 | 0 | 0 | 0 | 0 | 0 | 0 | 0 | 0 | 0 | 0 | 0 | 0 | 0 | 0 | 0 | 0 | 0 | 0 | 0 | 0 | 0 | 0 | 0
F1_Commercial_Retail_New_Food Preparation_Natural Gas_Broiler_Codes & Standards Forecast | F1 | Commercial | Retail | New | Food Preparation | Natural Gas | Broiler | Codes & Standards Forecast | Units | 0 | 0 | 0 | 0 | 0 | 0 | 0 | 0 | 0 | 0 | 0 | 0 | 0 | 0 | 0 | 0 | 0 | 0 | 0 | 0 | 0 | 0 | 0 | 0 | 0 | 0 | 0 | 0 | 0 | 0 | 0 | 0 | 0
F2_Commercial_Retail_New_Food Preparation_Natural Gas_Broiler_Codes & Standards Forecast | F2 | Commercial | Retail | New | Food Preparation | Natural Gas | Broiler | Codes & Standards Forecast | Usage (MMtherm) | 0 | 0 | 0 | 0 | 0 | 0 | 0 | 0 | 0 | 0 | 0 | 0 | 0 | 0 | 0 | 0 | 0 | 0 | 0 | 0 | 0 | 0 | 0 | 0 | 0 | 0 | 0 | 0 | 0 | 0 | 0 | 0 | 0
F3_Commercial_Retail_New_Food Preparation_Natural Gas_Broiler_Codes & Standards Forecast | F3 | Commercial | Retail | New | Food Preparation | Natural Gas | Broiler | Codes & Standards Forecast | Summer Peak Demand (MW) | 0 | 0 | 0 | 0 | 0 | 0 | 0 | 0 | 0 | 0 | 0 | 0 | 0 | 0 | 0 | 0 | 0 | 0 | 0 | 0 | 0 | 0 | 0 | 0 | 0 | 0 | 0 | 0 | 0 | 0 | 0 | 0 | 0
F4_Commercial_Retail_New_Food Preparation_Natural Gas_Broiler_Codes & Standards Forecast | F4 | Commercial | Retail | New | Food Preparation | Natural Gas | Broiler | Codes & Standards Forecast | Winter Peak Demand (MW) | 0 | 0 | 0 | 0 | 0 | 0 | 0 | 0 | 0 | 0 | 0 | 0 | 0 | 0 | 0 | 0 | 0 | 0 | 0 | 0 | 0 | 0 | 0 | 0 | 0 | 0 | 0 | 0 | 0 | 0 | 0 | 0 | 0
F5_Commercial_Retail_New_Food Preparation_Natural Gas_Broiler_Codes & Standards Forecast | F5 | Commercial | Retail | New | Food Preparation | Natural Gas | Broiler | Codes & Standards Forecast | Turnover | 0 | 0 | 0 | 0 | 0 | 0 | 0 | 0 | 0 | 0 | 0 | 0 | 0 | 0 | 0 | 0 | 0 | 0 | 0 | 0 | 0 | 0 | 0 | 0 | 0 | 0 | 0 | 0 | 0 | 0 | 0 | 0 | 0
F6_Commercial_Retail_New_Food Preparation_Natural Gas_Broiler_Codes & Standards Forecast | F6 | Commercial | Retail | New | Food Preparation | Natural Gas | Broiler | Codes & Standards Forecast | Avg. Replacement Usage (kWh) | 0.6538 | 0.63148 | 0.70346 | 0.69051 | 0.69051 | 0.69051 | 0.69051 | 0.69051 | 0.69051 | 0.69051 | 0.69051 | 0.69051 | 0.69051 | 0.69051 | 0.69051 | 0.69051 | 0.69051 | 0.69051 | 0.69051 | 0.69051 | 0.69051 | 0.69051 | 0.69051 | 0.69051 | 0.69051 | 0.69051 | 0.69051 | 0.69051 | 0.69051 | 0.69051 | 0.69051 | 0.69051 | 0.69051
F7_Commercial_Retail_New_Food Preparation_Natural Gas_Broiler_Codes & Standards Forecast | F7 | Commercial | Retail | New | Food Preparation | Natural Gas | Broiler | Codes & Standards Forecast | Avg. Replacement Summer Demand (kW) | 0 | 0 | 0 | 0 | 0 | 0 | 0 | 0 | 0 | 0 | 0 | 0 | 0 | 0 | 0 | 0 | 0 | 0 | 0 | 0 | 0 | 0 | 0 | 0 | 0 | 0 | 0 | 0 | 0 | 0 | 0 | 0 | 0
F8_Commercial_Retail_New_Food Preparation_Natural Gas_Broiler_Codes & Standards Forecast | F8 | Commercial | Retail | New | Food Preparation | Natural Gas | Broiler | Codes & Standards Forecast | Avg. Replacement Winter Demand (kW) | 0 | 0 | 0 | 0 | 0 | 0 | 0 | 0 | 0 | 0 | 0 | 0 | 0 | 0 | 0 | 0 | 0 | 0 | 0 | 0 | 0 | 0 | 0 | 0 | 0 | 0 | 0 | 0 | 0 | 0 | 0 | 0 | 0
F1_Commercial_Retail_New_Food Preparation_Natural Gas_Griddle_Codes & Standards Forecast | F1 | Commercial | Retail | New | Food Preparation | Natural Gas | Griddle | Codes & Standards Forecast | Units | 0 | 0 | 0 | 0 | 0 | 0 | 0 | 0 | 0 | 0 | 0 | 0 | 0 | 0 | 0 | 0 | 0 | 0 | 0 | 0 | 0 | 0 | 0 | 0 | 0 | 0 | 0 | 0 | 0 | 0 | 0 | 0 | 0
F2_Commercial_Retail_New_Food Preparation_Natural Gas_Griddle_Codes & Standards Forecast | F2 | Commercial | Retail | New | Food Preparation | Natural Gas | Griddle | Codes & Standards Forecast | Usage (MMtherm) | 0 | 0 | 0 | 0 | 0 | 0 | 0 | 0 | 0 | 0 | 0 | 0 | 0 | 0 | 0 | 0 | 0 | 0 | 0 | 0 | 0 | 0 | 0 | 0 | 0 | 0 | 0 | 0 | 0 | 0 | 0 | 0 | 0
F3_Commercial_Retail_New_Food Preparation_Natural Gas_Griddle_Codes & Standards Forecast | F3 | Commercial | Retail | New | Food Preparation | Natural Gas | Griddle | Codes & Standards Forecast | Summer Peak Demand (MW) | 0 | 0 | 0 | 0 | 0 | 0 | 0 | 0 | 0 | 0 | 0 | 0 | 0 | 0 | 0 | 0 | 0 | 0 | 0 | 0 | 0 | 0 | 0 | 0 | 0 | 0 | 0 | 0 | 0 | 0 | 0 | 0 | 0
F4_Commercial_Retail_New_Food Preparation_Natural Gas_Griddle_Codes & Standards Forecast | F4 | Commercial | Retail | New | Food Preparation | Natural Gas | Griddle | Codes & Standards Forecast | Winter Peak Demand (MW) | 0 | 0 | 0 | 0 | 0 | 0 | 0 | 0 | 0 | 0 | 0 | 0 | 0 | 0 | 0 | 0 | 0 | 0 | 0 | 0 | 0 | 0 | 0 | 0 | 0 | 0 | 0 | 0 | 0 | 0 | 0 | 0 | 0
F5_Commercial_Retail_New_Food Preparation_Natural Gas_Griddle_Codes & Standards Forecast | F5 | Commercial | Retail | New | Food Preparation | Natural Gas | Griddle | Codes & Standards Forecast | Turnover | 0 | 0 | 0 | 0 | 0 | 0 | 0 | 0 | 0 | 0 | 0 | 0 | 0 | 0 | 0 | 0 | 0 | 0 | 0 | 0 | 0 | 0 | 0 | 0 | 0 | 0 | 0 | 0 | 0 | 0 | 0 | 0 | 0
F6_Commercial_Retail_New_Food Preparation_Natural Gas_Griddle_Codes & Standards Forecast | F6 | Commercial | Retail | New | Food Preparation | Natural Gas | Griddle | Codes & Standards Forecast | Avg. Replacement Usage (kWh) | 0.40989 | 0.3959 | 0.44103 | 0.37389 | 0.37389 | 0.37389 | 0.37389 | 0.37389 | 0.37389 | 0.37389 | 0.37389 | 0.37389 | 0.37389 | 0.37389 | 0.37389 | 0.37389 | 0.37389 | 0.37389 | 0.37389 | 0.37389 | 0.37389 | 0.37389 | 0.37389 | 0.37389 | 0.37389 | 0.37389 | 0.37389 | 0.37389 | 0.37389 | 0.37389 | 0.37389 | 0.37389 | 0.37389
F7_Commercial_Retail_New_Food Preparation_Natural Gas_Griddle_Codes & Standards Forecast | F7 | Commercial | Retail | New | Food Preparation | Natural Gas | Griddle | Codes & Standards Forecast | Avg. Replacement Summer Demand (kW) | 0 | 0 | 0 | 0 | 0 | 0 | 0 | 0 | 0 | 0 | 0 | 0 | 0 | 0 | 0 | 0 | 0 | 0 | 0 | 0 | 0 | 0 | 0 | 0 | 0 | 0 | 0 | 0 | 0 | 0 | 0 | 0 | 0
F8_Commercial_Retail_New_Food Preparation_Natural Gas_Griddle_Codes & Standards Forecast | F8 | Commercial | Retail | New | Food Preparation | Natural Gas | Griddle | Codes & Standards Forecast | Avg. Replacement Winter Demand (kW) | 0 | 0 | 0 | 0 | 0 | 0 | 0 | 0 | 0 | 0 | 0 | 0 | 0 | 0 | 0 | 0 | 0 | 0 | 0 | 0 | 0 | 0 | 0 | 0 | 0 | 0 | 0 | 0 | 0 | 0 | 0 | 0 | 0
F1_Commercial_Retail_New_Food Preparation_Natural Gas_Range_Codes & Standards Forecast | F1 | Commercial | Retail | New | Food Preparation | Natural Gas | Range | Codes & Standards Forecast | Units | 0 | 0 | 0 | 0 | 0 | 0 | 0 | 0 | 0 | 0 | 0 | 0 | 0 | 0 | 0 | 0 | 0 | 0 | 0 | 0 | 0 | 0 | 0 | 0 | 0 | 0 | 0 | 0 | 0 | 0 | 0 | 0 | 0
F2_Commercial_Retail_New_Food Preparation_Natural Gas_Range_Codes & Standards Forecast | F2 | Commercial | Retail | New | Food Preparation | Natural Gas | Range | Codes & Standards Forecast | Usage (MMtherm) | 0 | 0 | 0 | 0 | 0 | 0 | 0 | 0 | 0 | 0 | 0 | 0 | 0 | 0 | 0 | 0 | 0 | 0 | 0 | 0 | 0 | 0 | 0 | 0 | 0 | 0 | 0 | 0 | 0 | 0 | 0 | 0 | 0
F3_Commercial_Retail_New_Food Preparation_Natural Gas_Range_Codes & Standards Forecast | F3 | Commercial | Retail | New | Food Preparation | Natural Gas | Range | Codes & Standards Forecast | Summer Peak Demand (MW) | 0 | 0 | 0 | 0 | 0 | 0 | 0 | 0 | 0 | 0 | 0 | 0 | 0 | 0 | 0 | 0 | 0 | 0 | 0 | 0 | 0 | 0 | 0 | 0 | 0 | 0 | 0 | 0 | 0 | 0 | 0 | 0 | 0
F4_Commercial_Retail_New_Food Preparation_Natural Gas_Range_Codes & Standards Forecast | F4 | Commercial | Retail | New | Food Preparation | Natural Gas | Range | Codes & Standards Forecast | Winter Peak Demand (MW) | 0 | 0 | 0 | 0 | 0 | 0 | 0 | 0 | 0 | 0 | 0 | 0 | 0 | 0 | 0 | 0 | 0 | 0 | 0 | 0 | 0 | 0 | 0 | 0 | 0 | 0 | 0 | 0 | 0 | 0 | 0 | 0 | 0
F5_Commercial_Retail_New_Food Preparation_Natural Gas_Range_Codes & Standards Forecast | F5 | Commercial | Retail | New | Food Preparation | Natural Gas | Range | Codes & Standards Forecast | Turnover | 0 | 0 | 0 | 0 | 0 | 0 | 0 | 0 | 0 | 0 | 0 | 0 | 0 | 0 | 0 | 0 | 0 | 0 | 0 | 0 | 0 | 0 | 0 | 0 | 0 | 0 | 0 | 0 | 0 | 0 | 0 | 0 | 0
F6_Commercial_Retail_New_Food Preparation_Natural Gas_Range_Codes & Standards Forecast | F6 | Commercial | Retail | New | Food Preparation | Natural Gas | Range | Codes & Standards Forecast | Avg. Replacement Usage (kWh) | 0.47903 | 0.46268 | 0.51541 | 0.50593 | 0.50593 | 0.50593 | 0.50593 | 0.50593 | 0.50593 | 0.50593 | 0.50593 | 0.50593 | 0.50593 | 0.50593 | 0.50593 | 0.50593 | 0.50593 | 0.50593 | 0.50593 | 0.50593 | 0.50593 | 0.50593 | 0.50593 | 0.50593 | 0.50593 | 0.50593 | 0.50593 | 0.50593 | 0.50593 | 0.50593 | 0.50593 | 0.50593 | 0.50593
F7_Commercial_Retail_New_Food Preparation_Natural Gas_Range_Codes & Standards Forecast | F7 | Commercial | Retail | New | Food Preparation | Natural Gas | Range | Codes & Standards Forecast | Avg. Replacement Summer Demand (kW) | 0 | 0 | 0 | 0 | 0 | 0 | 0 | 0 | 0 | 0 | 0 | 0 | 0 | 0 | 0 | 0 | 0 | 0 | 0 | 0 | 0 | 0 | 0 | 0 | 0 | 0 | 0 | 0 | 0 | 0 | 0 | 0 | 0
F8_Commercial_Retail_New_Food Preparation_Natural Gas_Range_Codes & Standards Forecast | F8 | Commercial | Retail | New | Food Preparation | Natural Gas | Range | Codes & Standards Forecast | Avg. Replacement Winter Demand (kW) | 0 | 0 | 0 | 0 | 0 | 0 | 0 | 0 | 0 | 0 | 0 | 0 | 0 | 0 | 0 | 0 | 0 | 0 | 0 | 0 | 0 | 0 | 0 | 0 | 0 | 0 | 0 | 0 | 0 | 0 | 0 | 0 | 0
F1_Commercial_Retail_New_Food Preparation_Natural Gas_Steamer_Codes & Standards Forecast | F1 | Commercial | Retail | New | Food Preparation | Natural Gas | Steamer | Codes & Standards Forecast | Units | 0 | 0 | 0 | 0 | 0 | 0 | 0 | 0 | 0 | 0 | 0 | 0 | 0 | 0 | 0 | 0 | 0 | 0 | 0 | 0 | 0 | 0 | 0 | 0 | 0 | 0 | 0 | 0 | 0 | 0 | 0 | 0 | 0
F2_Commercial_Retail_New_Food Preparation_Natural Gas_Steamer_Codes & Standards Forecast | F2 | Commercial | Retail | New | Food Preparation | Natural Gas | Steamer | Codes & Standards Forecast | Usage (MMtherm) | 0 | 0 | 0 | 0 | 0 | 0 | 0 | 0 | 0 | 0 | 0 | 0 | 0 | 0 | 0 | 0 | 0 | 0 | 0 | 0 | 0 | 0 | 0 | 0 | 0 | 0 | 0 | 0 | 0 | 0 | 0 | 0 | 0
F3_Commercial_Retail_New_Food Preparation_Natural Gas_Steamer_Codes & Standards Forecast | F3 | Commercial | Retail | New | Food Preparation | Natural Gas | Steamer | Codes & Standards Forecast | Summer Peak Demand (MW) | 0 | 0 | 0 | 0 | 0 | 0 | 0 | 0 | 0 | 0 | 0 | 0 | 0 | 0 | 0 | 0 | 0 | 0 | 0 | 0 | 0 | 0 | 0 | 0 | 0 | 0 | 0 | 0 | 0 | 0 | 0 | 0 | 0
F4_Commercial_Retail_New_Food Preparation_Natural Gas_Steamer_Codes & Standards Forecast | F4 | Commercial | Retail | New | Food Preparation | Natural Gas | Steamer | Codes & Standards Forecast | Winter Peak Demand (MW) | 0 | 0 | 0 | 0 | 0 | 0 | 0 | 0 | 0 | 0 | 0 | 0 | 0 | 0 | 0 | 0 | 0 | 0 | 0 | 0 | 0 | 0 | 0 | 0 | 0 | 0 | 0 | 0 | 0 | 0 | 0 | 0 | 0
F5_Commercial_Retail_New_Food Preparation_Natural Gas_Steamer_Codes & Standards Forecast | F5 | Commercial | Retail | New | Food Preparation | Natural Gas | Steamer | Codes & Standards Forecast | Turnover | 0 | 0 | 0 | 0 | 0 | 0 | 0 | 0 | 0 | 0 | 0 | 0 | 0 | 0 | 0 | 0 | 0 | 0 | 0 | 0 | 0 | 0 | 0 | 0 | 0 | 0 | 0 | 0 | 0 | 0 | 0 | 0 | 0
F6_Commercial_Retail_New_Food Preparation_Natural Gas_Steamer_Codes & Standards Forecast | F6 | Commercial | Retail | New | Food Preparation | Natural Gas | Steamer | Codes & Standards Forecast | Avg. Replacement Usage (kWh) | 1.1287 | 1.0901 | 1.2144 | 0.24865 | 0.24865 | 0.24865 | 0.24865 | 0.24865 | 0.24865 | 0.24865 | 0.24865 | 0.24865 | 0.24865 | 0.24865 | 0.24865 | 0.24865 | 0.24865 | 0.24865 | 0.24865 | 0.24865 | 0.24865 | 0.24865 | 0.24865 | 0.24865 | 0.24865 | 0.24865 | 0.24865 | 0.24865 | 0.24865 | 0.24865 | 0.24865 | 0.24865 | 0.24865
F7_Commercial_Retail_New_Food Preparation_Natural Gas_Steamer_Codes & Standards Forecast | F7 | Commercial | Retail | New | Food Preparation | Natural Gas | Steamer | Codes & Standards Forecast | Avg. Replacement Summer Demand (kW) | 0 | 0 | 0 | 0 | 0 | 0 | 0 | 0 | 0 | 0 | 0 | 0 | 0 | 0 | 0 | 0 | 0 | 0 | 0 | 0 | 0 | 0 | 0 | 0 | 0 | 0 | 0 | 0 | 0 | 0 | 0 | 0 | 0
F8_Commercial_Retail_New_Food Preparation_Natural Gas_Steamer_Codes & Standards Forecast | F8 | Commercial | Retail | New | Food Preparation | Natural Gas | Steamer | Codes & Standards Forecast | Avg. Replacement Winter Demand (kW) | 0 | 0 | 0 | 0 | 0 | 0 | 0 | 0 | 0 | 0 | 0 | 0 | 0 | 0 | 0 | 0 | 0 | 0 | 0 | 0 | 0 | 0 | 0 | 0 | 0 | 0 | 0 | 0 | 0 | 0 | 0 | 0 | 0
F1_Commercial_Retail_New_Food Preparation_Natural Gas_Food Prep Other_Codes & Standards Forecast | F1 | Commercial | Retail | New | Food Preparation | Natural Gas | Food Prep Other | Codes & Standards Forecast | Units | 0 | 0 | 0 | 0 | 0 | 0 | 0 | 0 | 0 | 0 | 0 | 0 | 0 | 0 | 0 | 0 | 0 | 0 | 0 | 0 | 0 | 0 | 0 | 0 | 0 | 0 | 0 | 0 | 0 | 0 | 0 | 0 | 0
F2_Commercial_Retail_New_Food Preparation_Natural Gas_Food Prep Other_Codes & Standards Forecast | F2 | Commercial | Retail | New | Food Preparation | Natural Gas | Food Prep Other | Codes & Standards Forecast | Usage (MMtherm) | 0 | 0 | 0 | 0 | 0 | 0 | 0 | 0 | 0 | 0 | 0 | 0 | 0 | 0 | 0 | 0 | 0 | 0 | 0 | 0 | 0 | 0 | 0 | 0 | 0 | 0 | 0 | 0 | 0 | 0 | 0 | 0 | 0
F3_Commercial_Retail_New_Food Preparation_Natural Gas_Food Prep Other_Codes & Standards Forecast | F3 | Commercial | Retail | New | Food Preparation | Natural Gas | Food Prep Other | Codes & Standards Forecast | Summer Peak Demand (MW) | 0 | 0 | 0 | 0 | 0 | 0 | 0 | 0 | 0 | 0 | 0 | 0 | 0 | 0 | 0 | 0 | 0 | 0 | 0 | 0 | 0 | 0 | 0 | 0 | 0 | 0 | 0 | 0 | 0 | 0 | 0 | 0 | 0
F4_Commercial_Retail_New_Food Preparation_Natural Gas_Food Prep Other_Codes & Standards Forecast | F4 | Commercial | Retail | New | Food Preparation | Natural Gas | Food Prep Other | Codes & Standards Forecast | Winter Peak Demand (MW) | 0 | 0 | 0 | 0 | 0 | 0 | 0 | 0 | 0 | 0 | 0 | 0 | 0 | 0 | 0 | 0 | 0 | 0 | 0 | 0 | 0 | 0 | 0 | 0 | 0 | 0 | 0 | 0 | 0 | 0 | 0 | 0 | 0
F5_Commercial_Retail_New_Food Preparation_Natural Gas_Food Prep Other_Codes & Standards Forecast | F5 | Commercial | Retail | New | Food Preparation | Natural Gas | Food Prep Other | Codes & Standards Forecast | Turnover | 0 | 0 | 0 | 0 | 0 | 0 | 0 | 0 | 0 | 0 | 0 | 0 | 0 | 0 | 0 | 0 | 0 | 0 | 0 | 0 | 0 | 0 | 0 | 0 | 0 | 0 | 0 | 0 | 0 | 0 | 0 | 0 | 0
F6_Commercial_Retail_New_Food Preparation_Natural Gas_Food Prep Other_Codes & Standards Forecast | F6 | Commercial | Retail | New | Food Preparation | Natural Gas | Food Prep Other | Codes & Standards Forecast | Avg. Replacement Usage (kWh) | 0.17043 | 0.16461 | 0.18337 | 0.18 | 0.18 | 0.18 | 0.18 | 0.18 | 0.18 | 0.18 | 0.18 | 0.18 | 0.18 | 0.18 | 0.18 | 0.18 | 0.18 | 0.18 | 0.18 | 0.18 | 0.18 | 0.18 | 0.18 | 0.18 | 0.18 | 0.18 | 0.18 | 0.18 | 0.18 | 0.18 | 0.18 | 0.18 | 0.18
F7_Commercial_Retail_New_Food Preparation_Natural Gas_Food Prep Other_Codes & Standards Forecast | F7 | Commercial | Retail | New | Food Preparation | Natural Gas | Food Prep Other | Codes & Standards Forecast | Avg. Replacement Summer Demand (kW) | 0 | 0 | 0 | 0 | 0 | 0 | 0 | 0 | 0 | 0 | 0 | 0 | 0 | 0 | 0 | 0 | 0 | 0 | 0 | 0 | 0 | 0 | 0 | 0 | 0 | 0 | 0 | 0 | 0 | 0 | 0 | 0 | 0
F8_Commercial_Retail_New_Food Preparation_Natural Gas_Food Prep Other_Codes & Standards Forecast | F8 | Commercial | Retail | New | Food Preparation | Natural Gas | Food Prep Other | Codes & Standards Forecast | Avg. Replacement Winter Demand (kW) | 0 | 0 | 0 | 0 | 0 | 0 | 0 | 0 | 0 | 0 | 0 | 0 | 0 | 0 | 0 | 0 | 0 | 0 | 0 | 0 | 0 | 0 | 0 | 0 | 0 | 0 | 0 | 0 | 0 | 0 | 0 | 0 | 0
F1_Commercial_Retail_New_Miscellaneous_Natural Gas_Pool Heater_Codes & Standards Forecast | F1 | Commercial | Retail | New | Miscellaneous | Natural Gas | Pool Heater | Codes & Standards Forecast | Units | 0 | 0 | 0 | 0 | 0 | 0 | 0 | 0 | 0 | 0 | 0 | 0 | 0 | 0 | 0 | 0 | 0 | 0 | 0 | 0 | 0 | 0 | 0 | 0 | 0 | 0 | 0 | 0 | 0 | 0 | 0 | 0 | 0
F2_Commercial_Retail_New_Miscellaneous_Natural Gas_Pool Heater_Codes & Standards Forecast | F2 | Commercial | Retail | New | Miscellaneous | Natural Gas | Pool Heater | Codes & Standards Forecast | Usage (MMtherm) | 0 | 0 | 0 | 0 | 0 | 0 | 0 | 0 | 0 | 0 | 0 | 0 | 0 | 0 | 0 | 0 | 0 | 0 | 0 | 0 | 0 | 0 | 0 | 0 | 0 | 0 | 0 | 0 | 0 | 0 | 0 | 0 | 0
F3_Commercial_Retail_New_Miscellaneous_Natural Gas_Pool Heater_Codes & Standards Forecast | F3 | Commercial | Retail | New | Miscellaneous | Natural Gas | Pool Heater | Codes & Standards Forecast | Summer Peak Demand (MW) | 0 | 0 | 0 | 0 | 0 | 0 | 0 | 0 | 0 | 0 | 0 | 0 | 0 | 0 | 0 | 0 | 0 | 0 | 0 | 0 | 0 | 0 | 0 | 0 | 0 | 0 | 0 | 0 | 0 | 0 | 0 | 0 | 0
F4_Commercial_Retail_New_Miscellaneous_Natural Gas_Pool Heater_Codes & Standards Forecast | F4 | Commercial | Retail | New | Miscellaneous | Natural Gas | Pool Heater | Codes & Standards Forecast | Winter Peak Demand (MW) | 0 | 0 | 0 | 0 | 0 | 0 | 0 | 0 | 0 | 0 | 0 | 0 | 0 | 0 | 0 | 0 | 0 | 0 | 0 | 0 | 0 | 0 | 0 | 0 | 0 | 0 | 0 | 0 | 0 | 0 | 0 | 0 | 0
F5_Commercial_Retail_New_Miscellaneous_Natural Gas_Pool Heater_Codes & Standards Forecast | F5 | Commercial | Retail | New | Miscellaneous | Natural Gas | Pool Heater | Codes & Standards Forecast | Turnover | 0 | 0 | 0 | 0 | 0 | 0 | 0 | 0 | 0 | 0 | 0 | 0 | 0 | 0 | 0 | 0 | 0 | 0 | 0 | 0 | 0 | 0 | 0 | 0 | 0 | 0 | 0 | 0 | 0 | 0 | 0 | 0 | 0
F6_Commercial_Retail_New_Miscellaneous_Natural Gas_Pool Heater_Codes & Standards Forecast | F6 | Commercial | Retail | New | Miscellaneous | Natural Gas | Pool Heater | Codes & Standards Forecast | Avg. Replacement Usage (kWh) | 0.010152 | 0.0098057 | 0.010923 | 0.010722 | 0.010722 | 0.010722 | 0.010722 | 0.010722 | 0.010722 | 0.010722 | 0.010722 | 0.010722 | 0.010722 | 0.010722 | 0.010722 | 0.010722 | 0.010722 | 0.010722 | 0.010722 | 0.010722 | 0.010722 | 0.010722 | 0.010722 | 0.010722 | 0.010722 | 0.010722 | 0.010722 | 0.010722 | 0.010722 | 0.010722 | 0.010722 | 0.010722 | 0.010722
F7_Commercial_Retail_New_Miscellaneous_Natural Gas_Pool Heater_Codes & Standards Forecast | F7 | Commercial | Retail | New | Miscellaneous | Natural Gas | Pool Heater | Codes & Standards Forecast | Avg. Replacement Summer Demand (kW) | 0 | 0 | 0 | 0 | 0 | 0 | 0 | 0 | 0 | 0 | 0 | 0 | 0 | 0 | 0 | 0 | 0 | 0 | 0 | 0 | 0 | 0 | 0 | 0 | 0 | 0 | 0 | 0 | 0 | 0 | 0 | 0 | 0
F8_Commercial_Retail_New_Miscellaneous_Natural Gas_Pool Heater_Codes & Standards Forecast | F8 | Commercial | Retail | New | Miscellaneous | Natural Gas | Pool Heater | Codes & Standards Forecast | Avg. Replacement Winter Demand (kW) | 0 | 0 | 0 | 0 | 0 | 0 | 0 | 0 | 0 | 0 | 0 | 0 | 0 | 0 | 0 | 0 | 0 | 0 | 0 | 0 | 0 | 0 | 0 | 0 | 0 | 0 | 0 | 0 | 0 | 0 | 0 | 0 | 0
F1_Commercial_Retail_New_Miscellaneous_Natural Gas_Miscellaneous_Codes & Standards Forecast | F1 | Commercial | Retail | New | Miscellaneous | Natural Gas | Miscellaneous | Codes & Standards Forecast | Units | 0 | 158668.9991 | 923988.5074 | 1413081.2748 | 1997864.3742 | 2600536.8469 | 3206237.8463 | 3730470.1135 | 4247355.5338 | 4776339.4458 | 5313933.9785 | 5847444.4966 | 6372610.3857 | 6890617.946 | 7409374.2968 | 7926561.7446 | 8446746.4076 | 8954795.3526 | 9442664.3716 | 9914792.1569 | 10387151.902 | 10869076.3204 | 11357281.4777 | 11850652.1747 | 12349323.2853 | 12849399.3963 | 13351430.4669 | 13853799.682 | 14358385.0809 | 14864070.383 | 15373518.0516 | 15883336.0476 | 16099911.384
F2_Commercial_Retail_New_Miscellaneous_Natural Gas_Miscellaneous_Codes & Standards Forecast | F2 | Commercial | Retail | New | Miscellaneous | Natural Gas | Miscellaneous | Codes & Standards Forecast | Usage (MMtherm) | 0 | 0.00061747 | 0.0040056 | 0.0060131 | 0.0085016 | 0.011066 | 0.013644 | 0.015874 | 0.018074 | 0.020325 | 0.022613 | 0.024883 | 0.027118 | 0.029322 | 0.031529 | 0.03373 | 0.035944 | 0.038106 | 0.040182 | 0.042191 | 0.044201 | 0.046252 | 0.048329 | 0.050429 | 0.052551 | 0.054679 | 0.056815 | 0.058953 | 0.0611 | 0.063252 | 0.065419 | 0.067589 | 0.068511
F3_Commercial_Retail_New_Miscellaneous_Natural Gas_Miscellaneous_Codes & Standards Forecast | F3 | Commercial | Retail | New | Miscellaneous | Natural Gas | Miscellaneous | Codes & Standards Forecast | Summer Peak Demand (MW) | 0 | 0 | 0 | 0 | 0 | 0 | 0 | 0 | 0 | 0 | 0 | 0 | 0 | 0 | 0 | 0 | 0 | 0 | 0 | 0 | 0 | 0 | 0 | 0 | 0 | 0 | 0 | 0 | 0 | 0 | 0 | 0 | 0
F4_Commercial_Retail_New_Miscellaneous_Natural Gas_Miscellaneous_Codes & Standards Forecast | F4 | Commercial | Retail | New | Miscellaneous | Natural Gas | Miscellaneous | Codes & Standards Forecast | Winter Peak Demand (MW) | 0 | 0 | 0 | 0 | 0 | 0 | 0 | 0 | 0 | 0 | 0 | 0 | 0 | 0 | 0 | 0 | 0 | 0 | 0 | 0 | 0 | 0 | 0 | 0 | 0 | 0 | 0 | 0 | 0 | 0 | 0 | 0 | 0
F5_Commercial_Retail_New_Miscellaneous_Natural Gas_Miscellaneous_Codes & Standards Forecast | F5 | Commercial | Retail | New | Miscellaneous | Natural Gas | Miscellaneous | Codes & Standards Forecast | Turnover | 0 | 158668.9991 | 765319.5083 | 489092.7674 | 607450.0992 | 731432.688 | 785937.2936 | 765499.105 | 828175.951 | 908081.1231 | 971892.0144 | 1070305.7002 | 1291753.8843 | 1233444.0648 | 1319372.7096 | 1424089.5243 | 1489615.9016 | 1521517.0099 | 1578258.6396 | 1642830.6752 | 1711770.6974 | 1798415.7144 | 1915836.8768 | 1944604.7161 | 2024538.44 | 2112163.3686 | 2180712.4009 | 2239753.32 | 2312041.4783 | 2385277.2374 | 2460577.3989 | 2537751.1928 | 2329769.1773
F6_Commercial_Retail_New_Miscellaneous_Natural Gas_Miscellaneous_Codes & Standards Forecast | F6 | Commercial | Retail | New | Miscellaneous | Natural Gas | Miscellaneous | Codes & Standards Forecast | Avg. Replacement Usage (kWh) | 0.0040291 | 0.0038915 | 0.0043351 | 0.0042553 | 0.0042553 | 0.0042553 | 0.0042553 | 0.0042553 | 0.0042553 | 0.0042553 | 0.0042553 | 0.0042553 | 0.0042553 | 0.0042553 | 0.0042553 | 0.0042553 | 0.0042553 | 0.0042553 | 0.0042553 | 0.0042553 | 0.0042553 | 0.0042553 | 0.0042553 | 0.0042553 | 0.0042553 | 0.0042553 | 0.0042553 | 0.0042553 | 0.0042553 | 0.0042553 | 0.0042553 | 0.0042553 | 0.0042553
F7_Commercial_Retail_New_Miscellaneous_Natural Gas_Miscellaneous_Codes & Standards Forecast | F7 | Commercial | Retail | New | Miscellaneous | Natural Gas | Miscellaneous | Codes & Standards Forecast | Avg. Replacement Summer Demand (kW) | 0 | 0 | 0 | 0 | 0 | 0 | 0 | 0 | 0 | 0 | 0 | 0 | 0 | 0 | 0 | 0 | 0 | 0 | 0 | 0 | 0 | 0 | 0 | 0 | 0 | 0 | 0 | 0 | 0 | 0 | 0 | 0 | 0
F8_Commercial_Retail_New_Miscellaneous_Natural Gas_Miscellaneous_Codes & Standards Forecast | F8 | Commercial | Retail | New | Miscellaneous | Natural Gas | Miscellaneous | Codes & Standards Forecast | Avg. Replacement Winter Demand (kW) | 0 | 0 | 0 | 0 | 0 | 0 | 0 | 0 | 0 | 0 | 0 | 0 | 0 | 0 | 0 | 0 | 0 | 0 | 0 | 0 | 0 | 0 | 0 | 0 | 0 | 0 | 0 | 0 | 0 | 0 | 0 | 0 | 0
F1_Commercial_Grocery_Existing_Space Heating_Natural Gas_Furnace_Codes & Standards Forecast | F1 | Commercial | Grocery | Existing | Space Heating | Natural Gas | Furnace | Codes & Standards Forecast | Units | 1830365.9982 | 1821053.5092 | 1811741.0201 | 1800494.9495 | 1842564.7478 | 1837613.001 | 1833241.5829 | 1829304.2959 | 1825500.5111 | 1821720.2791 | 1817921.1259 | 1814127.0599 | 1810365.3298 | 1806645.3035 | 1802943.4932 | 1799256.3614 | 1795565.8782 | 1791917.0211 | 1788361.0431 | 1784907.6611 | 1781504.7567 | 1778092.9366 | 1774654.2772 | 1771183.7312 | 1767678.3302 | 1764150.4722 | 1760604.4443 | 1757048.0952 | 1753478.6825 | 1749898.7974 | 1746300.2836 | 1742691.1042 | 1766453.3612
F2_Commercial_Grocery_Existing_Space Heating_Natural Gas_Furnace_Codes & Standards Forecast | F2 | Commercial | Grocery | Existing | Space Heating | Natural Gas | Furnace | Codes & Standards Forecast | Usage (MMtherm) | 0.3488 | 0.33518 | 0.36951 | 0.35854 | 0.36495 | 0.36107 | 0.35727 | 0.35355 | 0.34983 | 0.34611 | 0.34237 | 0.33863 | 0.3349 | 0.33117 | 0.32745 | 0.32373 | 0.32002 | 0.31633 | 0.31267 | 0.30909 | 0.30558 | 0.30212 | 0.29865 | 0.29528 | 0.292 | 0.28882 | 0.28571 | 0.28268 | 0.27973 | 0.27684 | 0.27401 | 0.27123 | 0.27419
F3_Commercial_Grocery_Existing_Space Heating_Natural Gas_Furnace_Codes & Standards Forecast | F3 | Commercial | Grocery | Existing | Space Heating | Natural Gas | Furnace | Codes & Standards Forecast | Summer Peak Demand (MW) | 0 | 0 | 0 | 0 | 0 | 0 | 0 | 0 | 0 | 0 | 0 | 0 | 0 | 0 | 0 | 0 | 0 | 0 | 0 | 0 | 0 | 0 | 0 | 0 | 0 | 0 | 0 | 0 | 0 | 0 | 0 | 0 | 0
F4_Commercial_Grocery_Existing_Space Heating_Natural Gas_Furnace_Codes & Standards Forecast | F4 | Commercial | Grocery | Existing | Space Heating | Natural Gas | Furnace | Codes & Standards Forecast | Winter Peak Demand (MW) | 0 | 0 | 0 | 0 | 0 | 0 | 0 | 0 | 0 | 0 | 0 | 0 | 0 | 0 | 0 | 0 | 0 | 0 | 0 | 0 | 0 | 0 | 0 | 0 | 0 | 0 | 0 | 0 | 0 | 0 | 0 | 0 | 0
F5_Commercial_Grocery_Existing_Space Heating_Natural Gas_Furnace_Codes & Standards Forecast | F5 | Commercial | Grocery | Existing | Space Heating | Natural Gas | Furnace | Codes & Standards Forecast | Turnover | 0 | 36542.8798 | 39618.7257 | 42365.8446 | 87198.4541 | 47550.8095 | 49779.8927 | 51830.3666 | 53709.8858 | 55429.2897 | 56999.9777 | 58434.3384 | 59744.0325 | 60939.3494 | 62028.6828 | 63020.3363 | 63921.4237 | 64740.6848 | 65486.6179 | 63024.745 | 60994.0854 | 59339.2873 | 61129.1535 | 59842.0891 | 58821.8025 | 58033.6339 | 57446.4858 | 57032.8362 | 56767.9321 | 56629.9941 | 56599.4069 | 56659.3298 | 91818.1066
F6_Commercial_Grocery_Existing_Space Heating_Natural Gas_Furnace_Codes & Standards Forecast | F6 | Commercial | Grocery | Existing | Space Heating | Natural Gas | Furnace | Codes & Standards Forecast | Avg. Replacement Usage (kWh) | 0.19056 | 0.18406 | 0.20395 | 0.19913 | 0.19807 | 0.17708 | 0.17612 | 0.17517 | 0.17421 | 0.17325 | 0.17229 | 0.17134 | 0.17038 | 0.16942 | 0.16846 | 0.16751 | 0.16655 | 0.16559 | 0.16463 | 0.16368 | 0.16272 | 0.16176 | 0.16081 | 0.15985 | 0.15889 | 0.15794 | 0.15698 | 0.15602 | 0.15507 | 0.15411 | 0.15315 | 0.1522 | 0.1522
F7_Commercial_Grocery_Existing_Space Heating_Natural Gas_Furnace_Codes & Standards Forecast | F7 | Commercial | Grocery | Existing | Space Heating | Natural Gas | Furnace | Codes & Standards Forecast | Avg. Replacement Summer Demand (kW) | 0 | 0 | 0 | 0 | 0 | 0 | 0 | 0 | 0 | 0 | 0 | 0 | 0 | 0 | 0 | 0 | 0 | 0 | 0 | 0 | 0 | 0 | 0 | 0 | 0 | 0 | 0 | 0 | 0 | 0 | 0 | 0 | 0
F8_Commercial_Grocery_Existing_Space Heating_Natural Gas_Furnace_Codes & Standards Forecast | F8 | Commercial | Grocery | Existing | Space Heating | Natural Gas | Furnace | Codes & Standards Forecast | Avg. Replacement Winter Demand (kW) | 0 | 0 | 0 | 0 | 0 | 0 | 0 | 0 | 0 | 0 | 0 | 0 | 0 | 0 | 0 | 0 | 0 | 0 | 0 | 0 | 0 | 0 | 0 | 0 | 0 | 0 | 0 | 0 | 0 | 0 | 0 | 0 | 0
F1_Commercial_Grocery_Existing_Space Heating_Natural Gas_Boiler_Codes & Standards Forecast | F1 | Commercial | Grocery | Existing | Space Heating | Natural Gas | Boiler | Codes & Standards Forecast | Units | 12218.0928 | 12155.9299 | 12093.767 | 12018.6971 | 12299.5221 | 12266.4682 | 12237.288 | 12211.0057 | 12185.6146 | 12160.3808 | 12135.0206 | 12109.6944 | 12084.584 | 12059.752 | 12035.0416 | 12010.4292 | 11985.7944 | 11961.4375 | 11937.7006 | 11914.6485 | 11891.9334 | 11869.1587 | 11846.2049 | 11823.0383 | 11799.639 | 11776.0897 | 11752.4192 | 11728.6798 | 11704.8532 | 11680.9567 | 11656.9358 | 11632.8438 | 11791.462
F2_Commercial_Grocery_Existing_Space Heating_Natural Gas_Boiler_Codes & Standards Forecast | F2 | Commercial | Grocery | Existing | Space Heating | Natural Gas | Boiler | Codes & Standards Forecast | Usage (MMtherm) | 0.0090279 | 0.0087209 | 0.009668 | 0.0094362 | 0.0097027 | 0.0096438 | 0.0095874 | 0.0095328 | 0.0094782 | 0.0094227 | 0.009366 | 0.0093082 | 0.0092492 | 0.0091891 | 0.0091275 | 0.0090645 | 0.0089998 | 0.0089337 | 0.0088663 | 0.0087976 | 0.0087275 | 0.0086557 | 0.008582 | 0.0085065 | 0.0084268 | 0.0083484 | 0.0082708 | 0.0081946 | 0.0081193 | 0.0080449 | 0.0079714 | 0.0078986 | 0.0079993
F3_Commercial_Grocery_Existing_Space Heating_Natural Gas_Boiler_Codes & Standards Forecast | F3 | Commercial | Grocery | Existing | Space Heating | Natural Gas | Boiler | Codes & Standards Forecast | Summer Peak Demand (MW) | 0 | 0 | 0 | 0 | 0 | 0 | 0 | 0 | 0 | 0 | 0 | 0 | 0 | 0 | 0 | 0 | 0 | 0 | 0 | 0 | 0 | 0 | 0 | 0 | 0 | 0 | 0 | 0 | 0 | 0 | 0 | 0 | 0
F4_Commercial_Grocery_Existing_Space Heating_Natural Gas_Boiler_Codes & Standards Forecast | F4 | Commercial | Grocery | Existing | Space Heating | Natural Gas | Boiler | Codes & Standards Forecast | Winter Peak Demand (MW) | 0 | 0 | 0 | 0 | 0 | 0 | 0 | 0 | 0 | 0 | 0 | 0 | 0 | 0 | 0 | 0 | 0 | 0 | 0 | 0 | 0 | 0 | 0 | 0 | 0 | 0 | 0 | 0 | 0 | 0 | 0 | 0 | 0
F5_Commercial_Grocery_Existing_Space Heating_Natural Gas_Boiler_Codes & Standards Forecast | F5 | Commercial | Grocery | Existing | Space Heating | Natural Gas | Boiler | Codes & Standards Forecast | Turnover | 0 | 224.4172 | 243.3066 | 260.1772 | 557.9692 | 292.0191 | 305.7083 | 318.3007 | 329.8432 | 340.4024 | 350.0483 | 358.857 | 366.9001 | 374.2408 | 380.9306 | 387.0205 | 392.5543 | 397.5856 | 402.1665 | 406.3372 | 410.1205 | 394.3185 | 381.1966 | 370.4239 | 382.4294 | 373.8722 | 367.0034 | 361.6056 | 357.4832 | 354.4633 | 352.39 | 351.1282 | 509.9046
F6_Commercial_Grocery_Existing_Space Heating_Natural Gas_Boiler_Codes & Standards Forecast | F6 | Commercial | Grocery | Existing | Space Heating | Natural Gas | Boiler | Codes & Standards Forecast | Avg. Replacement Usage (kWh) | 0.88902 | 0.85867 | 0.95148 | 0.929 | 0.92403 | 0.78218 | 0.77795 | 0.77372 | 0.76949 | 0.76526 | 0.76103 | 0.7568 | 0.75257 | 0.74835 | 0.74411 | 0.73989 | 0.73566 | 0.73143 | 0.7272 | 0.72297 | 0.71874 | 0.71453 | 0.71029 | 0.70607 | 0.70184 | 0.69762 | 0.69339 | 0.68917 | 0.68494 | 0.68072 | 0.67649 | 0.67226 | 0.67226
F7_Commercial_Grocery_Existing_Space Heating_Natural Gas_Boiler_Codes & Standards Forecast | F7 | Commercial | Grocery | Existing | Space Heating | Natural Gas | Boiler | Codes & Standards Forecast | Avg. Replacement Summer Demand (kW) | 0 | 0 | 0 | 0 | 0 | 0 | 0 | 0 | 0 | 0 | 0 | 0 | 0 | 0 | 0 | 0 | 0 | 0 | 0 | 0 | 0 | 0 | 0 | 0 | 0 | 0 | 0 | 0 | 0 | 0 | 0 | 0 | 0
F8_Commercial_Grocery_Existing_Space Heating_Natural Gas_Boiler_Codes & Standards Forecast | F8 | Commercial | Grocery | Existing | Space Heating | Natural Gas | Boiler | Codes & Standards Forecast | Avg. Replacement Winter Demand (kW) | 0 | 0 | 0 | 0 | 0 | 0 | 0 | 0 | 0 | 0 | 0 | 0 | 0 | 0 | 0 | 0 | 0 | 0 | 0 | 0 | 0 | 0 | 0 | 0 | 0 | 0 | 0 | 0 | 0 | 0 | 0 | 0 | 0
F1_Commercial_Grocery_Existing_Space Heating_Natural Gas_Unit Heater_Codes & Standards Forecast | F1 | Commercial | Grocery | Existing | Space Heating | Natural Gas | Unit Heater | Codes & Standards Forecast | Units | 0 | 0 | 0 | 0 | 0 | 0 | 0 | 0 | 0 | 0 | 0 | 0 | 0 | 0 | 0 | 0 | 0 | 0 | 0 | 0 | 0 | 0 | 0 | 0 | 0 | 0 | 0 | 0 | 0 | 0 | 0 | 0 | 0
F2_Commercial_Grocery_Existing_Space Heating_Natural Gas_Unit Heater_Codes & Standards Forecast | F2 | Commercial | Grocery | Existing | Space Heating | Natural Gas | Unit Heater | Codes & Standards Forecast | Usage (MMtherm) | 0 | 0 | 0 | 0 | 0 | 0 | 0 | 0 | 0 | 0 | 0 | 0 | 0 | 0 | 0 | 0 | 0 | 0 | 0 | 0 | 0 | 0 | 0 | 0 | 0 | 0 | 0 | 0 | 0 | 0 | 0 | 0 | 0
F3_Commercial_Grocery_Existing_Space Heating_Natural Gas_Unit Heater_Codes & Standards Forecast | F3 | Commercial | Grocery | Existing | Space Heating | Natural Gas | Unit Heater | Codes & Standards Forecast | Summer Peak Demand (MW) | 0 | 0 | 0 | 0 | 0 | 0 | 0 | 0 | 0 | 0 | 0 | 0 | 0 | 0 | 0 | 0 | 0 | 0 | 0 | 0 | 0 | 0 | 0 | 0 | 0 | 0 | 0 | 0 | 0 | 0 | 0 | 0 | 0
F4_Commercial_Grocery_Existing_Space Heating_Natural Gas_Unit Heater_Codes & Standards Forecast | F4 | Commercial | Grocery | Existing | Space Heating | Natural Gas | Unit Heater | Codes & Standards Forecast | Winter Peak Demand (MW) | 0 | 0 | 0 | 0 | 0 | 0 | 0 | 0 | 0 | 0 | 0 | 0 | 0 | 0 | 0 | 0 | 0 | 0 | 0 | 0 | 0 | 0 | 0 | 0 | 0 | 0 | 0 | 0 | 0 | 0 | 0 | 0 | 0
F5_Commercial_Grocery_Existing_Space Heating_Natural Gas_Unit Heater_Codes & Standards Forecast | F5 | Commercial | Grocery | Existing | Space Heating | Natural Gas | Unit Heater | Codes & Standards Forecast | Turnover | 0 | 0 | 0 | 0 | 0 | 0 | 0 | 0 | 0 | 0 | 0 | 0 | 0 | 0 | 0 | 0 | 0 | 0 | 0 | 0 | 0 | 0 | 0 | 0 | 0 | 0 | 0 | 0 | 0 | 0 | 0 | 0 | 0
F6_Commercial_Grocery_Existing_Space Heating_Natural Gas_Unit Heater_Codes & Standards Forecast | F6 | Commercial | Grocery | Existing | Space Heating | Natural Gas | Unit Heater | Codes & Standards Forecast | Avg. Replacement Usage (kWh) | 0.095281 | 0.092029 | 0.10198 | 0.099566 | 0.099034 | 0.08864 | 0.08816 | 0.087681 | 0.087202 | 0.086723 | 0.086243 | 0.085764 | 0.085285 | 0.084806 | 0.084326 | 0.083847 | 0.083368 | 0.082889 | 0.08241 | 0.08193 | 0.081451 | 0.080973 | 0.080494 | 0.080015 | 0.079536 | 0.079058 | 0.078578 | 0.078099 | 0.07762 | 0.077142 | 0.076662 | 0.076183 | 0.076183
F7_Commercial_Grocery_Existing_Space Heating_Natural Gas_Unit Heater_Codes & Standards Forecast | F7 | Commercial | Grocery | Existing | Space Heating | Natural Gas | Unit Heater | Codes & Standards Forecast | Avg. Replacement Summer Demand (kW) | 0 | 0 | 0 | 0 | 0 | 0 | 0 | 0 | 0 | 0 | 0 | 0 | 0 | 0 | 0 | 0 | 0 | 0 | 0 | 0 | 0 | 0 | 0 | 0 | 0 | 0 | 0 | 0 | 0 | 0 | 0 | 0 | 0
F8_Commercial_Grocery_Existing_Space Heating_Natural Gas_Unit Heater_Codes & Standards Forecast | F8 | Commercial | Grocery | Existing | Space Heating | Natural Gas | Unit Heater | Codes & Standards Forecast | Avg. Replacement Winter Demand (kW) | 0 | 0 | 0 | 0 | 0 | 0 | 0 | 0 | 0 | 0 | 0 | 0 | 0 | 0 | 0 | 0 | 0 | 0 | 0 | 0 | 0 | 0 | 0 | 0 | 0 | 0 | 0 | 0 | 0 | 0 | 0 | 0 | 0
F1_Commercial_Grocery_Existing_Water Heating_Natural Gas_Water Heater_Codes & Standards Forecast | F1 | Commercial | Grocery | Existing | Water Heating | Natural Gas | Water Heater | Codes & Standards Forecast | Units | 1389198.4354 | 1382130.5074 | 1375062.5793 | 1366527.1149 | 1398456.9574 | 1394698.7151 | 1391380.9266 | 1388392.632 | 1385505.6619 | 1382636.5678 | 1379753.1129 | 1376873.5191 | 1374018.4674 | 1371195.0678 | 1368385.4936 | 1365587.06 | 1362786.0827 | 1360016.6986 | 1357317.8072 | 1354696.7834 | 1352114.0707 | 1349524.5912 | 1346914.7415 | 1344280.6907 | 1341620.1858 | 1338942.6367 | 1336251.2972 | 1333552.1241 | 1330843.0361 | 1328125.9999 | 1325394.8249 | 1322655.5551 | 1340690.4674
F2_Commercial_Grocery_Existing_Water Heating_Natural Gas_Water Heater_Codes & Standards Forecast | F2 | Commercial | Grocery | Existing | Water Heating | Natural Gas | Water Heater | Codes & Standards Forecast | Usage (MMtherm) | 0.50412 | 0.47829 | 0.52184 | 0.50032 | 0.50165 | 0.49168 | 0.48254 | 0.47443 | 0.46749 | 0.46187 | 0.4572 | 0.45328 | 0.44997 | 0.44716 | 0.44473 | 0.44262 | 0.44075 | 0.43908 | 0.4376 | 0.43627 | 0.43504 | 0.4339 | 0.43281 | 0.43176 | 0.43075 | 0.42976 | 0.4288 | 0.42785 | 0.42692 | 0.426 | 0.42508 | 0.42417 | 0.42992
F3_Commercial_Grocery_Existing_Water Heating_Natural Gas_Water Heater_Codes & Standards Forecast | F3 | Commercial | Grocery | Existing | Water Heating | Natural Gas | Water Heater | Codes & Standards Forecast | Summer Peak Demand (MW) | 0 | 0 | 0 | 0 | 0 | 0 | 0 | 0 | 0 | 0 | 0 | 0 | 0 | 0 | 0 | 0 | 0 | 0 | 0 | 0 | 0 | 0 | 0 | 0 | 0 | 0 | 0 | 0 | 0 | 0 | 0 | 0 | 0
F4_Commercial_Grocery_Existing_Water Heating_Natural Gas_Water Heater_Codes & Standards Forecast | F4 | Commercial | Grocery | Existing | Water Heating | Natural Gas | Water Heater | Codes & Standards Forecast | Winter Peak Demand (MW) | 0 | 0 | 0 | 0 | 0 | 0 | 0 | 0 | 0 | 0 | 0 | 0 | 0 | 0 | 0 | 0 | 0 | 0 | 0 | 0 | 0 | 0 | 0 | 0 | 0 | 0 | 0 | 0 | 0 | 0 | 0 | 0 | 0
F5_Commercial_Grocery_Existing_Water Heating_Natural Gas_Water Heater_Codes & Standards Forecast | F5 | Commercial | Grocery | Existing | Water Heating | Natural Gas | Water Heater | Codes & Standards Forecast | Turnover | 0 | 55285.2203 | 71503.2541 | 84178.0703 | 126602.841 | 102791.9515 | 109230.1922 | 114330.3288 | 118351.5063 | 121506.4988 | 107788.4825 | 100043.3586 | 96410.1351 | 101796.5839 | 101440.9258 | 116420.1068 | 119578.4662 | 122047.6626 | 132094.9024 | 120661.8436 | 117696.7188 | 114274.6659 | 112327.0929 | 110483.3208 | 107654.9834 | 107532.3079 | 108962.5598 | 114374.1391 | 114983.376 | 118792.5052 | 118150.966 | 117077.6716 | 136066.6819
F6_Commercial_Grocery_Existing_Water Heating_Natural Gas_Water Heater_Codes & Standards Forecast | F6 | Commercial | Grocery | Existing | Water Heating | Natural Gas | Water Heater | Codes & Standards Forecast | Avg. Replacement Usage (kWh) | 0.30355 | 0.29319 | 0.3266 | 0.32059 | 0.32059 | 0.32059 | 0.32059 | 0.32059 | 0.32059 | 0.32059 | 0.32059 | 0.32059 | 0.32059 | 0.32059 | 0.32059 | 0.32059 | 0.32059 | 0.32059 | 0.32059 | 0.32059 | 0.32059 | 0.32059 | 0.32059 | 0.32059 | 0.32059 | 0.32059 | 0.32059 | 0.32059 | 0.32059 | 0.32059 | 0.32059 | 0.32059 | 0.32059
F7_Commercial_Grocery_Existing_Water Heating_Natural Gas_Water Heater_Codes & Standards Forecast | F7 | Commercial | Grocery | Existing | Water Heating | Natural Gas | Water Heater | Codes & Standards Forecast | Avg. Replacement Summer Demand (kW) | 0 | 0 | 0 | 0 | 0 | 0 | 0 | 0 | 0 | 0 | 0 | 0 | 0 | 0 | 0 | 0 | 0 | 0 | 0 | 0 | 0 | 0 | 0 | 0 | 0 | 0 | 0 | 0 | 0 | 0 | 0 | 0 | 0
F8_Commercial_Grocery_Existing_Water Heating_Natural Gas_Water Heater_Codes & Standards Forecast | F8 | Commercial | Grocery | Existing | Water Heating | Natural Gas | Water Heater | Codes & Standards Forecast | Avg. Replacement Winter Demand (kW) | 0 | 0 | 0 | 0 | 0 | 0 | 0 | 0 | 0 | 0 | 0 | 0 | 0 | 0 | 0 | 0 | 0 | 0 | 0 | 0 | 0 | 0 | 0 | 0 | 0 | 0 | 0 | 0 | 0 | 0 | 0 | 0 | 0
F1_Commercial_Grocery_Existing_Food Preparation_Natural Gas_Oven_Codes & Standards Forecast | F1 | Commercial | Grocery | Existing | Food Preparation | Natural Gas | Oven | Codes & Standards Forecast | Units | 318485.1206 | 316864.7402 | 315244.3598 | 313287.5346 | 320607.7126 | 319746.1048 | 318985.4746 | 318300.3835 | 317638.522 | 316980.7587 | 316319.703 | 315659.5326 | 315004.9886 | 314357.7011 | 313713.5832 | 313072.0194 | 312429.8724 | 311794.9684 | 311176.2254 | 310575.3342 | 309983.2262 | 309389.5668 | 308791.2374 | 308187.3597 | 307577.4171 | 306963.5671 | 306346.5554 | 305727.7479 | 305106.6673 | 304483.7645 | 303857.6202 | 303229.6202 | 307364.2716
F2_Commercial_Grocery_Existing_Food Preparation_Natural Gas_Oven_Codes & Standards Forecast | F2 | Commercial | Grocery | Existing | Food Preparation | Natural Gas | Oven | Codes & Standards Forecast | Usage (MMtherm) | 0.014501 | 0.014196 | 0.016046 | 0.015978 | 0.016791 | 0.0171 | 0.017424 | 0.01776 | 0.018103 | 0.018452 | 0.018734 | 0.018962 | 0.019145 | 0.01929 | 0.019404 | 0.019492 | 0.019558 | 0.019607 | 0.019642 | 0.019665 | 0.019678 | 0.019683 | 0.01968 | 0.01967 | 0.019656 | 0.019637 | 0.019614 | 0.019589 | 0.01956 | 0.01953 | 0.019498 | 0.019464 | 0.019736
F3_Commercial_Grocery_Existing_Food Preparation_Natural Gas_Oven_Codes & Standards Forecast | F3 | Commercial | Grocery | Existing | Food Preparation | Natural Gas | Oven | Codes & Standards Forecast | Summer Peak Demand (MW) | 0 | 0 | 0 | 0 | 0 | 0 | 0 | 0 | 0 | 0 | 0 | 0 | 0 | 0 | 0 | 0 | 0 | 0 | 0 | 0 | 0 | 0 | 0 | 0 | 0 | 0 | 0 | 0 | 0 | 0 | 0 | 0 | 0
F4_Commercial_Grocery_Existing_Food Preparation_Natural Gas_Oven_Codes & Standards Forecast | F4 | Commercial | Grocery | Existing | Food Preparation | Natural Gas | Oven | Codes & Standards Forecast | Winter Peak Demand (MW) | 0 | 0 | 0 | 0 | 0 | 0 | 0 | 0 | 0 | 0 | 0 | 0 | 0 | 0 | 0 | 0 | 0 | 0 | 0 | 0 | 0 | 0 | 0 | 0 | 0 | 0 | 0 | 0 | 0 | 0 | 0 | 0 | 0
F5_Commercial_Grocery_Existing_Food Preparation_Natural Gas_Oven_Codes & Standards Forecast | F5 | Commercial | Grocery | Existing | Food Preparation | Natural Gas | Oven | Codes & Standards Forecast | Turnover | 0 | 17603.5967 | 18973.0402 | 20063.9393 | 28391.3431 | 21851.6373 | 22495.5786 | 23025.9549 | 23459.3149 | 23810.9379 | 22663.0805 | 21940.5283 | 21531.4134 | 22545.6205 | 22322.749 | 22244.0061 | 26999.0101 | 26685.0646 | 26416.6381 | 27931.2448 | 25073.9178 | 24567.8891 | 24281.3907 | 23980.1506 | 23694.5532 | 23829.7371 | 24005.1009 | 24191.0357 | 24978.1823 | 24829.6459 | 24661.2932 | 25782.9284 | 29482.5049
F6_Commercial_Grocery_Existing_Food Preparation_Natural Gas_Oven_Codes & Standards Forecast | F6 | Commercial | Grocery | Existing | Food Preparation | Natural Gas | Oven | Codes & Standards Forecast | Avg. Replacement Usage (kWh) | 0.060882 | 0.058803 | 0.065506 | 0.064301 | 0.064301 | 0.064301 | 0.064301 | 0.064301 | 0.064301 | 0.064301 | 0.064301 | 0.064301 | 0.064301 | 0.064301 | 0.064301 | 0.064301 | 0.064301 | 0.064301 | 0.064301 | 0.064301 | 0.064301 | 0.064301 | 0.064301 | 0.064301 | 0.064301 | 0.064301 | 0.064301 | 0.064301 | 0.064301 | 0.064301 | 0.064301 | 0.064301 | 0.064301
F7_Commercial_Grocery_Existing_Food Preparation_Natural Gas_Oven_Codes & Standards Forecast | F7 | Commercial | Grocery | Existing | Food Preparation | Natural Gas | Oven | Codes & Standards Forecast | Avg. Replacement Summer Demand (kW) | 0 | 0 | 0 | 0 | 0 | 0 | 0 | 0 | 0 | 0 | 0 | 0 | 0 | 0 | 0 | 0 | 0 | 0 | 0 | 0 | 0 | 0 | 0 | 0 | 0 | 0 | 0 | 0 | 0 | 0 | 0 | 0 | 0
F8_Commercial_Grocery_Existing_Food Preparation_Natural Gas_Oven_Codes & Standards Forecast | F8 | Commercial | Grocery | Existing | Food Preparation | Natural Gas | Oven | Codes & Standards Forecast | Avg. Replacement Winter Demand (kW) | 0 | 0 | 0 | 0 | 0 | 0 | 0 | 0 | 0 | 0 | 0 | 0 | 0 | 0 | 0 | 0 | 0 | 0 | 0 | 0 | 0 | 0 | 0 | 0 | 0 | 0 | 0 | 0 | 0 | 0 | 0 | 0 | 0
F1_Commercial_Grocery_Existing_Food Preparation_Natural Gas_Conveyor Oven_Codes & Standards Forecast | F1 | Commercial | Grocery | Existing | Food Preparation | Natural Gas | Conveyor Oven | Codes & Standards Forecast | Units | 159242.5603 | 158432.3701 | 157622.1799 | 156643.7673 | 160303.8563 | 159873.0524 | 159492.7373 | 159150.1918 | 158819.261 | 158490.3793 | 158159.8515 | 157829.7663 | 157502.4943 | 157178.8505 | 156856.7916 | 156536.0097 | 156214.9362 | 155897.4842 | 155588.1127 | 155287.6671 | 154991.6131 | 154694.7834 | 154395.6187 | 154093.6798 | 153788.7086 | 153481.7835 | 153173.2777 | 152863.8739 | 152553.3336 | 152241.8822 | 151928.8101 | 151614.8101 | 153682.1358
F2_Commercial_Grocery_Existing_Food Preparation_Natural Gas_Conveyor Oven_Codes & Standards Forecast | F2 | Commercial | Grocery | Existing | Food Preparation | Natural Gas | Conveyor Oven | Codes & Standards Forecast | Usage (MMtherm) | 0.012406 | 0.011968 | 0.01333 | 0.013081 | 0.013518 | 0.013576 | 0.013643 | 0.013719 | 0.013798 | 0.013881 | 0.013965 | 0.014051 | 0.014139 | 0.014227 | 0.014316 | 0.014406 | 0.014495 | 0.014561 | 0.014608 | 0.014641 | 0.014661 | 0.014672 | 0.014674 | 0.01467 | 0.014661 | 0.014647 | 0.01463 | 0.014611 | 0.014589 | 0.014566 | 0.014541 | 0.014515 | 0.014716
F3_Commercial_Grocery_Existing_Food Preparation_Natural Gas_Conveyor Oven_Codes & Standards Forecast | F3 | Commercial | Grocery | Existing | Food Preparation | Natural Gas | Conveyor Oven | Codes & Standards Forecast | Summer Peak Demand (MW) | 0 | 0 | 0 | 0 | 0 | 0 | 0 | 0 | 0 | 0 | 0 | 0 | 0 | 0 | 0 | 0 | 0 | 0 | 0 | 0 | 0 | 0 | 0 | 0 | 0 | 0 | 0 | 0 | 0 | 0 | 0 | 0 | 0
F4_Commercial_Grocery_Existing_Food Preparation_Natural Gas_Conveyor Oven_Codes & Standards Forecast | F4 | Commercial | Grocery | Existing | Food Preparation | Natural Gas | Conveyor Oven | Codes & Standards Forecast | Winter Peak Demand (MW) | 0 | 0 | 0 | 0 | 0 | 0 | 0 | 0 | 0 | 0 | 0 | 0 | 0 | 0 | 0 | 0 | 0 | 0 | 0 | 0 | 0 | 0 | 0 | 0 | 0 | 0 | 0 | 0 | 0 | 0 | 0 | 0 | 0
F5_Commercial_Grocery_Existing_Food Preparation_Natural Gas_Conveyor Oven_Codes & Standards Forecast | F5 | Commercial | Grocery | Existing | Food Preparation | Natural Gas | Conveyor Oven | Codes & Standards Forecast | Turnover | 0 | 3727.8205 | 4821.3843 | 5676.033 | 10043.7832 | 6931.1461 | 7365.2695 | 7709.166 | 7980.3095 | 8193.0471 | 8358.9887 | 8487.6601 | 8586.7113 | 8662.1961 | 8718.7979 | 8760.3263 | 8789.7475 | 7734.3931 | 7105.3363 | 6772.9765 | 7350.2404 | 7210.2604 | 8113.6138 | 8249.6724 | 8354.6453 | 9353.4559 | 8311.8265 | 8393.3667 | 8454.8197 | 8500.2334 | 8532.7903 | 8555.1018 | 10654.3849
F6_Commercial_Grocery_Existing_Food Preparation_Natural Gas_Conveyor Oven_Codes & Standards Forecast | F6 | Commercial | Grocery | Existing | Food Preparation | Natural Gas | Conveyor Oven | Codes & Standards Forecast | Avg. Replacement Usage (kWh) | 0.090747 | 0.087649 | 0.09764 | 0.095843 | 0.095843 | 0.095843 | 0.095843 | 0.095843 | 0.095843 | 0.095843 | 0.095843 | 0.095843 | 0.095843 | 0.095843 | 0.095843 | 0.095843 | 0.095843 | 0.095843 | 0.095843 | 0.095843 | 0.095843 | 0.095843 | 0.095843 | 0.095843 | 0.095843 | 0.095843 | 0.095843 | 0.095843 | 0.095843 | 0.095843 | 0.095843 | 0.095843 | 0.095843
F7_Commercial_Grocery_Existing_Food Preparation_Natural Gas_Conveyor Oven_Codes & Standards Forecast | F7 | Commercial | Grocery | Existing | Food Preparation | Natural Gas | Conveyor Oven | Codes & Standards Forecast | Avg. Replacement Summer Demand (kW) | 0 | 0 | 0 | 0 | 0 | 0 | 0 | 0 | 0 | 0 | 0 | 0 | 0 | 0 | 0 | 0 | 0 | 0 | 0 | 0 | 0 | 0 | 0 | 0 | 0 | 0 | 0 | 0 | 0 | 0 | 0 | 0 | 0
F8_Commercial_Grocery_Existing_Food Preparation_Natural Gas_Conveyor Oven_Codes & Standards Forecast | F8 | Commercial | Grocery | Existing | Food Preparation | Natural Gas | Conveyor Oven | Codes & Standards Forecast | Avg. Replacement Winter Demand (kW) | 0 | 0 | 0 | 0 | 0 | 0 | 0 | 0 | 0 | 0 | 0 | 0 | 0 | 0 | 0 | 0 | 0 | 0 | 0 | 0 | 0 | 0 | 0 | 0 | 0 | 0 | 0 | 0 | 0 | 0 | 0 | 0 | 0
F1_Commercial_Grocery_Existing_Food Preparation_Natural Gas_Double Rack Oven_Codes & Standards Forecast | F1 | Commercial | Grocery | Existing | Food Preparation | Natural Gas | Double Rack Oven | Codes & Standards Forecast | Units | 159242.5603 | 158432.3701 | 157622.1799 | 156643.7673 | 160303.8563 | 159873.0524 | 159492.7373 | 159150.1918 | 158819.261 | 158490.3793 | 158159.8515 | 157829.7663 | 157502.4943 | 157178.8505 | 156856.7916 | 156536.0097 | 156214.9362 | 155897.4842 | 155588.1127 | 155287.6671 | 154991.6131 | 154694.7834 | 154395.6187 | 154093.6798 | 153788.7086 | 153481.7835 | 153173.2777 | 152863.8739 | 152553.3336 | 152241.8822 | 151928.8101 | 151614.8101 | 153682.1358
F2_Commercial_Grocery_Existing_Food Preparation_Natural Gas_Double Rack Oven_Codes & Standards Forecast | F2 | Commercial | Grocery | Existing | Food Preparation | Natural Gas | Double Rack Oven | Codes & Standards Forecast | Usage (MMtherm) | 0.018847 | 0.018332 | 0.020636 | 0.020499 | 0.021538 | 0.02193 | 0.022356 | 0.022808 | 0.023279 | 0.023762 | 0.024255 | 0.024755 | 0.025144 | 0.025443 | 0.025671 | 0.025842 | 0.025968 | 0.026058 | 0.02612 | 0.02616 | 0.026183 | 0.026191 | 0.026187 | 0.026172 | 0.02615 | 0.026121 | 0.026088 | 0.02605 | 0.026009 | 0.025966 | 0.02592 | 0.025872 | 0.02623
F3_Commercial_Grocery_Existing_Food Preparation_Natural Gas_Double Rack Oven_Codes & Standards Forecast | F3 | Commercial | Grocery | Existing | Food Preparation | Natural Gas | Double Rack Oven | Codes & Standards Forecast | Summer Peak Demand (MW) | 0 | 0 | 0 | 0 | 0 | 0 | 0 | 0 | 0 | 0 | 0 | 0 | 0 | 0 | 0 | 0 | 0 | 0 | 0 | 0 | 0 | 0 | 0 | 0 | 0 | 0 | 0 | 0 | 0 | 0 | 0 | 0 | 0
F4_Commercial_Grocery_Existing_Food Preparation_Natural Gas_Double Rack Oven_Codes & Standards Forecast | F4 | Commercial | Grocery | Existing | Food Preparation | Natural Gas | Double Rack Oven | Codes & Standards Forecast | Winter Peak Demand (MW) | 0 | 0 | 0 | 0 | 0 | 0 | 0 | 0 | 0 | 0 | 0 | 0 | 0 | 0 | 0 | 0 | 0 | 0 | 0 | 0 | 0 | 0 | 0 | 0 | 0 | 0 | 0 | 0 | 0 | 0 | 0 | 0 | 0
F5_Commercial_Grocery_Existing_Food Preparation_Natural Gas_Double Rack Oven_Codes & Standards Forecast | F5 | Commercial | Grocery | Existing | Food Preparation | Natural Gas | Double Rack Oven | Codes & Standards Forecast | Turnover | 0 | 5281.079 | 6830.2945 | 8041.0467 | 12703.6558 | 9819.1237 | 10434.1318 | 10921.3185 | 11305.4384 | 11606.8167 | 11841.9007 | 12024.1851 | 10625.4441 | 9814.0026 | 9408.7425 | 9992.6136 | 9896.5838 | 11272.1133 | 11533.7237 | 11738.1965 | 12824.5427 | 11833.4667 | 11962.9726 | 11760.1011 | 11413.1964 | 11036.0456 | 10832.5084 | 10637.9151 | 10350.2876 | 10319.9695 | 10438.0649 | 10995.3523 | 13163.9624
F6_Commercial_Grocery_Existing_Food Preparation_Natural Gas_Double Rack Oven_Codes & Standards Forecast | F6 | Commercial | Grocery | Existing | Food Preparation | Natural Gas | Double Rack Oven | Codes & Standards Forecast | Avg. Replacement Usage (kWh) | 0.16172 | 0.1562 | 0.17401 | 0.17081 | 0.17081 | 0.17081 | 0.17081 | 0.17081 | 0.17081 | 0.17081 | 0.17081 | 0.17081 | 0.17081 | 0.17081 | 0.17081 | 0.17081 | 0.17081 | 0.17081 | 0.17081 | 0.17081 | 0.17081 | 0.17081 | 0.17081 | 0.17081 | 0.17081 | 0.17081 | 0.17081 | 0.17081 | 0.17081 | 0.17081 | 0.17081 | 0.17081 | 0.17081
F7_Commercial_Grocery_Existing_Food Preparation_Natural Gas_Double Rack Oven_Codes & Standards Forecast | F7 | Commercial | Grocery | Existing | Food Preparation | Natural Gas | Double Rack Oven | Codes & Standards Forecast | Avg. Replacement Summer Demand (kW) | 0 | 0 | 0 | 0 | 0 | 0 | 0 | 0 | 0 | 0 | 0 | 0 | 0 | 0 | 0 | 0 | 0 | 0 | 0 | 0 | 0 | 0 | 0 | 0 | 0 | 0 | 0 | 0 | 0 | 0 | 0 | 0 | 0
F8_Commercial_Grocery_Existing_Food Preparation_Natural Gas_Double Rack Oven_Codes & Standards Forecast | F8 | Commercial | Grocery | Existing | Food Preparation | Natural Gas | Double Rack Oven | Codes & Standards Forecast | Avg. Replacement Winter Demand (kW) | 0 | 0 | 0 | 0 | 0 | 0 | 0 | 0 | 0 | 0 | 0 | 0 | 0 | 0 | 0 | 0 | 0 | 0 | 0 | 0 | 0 | 0 | 0 | 0 | 0 | 0 | 0 | 0 | 0 | 0 | 0 | 0 | 0
F1_Commercial_Grocery_Existing_Food Preparation_Natural Gas_Fryer_Codes & Standards Forecast | F1 | Commercial | Grocery | Existing | Food Preparation | Natural Gas | Fryer | Codes & Standards Forecast | Units | 636970.2411 | 633729.4803 | 630488.7195 | 626575.0693 | 641215.4252 | 639492.2095 | 637970.9491 | 636600.7671 | 635277.044 | 633961.5173 | 632639.406 | 631319.0651 | 630009.9771 | 628715.4022 | 627427.1663 | 626144.0387 | 624859.7447 | 623589.9368 | 622352.4508 | 621150.6685 | 619966.4524 | 618779.1336 | 617582.4748 | 616374.7193 | 615154.8343 | 613927.1341 | 612693.1108 | 611455.4958 | 610213.3346 | 608967.5289 | 607715.2405 | 606459.2404 | 614728.5431
F2_Commercial_Grocery_Existing_Food Preparation_Natural Gas_Fryer_Codes & Standards Forecast | F2 | Commercial | Grocery | Existing | Food Preparation | Natural Gas | Fryer | Codes & Standards Forecast | Usage (MMtherm) | 0.046912 | 0.045081 | 0.049962 | 0.048503 | 0.048681 | 0.047556 | 0.046182 | 0.044608 | 0.042873 | 0.041473 | 0.040339 | 0.039419 | 0.038671 | 0.038058 | 0.037555 | 0.037139 | 0.036791 | 0.0365 | 0.036255 | 0.036047 | 0.035868 | 0.035712 | 0.035572 | 0.035447 | 0.035332 | 0.035225 | 0.035126 | 0.035032 | 0.034943 | 0.034857 | 0.034774 | 0.034693 | 0.035158
F3_Commercial_Grocery_Existing_Food Preparation_Natural Gas_Fryer_Codes & Standards Forecast | F3 | Commercial | Grocery | Existing | Food Preparation | Natural Gas | Fryer | Codes & Standards Forecast | Summer Peak Demand (MW) | 0 | 0 | 0 | 0 | 0 | 0 | 0 | 0 | 0 | 0 | 0 | 0 | 0 | 0 | 0 | 0 | 0 | 0 | 0 | 0 | 0 | 0 | 0 | 0 | 0 | 0 | 0 | 0 | 0 | 0 | 0 | 0 | 0
F4_Commercial_Grocery_Existing_Food Preparation_Natural Gas_Fryer_Codes & Standards Forecast | F4 | Commercial | Grocery | Existing | Food Preparation | Natural Gas | Fryer | Codes & Standards Forecast | Winter Peak Demand (MW) | 0 | 0 | 0 | 0 | 0 | 0 | 0 | 0 | 0 | 0 | 0 | 0 | 0 | 0 | 0 | 0 | 0 | 0 | 0 | 0 | 0 | 0 | 0 | 0 | 0 | 0 | 0 | 0 | 0 | 0 | 0 | 0 | 0
F5_Commercial_Grocery_Existing_Food Preparation_Natural Gas_Fryer_Codes & Standards Forecast | F5 | Commercial | Grocery | Existing | Food Preparation | Natural Gas | Fryer | Codes & Standards Forecast | Turnover | 0 | 0 | 0 | 11392.274 | 46538.723 | 48173.4306 | 61116.3271 | 71408.6267 | 79581.6512 | 63533.4833 | 50720.7886 | 42735.2357 | 43262.3855 | 44011.1114 | 47157.997 | 51696.3802 | 59837.8504 | 69231.9919 | 65703.8439 | 64203.6544 | 62440.6159 | 60644.7208 | 53649.4079 | 49774.9721 | 49510.139 | 53318.2036 | 55719.6223 | 57952.94 | 59743.9105 | 61741.2197 | 62280.8438 | 58650.3821 | 64600.1739
F6_Commercial_Grocery_Existing_Food Preparation_Natural Gas_Fryer_Codes & Standards Forecast | F6 | Commercial | Grocery | Existing | Food Preparation | Natural Gas | Fryer | Codes & Standards Forecast | Avg. Replacement Usage (kWh) | 0.080516 | 0.077768 | 0.086632 | 0.057144 | 0.057144 | 0.057144 | 0.057144 | 0.057144 | 0.057144 | 0.057144 | 0.057144 | 0.057144 | 0.057144 | 0.057144 | 0.057144 | 0.057144 | 0.057144 | 0.057144 | 0.057144 | 0.057144 | 0.057144 | 0.057144 | 0.057144 | 0.057144 | 0.057144 | 0.057144 | 0.057144 | 0.057144 | 0.057144 | 0.057144 | 0.057144 | 0.057144 | 0.057144
F7_Commercial_Grocery_Existing_Food Preparation_Natural Gas_Fryer_Codes & Standards Forecast | F7 | Commercial | Grocery | Existing | Food Preparation | Natural Gas | Fryer | Codes & Standards Forecast | Avg. Replacement Summer Demand (kW) | 0 | 0 | 0 | 0 | 0 | 0 | 0 | 0 | 0 | 0 | 0 | 0 | 0 | 0 | 0 | 0 | 0 | 0 | 0 | 0 | 0 | 0 | 0 | 0 | 0 | 0 | 0 | 0 | 0 | 0 | 0 | 0 | 0
F8_Commercial_Grocery_Existing_Food Preparation_Natural Gas_Fryer_Codes & Standards Forecast | F8 | Commercial | Grocery | Existing | Food Preparation | Natural Gas | Fryer | Codes & Standards Forecast | Avg. Replacement Winter Demand (kW) | 0 | 0 | 0 | 0 | 0 | 0 | 0 | 0 | 0 | 0 | 0 | 0 | 0 | 0 | 0 | 0 | 0 | 0 | 0 | 0 | 0 | 0 | 0 | 0 | 0 | 0 | 0 | 0 | 0 | 0 | 0 | 0 | 0
F1_Commercial_Grocery_Existing_Food Preparation_Natural Gas_Broiler_Codes & Standards Forecast | F1 | Commercial | Grocery | Existing | Food Preparation | Natural Gas | Broiler | Codes & Standards Forecast | Units | 0 | 0 | 0 | 0 | 0 | 0 | 0 | 0 | 0 | 0 | 0 | 0 | 0 | 0 | 0 | 0 | 0 | 0 | 0 | 0 | 0 | 0 | 0 | 0 | 0 | 0 | 0 | 0 | 0 | 0 | 0 | 0 | 0
F2_Commercial_Grocery_Existing_Food Preparation_Natural Gas_Broiler_Codes & Standards Forecast | F2 | Commercial | Grocery | Existing | Food Preparation | Natural Gas | Broiler | Codes & Standards Forecast | Usage (MMtherm) | 0 | 0 | 0 | 0 | 0 | 0 | 0 | 0 | 0 | 0 | 0 | 0 | 0 | 0 | 0 | 0 | 0 | 0 | 0 | 0 | 0 | 0 | 0 | 0 | 0 | 0 | 0 | 0 | 0 | 0 | 0 | 0 | 0
F3_Commercial_Grocery_Existing_Food Preparation_Natural Gas_Broiler_Codes & Standards Forecast | F3 | Commercial | Grocery | Existing | Food Preparation | Natural Gas | Broiler | Codes & Standards Forecast | Summer Peak Demand (MW) | 0 | 0 | 0 | 0 | 0 | 0 | 0 | 0 | 0 | 0 | 0 | 0 | 0 | 0 | 0 | 0 | 0 | 0 | 0 | 0 | 0 | 0 | 0 | 0 | 0 | 0 | 0 | 0 | 0 | 0 | 0 | 0 | 0
F4_Commercial_Grocery_Existing_Food Preparation_Natural Gas_Broiler_Codes & Standards Forecast | F4 | Commercial | Grocery | Existing | Food Preparation | Natural Gas | Broiler | Codes & Standards Forecast | Winter Peak Demand (MW) | 0 | 0 | 0 | 0 | 0 | 0 | 0 | 0 | 0 | 0 | 0 | 0 | 0 | 0 | 0 | 0 | 0 | 0 | 0 | 0 | 0 | 0 | 0 | 0 | 0 | 0 | 0 | 0 | 0 | 0 | 0 | 0 | 0
F5_Commercial_Grocery_Existing_Food Preparation_Natural Gas_Broiler_Codes & Standards Forecast | F5 | Commercial | Grocery | Existing | Food Preparation | Natural Gas | Broiler | Codes & Standards Forecast | Turnover | 0 | 0 | 0 | 0 | 0 | 0 | 0 | 0 | 0 | 0 | 0 | 0 | 0 | 0 | 0 | 0 | 0 | 0 | 0 | 0 | 0 | 0 | 0 | 0 | 0 | 0 | 0 | 0 | 0 | 0 | 0 | 0 | 0
F6_Commercial_Grocery_Existing_Food Preparation_Natural Gas_Broiler_Codes & Standards Forecast | F6 | Commercial | Grocery | Existing | Food Preparation | Natural Gas | Broiler | Codes & Standards Forecast | Avg. Replacement Usage (kWh) | 0.089297 | 0.086249 | 0.09608 | 0.094311 | 0.094311 | 0.094311 | 0.094311 | 0.094311 | 0.094311 | 0.094311 | 0.094311 | 0.094311 | 0.094311 | 0.094311 | 0.094311 | 0.094311 | 0.094311 | 0.094311 | 0.094311 | 0.094311 | 0.094311 | 0.094311 | 0.094311 | 0.094311 | 0.094311 | 0.094311 | 0.094311 | 0.094311 | 0.094311 | 0.094311 | 0.094311 | 0.094311 | 0.094311
F7_Commercial_Grocery_Existing_Food Preparation_Natural Gas_Broiler_Codes & Standards Forecast | F7 | Commercial | Grocery | Existing | Food Preparation | Natural Gas | Broiler | Codes & Standards Forecast | Avg. Replacement Summer Demand (kW) | 0 | 0 | 0 | 0 | 0 | 0 | 0 | 0 | 0 | 0 | 0 | 0 | 0 | 0 | 0 | 0 | 0 | 0 | 0 | 0 | 0 | 0 | 0 | 0 | 0 | 0 | 0 | 0 | 0 | 0 | 0 | 0 | 0
F8_Commercial_Grocery_Existing_Food Preparation_Natural Gas_Broiler_Codes & Standards Forecast | F8 | Commercial | Grocery | Existing | Food Preparation | Natural Gas | Broiler | Codes & Standards Forecast | Avg. Replacement Winter Demand (kW) | 0 | 0 | 0 | 0 | 0 | 0 | 0 | 0 | 0 | 0 | 0 | 0 | 0 | 0 | 0 | 0 | 0 | 0 | 0 | 0 | 0 | 0 | 0 | 0 | 0 | 0 | 0 | 0 | 0 | 0 | 0 | 0 | 0
F1_Commercial_Grocery_Existing_Food Preparation_Natural Gas_Griddle_Codes & Standards Forecast | F1 | Commercial | Grocery | Existing | Food Preparation | Natural Gas | Griddle | Codes & Standards Forecast | Units | 636970.2411 | 633729.4803 | 630488.7195 | 626575.0693 | 641215.4252 | 639492.2095 | 637970.9491 | 636600.7671 | 635277.044 | 633961.5173 | 632639.406 | 631319.0651 | 630009.9771 | 628715.4022 | 627427.1663 | 626144.0387 | 624859.7447 | 623589.9368 | 622352.4508 | 621150.6685 | 619966.4524 | 618779.1336 | 617582.4748 | 616374.7193 | 615154.8343 | 613927.1341 | 612693.1108 | 611455.4958 | 610213.3346 | 608967.5289 | 607715.2405 | 606459.2404 | 614728.5431
F2_Commercial_Grocery_Existing_Food Preparation_Natural Gas_Griddle_Codes & Standards Forecast | F2 | Commercial | Grocery | Existing | Food Preparation | Natural Gas | Griddle | Codes & Standards Forecast | Usage (MMtherm) | 0.03425 | 0.032958 | 0.036592 | 0.035511 | 0.036052 | 0.03573 | 0.035407 | 0.03508 | 0.034749 | 0.034411 | 0.034068 | 0.033722 | 0.033399 | 0.033086 | 0.032822 | 0.032599 | 0.032408 | 0.0322 | 0.032009 | 0.031902 | 0.031805 | 0.031715 | 0.03163 | 0.03155 | 0.031473 | 0.031398 | 0.031326 | 0.031255 | 0.031186 | 0.031117 | 0.031049 | 0.030982 | 0.031402
F3_Commercial_Grocery_Existing_Food Preparation_Natural Gas_Griddle_Codes & Standards Forecast | F3 | Commercial | Grocery | Existing | Food Preparation | Natural Gas | Griddle | Codes & Standards Forecast | Summer Peak Demand (MW) | 0 | 0 | 0 | 0 | 0 | 0 | 0 | 0 | 0 | 0 | 0 | 0 | 0 | 0 | 0 | 0 | 0 | 0 | 0 | 0 | 0 | 0 | 0 | 0 | 0 | 0 | 0 | 0 | 0 | 0 | 0 | 0 | 0
F4_Commercial_Grocery_Existing_Food Preparation_Natural Gas_Griddle_Codes & Standards Forecast | F4 | Commercial | Grocery | Existing | Food Preparation | Natural Gas | Griddle | Codes & Standards Forecast | Winter Peak Demand (MW) | 0 | 0 | 0 | 0 | 0 | 0 | 0 | 0 | 0 | 0 | 0 | 0 | 0 | 0 | 0 | 0 | 0 | 0 | 0 | 0 | 0 | 0 | 0 | 0 | 0 | 0 | 0 | 0 | 0 | 0 | 0 | 0 | 0
F5_Commercial_Grocery_Existing_Food Preparation_Natural Gas_Griddle_Codes & Standards Forecast | F5 | Commercial | Grocery | Existing | Food Preparation | Natural Gas | Griddle | Codes & Standards Forecast | Turnover | 0 | 21124.316 | 27321.1778 | 32164.1869 | 50814.6232 | 39276.4948 | 41736.5272 | 43685.274 | 45221.7538 | 46427.2669 | 47367.6028 | 48096.7404 | 42501.7763 | 39256.0105 | 37634.9701 | 39970.4545 | 39586.3353 | 45088.4532 | 46134.8948 | 46952.786 | 51298.1707 | 47333.8667 | 47851.8906 | 47040.4042 | 45652.7854 | 44144.1822 | 43330.0336 | 42551.6606 | 41401.1504 | 41279.8779 | 41752.2597 | 43981.4094 | 52655.8495
F6_Commercial_Grocery_Existing_Food Preparation_Natural Gas_Griddle_Codes & Standards Forecast | F6 | Commercial | Grocery | Existing | Food Preparation | Natural Gas | Griddle | Codes & Standards Forecast | Avg. Replacement Usage (kWh) | 0.055984 | 0.054073 | 0.060236 | 0.051067 | 0.051067 | 0.051067 | 0.051067 | 0.051067 | 0.051067 | 0.051067 | 0.051067 | 0.051067 | 0.051067 | 0.051067 | 0.051067 | 0.051067 | 0.051067 | 0.051067 | 0.051067 | 0.051067 | 0.051067 | 0.051067 | 0.051067 | 0.051067 | 0.051067 | 0.051067 | 0.051067 | 0.051067 | 0.051067 | 0.051067 | 0.051067 | 0.051067 | 0.051067
F7_Commercial_Grocery_Existing_Food Preparation_Natural Gas_Griddle_Codes & Standards Forecast | F7 | Commercial | Grocery | Existing | Food Preparation | Natural Gas | Griddle | Codes & Standards Forecast | Avg. Replacement Summer Demand (kW) | 0 | 0 | 0 | 0 | 0 | 0 | 0 | 0 | 0 | 0 | 0 | 0 | 0 | 0 | 0 | 0 | 0 | 0 | 0 | 0 | 0 | 0 | 0 | 0 | 0 | 0 | 0 | 0 | 0 | 0 | 0 | 0 | 0
F8_Commercial_Grocery_Existing_Food Preparation_Natural Gas_Griddle_Codes & Standards Forecast | F8 | Commercial | Grocery | Existing | Food Preparation | Natural Gas | Griddle | Codes & Standards Forecast | Avg. Replacement Winter Demand (kW) | 0 | 0 | 0 | 0 | 0 | 0 | 0 | 0 | 0 | 0 | 0 | 0 | 0 | 0 | 0 | 0 | 0 | 0 | 0 | 0 | 0 | 0 | 0 | 0 | 0 | 0 | 0 | 0 | 0 | 0 | 0 | 0 | 0
F1_Commercial_Grocery_Existing_Food Preparation_Natural Gas_Range_Codes & Standards Forecast | F1 | Commercial | Grocery | Existing | Food Preparation | Natural Gas | Range | Codes & Standards Forecast | Units | 636970.2411 | 633729.4803 | 630488.7195 | 626575.0693 | 641215.4252 | 639492.2095 | 637970.9491 | 636600.7671 | 635277.044 | 633961.5173 | 632639.406 | 631319.0651 | 630009.9771 | 628715.4022 | 627427.1663 | 626144.0387 | 624859.7447 | 623589.9368 | 622352.4508 | 621150.6685 | 619966.4524 | 618779.1336 | 617582.4748 | 616374.7193 | 615154.8343 | 613927.1341 | 612693.1108 | 611455.4958 | 610213.3346 | 608967.5289 | 607715.2405 | 606459.2404 | 614728.5431
F2_Commercial_Grocery_Existing_Food Preparation_Natural Gas_Range_Codes & Standards Forecast | F2 | Commercial | Grocery | Existing | Food Preparation | Natural Gas | Range | Codes & Standards Forecast | Usage (MMtherm) | 0.035528 | 0.034377 | 0.03844 | 0.037891 | 0.039346 | 0.03972 | 0.040136 | 0.040584 | 0.041053 | 0.041536 | 0.041902 | 0.042177 | 0.042378 | 0.042522 | 0.042619 | 0.042679 | 0.042709 | 0.042716 | 0.042706 | 0.042683 | 0.042649 | 0.042606 | 0.042554 | 0.042495 | 0.04243 | 0.042361 | 0.042288 | 0.042213 | 0.042135 | 0.042055 | 0.041973 | 0.041891 | 0.042465
F3_Commercial_Grocery_Existing_Food Preparation_Natural Gas_Range_Codes & Standards Forecast | F3 | Commercial | Grocery | Existing | Food Preparation | Natural Gas | Range | Codes & Standards Forecast | Summer Peak Demand (MW) | 0 | 0 | 0 | 0 | 0 | 0 | 0 | 0 | 0 | 0 | 0 | 0 | 0 | 0 | 0 | 0 | 0 | 0 | 0 | 0 | 0 | 0 | 0 | 0 | 0 | 0 | 0 | 0 | 0 | 0 | 0 | 0 | 0
F4_Commercial_Grocery_Existing_Food Preparation_Natural Gas_Range_Codes & Standards Forecast | F4 | Commercial | Grocery | Existing | Food Preparation | Natural Gas | Range | Codes & Standards Forecast | Winter Peak Demand (MW) | 0 | 0 | 0 | 0 | 0 | 0 | 0 | 0 | 0 | 0 | 0 | 0 | 0 | 0 | 0 | 0 | 0 | 0 | 0 | 0 | 0 | 0 | 0 | 0 | 0 | 0 | 0 | 0 | 0 | 0 | 0 | 0 | 0
F5_Commercial_Grocery_Existing_Food Preparation_Natural Gas_Range_Codes & Standards Forecast | F5 | Commercial | Grocery | Existing | Food Preparation | Natural Gas | Range | Codes & Standards Forecast | Turnover | 0 | 25349.1792 | 32785.4134 | 38597.0243 | 58049.4767 | 47131.7937 | 50083.8326 | 52422.3288 | 54266.1045 | 55712.7203 | 49422.7851 | 45871.5189 | 44205.6264 | 46675.4014 | 46512.3263 | 53380.5262 | 54828.6858 | 55960.8528 | 60567.6768 | 55325.432 | 53965.8737 | 52396.8064 | 51503.8123 | 50658.4126 | 49361.5735 | 49305.3248 | 49961.1187 | 52442.4165 | 52721.7616 | 54468.3098 | 54174.1535 | 53682.0304 | 62388.8028
F6_Commercial_Grocery_Existing_Food Preparation_Natural Gas_Range_Codes & Standards Forecast | F6 | Commercial | Grocery | Existing | Food Preparation | Natural Gas | Range | Codes & Standards Forecast | Avg. Replacement Usage (kWh) | 0.065426 | 0.063193 | 0.070396 | 0.069101 | 0.069101 | 0.069101 | 0.069101 | 0.069101 | 0.069101 | 0.069101 | 0.069101 | 0.069101 | 0.069101 | 0.069101 | 0.069101 | 0.069101 | 0.069101 | 0.069101 | 0.069101 | 0.069101 | 0.069101 | 0.069101 | 0.069101 | 0.069101 | 0.069101 | 0.069101 | 0.069101 | 0.069101 | 0.069101 | 0.069101 | 0.069101 | 0.069101 | 0.069101
F7_Commercial_Grocery_Existing_Food Preparation_Natural Gas_Range_Codes & Standards Forecast | F7 | Commercial | Grocery | Existing | Food Preparation | Natural Gas | Range | Codes & Standards Forecast | Avg. Replacement Summer Demand (kW) | 0 | 0 | 0 | 0 | 0 | 0 | 0 | 0 | 0 | 0 | 0 | 0 | 0 | 0 | 0 | 0 | 0 | 0 | 0 | 0 | 0 | 0 | 0 | 0 | 0 | 0 | 0 | 0 | 0 | 0 | 0 | 0 | 0
F8_Commercial_Grocery_Existing_Food Preparation_Natural Gas_Range_Codes & Standards Forecast | F8 | Commercial | Grocery | Existing | Food Preparation | Natural Gas | Range | Codes & Standards Forecast | Avg. Replacement Winter Demand (kW) | 0 | 0 | 0 | 0 | 0 | 0 | 0 | 0 | 0 | 0 | 0 | 0 | 0 | 0 | 0 | 0 | 0 | 0 | 0 | 0 | 0 | 0 | 0 | 0 | 0 | 0 | 0 | 0 | 0 | 0 | 0 | 0 | 0
F1_Commercial_Grocery_Existing_Food Preparation_Natural Gas_Steamer_Codes & Standards Forecast | F1 | Commercial | Grocery | Existing | Food Preparation | Natural Gas | Steamer | Codes & Standards Forecast | Units | 31300.2521 | 31141.0035 | 30981.7548 | 30789.4409 | 31508.8573 | 31424.1798 | 31349.4261 | 31282.0964 | 31217.0496 | 31152.4056 | 31087.438 | 31022.5574 | 30958.2298 | 30894.6153 | 30831.3124 | 30768.2604 | 30705.1511 | 30642.7537 | 30581.9445 | 30522.8898 | 30464.6983 | 30406.3544 | 30347.5514 | 30288.2032 | 30228.2589 | 30167.9306 | 30107.2916 | 30046.4761 | 29985.4372 | 29924.2193 | 29862.6827 | 29800.9638 | 30207.3113
F2_Commercial_Grocery_Existing_Food Preparation_Natural Gas_Steamer_Codes & Standards Forecast | F2 | Commercial | Grocery | Existing | Food Preparation | Natural Gas | Steamer | Codes & Standards Forecast | Usage (MMtherm) | 0.0029158 | 0.0028699 | 0.0032664 | 0.0030937 | 0.0030173 | 0.0029015 | 0.0027809 | 0.0026557 | 0.0025263 | 0.0023931 | 0.0022584 | 0.0021203 | 0.0019976 | 0.0018886 | 0.0017917 | 0.0017054 | 0.0016287 | 0.0015604 | 0.0014997 | 0.0014018 | 0.0013088 | 0.0012759 | 0.0012465 | 0.0012201 | 0.0011964 | 0.0011752 | 0.0011562 | 0.001139 | 0.0011235 | 0.0011096 | 0.0010969 | 0.0010855 | 0.0010911
F3_Commercial_Grocery_Existing_Food Preparation_Natural Gas_Steamer_Codes & Standards Forecast | F3 | Commercial | Grocery | Existing | Food Preparation | Natural Gas | Steamer | Codes & Standards Forecast | Summer Peak Demand (MW) | 0 | 0 | 0 | 0 | 0 | 0 | 0 | 0 | 0 | 0 | 0 | 0 | 0 | 0 | 0 | 0 | 0 | 0 | 0 | 0 | 0 | 0 | 0 | 0 | 0 | 0 | 0 | 0 | 0 | 0 | 0 | 0 | 0
F4_Commercial_Grocery_Existing_Food Preparation_Natural Gas_Steamer_Codes & Standards Forecast | F4 | Commercial | Grocery | Existing | Food Preparation | Natural Gas | Steamer | Codes & Standards Forecast | Winter Peak Demand (MW) | 0 | 0 | 0 | 0 | 0 | 0 | 0 | 0 | 0 | 0 | 0 | 0 | 0 | 0 | 0 | 0 | 0 | 0 | 0 | 0 | 0 | 0 | 0 | 0 | 0 | 0 | 0 | 0 | 0 | 0 | 0 | 0 | 0
F5_Commercial_Grocery_Existing_Food Preparation_Natural Gas_Steamer_Codes & Standards Forecast | F5 | Commercial | Grocery | Existing | Food Preparation | Natural Gas | Steamer | Codes & Standards Forecast | Turnover | 0 | 1153.3705 | 1306.8436 | 1439.5155 | 2284.0731 | 1671.3896 | 1765.7903 | 1849.2561 | 1922.8123 | 1987.4895 | 1887.9839 | 1816.7818 | 1768.7195 | 1817.803 | 1794.7203 | 1784.6062 | 1784.7462 | 1792.9326 | 1807.3435 | 2149.5694 | 2152.477 | 2144.5066 | 2351.436 | 2101.9472 | 2088.7205 | 2073.6844 | 2058.2917 | 2043.5893 | 2019.1441 | 2006.0719 | 2000.3684 | 2046.6549 | 2449.6269
F6_Commercial_Grocery_Existing_Food Preparation_Natural Gas_Steamer_Codes & Standards Forecast | F6 | Commercial | Grocery | Existing | Food Preparation | Natural Gas | Steamer | Codes & Standards Forecast | Avg. Replacement Usage (kWh) | 0.15416 | 0.14889 | 0.16587 | 0.033961 | 0.033961 | 0.033961 | 0.033961 | 0.033961 | 0.033961 | 0.033961 | 0.033961 | 0.033961 | 0.033961 | 0.033961 | 0.033961 | 0.033961 | 0.033961 | 0.033961 | 0.033961 | 0.033961 | 0.033961 | 0.033961 | 0.033961 | 0.033961 | 0.033961 | 0.033961 | 0.033961 | 0.033961 | 0.033961 | 0.033961 | 0.033961 | 0.033961 | 0.033961
F7_Commercial_Grocery_Existing_Food Preparation_Natural Gas_Steamer_Codes & Standards Forecast | F7 | Commercial | Grocery | Existing | Food Preparation | Natural Gas | Steamer | Codes & Standards Forecast | Avg. Replacement Summer Demand (kW) | 0 | 0 | 0 | 0 | 0 | 0 | 0 | 0 | 0 | 0 | 0 | 0 | 0 | 0 | 0 | 0 | 0 | 0 | 0 | 0 | 0 | 0 | 0 | 0 | 0 | 0 | 0 | 0 | 0 | 0 | 0 | 0 | 0
F8_Commercial_Grocery_Existing_Food Preparation_Natural Gas_Steamer_Codes & Standards Forecast | F8 | Commercial | Grocery | Existing | Food Preparation | Natural Gas | Steamer | Codes & Standards Forecast | Avg. Replacement Winter Demand (kW) | 0 | 0 | 0 | 0 | 0 | 0 | 0 | 0 | 0 | 0 | 0 | 0 | 0 | 0 | 0 | 0 | 0 | 0 | 0 | 0 | 0 | 0 | 0 | 0 | 0 | 0 | 0 | 0 | 0 | 0 | 0 | 0 | 0
F1_Commercial_Grocery_Existing_Food Preparation_Natural Gas_Food Prep Other_Codes & Standards Forecast | F1 | Commercial | Grocery | Existing | Food Preparation | Natural Gas | Food Prep Other | Codes & Standards Forecast | Units | 0 | 0 | 0 | 0 | 0 | 0 | 0 | 0 | 0 | 0 | 0 | 0 | 0 | 0 | 0 | 0 | 0 | 0 | 0 | 0 | 0 | 0 | 0 | 0 | 0 | 0 | 0 | 0 | 0 | 0 | 0 | 0 | 0
F2_Commercial_Grocery_Existing_Food Preparation_Natural Gas_Food Prep Other_Codes & Standards Forecast | F2 | Commercial | Grocery | Existing | Food Preparation | Natural Gas | Food Prep Other | Codes & Standards Forecast | Usage (MMtherm) | 0 | 0 | 0 | 0 | 0 | 0 | 0 | 0 | 0 | 0 | 0 | 0 | 0 | 0 | 0 | 0 | 0 | 0 | 0 | 0 | 0 | 0 | 0 | 0 | 0 | 0 | 0 | 0 | 0 | 0 | 0 | 0 | 0
F3_Commercial_Grocery_Existing_Food Preparation_Natural Gas_Food Prep Other_Codes & Standards Forecast | F3 | Commercial | Grocery | Existing | Food Preparation | Natural Gas | Food Prep Other | Codes & Standards Forecast | Summer Peak Demand (MW) | 0 | 0 | 0 | 0 | 0 | 0 | 0 | 0 | 0 | 0 | 0 | 0 | 0 | 0 | 0 | 0 | 0 | 0 | 0 | 0 | 0 | 0 | 0 | 0 | 0 | 0 | 0 | 0 | 0 | 0 | 0 | 0 | 0
F4_Commercial_Grocery_Existing_Food Preparation_Natural Gas_Food Prep Other_Codes & Standards Forecast | F4 | Commercial | Grocery | Existing | Food Preparation | Natural Gas | Food Prep Other | Codes & Standards Forecast | Winter Peak Demand (MW) | 0 | 0 | 0 | 0 | 0 | 0 | 0 | 0 | 0 | 0 | 0 | 0 | 0 | 0 | 0 | 0 | 0 | 0 | 0 | 0 | 0 | 0 | 0 | 0 | 0 | 0 | 0 | 0 | 0 | 0 | 0 | 0 | 0
F5_Commercial_Grocery_Existing_Food Preparation_Natural Gas_Food Prep Other_Codes & Standards Forecast | F5 | Commercial | Grocery | Existing | Food Preparation | Natural Gas | Food Prep Other | Codes & Standards Forecast | Turnover | 0 | 0 | 0 | 0 | 0 | 0 | 0 | 0 | 0 | 0 | 0 | 0 | 0 | 0 | 0 | 0 | 0 | 0 | 0 | 0 | 0 | 0 | 0 | 0 | 0 | 0 | 0 | 0 | 0 | 0 | 0 | 0 | 0
F6_Commercial_Grocery_Existing_Food Preparation_Natural Gas_Food Prep Other_Codes & Standards Forecast | F6 | Commercial | Grocery | Existing | Food Preparation | Natural Gas | Food Prep Other | Codes & Standards Forecast | Avg. Replacement Usage (kWh) | 0.023277 | 0.022483 | 0.025045 | 0.024585 | 0.024585 | 0.024585 | 0.024585 | 0.024585 | 0.024585 | 0.024585 | 0.024585 | 0.024585 | 0.024585 | 0.024585 | 0.024585 | 0.024585 | 0.024585 | 0.024585 | 0.024585 | 0.024585 | 0.024585 | 0.024585 | 0.024585 | 0.024585 | 0.024585 | 0.024585 | 0.024585 | 0.024585 | 0.024585 | 0.024585 | 0.024585 | 0.024585 | 0.024585
F7_Commercial_Grocery_Existing_Food Preparation_Natural Gas_Food Prep Other_Codes & Standards Forecast | F7 | Commercial | Grocery | Existing | Food Preparation | Natural Gas | Food Prep Other | Codes & Standards Forecast | Avg. Replacement Summer Demand (kW) | 0 | 0 | 0 | 0 | 0 | 0 | 0 | 0 | 0 | 0 | 0 | 0 | 0 | 0 | 0 | 0 | 0 | 0 | 0 | 0 | 0 | 0 | 0 | 0 | 0 | 0 | 0 | 0 | 0 | 0 | 0 | 0 | 0
F8_Commercial_Grocery_Existing_Food Preparation_Natural Gas_Food Prep Other_Codes & Standards Forecast | F8 | Commercial | Grocery | Existing | Food Preparation | Natural Gas | Food Prep Other | Codes & Standards Forecast | Avg. Replacement Winter Demand (kW) | 0 | 0 | 0 | 0 | 0 | 0 | 0 | 0 | 0 | 0 | 0 | 0 | 0 | 0 | 0 | 0 | 0 | 0 | 0 | 0 | 0 | 0 | 0 | 0 | 0 | 0 | 0 | 0 | 0 | 0 | 0 | 0 | 0
F1_Commercial_Grocery_Existing_Miscellaneous_Natural Gas_Pool Heater_Codes & Standards Forecast | F1 | Commercial | Grocery | Existing | Miscellaneous | Natural Gas | Pool Heater | Codes & Standards Forecast | Units | 0 | 0 | 0 | 0 | 0 | 0 | 0 | 0 | 0 | 0 | 0 | 0 | 0 | 0 | 0 | 0 | 0 | 0 | 0 | 0 | 0 | 0 | 0 | 0 | 0 | 0 | 0 | 0 | 0 | 0 | 0 | 0 | 0
F2_Commercial_Grocery_Existing_Miscellaneous_Natural Gas_Pool Heater_Codes & Standards Forecast | F2 | Commercial | Grocery | Existing | Miscellaneous | Natural Gas | Pool Heater | Codes & Standards Forecast | Usage (MMtherm) | 0 | 0 | 0 | 0 | 0 | 0 | 0 | 0 | 0 | 0 | 0 | 0 | 0 | 0 | 0 | 0 | 0 | 0 | 0 | 0 | 0 | 0 | 0 | 0 | 0 | 0 | 0 | 0 | 0 | 0 | 0 | 0 | 0
F3_Commercial_Grocery_Existing_Miscellaneous_Natural Gas_Pool Heater_Codes & Standards Forecast | F3 | Commercial | Grocery | Existing | Miscellaneous | Natural Gas | Pool Heater | Codes & Standards Forecast | Summer Peak Demand (MW) | 0 | 0 | 0 | 0 | 0 | 0 | 0 | 0 | 0 | 0 | 0 | 0 | 0 | 0 | 0 | 0 | 0 | 0 | 0 | 0 | 0 | 0 | 0 | 0 | 0 | 0 | 0 | 0 | 0 | 0 | 0 | 0 | 0
F4_Commercial_Grocery_Existing_Miscellaneous_Natural Gas_Pool Heater_Codes & Standards Forecast | F4 | Commercial | Grocery | Existing | Miscellaneous | Natural Gas | Pool Heater | Codes & Standards Forecast | Winter Peak Demand (MW) | 0 | 0 | 0 | 0 | 0 | 0 | 0 | 0 | 0 | 0 | 0 | 0 | 0 | 0 | 0 | 0 | 0 | 0 | 0 | 0 | 0 | 0 | 0 | 0 | 0 | 0 | 0 | 0 | 0 | 0 | 0 | 0 | 0
F5_Commercial_Grocery_Existing_Miscellaneous_Natural Gas_Pool Heater_Codes & Standards Forecast | F5 | Commercial | Grocery | Existing | Miscellaneous | Natural Gas | Pool Heater | Codes & Standards Forecast | Turnover | 0 | 0 | 0 | 0 | 0 | 0 | 0 | 0 | 0 | 0 | 0 | 0 | 0 | 0 | 0 | 0 | 0 | 0 | 0 | 0 | 0 | 0 | 0 | 0 | 0 | 0 | 0 | 0 | 0 | 0 | 0 | 0 | 0
F6_Commercial_Grocery_Existing_Miscellaneous_Natural Gas_Pool Heater_Codes & Standards Forecast | F6 | Commercial | Grocery | Existing | Miscellaneous | Natural Gas | Pool Heater | Codes & Standards Forecast | Avg. Replacement Usage (kWh) | 0.010152 | 0.0098057 | 0.010923 | 0.010722 | 0.010722 | 0.010722 | 0.010722 | 0.010722 | 0.010722 | 0.010722 | 0.010722 | 0.010722 | 0.010722 | 0.010722 | 0.010722 | 0.010722 | 0.010722 | 0.010722 | 0.010722 | 0.010722 | 0.010722 | 0.010722 | 0.010722 | 0.010722 | 0.010722 | 0.010722 | 0.010722 | 0.010722 | 0.010722 | 0.010722 | 0.010722 | 0.010722 | 0.010722
F7_Commercial_Grocery_Existing_Miscellaneous_Natural Gas_Pool Heater_Codes & Standards Forecast | F7 | Commercial | Grocery | Existing | Miscellaneous | Natural Gas | Pool Heater | Codes & Standards Forecast | Avg. Replacement Summer Demand (kW) | 0 | 0 | 0 | 0 | 0 | 0 | 0 | 0 | 0 | 0 | 0 | 0 | 0 | 0 | 0 | 0 | 0 | 0 | 0 | 0 | 0 | 0 | 0 | 0 | 0 | 0 | 0 | 0 | 0 | 0 | 0 | 0 | 0
F8_Commercial_Grocery_Existing_Miscellaneous_Natural Gas_Pool Heater_Codes & Standards Forecast | F8 | Commercial | Grocery | Existing | Miscellaneous | Natural Gas | Pool Heater | Codes & Standards Forecast | Avg. Replacement Winter Demand (kW) | 0 | 0 | 0 | 0 | 0 | 0 | 0 | 0 | 0 | 0 | 0 | 0 | 0 | 0 | 0 | 0 | 0 | 0 | 0 | 0 | 0 | 0 | 0 | 0 | 0 | 0 | 0 | 0 | 0 | 0 | 0 | 0 | 0
F1_Commercial_Grocery_Existing_Miscellaneous_Natural Gas_Miscellaneous_Codes & Standards Forecast | F1 | Commercial | Grocery | Existing | Miscellaneous | Natural Gas | Miscellaneous | Codes & Standards Forecast | Units | 2223808.3857 | 2212494.1506 | 2201179.9155 | 2187516.4699 | 2238629.2913 | 2232613.1525 | 2227302.0855 | 2222518.4674 | 2217897.0484 | 2213304.2447 | 2208688.4526 | 2204078.8414 | 2199508.5167 | 2194988.8602 | 2190491.3351 | 2186011.6439 | 2181527.8807 | 2177094.6915 | 2172774.3458 | 2168578.6496 | 2164444.2811 | 2160299.0805 | 2156121.2715 | 2151904.7218 | 2147645.8249 | 2143359.6437 | 2139051.387 | 2134730.5905 | 2130393.9224 | 2126044.5308 | 2121672.5062 | 2117287.5234 | 2146157.5452
F2_Commercial_Grocery_Existing_Miscellaneous_Natural Gas_Miscellaneous_Codes & Standards Forecast | F2 | Commercial | Grocery | Existing | Miscellaneous | Natural Gas | Miscellaneous | Codes & Standards Forecast | Usage (MMtherm) | 0.0067762 | 0.0065116 | 0.0072167 | 0.0070399 | 0.0072044 | 0.007185 | 0.0071679 | 0.0071525 | 0.0071377 | 0.0071229 | 0.007108 | 0.0070932 | 0.0070785 | 0.0070639 | 0.0070495 | 0.007035 | 0.0070206 | 0.0070064 | 0.0069924 | 0.0069789 | 0.0069656 | 0.0069523 | 0.0069389 | 0.0069253 | 0.0069116 | 0.0068978 | 0.0068839 | 0.00687 | 0.0068561 | 0.0068421 | 0.006828 | 0.0068139 | 0.0069068
F3_Commercial_Grocery_Existing_Miscellaneous_Natural Gas_Miscellaneous_Codes & Standards Forecast | F3 | Commercial | Grocery | Existing | Miscellaneous | Natural Gas | Miscellaneous | Codes & Standards Forecast | Summer Peak Demand (MW) | 0 | 0 | 0 | 0 | 0 | 0 | 0 | 0 | 0 | 0 | 0 | 0 | 0 | 0 | 0 | 0 | 0 | 0 | 0 | 0 | 0 | 0 | 0 | 0 | 0 | 0 | 0 | 0 | 0 | 0 | 0 | 0 | 0
F4_Commercial_Grocery_Existing_Miscellaneous_Natural Gas_Miscellaneous_Codes & Standards Forecast | F4 | Commercial | Grocery | Existing | Miscellaneous | Natural Gas | Miscellaneous | Codes & Standards Forecast | Winter Peak Demand (MW) | 0 | 0 | 0 | 0 | 0 | 0 | 0 | 0 | 0 | 0 | 0 | 0 | 0 | 0 | 0 | 0 | 0 | 0 | 0 | 0 | 0 | 0 | 0 | 0 | 0 | 0 | 0 | 0 | 0 | 0 | 0 | 0 | 0
F5_Commercial_Grocery_Existing_Miscellaneous_Natural Gas_Miscellaneous_Codes & Standards Forecast | F5 | Commercial | Grocery | Existing | Miscellaneous | Natural Gas | Miscellaneous | Codes & Standards Forecast | Turnover | 0 | 189642.3558 | 224610.1955 | 253828.4417 | 295465.9731 | 240684.989 | 241888.386 | 248793.2642 | 246964.8758 | 245584.1395 | 245382.4261 | 298736.452 | 300617.4748 | 300725.138 | 311520.3198 | 293752.018 | 294475.0743 | 298243.9465 | 296466.6119 | 295193.5298 | 294987.9855 | 309854.3614 | 307718.2451 | 305346.8821 | 308473.3023 | 302683.6412 | 302660.7586 | 303949.7696 | 302639.4006 | 301649.8214 | 301283.1054 | 305083.6645 | 332845.923
F6_Commercial_Grocery_Existing_Miscellaneous_Natural Gas_Miscellaneous_Codes & Standards Forecast | F6 | Commercial | Grocery | Existing | Miscellaneous | Natural Gas | Miscellaneous | Codes & Standards Forecast | Avg. Replacement Usage (kWh) | 0.0030471 | 0.0029431 | 0.0032785 | 0.0032182 | 0.0032182 | 0.0032182 | 0.0032182 | 0.0032182 | 0.0032182 | 0.0032182 | 0.0032182 | 0.0032182 | 0.0032182 | 0.0032182 | 0.0032182 | 0.0032182 | 0.0032182 | 0.0032182 | 0.0032182 | 0.0032182 | 0.0032182 | 0.0032182 | 0.0032182 | 0.0032182 | 0.0032182 | 0.0032182 | 0.0032182 | 0.0032182 | 0.0032182 | 0.0032182 | 0.0032182 | 0.0032182 | 0.0032182
F7_Commercial_Grocery_Existing_Miscellaneous_Natural Gas_Miscellaneous_Codes & Standards Forecast | F7 | Commercial | Grocery | Existing | Miscellaneous | Natural Gas | Miscellaneous | Codes & Standards Forecast | Avg. Replacement Summer Demand (kW) | 0 | 0 | 0 | 0 | 0 | 0 | 0 | 0 | 0 | 0 | 0 | 0 | 0 | 0 | 0 | 0 | 0 | 0 | 0 | 0 | 0 | 0 | 0 | 0 | 0 | 0 | 0 | 0 | 0 | 0 | 0 | 0 | 0
F8_Commercial_Grocery_Existing_Miscellaneous_Natural Gas_Miscellaneous_Codes & Standards Forecast | F8 | Commercial | Grocery | Existing | Miscellaneous | Natural Gas | Miscellaneous | Codes & Standards Forecast | Avg. Replacement Winter Demand (kW) | 0 | 0 | 0 | 0 | 0 | 0 | 0 | 0 | 0 | 0 | 0 | 0 | 0 | 0 | 0 | 0 | 0 | 0 | 0 | 0 | 0 | 0 | 0 | 0 | 0 | 0 | 0 | 0 | 0 | 0 | 0 | 0 | 0
F1_Commercial_Grocery_New_Space Heating_Natural Gas_Furnace_Codes & Standards Forecast | F1 | Commercial | Grocery | New | Space Heating | Natural Gas | Furnace | Codes & Standards Forecast | Units | 0 | 0 | 0 | 0 | 0 | 0 | 0 | 0 | 0 | 0 | 0 | 0 | 0 | 0 | 0 | 0 | 0 | 0 | 0 | 0 | 0 | 0 | 0 | 0 | 0 | 0 | 0 | 0 | 0 | 0 | 0 | 0 | 0
F2_Commercial_Grocery_New_Space Heating_Natural Gas_Furnace_Codes & Standards Forecast | F2 | Commercial | Grocery | New | Space Heating | Natural Gas | Furnace | Codes & Standards Forecast | Usage (MMtherm) | 0 | 0 | 0 | 0 | 0 | 0 | 0 | 0 | 0 | 0 | 0 | 0 | 0 | 0 | 0 | 0 | 0 | 0 | 0 | 0 | 0 | 0 | 0 | 0 | 0 | 0 | 0 | 0 | 0 | 0 | 0 | 0 | 0
F3_Commercial_Grocery_New_Space Heating_Natural Gas_Furnace_Codes & Standards Forecast | F3 | Commercial | Grocery | New | Space Heating | Natural Gas | Furnace | Codes & Standards Forecast | Summer Peak Demand (MW) | 0 | 0 | 0 | 0 | 0 | 0 | 0 | 0 | 0 | 0 | 0 | 0 | 0 | 0 | 0 | 0 | 0 | 0 | 0 | 0 | 0 | 0 | 0 | 0 | 0 | 0 | 0 | 0 | 0 | 0 | 0 | 0 | 0
F4_Commercial_Grocery_New_Space Heating_Natural Gas_Furnace_Codes & Standards Forecast | F4 | Commercial | Grocery | New | Space Heating | Natural Gas | Furnace | Codes & Standards Forecast | Winter Peak Demand (MW) | 0 | 0 | 0 | 0 | 0 | 0 | 0 | 0 | 0 | 0 | 0 | 0 | 0 | 0 | 0 | 0 | 0 | 0 | 0 | 0 | 0 | 0 | 0 | 0 | 0 | 0 | 0 | 0 | 0 | 0 | 0 | 0 | 0
F5_Commercial_Grocery_New_Space Heating_Natural Gas_Furnace_Codes & Standards Forecast | F5 | Commercial | Grocery | New | Space Heating | Natural Gas | Furnace | Codes & Standards Forecast | Turnover | 0 | 0 | 0 | 0 | 0 | 0 | 0 | 0 | 0 | 0 | 0 | 0 | 0 | 0 | 0 | 0 | 0 | 0 | 0 | 0 | 0 | 0 | 0 | 0 | 0 | 0 | 0 | 0 | 0 | 0 | 0 | 0 | 0
F6_Commercial_Grocery_New_Space Heating_Natural Gas_Furnace_Codes & Standards Forecast | F6 | Commercial | Grocery | New | Space Heating | Natural Gas | Furnace | Codes & Standards Forecast | Avg. Replacement Usage (kWh) | 0.19056 | 0.18406 | 0.20395 | 0.19913 | 0.19807 | 0.17708 | 0.17612 | 0.17517 | 0.17421 | 0.17325 | 0.17229 | 0.17134 | 0.17038 | 0.16942 | 0.16846 | 0.16751 | 0.16655 | 0.16559 | 0.16463 | 0.16368 | 0.16272 | 0.16176 | 0.16081 | 0.15985 | 0.15889 | 0.15794 | 0.15698 | 0.15602 | 0.15507 | 0.15411 | 0.15315 | 0.1522 | 0.1522
F7_Commercial_Grocery_New_Space Heating_Natural Gas_Furnace_Codes & Standards Forecast | F7 | Commercial | Grocery | New | Space Heating | Natural Gas | Furnace | Codes & Standards Forecast | Avg. Replacement Summer Demand (kW) | 0 | 0 | 0 | 0 | 0 | 0 | 0 | 0 | 0 | 0 | 0 | 0 | 0 | 0 | 0 | 0 | 0 | 0 | 0 | 0 | 0 | 0 | 0 | 0 | 0 | 0 | 0 | 0 | 0 | 0 | 0 | 0 | 0
F8_Commercial_Grocery_New_Space Heating_Natural Gas_Furnace_Codes & Standards Forecast | F8 | Commercial | Grocery | New | Space Heating | Natural Gas | Furnace | Codes & Standards Forecast | Avg. Replacement Winter Demand (kW) | 0 | 0 | 0 | 0 | 0 | 0 | 0 | 0 | 0 | 0 | 0 | 0 | 0 | 0 | 0 | 0 | 0 | 0 | 0 | 0 | 0 | 0 | 0 | 0 | 0 | 0 | 0 | 0 | 0 | 0 | 0 | 0 | 0
F1_Commercial_Grocery_New_Space Heating_Natural Gas_Boiler_Codes & Standards Forecast | F1 | Commercial | Grocery | New | Space Heating | Natural Gas | Boiler | Codes & Standards Forecast | Units | 0 | 0 | 0 | 0 | 0 | 0 | 0 | 0 | 0 | 0 | 0 | 0 | 0 | 0 | 0 | 0 | 0 | 0 | 0 | 0 | 0 | 0 | 0 | 0 | 0 | 0 | 0 | 0 | 0 | 0 | 0 | 0 | 0
F2_Commercial_Grocery_New_Space Heating_Natural Gas_Boiler_Codes & Standards Forecast | F2 | Commercial | Grocery | New | Space Heating | Natural Gas | Boiler | Codes & Standards Forecast | Usage (MMtherm) | 0 | 0 | 0 | 0 | 0 | 0 | 0 | 0 | 0 | 0 | 0 | 0 | 0 | 0 | 0 | 0 | 0 | 0 | 0 | 0 | 0 | 0 | 0 | 0 | 0 | 0 | 0 | 0 | 0 | 0 | 0 | 0 | 0
F3_Commercial_Grocery_New_Space Heating_Natural Gas_Boiler_Codes & Standards Forecast | F3 | Commercial | Grocery | New | Space Heating | Natural Gas | Boiler | Codes & Standards Forecast | Summer Peak Demand (MW) | 0 | 0 | 0 | 0 | 0 | 0 | 0 | 0 | 0 | 0 | 0 | 0 | 0 | 0 | 0 | 0 | 0 | 0 | 0 | 0 | 0 | 0 | 0 | 0 | 0 | 0 | 0 | 0 | 0 | 0 | 0 | 0 | 0
F4_Commercial_Grocery_New_Space Heating_Natural Gas_Boiler_Codes & Standards Forecast | F4 | Commercial | Grocery | New | Space Heating | Natural Gas | Boiler | Codes & Standards Forecast | Winter Peak Demand (MW) | 0 | 0 | 0 | 0 | 0 | 0 | 0 | 0 | 0 | 0 | 0 | 0 | 0 | 0 | 0 | 0 | 0 | 0 | 0 | 0 | 0 | 0 | 0 | 0 | 0 | 0 | 0 | 0 | 0 | 0 | 0 | 0 | 0
F5_Commercial_Grocery_New_Space Heating_Natural Gas_Boiler_Codes & Standards Forecast | F5 | Commercial | Grocery | New | Space Heating | Natural Gas | Boiler | Codes & Standards Forecast | Turnover | 0 | 0 | 0 | 0 | 0 | 0 | 0 | 0 | 0 | 0 | 0 | 0 | 0 | 0 | 0 | 0 | 0 | 0 | 0 | 0 | 0 | 0 | 0 | 0 | 0 | 0 | 0 | 0 | 0 | 0 | 0 | 0 | 0
F6_Commercial_Grocery_New_Space Heating_Natural Gas_Boiler_Codes & Standards Forecast | F6 | Commercial | Grocery | New | Space Heating | Natural Gas | Boiler | Codes & Standards Forecast | Avg. Replacement Usage (kWh) | 0.88931 | 0.85895 | 0.95179 | 0.9293 | 0.92433 | 0.78244 | 0.7782 | 0.77397 | 0.76974 | 0.76551 | 0.76128 | 0.75705 | 0.75282 | 0.74859 | 0.74436 | 0.74013 | 0.7359 | 0.73167 | 0.72744 | 0.72321 | 0.71898 | 0.71476 | 0.71052 | 0.7063 | 0.70207 | 0.69785 | 0.69362 | 0.68939 | 0.68516 | 0.68094 | 0.67671 | 0.67248 | 0.67248
F7_Commercial_Grocery_New_Space Heating_Natural Gas_Boiler_Codes & Standards Forecast | F7 | Commercial | Grocery | New | Space Heating | Natural Gas | Boiler | Codes & Standards Forecast | Avg. Replacement Summer Demand (kW) | 0 | 0 | 0 | 0 | 0 | 0 | 0 | 0 | 0 | 0 | 0 | 0 | 0 | 0 | 0 | 0 | 0 | 0 | 0 | 0 | 0 | 0 | 0 | 0 | 0 | 0 | 0 | 0 | 0 | 0 | 0 | 0 | 0
F8_Commercial_Grocery_New_Space Heating_Natural Gas_Boiler_Codes & Standards Forecast | F8 | Commercial | Grocery | New | Space Heating | Natural Gas | Boiler | Codes & Standards Forecast | Avg. Replacement Winter Demand (kW) | 0 | 0 | 0 | 0 | 0 | 0 | 0 | 0 | 0 | 0 | 0 | 0 | 0 | 0 | 0 | 0 | 0 | 0 | 0 | 0 | 0 | 0 | 0 | 0 | 0 | 0 | 0 | 0 | 0 | 0 | 0 | 0 | 0
F1_Commercial_Grocery_New_Space Heating_Natural Gas_Unit Heater_Codes & Standards Forecast | F1 | Commercial | Grocery | New | Space Heating | Natural Gas | Unit Heater | Codes & Standards Forecast | Units | 0 | 0 | 0 | 0 | 0 | 0 | 0 | 0 | 0 | 0 | 0 | 0 | 0 | 0 | 0 | 0 | 0 | 0 | 0 | 0 | 0 | 0 | 0 | 0 | 0 | 0 | 0 | 0 | 0 | 0 | 0 | 0 | 0
F2_Commercial_Grocery_New_Space Heating_Natural Gas_Unit Heater_Codes & Standards Forecast | F2 | Commercial | Grocery | New | Space Heating | Natural Gas | Unit Heater | Codes & Standards Forecast | Usage (MMtherm) | 0 | 0 | 0 | 0 | 0 | 0 | 0 | 0 | 0 | 0 | 0 | 0 | 0 | 0 | 0 | 0 | 0 | 0 | 0 | 0 | 0 | 0 | 0 | 0 | 0 | 0 | 0 | 0 | 0 | 0 | 0 | 0 | 0
F3_Commercial_Grocery_New_Space Heating_Natural Gas_Unit Heater_Codes & Standards Forecast | F3 | Commercial | Grocery | New | Space Heating | Natural Gas | Unit Heater | Codes & Standards Forecast | Summer Peak Demand (MW) | 0 | 0 | 0 | 0 | 0 | 0 | 0 | 0 | 0 | 0 | 0 | 0 | 0 | 0 | 0 | 0 | 0 | 0 | 0 | 0 | 0 | 0 | 0 | 0 | 0 | 0 | 0 | 0 | 0 | 0 | 0 | 0 | 0
F4_Commercial_Grocery_New_Space Heating_Natural Gas_Unit Heater_Codes & Standards Forecast | F4 | Commercial | Grocery | New | Space Heating | Natural Gas | Unit Heater | Codes & Standards Forecast | Winter Peak Demand (MW) | 0 | 0 | 0 | 0 | 0 | 0 | 0 | 0 | 0 | 0 | 0 | 0 | 0 | 0 | 0 | 0 | 0 | 0 | 0 | 0 | 0 | 0 | 0 | 0 | 0 | 0 | 0 | 0 | 0 | 0 | 0 | 0 | 0
F5_Commercial_Grocery_New_Space Heating_Natural Gas_Unit Heater_Codes & Standards Forecast | F5 | Commercial | Grocery | New | Space Heating | Natural Gas | Unit Heater | Codes & Standards Forecast | Turnover | 0 | 0 | 0 | 0 | 0 | 0 | 0 | 0 | 0 | 0 | 0 | 0 | 0 | 0 | 0 | 0 | 0 | 0 | 0 | 0 | 0 | 0 | 0 | 0 | 0 | 0 | 0 | 0 | 0 | 0 | 0 | 0 | 0
F6_Commercial_Grocery_New_Space Heating_Natural Gas_Unit Heater_Codes & Standards Forecast | F6 | Commercial | Grocery | New | Space Heating | Natural Gas | Unit Heater | Codes & Standards Forecast | Avg. Replacement Usage (kWh) | 0.095281 | 0.092029 | 0.10198 | 0.099566 | 0.099034 | 0.08864 | 0.08816 | 0.087681 | 0.087202 | 0.086723 | 0.086243 | 0.085764 | 0.085285 | 0.084806 | 0.084326 | 0.083847 | 0.083368 | 0.082889 | 0.08241 | 0.08193 | 0.081451 | 0.080973 | 0.080494 | 0.080015 | 0.079536 | 0.079058 | 0.078578 | 0.078099 | 0.07762 | 0.077142 | 0.076662 | 0.076183 | 0.076183
F7_Commercial_Grocery_New_Space Heating_Natural Gas_Unit Heater_Codes & Standards Forecast | F7 | Commercial | Grocery | New | Space Heating | Natural Gas | Unit Heater | Codes & Standards Forecast | Avg. Replacement Summer Demand (kW) | 0 | 0 | 0 | 0 | 0 | 0 | 0 | 0 | 0 | 0 | 0 | 0 | 0 | 0 | 0 | 0 | 0 | 0 | 0 | 0 | 0 | 0 | 0 | 0 | 0 | 0 | 0 | 0 | 0 | 0 | 0 | 0 | 0
F8_Commercial_Grocery_New_Space Heating_Natural Gas_Unit Heater_Codes & Standards Forecast | F8 | Commercial | Grocery | New | Space Heating | Natural Gas | Unit Heater | Codes & Standards Forecast | Avg. Replacement Winter Demand (kW) | 0 | 0 | 0 | 0 | 0 | 0 | 0 | 0 | 0 | 0 | 0 | 0 | 0 | 0 | 0 | 0 | 0 | 0 | 0 | 0 | 0 | 0 | 0 | 0 | 0 | 0 | 0 | 0 | 0 | 0 | 0 | 0 | 0
F1_Commercial_Grocery_New_Water Heating_Natural Gas_Water Heater_Codes & Standards Forecast | F1 | Commercial | Grocery | New | Water Heating | Natural Gas | Water Heater | Codes & Standards Forecast | Units | 0 | 0 | 0 | 0 | 0 | 0 | 0 | 0 | 0 | 0 | 0 | 0 | 0 | 0 | 0 | 0 | 0 | 0 | 0 | 0 | 0 | 0 | 0 | 0 | 0 | 0 | 0 | 0 | 0 | 0 | 0 | 0 | 0
F2_Commercial_Grocery_New_Water Heating_Natural Gas_Water Heater_Codes & Standards Forecast | F2 | Commercial | Grocery | New | Water Heating | Natural Gas | Water Heater | Codes & Standards Forecast | Usage (MMtherm) | 0 | 0 | 0 | 0 | 0 | 0 | 0 | 0 | 0 | 0 | 0 | 0 | 0 | 0 | 0 | 0 | 0 | 0 | 0 | 0 | 0 | 0 | 0 | 0 | 0 | 0 | 0 | 0 | 0 | 0 | 0 | 0 | 0
F3_Commercial_Grocery_New_Water Heating_Natural Gas_Water Heater_Codes & Standards Forecast | F3 | Commercial | Grocery | New | Water Heating | Natural Gas | Water Heater | Codes & Standards Forecast | Summer Peak Demand (MW) | 0 | 0 | 0 | 0 | 0 | 0 | 0 | 0 | 0 | 0 | 0 | 0 | 0 | 0 | 0 | 0 | 0 | 0 | 0 | 0 | 0 | 0 | 0 | 0 | 0 | 0 | 0 | 0 | 0 | 0 | 0 | 0 | 0
F4_Commercial_Grocery_New_Water Heating_Natural Gas_Water Heater_Codes & Standards Forecast | F4 | Commercial | Grocery | New | Water Heating | Natural Gas | Water Heater | Codes & Standards Forecast | Winter Peak Demand (MW) | 0 | 0 | 0 | 0 | 0 | 0 | 0 | 0 | 0 | 0 | 0 | 0 | 0 | 0 | 0 | 0 | 0 | 0 | 0 | 0 | 0 | 0 | 0 | 0 | 0 | 0 | 0 | 0 | 0 | 0 | 0 | 0 | 0
F5_Commercial_Grocery_New_Water Heating_Natural Gas_Water Heater_Codes & Standards Forecast | F5 | Commercial | Grocery | New | Water Heating | Natural Gas | Water Heater | Codes & Standards Forecast | Turnover | 0 | 0 | 0 | 0 | 0 | 0 | 0 | 0 | 0 | 0 | 0 | 0 | 0 | 0 | 0 | 0 | 0 | 0 | 0 | 0 | 0 | 0 | 0 | 0 | 0 | 0 | 0 | 0 | 0 | 0 | 0 | 0 | 0
F6_Commercial_Grocery_New_Water Heating_Natural Gas_Water Heater_Codes & Standards Forecast | F6 | Commercial | Grocery | New | Water Heating | Natural Gas | Water Heater | Codes & Standards Forecast | Avg. Replacement Usage (kWh) | 0.30353 | 0.29317 | 0.32658 | 0.32057 | 0.32057 | 0.32057 | 0.32057 | 0.32057 | 0.32057 | 0.32057 | 0.32057 | 0.32057 | 0.32057 | 0.32057 | 0.32057 | 0.32057 | 0.32057 | 0.32057 | 0.32057 | 0.32057 | 0.32057 | 0.32057 | 0.32057 | 0.32057 | 0.32057 | 0.32057 | 0.32057 | 0.32057 | 0.32057 | 0.32057 | 0.32057 | 0.32057 | 0.32057
F7_Commercial_Grocery_New_Water Heating_Natural Gas_Water Heater_Codes & Standards Forecast | F7 | Commercial | Grocery | New | Water Heating | Natural Gas | Water Heater | Codes & Standards Forecast | Avg. Replacement Summer Demand (kW) | 0 | 0 | 0 | 0 | 0 | 0 | 0 | 0 | 0 | 0 | 0 | 0 | 0 | 0 | 0 | 0 | 0 | 0 | 0 | 0 | 0 | 0 | 0 | 0 | 0 | 0 | 0 | 0 | 0 | 0 | 0 | 0 | 0
F8_Commercial_Grocery_New_Water Heating_Natural Gas_Water Heater_Codes & Standards Forecast | F8 | Commercial | Grocery | New | Water Heating | Natural Gas | Water Heater | Codes & Standards Forecast | Avg. Replacement Winter Demand (kW) | 0 | 0 | 0 | 0 | 0 | 0 | 0 | 0 | 0 | 0 | 0 | 0 | 0 | 0 | 0 | 0 | 0 | 0 | 0 | 0 | 0 | 0 | 0 | 0 | 0 | 0 | 0 | 0 | 0 | 0 | 0 | 0 | 0
F1_Commercial_Grocery_New_Food Preparation_Natural Gas_Oven_Codes & Standards Forecast | F1 | Commercial | Grocery | New | Food Preparation | Natural Gas | Oven | Codes & Standards Forecast | Units | 0 | 1260.9234 | 7342.825 | 11229.5861 | 15876.7868 | 20666.1521 | 25479.5848 | 29645.5952 | 33753.2212 | 37956.9925 | 42229.1912 | 46468.9349 | 50642.3647 | 54758.9082 | 58881.4023 | 62991.4284 | 67125.2731 | 71162.6767 | 75039.7128 | 78791.6553 | 82545.4411 | 86375.2362 | 90254.9436 | 94175.7009 | 98138.58 | 102112.6244 | 106102.2047 | 110094.4721 | 114104.3513 | 118122.9713 | 122171.4904 | 126222.9524 | 127944.0504
F2_Commercial_Grocery_New_Food Preparation_Natural Gas_Oven_Codes & Standards Forecast | F2 | Commercial | Grocery | New | Food Preparation | Natural Gas | Oven | Codes & Standards Forecast | Usage (MMtherm) | 0 | 7.4147e-05 | 0.000481 | 0.00072207 | 0.0010209 | 0.0013288 | 0.0016384 | 0.0019062 | 0.0021704 | 0.0024407 | 0.0027154 | 0.002988 | 0.0032563 | 0.003521 | 0.0037861 | 0.0040504 | 0.0043162 | 0.0045758 | 0.0048251 | 0.0050663 | 0.0053077 | 0.005554 | 0.0058034 | 0.0060556 | 0.0063104 | 0.0065659 | 0.0068224 | 0.0070791 | 0.007337 | 0.0075954 | 0.0078557 | 0.0081162 | 0.0082269
F3_Commercial_Grocery_New_Food Preparation_Natural Gas_Oven_Codes & Standards Forecast | F3 | Commercial | Grocery | New | Food Preparation | Natural Gas | Oven | Codes & Standards Forecast | Summer Peak Demand (MW) | 0 | 0 | 0 | 0 | 0 | 0 | 0 | 0 | 0 | 0 | 0 | 0 | 0 | 0 | 0 | 0 | 0 | 0 | 0 | 0 | 0 | 0 | 0 | 0 | 0 | 0 | 0 | 0 | 0 | 0 | 0 | 0 | 0
F4_Commercial_Grocery_New_Food Preparation_Natural Gas_Oven_Codes & Standards Forecast | F4 | Commercial | Grocery | New | Food Preparation | Natural Gas | Oven | Codes & Standards Forecast | Winter Peak Demand (MW) | 0 | 0 | 0 | 0 | 0 | 0 | 0 | 0 | 0 | 0 | 0 | 0 | 0 | 0 | 0 | 0 | 0 | 0 | 0 | 0 | 0 | 0 | 0 | 0 | 0 | 0 | 0 | 0 | 0 | 0 | 0 | 0 | 0
F5_Commercial_Grocery_New_Food Preparation_Natural Gas_Oven_Codes & Standards Forecast | F5 | Commercial | Grocery | New | Food Preparation | Natural Gas | Oven | Codes & Standards Forecast | Turnover | 0 | 1260.9234 | 6081.9017 | 3886.7611 | 4647.2006 | 4789.3653 | 4813.4327 | 4166.0105 | 4107.626 | 4203.7712 | 4482.3527 | 5428.5221 | 5811.8722 | 6256.4455 | 6703.9733 | 7063.4976 | 7641.3065 | 8990.3394 | 8092.4877 | 8224.1023 | 8425.0149 | 8697.8481 | 8798.4755 | 9120.7656 | 9500.3013 | 9939.861 | 10723.5425 | 11059.6366 | 11394.1094 | 11701.2111 | 12000.6563 | 12305.9115 | 10496.4239
F6_Commercial_Grocery_New_Food Preparation_Natural Gas_Oven_Codes & Standards Forecast | F6 | Commercial | Grocery | New | Food Preparation | Natural Gas | Oven | Codes & Standards Forecast | Avg. Replacement Usage (kWh) | 0.060882 | 0.058803 | 0.065506 | 0.064301 | 0.064301 | 0.064301 | 0.064301 | 0.064301 | 0.064301 | 0.064301 | 0.064301 | 0.064301 | 0.064301 | 0.064301 | 0.064301 | 0.064301 | 0.064301 | 0.064301 | 0.064301 | 0.064301 | 0.064301 | 0.064301 | 0.064301 | 0.064301 | 0.064301 | 0.064301 | 0.064301 | 0.064301 | 0.064301 | 0.064301 | 0.064301 | 0.064301 | 0.064301
F7_Commercial_Grocery_New_Food Preparation_Natural Gas_Oven_Codes & Standards Forecast | F7 | Commercial | Grocery | New | Food Preparation | Natural Gas | Oven | Codes & Standards Forecast | Avg. Replacement Summer Demand (kW) | 0 | 0 | 0 | 0 | 0 | 0 | 0 | 0 | 0 | 0 | 0 | 0 | 0 | 0 | 0 | 0 | 0 | 0 | 0 | 0 | 0 | 0 | 0 | 0 | 0 | 0 | 0 | 0 | 0 | 0 | 0 | 0 | 0
F8_Commercial_Grocery_New_Food Preparation_Natural Gas_Oven_Codes & Standards Forecast | F8 | Commercial | Grocery | New | Food Preparation | Natural Gas | Oven | Codes & Standards Forecast | Avg. Replacement Winter Demand (kW) | 0 | 0 | 0 | 0 | 0 | 0 | 0 | 0 | 0 | 0 | 0 | 0 | 0 | 0 | 0 | 0 | 0 | 0 | 0 | 0 | 0 | 0 | 0 | 0 | 0 | 0 | 0 | 0 | 0 | 0 | 0 | 0 | 0
F1_Commercial_Grocery_New_Food Preparation_Natural Gas_Conveyor Oven_Codes & Standards Forecast | F1 | Commercial | Grocery | New | Food Preparation | Natural Gas | Conveyor Oven | Codes & Standards Forecast | Units | 0 | 630.4617 | 3671.4125 | 5614.7931 | 7938.3934 | 10333.0761 | 12739.7924 | 14822.7976 | 16876.6106 | 18978.4962 | 21114.5956 | 23234.4674 | 25321.1824 | 27379.4541 | 29440.7011 | 31495.7142 | 33562.6365 | 35581.3383 | 37519.8564 | 39395.8276 | 41272.7205 | 43187.6181 | 45127.4718 | 47087.8505 | 49069.29 | 51056.3122 | 53051.1023 | 55047.2361 | 57052.1757 | 59061.4857 | 61085.7452 | 63111.4762 | 63972.0252
F2_Commercial_Grocery_New_Food Preparation_Natural Gas_Conveyor Oven_Codes & Standards Forecast | F2 | Commercial | Grocery | New | Food Preparation | Natural Gas | Conveyor Oven | Codes & Standards Forecast | Usage (MMtherm) | 0 | 5.526e-05 | 0.00035848 | 0.00053814 | 0.00076084 | 0.00099035 | 0.001221 | 0.0014207 | 0.0016175 | 0.001819 | 0.0020237 | 0.0022269 | 0.0024269 | 0.0026241 | 0.0028217 | 0.0030186 | 0.0032167 | 0.0034102 | 0.003596 | 0.0037758 | 0.0039557 | 0.0041392 | 0.0043252 | 0.004513 | 0.004703 | 0.0048934 | 0.0050846 | 0.0052759 | 0.0054681 | 0.0056606 | 0.0058546 | 0.0060488 | 0.0061313
F3_Commercial_Grocery_New_Food Preparation_Natural Gas_Conveyor Oven_Codes & Standards Forecast | F3 | Commercial | Grocery | New | Food Preparation | Natural Gas | Conveyor Oven | Codes & Standards Forecast | Summer Peak Demand (MW) | 0 | 0 | 0 | 0 | 0 | 0 | 0 | 0 | 0 | 0 | 0 | 0 | 0 | 0 | 0 | 0 | 0 | 0 | 0 | 0 | 0 | 0 | 0 | 0 | 0 | 0 | 0 | 0 | 0 | 0 | 0 | 0 | 0
F4_Commercial_Grocery_New_Food Preparation_Natural Gas_Conveyor Oven_Codes & Standards Forecast | F4 | Commercial | Grocery | New | Food Preparation | Natural Gas | Conveyor Oven | Codes & Standards Forecast | Winter Peak Demand (MW) | 0 | 0 | 0 | 0 | 0 | 0 | 0 | 0 | 0 | 0 | 0 | 0 | 0 | 0 | 0 | 0 | 0 | 0 | 0 | 0 | 0 | 0 | 0 | 0 | 0 | 0 | 0 | 0 | 0 | 0 | 0 | 0 | 0
F5_Commercial_Grocery_New_Food Preparation_Natural Gas_Conveyor Oven_Codes & Standards Forecast | F5 | Commercial | Grocery | New | Food Preparation | Natural Gas | Conveyor Oven | Codes & Standards Forecast | Turnover | 0 | 630.4617 | 3040.9508 | 1943.3806 | 2323.6003 | 2394.6827 | 2406.7163 | 2083.0052 | 2053.813 | 2101.8856 | 2136.0994 | 2119.8718 | 2086.7149 | 2058.2717 | 2061.247 | 2055.0131 | 2066.9223 | 2144.7941 | 2647.5821 | 2831.8986 | 3106.3548 | 3377.4036 | 3756.4736 | 4462.1709 | 4105.9144 | 4206.6516 | 4216.3473 | 4200.5084 | 4100.9234 | 4090.0988 | 4113.7419 | 4117.2885 | 2942.9255
F6_Commercial_Grocery_New_Food Preparation_Natural Gas_Conveyor Oven_Codes & Standards Forecast | F6 | Commercial | Grocery | New | Food Preparation | Natural Gas | Conveyor Oven | Codes & Standards Forecast | Avg. Replacement Usage (kWh) | 0.090747 | 0.087649 | 0.09764 | 0.095843 | 0.095843 | 0.095843 | 0.095843 | 0.095843 | 0.095843 | 0.095843 | 0.095843 | 0.095843 | 0.095843 | 0.095843 | 0.095843 | 0.095843 | 0.095843 | 0.095843 | 0.095843 | 0.095843 | 0.095843 | 0.095843 | 0.095843 | 0.095843 | 0.095843 | 0.095843 | 0.095843 | 0.095843 | 0.095843 | 0.095843 | 0.095843 | 0.095843 | 0.095843
F7_Commercial_Grocery_New_Food Preparation_Natural Gas_Conveyor Oven_Codes & Standards Forecast | F7 | Commercial | Grocery | New | Food Preparation | Natural Gas | Conveyor Oven | Codes & Standards Forecast | Avg. Replacement Summer Demand (kW) | 0 | 0 | 0 | 0 | 0 | 0 | 0 | 0 | 0 | 0 | 0 | 0 | 0 | 0 | 0 | 0 | 0 | 0 | 0 | 0 | 0 | 0 | 0 | 0 | 0 | 0 | 0 | 0 | 0 | 0 | 0 | 0 | 0
F8_Commercial_Grocery_New_Food Preparation_Natural Gas_Conveyor Oven_Codes & Standards Forecast | F8 | Commercial | Grocery | New | Food Preparation | Natural Gas | Conveyor Oven | Codes & Standards Forecast | Avg. Replacement Winter Demand (kW) | 0 | 0 | 0 | 0 | 0 | 0 | 0 | 0 | 0 | 0 | 0 | 0 | 0 | 0 | 0 | 0 | 0 | 0 | 0 | 0 | 0 | 0 | 0 | 0 | 0 | 0 | 0 | 0 | 0 | 0 | 0 | 0 | 0
F1_Commercial_Grocery_New_Food Preparation_Natural Gas_Double Rack Oven_Codes & Standards Forecast | F1 | Commercial | Grocery | New | Food Preparation | Natural Gas | Double Rack Oven | Codes & Standards Forecast | Units | 0 | 630.4617 | 3671.4125 | 5614.7931 | 7938.3934 | 10333.0761 | 12739.7924 | 14822.7976 | 16876.6106 | 18978.4962 | 21114.5956 | 23234.4674 | 25321.1824 | 27379.4541 | 29440.7011 | 31495.7142 | 33562.6365 | 35581.3383 | 37519.8564 | 39395.8276 | 41272.7205 | 43187.6181 | 45127.4718 | 47087.8505 | 49069.29 | 51056.3122 | 53051.1023 | 55047.2361 | 57052.1757 | 59061.4857 | 61085.7452 | 63111.4762 | 63972.0252
F2_Commercial_Grocery_New_Food Preparation_Natural Gas_Double Rack Oven_Codes & Standards Forecast | F2 | Commercial | Grocery | New | Food Preparation | Natural Gas | Double Rack Oven | Codes & Standards Forecast | Usage (MMtherm) | 0 | 9.8481e-05 | 0.00063886 | 0.00095904 | 0.0013559 | 0.001765 | 0.002176 | 0.0025318 | 0.0028826 | 0.0032416 | 0.0036065 | 0.0039686 | 0.004325 | 0.0046766 | 0.0050287 | 0.0053797 | 0.0057327 | 0.0060775 | 0.0064086 | 0.0067291 | 0.0070496 | 0.0073767 | 0.0077081 | 0.0080429 | 0.0083813 | 0.0087207 | 0.0090615 | 0.0094024 | 0.0097449 | 0.010088 | 0.010434 | 0.01078 | 0.010927
F3_Commercial_Grocery_New_Food Preparation_Natural Gas_Double Rack Oven_Codes & Standards Forecast | F3 | Commercial | Grocery | New | Food Preparation | Natural Gas | Double Rack Oven | Codes & Standards Forecast | Summer Peak Demand (MW) | 0 | 0 | 0 | 0 | 0 | 0 | 0 | 0 | 0 | 0 | 0 | 0 | 0 | 0 | 0 | 0 | 0 | 0 | 0 | 0 | 0 | 0 | 0 | 0 | 0 | 0 | 0 | 0 | 0 | 0 | 0 | 0 | 0
F4_Commercial_Grocery_New_Food Preparation_Natural Gas_Double Rack Oven_Codes & Standards Forecast | F4 | Commercial | Grocery | New | Food Preparation | Natural Gas | Double Rack Oven | Codes & Standards Forecast | Winter Peak Demand (MW) | 0 | 0 | 0 | 0 | 0 | 0 | 0 | 0 | 0 | 0 | 0 | 0 | 0 | 0 | 0 | 0 | 0 | 0 | 0 | 0 | 0 | 0 | 0 | 0 | 0 | 0 | 0 | 0 | 0 | 0 | 0 | 0 | 0
F5_Commercial_Grocery_New_Food Preparation_Natural Gas_Double Rack Oven_Codes & Standards Forecast | F5 | Commercial | Grocery | New | Food Preparation | Natural Gas | Double Rack Oven | Codes & Standards Forecast | Turnover | 0 | 630.4617 | 3040.9508 | 1943.3806 | 2323.6003 | 2394.6827 | 2406.7163 | 2083.0052 | 2053.813 | 2101.8856 | 2136.0994 | 2119.8718 | 2212.8073 | 2767.3358 | 3017.1744 | 3284.475 | 3529.4284 | 3835.3217 | 4440.3103 | 4000.4461 | 4096.5223 | 4136.4548 | 4144.2284 | 4081.5809 | 4224.2159 | 4397.2802 | 4588.8604 | 4773.0217 | 5017.8768 | 5453.0881 | 5644.8649 | 5811.5911 | 4780.7411
F6_Commercial_Grocery_New_Food Preparation_Natural Gas_Double Rack Oven_Codes & Standards Forecast | F6 | Commercial | Grocery | New | Food Preparation | Natural Gas | Double Rack Oven | Codes & Standards Forecast | Avg. Replacement Usage (kWh) | 0.16172 | 0.1562 | 0.17401 | 0.17081 | 0.17081 | 0.17081 | 0.17081 | 0.17081 | 0.17081 | 0.17081 | 0.17081 | 0.17081 | 0.17081 | 0.17081 | 0.17081 | 0.17081 | 0.17081 | 0.17081 | 0.17081 | 0.17081 | 0.17081 | 0.17081 | 0.17081 | 0.17081 | 0.17081 | 0.17081 | 0.17081 | 0.17081 | 0.17081 | 0.17081 | 0.17081 | 0.17081 | 0.17081
F7_Commercial_Grocery_New_Food Preparation_Natural Gas_Double Rack Oven_Codes & Standards Forecast | F7 | Commercial | Grocery | New | Food Preparation | Natural Gas | Double Rack Oven | Codes & Standards Forecast | Avg. Replacement Summer Demand (kW) | 0 | 0 | 0 | 0 | 0 | 0 | 0 | 0 | 0 | 0 | 0 | 0 | 0 | 0 | 0 | 0 | 0 | 0 | 0 | 0 | 0 | 0 | 0 | 0 | 0 | 0 | 0 | 0 | 0 | 0 | 0 | 0 | 0
F8_Commercial_Grocery_New_Food Preparation_Natural Gas_Double Rack Oven_Codes & Standards Forecast | F8 | Commercial | Grocery | New | Food Preparation | Natural Gas | Double Rack Oven | Codes & Standards Forecast | Avg. Replacement Winter Demand (kW) | 0 | 0 | 0 | 0 | 0 | 0 | 0 | 0 | 0 | 0 | 0 | 0 | 0 | 0 | 0 | 0 | 0 | 0 | 0 | 0 | 0 | 0 | 0 | 0 | 0 | 0 | 0 | 0 | 0 | 0 | 0 | 0 | 0
F1_Commercial_Grocery_New_Food Preparation_Natural Gas_Fryer_Codes & Standards Forecast | F1 | Commercial | Grocery | New | Food Preparation | Natural Gas | Fryer | Codes & Standards Forecast | Units | 0 | 2521.8467 | 14685.65 | 22459.1723 | 31753.5736 | 41332.3042 | 50959.1695 | 59291.1905 | 67506.4424 | 75913.9849 | 84458.3825 | 92937.8697 | 101284.7295 | 109517.8165 | 117762.8045 | 125982.8568 | 134250.5462 | 142325.3533 | 150079.4256 | 157583.3105 | 165090.8822 | 172750.4724 | 180509.8872 | 188351.4019 | 196277.16 | 204225.2488 | 212204.4094 | 220188.9443 | 228208.7027 | 236245.9426 | 244342.9808 | 252445.9048 | 255888.1009
F2_Commercial_Grocery_New_Food Preparation_Natural Gas_Fryer_Codes & Standards Forecast | F2 | Commercial | Grocery | New | Food Preparation | Natural Gas | Fryer | Codes & Standards Forecast | Usage (MMtherm) | 0 | 0.00019612 | 0.0012722 | 0.001693 | 0.0022242 | 0.0027715 | 0.0033217 | 0.0037978 | 0.0042672 | 0.0047336 | 0.0051428 | 0.005564 | 0.0059904 | 0.0064203 | 0.0068407 | 0.0071992 | 0.0076717 | 0.0081331 | 0.0085762 | 0.009005 | 0.009434 | 0.0098717 | 0.010315 | 0.010763 | 0.011216 | 0.01167 | 0.012126 | 0.012583 | 0.013041 | 0.0135 | 0.013963 | 0.014426 | 0.014623
F3_Commercial_Grocery_New_Food Preparation_Natural Gas_Fryer_Codes & Standards Forecast | F3 | Commercial | Grocery | New | Food Preparation | Natural Gas | Fryer | Codes & Standards Forecast | Summer Peak Demand (MW) | 0 | 0 | 0 | 0 | 0 | 0 | 0 | 0 | 0 | 0 | 0 | 0 | 0 | 0 | 0 | 0 | 0 | 0 | 0 | 0 | 0 | 0 | 0 | 0 | 0 | 0 | 0 | 0 | 0 | 0 | 0 | 0 | 0
F4_Commercial_Grocery_New_Food Preparation_Natural Gas_Fryer_Codes & Standards Forecast | F4 | Commercial | Grocery | New | Food Preparation | Natural Gas | Fryer | Codes & Standards Forecast | Winter Peak Demand (MW) | 0 | 0 | 0 | 0 | 0 | 0 | 0 | 0 | 0 | 0 | 0 | 0 | 0 | 0 | 0 | 0 | 0 | 0 | 0 | 0 | 0 | 0 | 0 | 0 | 0 | 0 | 0 | 0 | 0 | 0 | 0 | 0 | 0
F5_Commercial_Grocery_New_Food Preparation_Natural Gas_Fryer_Codes & Standards Forecast | F5 | Commercial | Grocery | New | Food Preparation | Natural Gas | Fryer | Codes & Standards Forecast | Turnover | 0 | 2521.8467 | 12163.8033 | 7773.5223 | 9294.4013 | 9578.7306 | 9626.8653 | 8332.021 | 8215.252 | 8911.9118 | 11380.6537 | 12303.1966 | 13264.7075 | 14083.1113 | 15511.4676 | 18227.2212 | 16765.589 | 17054.1985 | 17288.2514 | 17604.4857 | 17901.5581 | 18760.7914 | 19925.2944 | 21866.8285 | 22740.9661 | 23463.1492 | 24063.3987 | 24747.2577 | 25722.1667 | 25568.1668 | 26182.4957 | 27006.0114 | 23195.7581
F6_Commercial_Grocery_New_Food Preparation_Natural Gas_Fryer_Codes & Standards Forecast | F6 | Commercial | Grocery | New | Food Preparation | Natural Gas | Fryer | Codes & Standards Forecast | Avg. Replacement Usage (kWh) | 0.080516 | 0.077768 | 0.086632 | 0.057144 | 0.057144 | 0.057144 | 0.057144 | 0.057144 | 0.057144 | 0.057144 | 0.057144 | 0.057144 | 0.057144 | 0.057144 | 0.057144 | 0.057144 | 0.057144 | 0.057144 | 0.057144 | 0.057144 | 0.057144 | 0.057144 | 0.057144 | 0.057144 | 0.057144 | 0.057144 | 0.057144 | 0.057144 | 0.057144 | 0.057144 | 0.057144 | 0.057144 | 0.057144
F7_Commercial_Grocery_New_Food Preparation_Natural Gas_Fryer_Codes & Standards Forecast | F7 | Commercial | Grocery | New | Food Preparation | Natural Gas | Fryer | Codes & Standards Forecast | Avg. Replacement Summer Demand (kW) | 0 | 0 | 0 | 0 | 0 | 0 | 0 | 0 | 0 | 0 | 0 | 0 | 0 | 0 | 0 | 0 | 0 | 0 | 0 | 0 | 0 | 0 | 0 | 0 | 0 | 0 | 0 | 0 | 0 | 0 | 0 | 0 | 0
F8_Commercial_Grocery_New_Food Preparation_Natural Gas_Fryer_Codes & Standards Forecast | F8 | Commercial | Grocery | New | Food Preparation | Natural Gas | Fryer | Codes & Standards Forecast | Avg. Replacement Winter Demand (kW) | 0 | 0 | 0 | 0 | 0 | 0 | 0 | 0 | 0 | 0 | 0 | 0 | 0 | 0 | 0 | 0 | 0 | 0 | 0 | 0 | 0 | 0 | 0 | 0 | 0 | 0 | 0 | 0 | 0 | 0 | 0 | 0 | 0
F1_Commercial_Grocery_New_Food Preparation_Natural Gas_Broiler_Codes & Standards Forecast | F1 | Commercial | Grocery | New | Food Preparation | Natural Gas | Broiler | Codes & Standards Forecast | Units | 0 | 0 | 0 | 0 | 0 | 0 | 0 | 0 | 0 | 0 | 0 | 0 | 0 | 0 | 0 | 0 | 0 | 0 | 0 | 0 | 0 | 0 | 0 | 0 | 0 | 0 | 0 | 0 | 0 | 0 | 0 | 0 | 0
F2_Commercial_Grocery_New_Food Preparation_Natural Gas_Broiler_Codes & Standards Forecast | F2 | Commercial | Grocery | New | Food Preparation | Natural Gas | Broiler | Codes & Standards Forecast | Usage (MMtherm) | 0 | 0 | 0 | 0 | 0 | 0 | 0 | 0 | 0 | 0 | 0 | 0 | 0 | 0 | 0 | 0 | 0 | 0 | 0 | 0 | 0 | 0 | 0 | 0 | 0 | 0 | 0 | 0 | 0 | 0 | 0 | 0 | 0
F3_Commercial_Grocery_New_Food Preparation_Natural Gas_Broiler_Codes & Standards Forecast | F3 | Commercial | Grocery | New | Food Preparation | Natural Gas | Broiler | Codes & Standards Forecast | Summer Peak Demand (MW) | 0 | 0 | 0 | 0 | 0 | 0 | 0 | 0 | 0 | 0 | 0 | 0 | 0 | 0 | 0 | 0 | 0 | 0 | 0 | 0 | 0 | 0 | 0 | 0 | 0 | 0 | 0 | 0 | 0 | 0 | 0 | 0 | 0
F4_Commercial_Grocery_New_Food Preparation_Natural Gas_Broiler_Codes & Standards Forecast | F4 | Commercial | Grocery | New | Food Preparation | Natural Gas | Broiler | Codes & Standards Forecast | Winter Peak Demand (MW) | 0 | 0 | 0 | 0 | 0 | 0 | 0 | 0 | 0 | 0 | 0 | 0 | 0 | 0 | 0 | 0 | 0 | 0 | 0 | 0 | 0 | 0 | 0 | 0 | 0 | 0 | 0 | 0 | 0 | 0 | 0 | 0 | 0
F5_Commercial_Grocery_New_Food Preparation_Natural Gas_Broiler_Codes & Standards Forecast | F5 | Commercial | Grocery | New | Food Preparation | Natural Gas | Broiler | Codes & Standards Forecast | Turnover | 0 | 0 | 0 | 0 | 0 | 0 | 0 | 0 | 0 | 0 | 0 | 0 | 0 | 0 | 0 | 0 | 0 | 0 | 0 | 0 | 0 | 0 | 0 | 0 | 0 | 0 | 0 | 0 | 0 | 0 | 0 | 0 | 0
F6_Commercial_Grocery_New_Food Preparation_Natural Gas_Broiler_Codes & Standards Forecast | F6 | Commercial | Grocery | New | Food Preparation | Natural Gas | Broiler | Codes & Standards Forecast | Avg. Replacement Usage (kWh) | 0.089297 | 0.086249 | 0.09608 | 0.094311 | 0.094311 | 0.094311 | 0.094311 | 0.094311 | 0.094311 | 0.094311 | 0.094311 | 0.094311 | 0.094311 | 0.094311 | 0.094311 | 0.094311 | 0.094311 | 0.094311 | 0.094311 | 0.094311 | 0.094311 | 0.094311 | 0.094311 | 0.094311 | 0.094311 | 0.094311 | 0.094311 | 0.094311 | 0.094311 | 0.094311 | 0.094311 | 0.094311 | 0.094311
F7_Commercial_Grocery_New_Food Preparation_Natural Gas_Broiler_Codes & Standards Forecast | F7 | Commercial | Grocery | New | Food Preparation | Natural Gas | Broiler | Codes & Standards Forecast | Avg. Replacement Summer Demand (kW) | 0 | 0 | 0 | 0 | 0 | 0 | 0 | 0 | 0 | 0 | 0 | 0 | 0 | 0 | 0 | 0 | 0 | 0 | 0 | 0 | 0 | 0 | 0 | 0 | 0 | 0 | 0 | 0 | 0 | 0 | 0 | 0 | 0
F8_Commercial_Grocery_New_Food Preparation_Natural Gas_Broiler_Codes & Standards Forecast | F8 | Commercial | Grocery | New | Food Preparation | Natural Gas | Broiler | Codes & Standards Forecast | Avg. Replacement Winter Demand (kW) | 0 | 0 | 0 | 0 | 0 | 0 | 0 | 0 | 0 | 0 | 0 | 0 | 0 | 0 | 0 | 0 | 0 | 0 | 0 | 0 | 0 | 0 | 0 | 0 | 0 | 0 | 0 | 0 | 0 | 0 | 0 | 0 | 0
F1_Commercial_Grocery_New_Food Preparation_Natural Gas_Griddle_Codes & Standards Forecast | F1 | Commercial | Grocery | New | Food Preparation | Natural Gas | Griddle | Codes & Standards Forecast | Units | 0 | 2521.8467 | 14685.65 | 22459.1723 | 31753.5736 | 41332.3042 | 50959.1695 | 59291.1905 | 67506.4424 | 75913.9849 | 84458.3825 | 92937.8697 | 101284.7295 | 109517.8165 | 117762.8045 | 125982.8568 | 134250.5462 | 142325.3533 | 150079.4256 | 157583.3105 | 165090.8822 | 172750.4724 | 180509.8872 | 188351.4019 | 196277.16 | 204225.2488 | 212204.4094 | 220188.9443 | 228208.7027 | 236245.9426 | 244342.9808 | 252445.9048 | 255888.1009
F2_Commercial_Grocery_New_Food Preparation_Natural Gas_Griddle_Codes & Standards Forecast | F2 | Commercial | Grocery | New | Food Preparation | Natural Gas | Griddle | Codes & Standards Forecast | Usage (MMtherm) | 0 | 0.00013636 | 0.00088461 | 0.0012653 | 0.0017399 | 0.0022291 | 0.0027207 | 0.0031462 | 0.0035657 | 0.0039951 | 0.0044314 | 0.0048644 | 0.0052866 | 0.0056842 | 0.0060869 | 0.0064921 | 0.0069026 | 0.0073002 | 0.0076641 | 0.0080473 | 0.0084307 | 0.0088218 | 0.0092181 | 0.0096185 | 0.010023 | 0.010429 | 0.010837 | 0.011244 | 0.011654 | 0.012064 | 0.012478 | 0.012892 | 0.013067
F3_Commercial_Grocery_New_Food Preparation_Natural Gas_Griddle_Codes & Standards Forecast | F3 | Commercial | Grocery | New | Food Preparation | Natural Gas | Griddle | Codes & Standards Forecast | Summer Peak Demand (MW) | 0 | 0 | 0 | 0 | 0 | 0 | 0 | 0 | 0 | 0 | 0 | 0 | 0 | 0 | 0 | 0 | 0 | 0 | 0 | 0 | 0 | 0 | 0 | 0 | 0 | 0 | 0 | 0 | 0 | 0 | 0 | 0 | 0
F4_Commercial_Grocery_New_Food Preparation_Natural Gas_Griddle_Codes & Standards Forecast | F4 | Commercial | Grocery | New | Food Preparation | Natural Gas | Griddle | Codes & Standards Forecast | Winter Peak Demand (MW) | 0 | 0 | 0 | 0 | 0 | 0 | 0 | 0 | 0 | 0 | 0 | 0 | 0 | 0 | 0 | 0 | 0 | 0 | 0 | 0 | 0 | 0 | 0 | 0 | 0 | 0 | 0 | 0 | 0 | 0 | 0 | 0 | 0
F5_Commercial_Grocery_New_Food Preparation_Natural Gas_Griddle_Codes & Standards Forecast | F5 | Commercial | Grocery | New | Food Preparation | Natural Gas | Griddle | Codes & Standards Forecast | Turnover | 0 | 2521.8467 | 12163.8033 | 7773.5223 | 9294.4013 | 9578.7306 | 9626.8653 | 8332.021 | 8215.252 | 8407.5425 | 8544.3976 | 8479.4872 | 8851.2291 | 11069.3431 | 12068.6974 | 13137.9001 | 14117.7136 | 15341.2867 | 17761.2412 | 16001.7846 | 16386.0892 | 16545.819 | 16576.9135 | 16326.3237 | 16896.8637 | 17589.1206 | 18355.4417 | 19092.0867 | 20071.5071 | 21812.3524 | 22579.4598 | 23246.3642 | 19122.9643
F6_Commercial_Grocery_New_Food Preparation_Natural Gas_Griddle_Codes & Standards Forecast | F6 | Commercial | Grocery | New | Food Preparation | Natural Gas | Griddle | Codes & Standards Forecast | Avg. Replacement Usage (kWh) | 0.055984 | 0.054073 | 0.060236 | 0.051067 | 0.051067 | 0.051067 | 0.051067 | 0.051067 | 0.051067 | 0.051067 | 0.051067 | 0.051067 | 0.051067 | 0.051067 | 0.051067 | 0.051067 | 0.051067 | 0.051067 | 0.051067 | 0.051067 | 0.051067 | 0.051067 | 0.051067 | 0.051067 | 0.051067 | 0.051067 | 0.051067 | 0.051067 | 0.051067 | 0.051067 | 0.051067 | 0.051067 | 0.051067
F7_Commercial_Grocery_New_Food Preparation_Natural Gas_Griddle_Codes & Standards Forecast | F7 | Commercial | Grocery | New | Food Preparation | Natural Gas | Griddle | Codes & Standards Forecast | Avg. Replacement Summer Demand (kW) | 0 | 0 | 0 | 0 | 0 | 0 | 0 | 0 | 0 | 0 | 0 | 0 | 0 | 0 | 0 | 0 | 0 | 0 | 0 | 0 | 0 | 0 | 0 | 0 | 0 | 0 | 0 | 0 | 0 | 0 | 0 | 0 | 0
F8_Commercial_Grocery_New_Food Preparation_Natural Gas_Griddle_Codes & Standards Forecast | F8 | Commercial | Grocery | New | Food Preparation | Natural Gas | Griddle | Codes & Standards Forecast | Avg. Replacement Winter Demand (kW) | 0 | 0 | 0 | 0 | 0 | 0 | 0 | 0 | 0 | 0 | 0 | 0 | 0 | 0 | 0 | 0 | 0 | 0 | 0 | 0 | 0 | 0 | 0 | 0 | 0 | 0 | 0 | 0 | 0 | 0 | 0 | 0 | 0
F1_Commercial_Grocery_New_Food Preparation_Natural Gas_Range_Codes & Standards Forecast | F1 | Commercial | Grocery | New | Food Preparation | Natural Gas | Range | Codes & Standards Forecast | Units | 0 | 2521.8467 | 14685.65 | 22459.1723 | 31753.5736 | 41332.3042 | 50959.1695 | 59291.1905 | 67506.4424 | 75913.9849 | 84458.3825 | 92937.8697 | 101284.7295 | 109517.8165 | 117762.8045 | 125982.8568 | 134250.5462 | 142325.3533 | 150079.4256 | 157583.3105 | 165090.8822 | 172750.4724 | 180509.8872 | 188351.4019 | 196277.16 | 204225.2488 | 212204.4094 | 220188.9443 | 228208.7027 | 236245.9426 | 244342.9808 | 252445.9048 | 255888.1009
F2_Commercial_Grocery_New_Food Preparation_Natural Gas_Range_Codes & Standards Forecast | F2 | Commercial | Grocery | New | Food Preparation | Natural Gas | Range | Codes & Standards Forecast | Usage (MMtherm) | 0 | 0.00015936 | 0.0010338 | 0.0015519 | 0.0021942 | 0.0028561 | 0.0035213 | 0.0040971 | 0.0046647 | 0.0052457 | 0.0058361 | 0.0064221 | 0.0069988 | 0.0075678 | 0.0081375 | 0.0087055 | 0.0092768 | 0.0098348 | 0.010371 | 0.010889 | 0.011408 | 0.011937 | 0.012473 | 0.013015 | 0.013563 | 0.014112 | 0.014663 | 0.015215 | 0.015769 | 0.016325 | 0.016884 | 0.017444 | 0.017682
F3_Commercial_Grocery_New_Food Preparation_Natural Gas_Range_Codes & Standards Forecast | F3 | Commercial | Grocery | New | Food Preparation | Natural Gas | Range | Codes & Standards Forecast | Summer Peak Demand (MW) | 0 | 0 | 0 | 0 | 0 | 0 | 0 | 0 | 0 | 0 | 0 | 0 | 0 | 0 | 0 | 0 | 0 | 0 | 0 | 0 | 0 | 0 | 0 | 0 | 0 | 0 | 0 | 0 | 0 | 0 | 0 | 0 | 0
F4_Commercial_Grocery_New_Food Preparation_Natural Gas_Range_Codes & Standards Forecast | F4 | Commercial | Grocery | New | Food Preparation | Natural Gas | Range | Codes & Standards Forecast | Winter Peak Demand (MW) | 0 | 0 | 0 | 0 | 0 | 0 | 0 | 0 | 0 | 0 | 0 | 0 | 0 | 0 | 0 | 0 | 0 | 0 | 0 | 0 | 0 | 0 | 0 | 0 | 0 | 0 | 0 | 0 | 0 | 0 | 0 | 0 | 0
F5_Commercial_Grocery_New_Food Preparation_Natural Gas_Range_Codes & Standards Forecast | F5 | Commercial | Grocery | New | Food Preparation | Natural Gas | Range | Codes & Standards Forecast | Turnover | 0 | 2521.8467 | 12163.8033 | 7773.5223 | 9294.4013 | 9578.7306 | 9626.8653 | 8332.021 | 8215.252 | 8407.5425 | 9048.7669 | 11315.7434 | 12170.5691 | 13150.9347 | 14095.0124 | 15486.5318 | 18274.8582 | 16572.7068 | 16632.5898 | 16490.9876 | 16973.0206 | 17326.6276 | 18092.6213 | 18977.4901 | 20099.938 | 21936.6787 | 22708.6612 | 23351.6504 | 23859.1326 | 24468.1219 | 25438.0122 | 25148.0188 | 20889.4679
F6_Commercial_Grocery_New_Food Preparation_Natural Gas_Range_Codes & Standards Forecast | F6 | Commercial | Grocery | New | Food Preparation | Natural Gas | Range | Codes & Standards Forecast | Avg. Replacement Usage (kWh) | 0.065426 | 0.063193 | 0.070396 | 0.069101 | 0.069101 | 0.069101 | 0.069101 | 0.069101 | 0.069101 | 0.069101 | 0.069101 | 0.069101 | 0.069101 | 0.069101 | 0.069101 | 0.069101 | 0.069101 | 0.069101 | 0.069101 | 0.069101 | 0.069101 | 0.069101 | 0.069101 | 0.069101 | 0.069101 | 0.069101 | 0.069101 | 0.069101 | 0.069101 | 0.069101 | 0.069101 | 0.069101 | 0.069101
F7_Commercial_Grocery_New_Food Preparation_Natural Gas_Range_Codes & Standards Forecast | F7 | Commercial | Grocery | New | Food Preparation | Natural Gas | Range | Codes & Standards Forecast | Avg. Replacement Summer Demand (kW) | 0 | 0 | 0 | 0 | 0 | 0 | 0 | 0 | 0 | 0 | 0 | 0 | 0 | 0 | 0 | 0 | 0 | 0 | 0 | 0 | 0 | 0 | 0 | 0 | 0 | 0 | 0 | 0 | 0 | 0 | 0 | 0 | 0
F8_Commercial_Grocery_New_Food Preparation_Natural Gas_Range_Codes & Standards Forecast | F8 | Commercial | Grocery | New | Food Preparation | Natural Gas | Range | Codes & Standards Forecast | Avg. Replacement Winter Demand (kW) | 0 | 0 | 0 | 0 | 0 | 0 | 0 | 0 | 0 | 0 | 0 | 0 | 0 | 0 | 0 | 0 | 0 | 0 | 0 | 0 | 0 | 0 | 0 | 0 | 0 | 0 | 0 | 0 | 0 | 0 | 0 | 0 | 0
F1_Commercial_Grocery_New_Food Preparation_Natural Gas_Steamer_Codes & Standards Forecast | F1 | Commercial | Grocery | New | Food Preparation | Natural Gas | Steamer | Codes & Standards Forecast | Units | 0 | 123.9217 | 721.6421 | 1103.6273 | 1560.3474 | 2031.0392 | 2504.0963 | 2913.5258 | 3317.2172 | 3730.3577 | 4150.2232 | 4566.899 | 4977.0576 | 5381.6255 | 5786.7781 | 6190.7055 | 6596.9737 | 6993.7638 | 7374.7933 | 7743.5287 | 8112.4453 | 8488.8319 | 8870.1239 | 9255.4502 | 9644.9162 | 10035.4795 | 10427.5696 | 10819.9238 | 11214.0088 | 11608.9529 | 12006.8355 | 12405.0072 | 12574.1542
F2_Commercial_Grocery_New_Food Preparation_Natural Gas_Steamer_Codes & Standards Forecast | F2 | Commercial | Grocery | New | Food Preparation | Natural Gas | Steamer | Codes & Standards Forecast | Usage (MMtherm) | 0 | 1.8451e-05 | 0.0001197 | 0.00013047 | 0.00014598 | 0.00016196 | 0.00017803 | 0.00019193 | 0.00020564 | 0.00021967 | 0.00023216 | 0.00023617 | 0.00024109 | 0.00024683 | 0.00025347 | 0.00026086 | 0.00026903 | 0.00027751 | 0.00028601 | 0.00028966 | 0.00027551 | 0.00028829 | 0.00030124 | 0.00031433 | 0.00032755 | 0.00034082 | 0.00035413 | 0.00036746 | 0.00038084 | 0.00039426 | 0.00040777 | 0.00042129 | 0.00042703
F3_Commercial_Grocery_New_Food Preparation_Natural Gas_Steamer_Codes & Standards Forecast | F3 | Commercial | Grocery | New | Food Preparation | Natural Gas | Steamer | Codes & Standards Forecast | Summer Peak Demand (MW) | 0 | 0 | 0 | 0 | 0 | 0 | 0 | 0 | 0 | 0 | 0 | 0 | 0 | 0 | 0 | 0 | 0 | 0 | 0 | 0 | 0 | 0 | 0 | 0 | 0 | 0 | 0 | 0 | 0 | 0 | 0 | 0 | 0
F4_Commercial_Grocery_New_Food Preparation_Natural Gas_Steamer_Codes & Standards Forecast | F4 | Commercial | Grocery | New | Food Preparation | Natural Gas | Steamer | Codes & Standards Forecast | Winter Peak Demand (MW) | 0 | 0 | 0 | 0 | 0 | 0 | 0 | 0 | 0 | 0 | 0 | 0 | 0 | 0 | 0 | 0 | 0 | 0 | 0 | 0 | 0 | 0 | 0 | 0 | 0 | 0 | 0 | 0 | 0 | 0 | 0 | 0 | 0
F5_Commercial_Grocery_New_Food Preparation_Natural Gas_Steamer_Codes & Standards Forecast | F5 | Commercial | Grocery | New | Food Preparation | Natural Gas | Steamer | Codes & Standards Forecast | Turnover | 0 | 123.9217 | 597.7204 | 381.9852 | 456.7201 | 470.6918 | 473.0571 | 409.4294 | 403.6915 | 413.1405 | 433.6345 | 495.3284 | 522.5148 | 555.1867 | 591.3352 | 621.9848 | 645.5892 | 654.3745 | 655.8979 | 699.4057 | 863.7867 | 807.8936 | 849.5554 | 871.5669 | 891.5177 | 888.9697 | 906.0593 | 925.0031 | 951.5735 | 1005.4641 | 1038.7049 | 1072.2479 | 876.2983
F6_Commercial_Grocery_New_Food Preparation_Natural Gas_Steamer_Codes & Standards Forecast | F6 | Commercial | Grocery | New | Food Preparation | Natural Gas | Steamer | Codes & Standards Forecast | Avg. Replacement Usage (kWh) | 0.15416 | 0.14889 | 0.16587 | 0.033961 | 0.033961 | 0.033961 | 0.033961 | 0.033961 | 0.033961 | 0.033961 | 0.033961 | 0.033961 | 0.033961 | 0.033961 | 0.033961 | 0.033961 | 0.033961 | 0.033961 | 0.033961 | 0.033961 | 0.033961 | 0.033961 | 0.033961 | 0.033961 | 0.033961 | 0.033961 | 0.033961 | 0.033961 | 0.033961 | 0.033961 | 0.033961 | 0.033961 | 0.033961
F7_Commercial_Grocery_New_Food Preparation_Natural Gas_Steamer_Codes & Standards Forecast | F7 | Commercial | Grocery | New | Food Preparation | Natural Gas | Steamer | Codes & Standards Forecast | Avg. Replacement Summer Demand (kW) | 0 | 0 | 0 | 0 | 0 | 0 | 0 | 0 | 0 | 0 | 0 | 0 | 0 | 0 | 0 | 0 | 0 | 0 | 0 | 0 | 0 | 0 | 0 | 0 | 0 | 0 | 0 | 0 | 0 | 0 | 0 | 0 | 0
F8_Commercial_Grocery_New_Food Preparation_Natural Gas_Steamer_Codes & Standards Forecast | F8 | Commercial | Grocery | New | Food Preparation | Natural Gas | Steamer | Codes & Standards Forecast | Avg. Replacement Winter Demand (kW) | 0 | 0 | 0 | 0 | 0 | 0 | 0 | 0 | 0 | 0 | 0 | 0 | 0 | 0 | 0 | 0 | 0 | 0 | 0 | 0 | 0 | 0 | 0 | 0 | 0 | 0 | 0 | 0 | 0 | 0 | 0 | 0 | 0
F1_Commercial_Grocery_New_Food Preparation_Natural Gas_Food Prep Other_Codes & Standards Forecast | F1 | Commercial | Grocery | New | Food Preparation | Natural Gas | Food Prep Other | Codes & Standards Forecast | Units | 0 | 0 | 0 | 0 | 0 | 0 | 0 | 0 | 0 | 0 | 0 | 0 | 0 | 0 | 0 | 0 | 0 | 0 | 0 | 0 | 0 | 0 | 0 | 0 | 0 | 0 | 0 | 0 | 0 | 0 | 0 | 0 | 0
F2_Commercial_Grocery_New_Food Preparation_Natural Gas_Food Prep Other_Codes & Standards Forecast | F2 | Commercial | Grocery | New | Food Preparation | Natural Gas | Food Prep Other | Codes & Standards Forecast | Usage (MMtherm) | 0 | 0 | 0 | 0 | 0 | 0 | 0 | 0 | 0 | 0 | 0 | 0 | 0 | 0 | 0 | 0 | 0 | 0 | 0 | 0 | 0 | 0 | 0 | 0 | 0 | 0 | 0 | 0 | 0 | 0 | 0 | 0 | 0
F3_Commercial_Grocery_New_Food Preparation_Natural Gas_Food Prep Other_Codes & Standards Forecast | F3 | Commercial | Grocery | New | Food Preparation | Natural Gas | Food Prep Other | Codes & Standards Forecast | Summer Peak Demand (MW) | 0 | 0 | 0 | 0 | 0 | 0 | 0 | 0 | 0 | 0 | 0 | 0 | 0 | 0 | 0 | 0 | 0 | 0 | 0 | 0 | 0 | 0 | 0 | 0 | 0 | 0 | 0 | 0 | 0 | 0 | 0 | 0 | 0
F4_Commercial_Grocery_New_Food Preparation_Natural Gas_Food Prep Other_Codes & Standards Forecast | F4 | Commercial | Grocery | New | Food Preparation | Natural Gas | Food Prep Other | Codes & Standards Forecast | Winter Peak Demand (MW) | 0 | 0 | 0 | 0 | 0 | 0 | 0 | 0 | 0 | 0 | 0 | 0 | 0 | 0 | 0 | 0 | 0 | 0 | 0 | 0 | 0 | 0 | 0 | 0 | 0 | 0 | 0 | 0 | 0 | 0 | 0 | 0 | 0
F5_Commercial_Grocery_New_Food Preparation_Natural Gas_Food Prep Other_Codes & Standards Forecast | F5 | Commercial | Grocery | New | Food Preparation | Natural Gas | Food Prep Other | Codes & Standards Forecast | Turnover | 0 | 0 | 0 | 0 | 0 | 0 | 0 | 0 | 0 | 0 | 0 | 0 | 0 | 0 | 0 | 0 | 0 | 0 | 0 | 0 | 0 | 0 | 0 | 0 | 0 | 0 | 0 | 0 | 0 | 0 | 0 | 0 | 0
F6_Commercial_Grocery_New_Food Preparation_Natural Gas_Food Prep Other_Codes & Standards Forecast | F6 | Commercial | Grocery | New | Food Preparation | Natural Gas | Food Prep Other | Codes & Standards Forecast | Avg. Replacement Usage (kWh) | 0.023277 | 0.022483 | 0.025045 | 0.024585 | 0.024585 | 0.024585 | 0.024585 | 0.024585 | 0.024585 | 0.024585 | 0.024585 | 0.024585 | 0.024585 | 0.024585 | 0.024585 | 0.024585 | 0.024585 | 0.024585 | 0.024585 | 0.024585 | 0.024585 | 0.024585 | 0.024585 | 0.024585 | 0.024585 | 0.024585 | 0.024585 | 0.024585 | 0.024585 | 0.024585 | 0.024585 | 0.024585 | 0.024585
F7_Commercial_Grocery_New_Food Preparation_Natural Gas_Food Prep Other_Codes & Standards Forecast | F7 | Commercial | Grocery | New | Food Preparation | Natural Gas | Food Prep Other | Codes & Standards Forecast | Avg. Replacement Summer Demand (kW) | 0 | 0 | 0 | 0 | 0 | 0 | 0 | 0 | 0 | 0 | 0 | 0 | 0 | 0 | 0 | 0 | 0 | 0 | 0 | 0 | 0 | 0 | 0 | 0 | 0 | 0 | 0 | 0 | 0 | 0 | 0 | 0 | 0
F8_Commercial_Grocery_New_Food Preparation_Natural Gas_Food Prep Other_Codes & Standards Forecast | F8 | Commercial | Grocery | New | Food Preparation | Natural Gas | Food Prep Other | Codes & Standards Forecast | Avg. Replacement Winter Demand (kW) | 0 | 0 | 0 | 0 | 0 | 0 | 0 | 0 | 0 | 0 | 0 | 0 | 0 | 0 | 0 | 0 | 0 | 0 | 0 | 0 | 0 | 0 | 0 | 0 | 0 | 0 | 0 | 0 | 0 | 0 | 0 | 0 | 0
F1_Commercial_Grocery_New_Miscellaneous_Natural Gas_Pool Heater_Codes & Standards Forecast | F1 | Commercial | Grocery | New | Miscellaneous | Natural Gas | Pool Heater | Codes & Standards Forecast | Units | 0 | 0 | 0 | 0 | 0 | 0 | 0 | 0 | 0 | 0 | 0 | 0 | 0 | 0 | 0 | 0 | 0 | 0 | 0 | 0 | 0 | 0 | 0 | 0 | 0 | 0 | 0 | 0 | 0 | 0 | 0 | 0 | 0
F2_Commercial_Grocery_New_Miscellaneous_Natural Gas_Pool Heater_Codes & Standards Forecast | F2 | Commercial | Grocery | New | Miscellaneous | Natural Gas | Pool Heater | Codes & Standards Forecast | Usage (MMtherm) | 0 | 0 | 0 | 0 | 0 | 0 | 0 | 0 | 0 | 0 | 0 | 0 | 0 | 0 | 0 | 0 | 0 | 0 | 0 | 0 | 0 | 0 | 0 | 0 | 0 | 0 | 0 | 0 | 0 | 0 | 0 | 0 | 0
F3_Commercial_Grocery_New_Miscellaneous_Natural Gas_Pool Heater_Codes & Standards Forecast | F3 | Commercial | Grocery | New | Miscellaneous | Natural Gas | Pool Heater | Codes & Standards Forecast | Summer Peak Demand (MW) | 0 | 0 | 0 | 0 | 0 | 0 | 0 | 0 | 0 | 0 | 0 | 0 | 0 | 0 | 0 | 0 | 0 | 0 | 0 | 0 | 0 | 0 | 0 | 0 | 0 | 0 | 0 | 0 | 0 | 0 | 0 | 0 | 0
F4_Commercial_Grocery_New_Miscellaneous_Natural Gas_Pool Heater_Codes & Standards Forecast | F4 | Commercial | Grocery | New | Miscellaneous | Natural Gas | Pool Heater | Codes & Standards Forecast | Winter Peak Demand (MW) | 0 | 0 | 0 | 0 | 0 | 0 | 0 | 0 | 0 | 0 | 0 | 0 | 0 | 0 | 0 | 0 | 0 | 0 | 0 | 0 | 0 | 0 | 0 | 0 | 0 | 0 | 0 | 0 | 0 | 0 | 0 | 0 | 0
F5_Commercial_Grocery_New_Miscellaneous_Natural Gas_Pool Heater_Codes & Standards Forecast | F5 | Commercial | Grocery | New | Miscellaneous | Natural Gas | Pool Heater | Codes & Standards Forecast | Turnover | 0 | 0 | 0 | 0 | 0 | 0 | 0 | 0 | 0 | 0 | 0 | 0 | 0 | 0 | 0 | 0 | 0 | 0 | 0 | 0 | 0 | 0 | 0 | 0 | 0 | 0 | 0 | 0 | 0 | 0 | 0 | 0 | 0
F6_Commercial_Grocery_New_Miscellaneous_Natural Gas_Pool Heater_Codes & Standards Forecast | F6 | Commercial | Grocery | New | Miscellaneous | Natural Gas | Pool Heater | Codes & Standards Forecast | Avg. Replacement Usage (kWh) | 0.010152 | 0.0098057 | 0.010923 | 0.010722 | 0.010722 | 0.010722 | 0.010722 | 0.010722 | 0.010722 | 0.010722 | 0.010722 | 0.010722 | 0.010722 | 0.010722 | 0.010722 | 0.010722 | 0.010722 | 0.010722 | 0.010722 | 0.010722 | 0.010722 | 0.010722 | 0.010722 | 0.010722 | 0.010722 | 0.010722 | 0.010722 | 0.010722 | 0.010722 | 0.010722 | 0.010722 | 0.010722 | 0.010722
F7_Commercial_Grocery_New_Miscellaneous_Natural Gas_Pool Heater_Codes & Standards Forecast | F7 | Commercial | Grocery | New | Miscellaneous | Natural Gas | Pool Heater | Codes & Standards Forecast | Avg. Replacement Summer Demand (kW) | 0 | 0 | 0 | 0 | 0 | 0 | 0 | 0 | 0 | 0 | 0 | 0 | 0 | 0 | 0 | 0 | 0 | 0 | 0 | 0 | 0 | 0 | 0 | 0 | 0 | 0 | 0 | 0 | 0 | 0 | 0 | 0 | 0
F8_Commercial_Grocery_New_Miscellaneous_Natural Gas_Pool Heater_Codes & Standards Forecast | F8 | Commercial | Grocery | New | Miscellaneous | Natural Gas | Pool Heater | Codes & Standards Forecast | Avg. Replacement Winter Demand (kW) | 0 | 0 | 0 | 0 | 0 | 0 | 0 | 0 | 0 | 0 | 0 | 0 | 0 | 0 | 0 | 0 | 0 | 0 | 0 | 0 | 0 | 0 | 0 | 0 | 0 | 0 | 0 | 0 | 0 | 0 | 0 | 0 | 0
F1_Commercial_Grocery_New_Miscellaneous_Natural Gas_Miscellaneous_Codes & Standards Forecast | F1 | Commercial | Grocery | New | Miscellaneous | Natural Gas | Miscellaneous | Codes & Standards Forecast | Units | 0 | 17608.6842 | 102541.9073 | 156820.1855 | 221717.9347 | 288601.0013 | 355820.1661 | 413998.1371 | 471360.7736 | 530066.0701 | 589726.9515 | 648934.5993 | 707216.1812 | 764703.35 | 822273.6176 | 879669.7724 | 937398.5505 | 993780.5373 | 1047923.007 | 1100318.5544 | 1152739.8441 | 1206222.597 | 1260402.3704 | 1315155.4024 | 1370496.6609 | 1425993.8428 | 1481707.9811 | 1537459.6459 | 1593457.2571 | 1649576.9328 | 1706114.1464 | 1762692.4581 | 1786727.4411
F2_Commercial_Grocery_New_Miscellaneous_Natural Gas_Miscellaneous_Codes & Standards Forecast | F2 | Commercial | Grocery | New | Miscellaneous | Natural Gas | Miscellaneous | Codes & Standards Forecast | Usage (MMtherm) | 0 | 5.1824e-05 | 0.00033619 | 0.00050468 | 0.00071354 | 0.00092878 | 0.0011451 | 0.0013323 | 0.0015169 | 0.0017059 | 0.0018979 | 0.0020884 | 0.002276 | 0.002461 | 0.0026463 | 0.002831 | 0.0030167 | 0.0031982 | 0.0033724 | 0.0035411 | 0.0037098 | 0.0038819 | 0.0040562 | 0.0042324 | 0.0044105 | 0.0045891 | 0.0047684 | 0.0049479 | 0.0051281 | 0.0053087 | 0.0054906 | 0.0056727 | 0.0057501
F3_Commercial_Grocery_New_Miscellaneous_Natural Gas_Miscellaneous_Codes & Standards Forecast | F3 | Commercial | Grocery | New | Miscellaneous | Natural Gas | Miscellaneous | Codes & Standards Forecast | Summer Peak Demand (MW) | 0 | 0 | 0 | 0 | 0 | 0 | 0 | 0 | 0 | 0 | 0 | 0 | 0 | 0 | 0 | 0 | 0 | 0 | 0 | 0 | 0 | 0 | 0 | 0 | 0 | 0 | 0 | 0 | 0 | 0 | 0 | 0 | 0
F4_Commercial_Grocery_New_Miscellaneous_Natural Gas_Miscellaneous_Codes & Standards Forecast | F4 | Commercial | Grocery | New | Miscellaneous | Natural Gas | Miscellaneous | Codes & Standards Forecast | Winter Peak Demand (MW) | 0 | 0 | 0 | 0 | 0 | 0 | 0 | 0 | 0 | 0 | 0 | 0 | 0 | 0 | 0 | 0 | 0 | 0 | 0 | 0 | 0 | 0 | 0 | 0 | 0 | 0 | 0 | 0 | 0 | 0 | 0 | 0 | 0
F5_Commercial_Grocery_New_Miscellaneous_Natural Gas_Miscellaneous_Codes & Standards Forecast | F5 | Commercial | Grocery | New | Miscellaneous | Natural Gas | Miscellaneous | Codes & Standards Forecast | Turnover | 0 | 17608.6842 | 84933.2232 | 54278.2782 | 67413.2755 | 81172.5496 | 87221.3328 | 84953.1544 | 91908.8722 | 100776.5461 | 107858.1174 | 118779.8193 | 143355.5786 | 136884.5023 | 146420.646 | 158041.8532 | 165313.8048 | 168854.1091 | 175151.1517 | 182317.1928 | 189967.9821 | 199583.6269 | 212614.7305 | 215807.3126 | 224678.155 | 234402.548 | 242009.9462 | 248562.1581 | 256584.515 | 264712.0343 | 273068.6558 | 281633.2082 | 258551.8902
F6_Commercial_Grocery_New_Miscellaneous_Natural Gas_Miscellaneous_Codes & Standards Forecast | F6 | Commercial | Grocery | New | Miscellaneous | Natural Gas | Miscellaneous | Codes & Standards Forecast | Avg. Replacement Usage (kWh) | 0.0030471 | 0.0029431 | 0.0032785 | 0.0032182 | 0.0032182 | 0.0032182 | 0.0032182 | 0.0032182 | 0.0032182 | 0.0032182 | 0.0032182 | 0.0032182 | 0.0032182 | 0.0032182 | 0.0032182 | 0.0032182 | 0.0032182 | 0.0032182 | 0.0032182 | 0.0032182 | 0.0032182 | 0.0032182 | 0.0032182 | 0.0032182 | 0.0032182 | 0.0032182 | 0.0032182 | 0.0032182 | 0.0032182 | 0.0032182 | 0.0032182 | 0.0032182 | 0.0032182
F7_Commercial_Grocery_New_Miscellaneous_Natural Gas_Miscellaneous_Codes & Standards Forecast | F7 | Commercial | Grocery | New | Miscellaneous | Natural Gas | Miscellaneous | Codes & Standards Forecast | Avg. Replacement Summer Demand (kW) | 0 | 0 | 0 | 0 | 0 | 0 | 0 | 0 | 0 | 0 | 0 | 0 | 0 | 0 | 0 | 0 | 0 | 0 | 0 | 0 | 0 | 0 | 0 | 0 | 0 | 0 | 0 | 0 | 0 | 0 | 0 | 0 | 0
F8_Commercial_Grocery_New_Miscellaneous_Natural Gas_Miscellaneous_Codes & Standards Forecast | F8 | Commercial | Grocery | New | Miscellaneous | Natural Gas | Miscellaneous | Codes & Standards Forecast | Avg. Replacement Winter Demand (kW) | 0 | 0 | 0 | 0 | 0 | 0 | 0 | 0 | 0 | 0 | 0 | 0 | 0 | 0 | 0 | 0 | 0 | 0 | 0 | 0 | 0 | 0 | 0 | 0 | 0 | 0 | 0 | 0 | 0 | 0 | 0 | 0 | 0
F1_Commercial_School_Existing_Space Heating_Natural Gas_Furnace_Codes & Standards Forecast | F1 | Commercial | School | Existing | Space Heating | Natural Gas | Furnace | Codes & Standards Forecast | Units | 1013223.7453 | 1008068.6916 | 1002913.6379 | 996688.224 | 1019976.5274 | 1017235.4213 | 1014815.5639 | 1012636.0257 | 1010530.3894 | 1008437.7911 | 1006334.7186 | 1004234.4623 | 1002152.106 | 1000092.8353 | 998043.6484 | 996002.5869 | 993959.6702 | 991939.7963 | 989971.3367 | 988059.6707 | 986175.9471 | 984287.2881 | 982383.7719 | 980462.6045 | 978522.1426 | 976569.2492 | 974606.2977 | 972637.6328 | 970661.7363 | 968680.0427 | 966688.037 | 964690.1271 | 977844.0444
F2_Commercial_School_Existing_Space Heating_Natural Gas_Furnace_Codes & Standards Forecast | F2 | Commercial | School | Existing | Space Heating | Natural Gas | Furnace | Codes & Standards Forecast | Usage (MMtherm) | 0.30606 | 0.29385 | 0.32365 | 0.31374 | 0.31889 | 0.3152 | 0.31159 | 0.30804 | 0.30451 | 0.30098 | 0.29745 | 0.29393 | 0.29043 | 0.28694 | 0.28348 | 0.28004 | 0.27663 | 0.27324 | 0.2699 | 0.26665 | 0.26347 | 0.26036 | 0.25724 | 0.25422 | 0.25129 | 0.24846 | 0.24569 | 0.24301 | 0.2404 | 0.23784 | 0.23535 | 0.23291 | 0.23539
F3_Commercial_School_Existing_Space Heating_Natural Gas_Furnace_Codes & Standards Forecast | F3 | Commercial | School | Existing | Space Heating | Natural Gas | Furnace | Codes & Standards Forecast | Summer Peak Demand (MW) | 0 | 0 | 0 | 0 | 0 | 0 | 0 | 0 | 0 | 0 | 0 | 0 | 0 | 0 | 0 | 0 | 0 | 0 | 0 | 0 | 0 | 0 | 0 | 0 | 0 | 0 | 0 | 0 | 0 | 0 | 0 | 0 | 0
F4_Commercial_School_Existing_Space Heating_Natural Gas_Furnace_Codes & Standards Forecast | F4 | Commercial | School | Existing | Space Heating | Natural Gas | Furnace | Codes & Standards Forecast | Winter Peak Demand (MW) | 0 | 0 | 0 | 0 | 0 | 0 | 0 | 0 | 0 | 0 | 0 | 0 | 0 | 0 | 0 | 0 | 0 | 0 | 0 | 0 | 0 | 0 | 0 | 0 | 0 | 0 | 0 | 0 | 0 | 0 | 0 | 0 | 0
F5_Commercial_School_Existing_Space Heating_Natural Gas_Furnace_Codes & Standards Forecast | F5 | Commercial | School | Existing | Space Heating | Natural Gas | Furnace | Codes & Standards Forecast | Turnover | 0 | 20228.8032 | 21931.4791 | 23452.1838 | 48269.8784 | 26322.3909 | 27556.3299 | 28691.3973 | 29731.8305 | 30683.6297 | 31553.1052 | 32347.1149 | 33072.1137 | 33733.7975 | 34336.8126 | 34885.7558 | 35384.5648 | 35838.0778 | 36250.9991 | 34888.1963 | 33764.0973 | 32848.0615 | 33838.8661 | 33126.3942 | 32561.6009 | 32125.2995 | 31800.2757 | 31571.2945 | 31424.6533 | 31348.2958 | 31331.3638 | 31364.535 | 50827.1493
F6_Commercial_School_Existing_Space Heating_Natural Gas_Furnace_Codes & Standards Forecast | F6 | Commercial | School | Existing | Space Heating | Natural Gas | Furnace | Codes & Standards Forecast | Avg. Replacement Usage (kWh) | 0.2947 | 0.28464 | 0.31541 | 0.30796 | 0.30631 | 0.27386 | 0.27237 | 0.27089 | 0.26941 | 0.26793 | 0.26645 | 0.26497 | 0.26349 | 0.26201 | 0.26053 | 0.25905 | 0.25757 | 0.25609 | 0.25461 | 0.25313 | 0.25164 | 0.25017 | 0.24869 | 0.24721 | 0.24573 | 0.24425 | 0.24277 | 0.24129 | 0.23981 | 0.23833 | 0.23685 | 0.23537 | 0.23537
F7_Commercial_School_Existing_Space Heating_Natural Gas_Furnace_Codes & Standards Forecast | F7 | Commercial | School | Existing | Space Heating | Natural Gas | Furnace | Codes & Standards Forecast | Avg. Replacement Summer Demand (kW) | 0 | 0 | 0 | 0 | 0 | 0 | 0 | 0 | 0 | 0 | 0 | 0 | 0 | 0 | 0 | 0 | 0 | 0 | 0 | 0 | 0 | 0 | 0 | 0 | 0 | 0 | 0 | 0 | 0 | 0 | 0 | 0 | 0
F8_Commercial_School_Existing_Space Heating_Natural Gas_Furnace_Codes & Standards Forecast | F8 | Commercial | School | Existing | Space Heating | Natural Gas | Furnace | Codes & Standards Forecast | Avg. Replacement Winter Demand (kW) | 0 | 0 | 0 | 0 | 0 | 0 | 0 | 0 | 0 | 0 | 0 | 0 | 0 | 0 | 0 | 0 | 0 | 0 | 0 | 0 | 0 | 0 | 0 | 0 | 0 | 0 | 0 | 0 | 0 | 0 | 0 | 0 | 0
F1_Commercial_School_Existing_Space Heating_Natural Gas_Boiler_Codes & Standards Forecast | F1 | Commercial | School | Existing | Space Heating | Natural Gas | Boiler | Codes & Standards Forecast | Units | 2487975.3735 | 2475317.1164 | 2462658.8593 | 2447372.3281 | 2504556.8597 | 2497826.0616 | 2491884.0911 | 2486532.2253 | 2481361.8262 | 2476223.4418 | 2471059.3381 | 2465902.1495 | 2460788.9143 | 2455732.3662 | 2450700.5786 | 2445688.7432 | 2440672.3523 | 2435712.5429 | 2430878.9818 | 2426184.8773 | 2421559.3857 | 2416921.7753 | 2412247.6829 | 2407530.2477 | 2402765.435 | 2397970.0968 | 2393150.0607 | 2388315.9953 | 2383464.1729 | 2378598.1155 | 2373706.7365 | 2368800.8601 | 2401100.362
F2_Commercial_School_Existing_Space Heating_Natural Gas_Boiler_Codes & Standards Forecast | F2 | Commercial | School | Existing | Space Heating | Natural Gas | Boiler | Codes & Standards Forecast | Usage (MMtherm) | 1.99 | 1.9234 | 2.1335 | 2.0835 | 2.1434 | 2.1316 | 2.1202 | 2.1091 | 2.0979 | 2.0865 | 2.0746 | 2.0624 | 2.0498 | 2.0368 | 2.0234 | 2.0095 | 1.995 | 1.9801 | 1.9648 | 1.949 | 1.9327 | 1.9162 | 1.8993 | 1.882 | 1.8639 | 1.8461 | 1.8285 | 1.8112 | 1.7942 | 1.7775 | 1.7609 | 1.7446 | 1.7665
F3_Commercial_School_Existing_Space Heating_Natural Gas_Boiler_Codes & Standards Forecast | F3 | Commercial | School | Existing | Space Heating | Natural Gas | Boiler | Codes & Standards Forecast | Summer Peak Demand (MW) | 0 | 0 | 0 | 0 | 0 | 0 | 0 | 0 | 0 | 0 | 0 | 0 | 0 | 0 | 0 | 0 | 0 | 0 | 0 | 0 | 0 | 0 | 0 | 0 | 0 | 0 | 0 | 0 | 0 | 0 | 0 | 0 | 0
F4_Commercial_School_Existing_Space Heating_Natural Gas_Boiler_Codes & Standards Forecast | F4 | Commercial | School | Existing | Space Heating | Natural Gas | Boiler | Codes & Standards Forecast | Winter Peak Demand (MW) | 0 | 0 | 0 | 0 | 0 | 0 | 0 | 0 | 0 | 0 | 0 | 0 | 0 | 0 | 0 | 0 | 0 | 0 | 0 | 0 | 0 | 0 | 0 | 0 | 0 | 0 | 0 | 0 | 0 | 0 | 0 | 0 | 0
F5_Commercial_School_Existing_Space Heating_Natural Gas_Boiler_Codes & Standards Forecast | F5 | Commercial | School | Existing | Space Heating | Natural Gas | Boiler | Codes & Standards Forecast | Turnover | 0 | 45698.1621 | 49544.6161 | 52979.9854 | 113619.5099 | 59463.9672 | 62251.5144 | 64815.7044 | 67166.1097 | 69316.2849 | 71280.4858 | 73074.2045 | 74712.0233 | 76206.8093 | 77569.0592 | 78809.1569 | 79935.9985 | 80960.5135 | 81893.3292 | 82742.6059 | 83513.0071 | 80295.2417 | 77623.2209 | 75429.5826 | 77874.2541 | 76131.7537 | 74733.0517 | 73633.8968 | 72794.4556 | 72179.5041 | 71757.3169 | 71500.374 | 103832.0912
F6_Commercial_School_Existing_Space Heating_Natural Gas_Boiler_Codes & Standards Forecast | F6 | Commercial | School | Existing | Space Heating | Natural Gas | Boiler | Codes & Standards Forecast | Avg. Replacement Usage (kWh) | 0.96247 | 0.92962 | 1.0301 | 1.0058 | 1.0004 | 0.84681 | 0.84223 | 0.83765 | 0.83307 | 0.82849 | 0.82391 | 0.81933 | 0.81475 | 0.81018 | 0.8056 | 0.80102 | 0.79644 | 0.79187 | 0.78729 | 0.78271 | 0.77813 | 0.77357 | 0.76898 | 0.76441 | 0.75983 | 0.75527 | 0.75068 | 0.74611 | 0.74153 | 0.73696 | 0.73238 | 0.72781 | 0.72781
F7_Commercial_School_Existing_Space Heating_Natural Gas_Boiler_Codes & Standards Forecast | F7 | Commercial | School | Existing | Space Heating | Natural Gas | Boiler | Codes & Standards Forecast | Avg. Replacement Summer Demand (kW) | 0 | 0 | 0 | 0 | 0 | 0 | 0 | 0 | 0 | 0 | 0 | 0 | 0 | 0 | 0 | 0 | 0 | 0 | 0 | 0 | 0 | 0 | 0 | 0 | 0 | 0 | 0 | 0 | 0 | 0 | 0 | 0 | 0
F8_Commercial_School_Existing_Space Heating_Natural Gas_Boiler_Codes & Standards Forecast | F8 | Commercial | School | Existing | Space Heating | Natural Gas | Boiler | Codes & Standards Forecast | Avg. Replacement Winter Demand (kW) | 0 | 0 | 0 | 0 | 0 | 0 | 0 | 0 | 0 | 0 | 0 | 0 | 0 | 0 | 0 | 0 | 0 | 0 | 0 | 0 | 0 | 0 | 0 | 0 | 0 | 0 | 0 | 0 | 0 | 0 | 0 | 0 | 0
F1_Commercial_School_Existing_Space Heating_Natural Gas_Unit Heater_Codes & Standards Forecast | F1 | Commercial | School | Existing | Space Heating | Natural Gas | Unit Heater | Codes & Standards Forecast | Units | 177977.8817 | 177072.3704 | 176166.8591 | 175073.3337 | 179164.0421 | 178682.5529 | 178257.4927 | 177874.6458 | 177504.7801 | 177137.2046 | 176767.7893 | 176398.8686 | 176033.0922 | 175671.3709 | 175311.4208 | 174952.8981 | 174594.0494 | 174239.2483 | 173893.4784 | 173557.6846 | 173226.799 | 172895.0465 | 172560.6842 | 172223.2214 | 171882.3695 | 171539.3339 | 171194.5315 | 170848.7255 | 170501.6493 | 170153.5548 | 169803.6489 | 169452.7059 | 171763.2581
F2_Commercial_School_Existing_Space Heating_Natural Gas_Unit Heater_Codes & Standards Forecast | F2 | Commercial | School | Existing | Space Heating | Natural Gas | Unit Heater | Codes & Standards Forecast | Usage (MMtherm) | 0.026881 | 0.025831 | 0.028476 | 0.027631 | 0.028125 | 0.027742 | 0.02736 | 0.02698 | 0.026597 | 0.026213 | 0.025825 | 0.025455 | 0.025098 | 0.024749 | 0.024398 | 0.024073 | 0.02377 | 0.023487 | 0.023195 | 0.022917 | 0.022652 | 0.022381 | 0.022179 | 0.021981 | 0.021787 | 0.021596 | 0.021408 | 0.021222 | 0.021039 | 0.020858 | 0.020679 | 0.020501 | 0.020774
F3_Commercial_School_Existing_Space Heating_Natural Gas_Unit Heater_Codes & Standards Forecast | F3 | Commercial | School | Existing | Space Heating | Natural Gas | Unit Heater | Codes & Standards Forecast | Summer Peak Demand (MW) | 0 | 0 | 0 | 0 | 0 | 0 | 0 | 0 | 0 | 0 | 0 | 0 | 0 | 0 | 0 | 0 | 0 | 0 | 0 | 0 | 0 | 0 | 0 | 0 | 0 | 0 | 0 | 0 | 0 | 0 | 0 | 0 | 0
F4_Commercial_School_Existing_Space Heating_Natural Gas_Unit Heater_Codes & Standards Forecast | F4 | Commercial | School | Existing | Space Heating | Natural Gas | Unit Heater | Codes & Standards Forecast | Winter Peak Demand (MW) | 0 | 0 | 0 | 0 | 0 | 0 | 0 | 0 | 0 | 0 | 0 | 0 | 0 | 0 | 0 | 0 | 0 | 0 | 0 | 0 | 0 | 0 | 0 | 0 | 0 | 0 | 0 | 0 | 0 | 0 | 0 | 0 | 0
F5_Commercial_School_Existing_Space Heating_Natural Gas_Unit Heater_Codes & Standards Forecast | F5 | Commercial | School | Existing | Space Heating | Natural Gas | Unit Heater | Codes & Standards Forecast | Turnover | 0 | 6324.0132 | 7490.0875 | 8464.4299 | 13430.1404 | 10062.3192 | 10677.9883 | 11202.1111 | 11646.7481 | 12022.8827 | 12340.1674 | 11434.6565 | 10825.5986 | 10445.6491 | 10812.4034 | 10656.2908 | 10609.306 | 10642.8058 | 12502.427 | 12714.6602 | 12892.6415 | 14026.9189 | 12578.3647 | 12403.3618 | 12278.8476 | 12128.0994 | 11973.427 | 11829.4305 | 11622.3829 | 11557.6091 | 11590.8214 | 11987.7185 | 14312.4701
F6_Commercial_School_Existing_Space Heating_Natural Gas_Unit Heater_Codes & Standards Forecast | F6 | Commercial | School | Existing | Space Heating | Natural Gas | Unit Heater | Codes & Standards Forecast | Avg. Replacement Usage (kWh) | 0.15103 | 0.14588 | 0.16164 | 0.15783 | 0.15698 | 0.14051 | 0.13975 | 0.13899 | 0.13823 | 0.13747 | 0.13671 | 0.13595 | 0.13519 | 0.13443 | 0.13367 | 0.13291 | 0.13215 | 0.13139 | 0.13063 | 0.12987 | 0.12911 | 0.12835 | 0.12759 | 0.12683 | 0.12607 | 0.12532 | 0.12456 | 0.1238 | 0.12304 | 0.12228 | 0.12152 | 0.12076 | 0.12076
F7_Commercial_School_Existing_Space Heating_Natural Gas_Unit Heater_Codes & Standards Forecast | F7 | Commercial | School | Existing | Space Heating | Natural Gas | Unit Heater | Codes & Standards Forecast | Avg. Replacement Summer Demand (kW) | 0 | 0 | 0 | 0 | 0 | 0 | 0 | 0 | 0 | 0 | 0 | 0 | 0 | 0 | 0 | 0 | 0 | 0 | 0 | 0 | 0 | 0 | 0 | 0 | 0 | 0 | 0 | 0 | 0 | 0 | 0 | 0 | 0
F8_Commercial_School_Existing_Space Heating_Natural Gas_Unit Heater_Codes & Standards Forecast | F8 | Commercial | School | Existing | Space Heating | Natural Gas | Unit Heater | Codes & Standards Forecast | Avg. Replacement Winter Demand (kW) | 0 | 0 | 0 | 0 | 0 | 0 | 0 | 0 | 0 | 0 | 0 | 0 | 0 | 0 | 0 | 0 | 0 | 0 | 0 | 0 | 0 | 0 | 0 | 0 | 0 | 0 | 0 | 0 | 0 | 0 | 0 | 0 | 0
F1_Commercial_School_Existing_Water Heating_Natural Gas_Water Heater_Codes & Standards Forecast | F1 | Commercial | School | Existing | Water Heating | Natural Gas | Water Heater | Codes & Standards Forecast | Units | 3638011.4321 | 3619502.0511 | 3600992.6701 | 3578640.1277 | 3662257.5067 | 3652415.4798 | 3643726.9064 | 3635901.2064 | 3628340.8538 | 3620827.3143 | 3613276.1672 | 3605735.1314 | 3598258.366 | 3590864.4907 | 3583506.8211 | 3576178.3264 | 3568843.1703 | 3561590.7499 | 3554522.9346 | 3547659.038 | 3540895.4697 | 3534114.1809 | 3527279.5466 | 3520381.535 | 3513414.2461 | 3506402.3216 | 3499354.2832 | 3492285.7304 | 3485191.2126 | 3478075.88 | 3470923.5212 | 3463749.9636 | 3510979.5136
F2_Commercial_School_Existing_Water Heating_Natural Gas_Water Heater_Codes & Standards Forecast | F2 | Commercial | School | Existing | Water Heating | Natural Gas | Water Heater | Codes & Standards Forecast | Usage (MMtherm) | 0.61433 | 0.58286 | 0.63596 | 0.60974 | 0.61138 | 0.59926 | 0.58812 | 0.57826 | 0.56982 | 0.56298 | 0.55729 | 0.55252 | 0.54849 | 0.54506 | 0.54211 | 0.53954 | 0.53726 | 0.53523 | 0.53343 | 0.5318 | 0.53031 | 0.52892 | 0.52759 | 0.52632 | 0.52508 | 0.52388 | 0.5227 | 0.52155 | 0.52041 | 0.51929 | 0.51817 | 0.51706 | 0.52407
F3_Commercial_School_Existing_Water Heating_Natural Gas_Water Heater_Codes & Standards Forecast | F3 | Commercial | School | Existing | Water Heating | Natural Gas | Water Heater | Codes & Standards Forecast | Summer Peak Demand (MW) | 0 | 0 | 0 | 0 | 0 | 0 | 0 | 0 | 0 | 0 | 0 | 0 | 0 | 0 | 0 | 0 | 0 | 0 | 0 | 0 | 0 | 0 | 0 | 0 | 0 | 0 | 0 | 0 | 0 | 0 | 0 | 0 | 0
F4_Commercial_School_Existing_Water Heating_Natural Gas_Water Heater_Codes & Standards Forecast | F4 | Commercial | School | Existing | Water Heating | Natural Gas | Water Heater | Codes & Standards Forecast | Winter Peak Demand (MW) | 0 | 0 | 0 | 0 | 0 | 0 | 0 | 0 | 0 | 0 | 0 | 0 | 0 | 0 | 0 | 0 | 0 | 0 | 0 | 0 | 0 | 0 | 0 | 0 | 0 | 0 | 0 | 0 | 0 | 0 | 0 | 0 | 0
F5_Commercial_School_Existing_Water Heating_Natural Gas_Water Heater_Codes & Standards Forecast | F5 | Commercial | School | Existing | Water Heating | Natural Gas | Water Heater | Codes & Standards Forecast | Turnover | 0 | 144780.082 | 187251.6188 | 220444.2319 | 331545.567 | 269189.9769 | 286050.3424 | 299406.5014 | 309937.099 | 318199.3445 | 282274.8151 | 261992.0042 | 252477.3746 | 266583.3235 | 265651.9316 | 304879.1797 | 313150.2426 | 319616.5361 | 345928.0927 | 315987.3745 | 308222.3515 | 299260.7321 | 294160.4582 | 289332.0161 | 281925.2097 | 281603.9491 | 285349.4707 | 299521.2312 | 301116.6913 | 311091.9801 | 309411.9271 | 306601.2002 | 356329.3275
F6_Commercial_School_Existing_Water Heating_Natural Gas_Water Heater_Codes & Standards Forecast | F6 | Commercial | School | Existing | Water Heating | Natural Gas | Water Heater | Codes & Standards Forecast | Avg. Replacement Usage (kWh) | 0.1413 | 0.13647 | 0.15203 | 0.14923 | 0.14923 | 0.14923 | 0.14923 | 0.14923 | 0.14923 | 0.14923 | 0.14923 | 0.14923 | 0.14923 | 0.14923 | 0.14923 | 0.14923 | 0.14923 | 0.14923 | 0.14923 | 0.14923 | 0.14923 | 0.14923 | 0.14923 | 0.14923 | 0.14923 | 0.14923 | 0.14923 | 0.14923 | 0.14923 | 0.14923 | 0.14923 | 0.14923 | 0.14923
F7_Commercial_School_Existing_Water Heating_Natural Gas_Water Heater_Codes & Standards Forecast | F7 | Commercial | School | Existing | Water Heating | Natural Gas | Water Heater | Codes & Standards Forecast | Avg. Replacement Summer Demand (kW) | 0 | 0 | 0 | 0 | 0 | 0 | 0 | 0 | 0 | 0 | 0 | 0 | 0 | 0 | 0 | 0 | 0 | 0 | 0 | 0 | 0 | 0 | 0 | 0 | 0 | 0 | 0 | 0 | 0 | 0 | 0 | 0 | 0
F8_Commercial_School_Existing_Water Heating_Natural Gas_Water Heater_Codes & Standards Forecast | F8 | Commercial | School | Existing | Water Heating | Natural Gas | Water Heater | Codes & Standards Forecast | Avg. Replacement Winter Demand (kW) | 0 | 0 | 0 | 0 | 0 | 0 | 0 | 0 | 0 | 0 | 0 | 0 | 0 | 0 | 0 | 0 | 0 | 0 | 0 | 0 | 0 | 0 | 0 | 0 | 0 | 0 | 0 | 0 | 0 | 0 | 0 | 0 | 0
F1_Commercial_School_Existing_Food Preparation_Natural Gas_Oven_Codes & Standards Forecast | F1 | Commercial | School | Existing | Food Preparation | Natural Gas | Oven | Codes & Standards Forecast | Units | 348700.1232 | 346926.0157 | 345151.9082 | 343009.4371 | 351024.0877 | 350080.7382 | 349247.9463 | 348497.86 | 347773.207 | 347053.041 | 346329.2703 | 345606.4688 | 344889.8276 | 344181.1313 | 343475.9053 | 342773.4757 | 342070.4076 | 341375.2696 | 340697.8258 | 340039.9275 | 339391.6456 | 338741.6652 | 338086.5716 | 337425.4034 | 336757.595 | 336085.5084 | 335409.9602 | 334732.4458 | 334052.4427 | 333370.4444 | 332684.8973 | 331997.3182 | 336524.2281
F2_Commercial_School_Existing_Food Preparation_Natural Gas_Oven_Codes & Standards Forecast | F2 | Commercial | School | Existing | Food Preparation | Natural Gas | Oven | Codes & Standards Forecast | Usage (MMtherm) | 0.0067668 | 0.0066244 | 0.0074879 | 0.0074563 | 0.0078354 | 0.0079797 | 0.0081309 | 0.0082876 | 0.0084479 | 0.0086105 | 0.0087424 | 0.0088487 | 0.008934 | 0.0090018 | 0.009055 | 0.0090961 | 0.009127 | 0.0091496 | 0.0091658 | 0.0091766 | 0.0091828 | 0.0091849 | 0.0091836 | 0.0091792 | 0.0091724 | 0.0091636 | 0.009153 | 0.009141 | 0.0091279 | 0.0091138 | 0.0090988 | 0.0090831 | 0.0092098
F3_Commercial_School_Existing_Food Preparation_Natural Gas_Oven_Codes & Standards Forecast | F3 | Commercial | School | Existing | Food Preparation | Natural Gas | Oven | Codes & Standards Forecast | Summer Peak Demand (MW) | 0 | 0 | 0 | 0 | 0 | 0 | 0 | 0 | 0 | 0 | 0 | 0 | 0 | 0 | 0 | 0 | 0 | 0 | 0 | 0 | 0 | 0 | 0 | 0 | 0 | 0 | 0 | 0 | 0 | 0 | 0 | 0 | 0
F4_Commercial_School_Existing_Food Preparation_Natural Gas_Oven_Codes & Standards Forecast | F4 | Commercial | School | Existing | Food Preparation | Natural Gas | Oven | Codes & Standards Forecast | Winter Peak Demand (MW) | 0 | 0 | 0 | 0 | 0 | 0 | 0 | 0 | 0 | 0 | 0 | 0 | 0 | 0 | 0 | 0 | 0 | 0 | 0 | 0 | 0 | 0 | 0 | 0 | 0 | 0 | 0 | 0 | 0 | 0 | 0 | 0 | 0
F5_Commercial_School_Existing_Food Preparation_Natural Gas_Oven_Codes & Standards Forecast | F5 | Commercial | School | Existing | Food Preparation | Natural Gas | Oven | Codes & Standards Forecast | Turnover | 0 | 19273.6675 | 20773.0315 | 21967.4254 | 31084.8583 | 23924.724 | 24629.7567 | 25210.4503 | 25684.9236 | 26069.9054 | 24813.1497 | 24022.0483 | 23574.1202 | 24684.5461 | 24440.5306 | 24354.3172 | 29560.4332 | 29216.7034 | 28922.8111 | 30581.11 | 27452.7055 | 26898.6694 | 26584.9905 | 26255.1715 | 25942.4792 | 26090.4881 | 26282.4889 | 26486.0635 | 27347.8875 | 27185.2593 | 27000.9348 | 28228.9807 | 32279.5397
F6_Commercial_School_Existing_Food Preparation_Natural Gas_Oven_Codes & Standards Forecast | F6 | Commercial | School | Existing | Food Preparation | Natural Gas | Oven | Codes & Standards Forecast | Avg. Replacement Usage (kWh) | 0.025949 | 0.025063 | 0.02792 | 0.027406 | 0.027406 | 0.027406 | 0.027406 | 0.027406 | 0.027406 | 0.027406 | 0.027406 | 0.027406 | 0.027406 | 0.027406 | 0.027406 | 0.027406 | 0.027406 | 0.027406 | 0.027406 | 0.027406 | 0.027406 | 0.027406 | 0.027406 | 0.027406 | 0.027406 | 0.027406 | 0.027406 | 0.027406 | 0.027406 | 0.027406 | 0.027406 | 0.027406 | 0.027406
F7_Commercial_School_Existing_Food Preparation_Natural Gas_Oven_Codes & Standards Forecast | F7 | Commercial | School | Existing | Food Preparation | Natural Gas | Oven | Codes & Standards Forecast | Avg. Replacement Summer Demand (kW) | 0 | 0 | 0 | 0 | 0 | 0 | 0 | 0 | 0 | 0 | 0 | 0 | 0 | 0 | 0 | 0 | 0 | 0 | 0 | 0 | 0 | 0 | 0 | 0 | 0 | 0 | 0 | 0 | 0 | 0 | 0 | 0 | 0
F8_Commercial_School_Existing_Food Preparation_Natural Gas_Oven_Codes & Standards Forecast | F8 | Commercial | School | Existing | Food Preparation | Natural Gas | Oven | Codes & Standards Forecast | Avg. Replacement Winter Demand (kW) | 0 | 0 | 0 | 0 | 0 | 0 | 0 | 0 | 0 | 0 | 0 | 0 | 0 | 0 | 0 | 0 | 0 | 0 | 0 | 0 | 0 | 0 | 0 | 0 | 0 | 0 | 0 | 0 | 0 | 0 | 0 | 0 | 0
F1_Commercial_School_Existing_Food Preparation_Natural Gas_Conveyor Oven_Codes & Standards Forecast | F1 | Commercial | School | Existing | Food Preparation | Natural Gas | Conveyor Oven | Codes & Standards Forecast | Units | 174350.0616 | 173463.0079 | 172575.9541 | 171504.7186 | 175512.0438 | 175040.3691 | 174623.9731 | 174248.93 | 173886.6035 | 173526.5205 | 173164.6352 | 172803.2344 | 172444.9138 | 172090.5657 | 171737.9526 | 171386.7378 | 171035.2038 | 170687.6348 | 170348.9129 | 170019.9638 | 169695.8228 | 169370.8326 | 169043.2858 | 168712.7017 | 168378.7975 | 168042.7542 | 167704.9801 | 167366.2229 | 167026.2213 | 166685.2222 | 166342.4486 | 165998.6591 | 168262.1141
F2_Commercial_School_Existing_Food Preparation_Natural Gas_Conveyor Oven_Codes & Standards Forecast | F2 | Commercial | School | Existing | Food Preparation | Natural Gas | Conveyor Oven | Codes & Standards Forecast | Usage (MMtherm) | 0.0057892 | 0.0055847 | 0.0062206 | 0.0061041 | 0.0063082 | 0.0063351 | 0.0063667 | 0.0064018 | 0.006439 | 0.0064775 | 0.0065169 | 0.006557 | 0.0065978 | 0.006639 | 0.0066806 | 0.0067224 | 0.0067642 | 0.0067949 | 0.0068169 | 0.006832 | 0.0068416 | 0.0068466 | 0.0068477 | 0.0068459 | 0.0068415 | 0.0068352 | 0.0068273 | 0.0068182 | 0.0068081 | 0.0067972 | 0.0067856 | 0.0067734 | 0.0068674
F3_Commercial_School_Existing_Food Preparation_Natural Gas_Conveyor Oven_Codes & Standards Forecast | F3 | Commercial | School | Existing | Food Preparation | Natural Gas | Conveyor Oven | Codes & Standards Forecast | Summer Peak Demand (MW) | 0 | 0 | 0 | 0 | 0 | 0 | 0 | 0 | 0 | 0 | 0 | 0 | 0 | 0 | 0 | 0 | 0 | 0 | 0 | 0 | 0 | 0 | 0 | 0 | 0 | 0 | 0 | 0 | 0 | 0 | 0 | 0 | 0
F4_Commercial_School_Existing_Food Preparation_Natural Gas_Conveyor Oven_Codes & Standards Forecast | F4 | Commercial | School | Existing | Food Preparation | Natural Gas | Conveyor Oven | Codes & Standards Forecast | Winter Peak Demand (MW) | 0 | 0 | 0 | 0 | 0 | 0 | 0 | 0 | 0 | 0 | 0 | 0 | 0 | 0 | 0 | 0 | 0 | 0 | 0 | 0 | 0 | 0 | 0 | 0 | 0 | 0 | 0 | 0 | 0 | 0 | 0 | 0 | 0
F5_Commercial_School_Existing_Food Preparation_Natural Gas_Conveyor Oven_Codes & Standards Forecast | F5 | Commercial | School | Existing | Food Preparation | Natural Gas | Conveyor Oven | Codes & Standards Forecast | Turnover | 0 | 4081.4825 | 5278.7939 | 6214.5239 | 10996.647 | 7588.7109 | 8064.02 | 8440.5423 | 8737.4095 | 8970.3297 | 9152.0144 | 9292.8929 | 9401.3413 | 9483.9873 | 9545.959 | 9591.4272 | 9623.6397 | 8468.1627 | 7779.4267 | 7415.5356 | 8047.5651 | 7894.3051 | 8883.3604 | 9032.3271 | 9147.2589 | 10240.8276 | 9100.3778 | 9189.6538 | 9256.9369 | 9306.6591 | 9342.3047 | 9366.7329 | 11665.1771
F6_Commercial_School_Existing_Food Preparation_Natural Gas_Conveyor Oven_Codes & Standards Forecast | F6 | Commercial | School | Existing | Food Preparation | Natural Gas | Conveyor Oven | Codes & Standards Forecast | Avg. Replacement Usage (kWh) | 0.038678 | 0.037358 | 0.041616 | 0.04085 | 0.04085 | 0.04085 | 0.04085 | 0.04085 | 0.04085 | 0.04085 | 0.04085 | 0.04085 | 0.04085 | 0.04085 | 0.04085 | 0.04085 | 0.04085 | 0.04085 | 0.04085 | 0.04085 | 0.04085 | 0.04085 | 0.04085 | 0.04085 | 0.04085 | 0.04085 | 0.04085 | 0.04085 | 0.04085 | 0.04085 | 0.04085 | 0.04085 | 0.04085
F7_Commercial_School_Existing_Food Preparation_Natural Gas_Conveyor Oven_Codes & Standards Forecast | F7 | Commercial | School | Existing | Food Preparation | Natural Gas | Conveyor Oven | Codes & Standards Forecast | Avg. Replacement Summer Demand (kW) | 0 | 0 | 0 | 0 | 0 | 0 | 0 | 0 | 0 | 0 | 0 | 0 | 0 | 0 | 0 | 0 | 0 | 0 | 0 | 0 | 0 | 0 | 0 | 0 | 0 | 0 | 0 | 0 | 0 | 0 | 0 | 0 | 0
F8_Commercial_School_Existing_Food Preparation_Natural Gas_Conveyor Oven_Codes & Standards Forecast | F8 | Commercial | School | Existing | Food Preparation | Natural Gas | Conveyor Oven | Codes & Standards Forecast | Avg. Replacement Winter Demand (kW) | 0 | 0 | 0 | 0 | 0 | 0 | 0 | 0 | 0 | 0 | 0 | 0 | 0 | 0 | 0 | 0 | 0 | 0 | 0 | 0 | 0 | 0 | 0 | 0 | 0 | 0 | 0 | 0 | 0 | 0 | 0 | 0 | 0
F1_Commercial_School_Existing_Food Preparation_Natural Gas_Double Rack Oven_Codes & Standards Forecast | F1 | Commercial | School | Existing | Food Preparation | Natural Gas | Double Rack Oven | Codes & Standards Forecast | Units | 174350.0616 | 173463.0079 | 172575.9541 | 171504.7186 | 175512.0438 | 175040.3691 | 174623.9731 | 174248.93 | 173886.6035 | 173526.5205 | 173164.6352 | 172803.2344 | 172444.9138 | 172090.5657 | 171737.9526 | 171386.7378 | 171035.2038 | 170687.6348 | 170348.9129 | 170019.9638 | 169695.8228 | 169370.8326 | 169043.2858 | 168712.7017 | 168378.7975 | 168042.7542 | 167704.9801 | 167366.2229 | 167026.2213 | 166685.2222 | 166342.4486 | 165998.6591 | 168262.1141
F2_Commercial_School_Existing_Food Preparation_Natural Gas_Double Rack Oven_Codes & Standards Forecast | F2 | Commercial | School | Existing | Food Preparation | Natural Gas | Double Rack Oven | Codes & Standards Forecast | Usage (MMtherm) | 0.0087949 | 0.0085547 | 0.0096298 | 0.0095658 | 0.010051 | 0.010234 | 0.010432 | 0.010643 | 0.010863 | 0.011089 | 0.011319 | 0.011552 | 0.011733 | 0.011873 | 0.011979 | 0.012059 | 0.012118 | 0.01216 | 0.012189 | 0.012208 | 0.012218 | 0.012222 | 0.01222 | 0.012213 | 0.012203 | 0.01219 | 0.012174 | 0.012156 | 0.012137 | 0.012117 | 0.012096 | 0.012073 | 0.01224
F3_Commercial_School_Existing_Food Preparation_Natural Gas_Double Rack Oven_Codes & Standards Forecast | F3 | Commercial | School | Existing | Food Preparation | Natural Gas | Double Rack Oven | Codes & Standards Forecast | Summer Peak Demand (MW) | 0 | 0 | 0 | 0 | 0 | 0 | 0 | 0 | 0 | 0 | 0 | 0 | 0 | 0 | 0 | 0 | 0 | 0 | 0 | 0 | 0 | 0 | 0 | 0 | 0 | 0 | 0 | 0 | 0 | 0 | 0 | 0 | 0
F4_Commercial_School_Existing_Food Preparation_Natural Gas_Double Rack Oven_Codes & Standards Forecast | F4 | Commercial | School | Existing | Food Preparation | Natural Gas | Double Rack Oven | Codes & Standards Forecast | Winter Peak Demand (MW) | 0 | 0 | 0 | 0 | 0 | 0 | 0 | 0 | 0 | 0 | 0 | 0 | 0 | 0 | 0 | 0 | 0 | 0 | 0 | 0 | 0 | 0 | 0 | 0 | 0 | 0 | 0 | 0 | 0 | 0 | 0 | 0 | 0
F5_Commercial_School_Existing_Food Preparation_Natural Gas_Double Rack Oven_Codes & Standards Forecast | F5 | Commercial | School | Existing | Food Preparation | Natural Gas | Double Rack Oven | Codes & Standards Forecast | Turnover | 0 | 5782.1003 | 7478.2913 | 8803.9089 | 13908.8644 | 10750.6738 | 11424.0283 | 11957.4349 | 12377.9967 | 12707.9671 | 12965.3537 | 13164.9316 | 11633.4906 | 10745.0669 | 10301.3594 | 10940.6229 | 10835.4826 | 12341.51 | 12627.9396 | 12851.811 | 14041.2199 | 12956.1195 | 13097.9119 | 12875.7936 | 12495.9777 | 12083.0463 | 11860.1993 | 11647.1448 | 11332.2297 | 11299.0353 | 11428.3346 | 12038.4924 | 14412.8407
F6_Commercial_School_Existing_Food Preparation_Natural Gas_Double Rack Oven_Codes & Standards Forecast | F6 | Commercial | School | Existing | Food Preparation | Natural Gas | Double Rack Oven | Codes & Standards Forecast | Avg. Replacement Usage (kWh) | 0.068929 | 0.066577 | 0.074165 | 0.0728 | 0.0728 | 0.0728 | 0.0728 | 0.0728 | 0.0728 | 0.0728 | 0.0728 | 0.0728 | 0.0728 | 0.0728 | 0.0728 | 0.0728 | 0.0728 | 0.0728 | 0.0728 | 0.0728 | 0.0728 | 0.0728 | 0.0728 | 0.0728 | 0.0728 | 0.0728 | 0.0728 | 0.0728 | 0.0728 | 0.0728 | 0.0728 | 0.0728 | 0.0728
F7_Commercial_School_Existing_Food Preparation_Natural Gas_Double Rack Oven_Codes & Standards Forecast | F7 | Commercial | School | Existing | Food Preparation | Natural Gas | Double Rack Oven | Codes & Standards Forecast | Avg. Replacement Summer Demand (kW) | 0 | 0 | 0 | 0 | 0 | 0 | 0 | 0 | 0 | 0 | 0 | 0 | 0 | 0 | 0 | 0 | 0 | 0 | 0 | 0 | 0 | 0 | 0 | 0 | 0 | 0 | 0 | 0 | 0 | 0 | 0 | 0 | 0
F8_Commercial_School_Existing_Food Preparation_Natural Gas_Double Rack Oven_Codes & Standards Forecast | F8 | Commercial | School | Existing | Food Preparation | Natural Gas | Double Rack Oven | Codes & Standards Forecast | Avg. Replacement Winter Demand (kW) | 0 | 0 | 0 | 0 | 0 | 0 | 0 | 0 | 0 | 0 | 0 | 0 | 0 | 0 | 0 | 0 | 0 | 0 | 0 | 0 | 0 | 0 | 0 | 0 | 0 | 0 | 0 | 0 | 0 | 0 | 0 | 0 | 0
F1_Commercial_School_Existing_Food Preparation_Natural Gas_Fryer_Codes & Standards Forecast | F1 | Commercial | School | Existing | Food Preparation | Natural Gas | Fryer | Codes & Standards Forecast | Units | 451258.983 | 448963.0792 | 446667.1753 | 443894.5657 | 454266.4664 | 453045.6613 | 451967.9305 | 450997.2306 | 450059.4444 | 449127.4648 | 448190.8204 | 447255.4303 | 446328.0122 | 445410.8758 | 444498.2304 | 443589.2038 | 442679.351 | 441779.7606 | 440903.0687 | 440051.6709 | 439212.7178 | 438371.5667 | 437523.7986 | 436668.1691 | 435803.9465 | 434934.1873 | 434059.9485 | 433183.1652 | 432303.1611 | 431420.5751 | 430533.3965 | 429643.5883 | 435501.9423
F2_Commercial_School_Existing_Food Preparation_Natural Gas_Fryer_Codes & Standards Forecast | F2 | Commercial | School | Existing | Food Preparation | Natural Gas | Fryer | Codes & Standards Forecast | Usage (MMtherm) | 0.014165 | 0.013612 | 0.015086 | 0.014646 | 0.014699 | 0.01436 | 0.013945 | 0.01347 | 0.012946 | 0.012523 | 0.012181 | 0.011903 | 0.011677 | 0.011492 | 0.01134 | 0.011214 | 0.011109 | 0.011021 | 0.010947 | 0.010884 | 0.01083 | 0.010783 | 0.010741 | 0.010703 | 0.010668 | 0.010636 | 0.010606 | 0.010578 | 0.010551 | 0.010525 | 0.0105 | 0.010476 | 0.010616
F3_Commercial_School_Existing_Food Preparation_Natural Gas_Fryer_Codes & Standards Forecast | F3 | Commercial | School | Existing | Food Preparation | Natural Gas | Fryer | Codes & Standards Forecast | Summer Peak Demand (MW) | 0 | 0 | 0 | 0 | 0 | 0 | 0 | 0 | 0 | 0 | 0 | 0 | 0 | 0 | 0 | 0 | 0 | 0 | 0 | 0 | 0 | 0 | 0 | 0 | 0 | 0 | 0 | 0 | 0 | 0 | 0 | 0 | 0
F4_Commercial_School_Existing_Food Preparation_Natural Gas_Fryer_Codes & Standards Forecast | F4 | Commercial | School | Existing | Food Preparation | Natural Gas | Fryer | Codes & Standards Forecast | Winter Peak Demand (MW) | 0 | 0 | 0 | 0 | 0 | 0 | 0 | 0 | 0 | 0 | 0 | 0 | 0 | 0 | 0 | 0 | 0 | 0 | 0 | 0 | 0 | 0 | 0 | 0 | 0 | 0 | 0 | 0 | 0 | 0 | 0 | 0 | 0
F5_Commercial_School_Existing_Food Preparation_Natural Gas_Fryer_Codes & Standards Forecast | F5 | Commercial | School | Existing | Food Preparation | Natural Gas | Fryer | Codes & Standards Forecast | Turnover | 0 | 0 | 0 | 8070.8103 | 32970.1695 | 34128.2714 | 43297.614 | 50589.1519 | 56379.2979 | 45010.0385 | 35932.9369 | 30275.6043 | 30649.0615 | 31179.4933 | 33408.8917 | 36624.0908 | 42391.8823 | 49047.1238 | 46547.6216 | 45484.8185 | 44235.801 | 42963.5064 | 38007.7054 | 35262.877 | 35075.2571 | 37773.065 | 39474.3404 | 41056.5252 | 42325.331 | 43740.3166 | 44122.6111 | 41550.6252 | 45765.7311
F6_Commercial_School_Existing_Food Preparation_Natural Gas_Fryer_Codes & Standards Forecast | F6 | Commercial | School | Existing | Food Preparation | Natural Gas | Fryer | Codes & Standards Forecast | Avg. Replacement Usage (kWh) | 0.034317 | 0.033146 | 0.036924 | 0.024356 | 0.024356 | 0.024356 | 0.024356 | 0.024356 | 0.024356 | 0.024356 | 0.024356 | 0.024356 | 0.024356 | 0.024356 | 0.024356 | 0.024356 | 0.024356 | 0.024356 | 0.024356 | 0.024356 | 0.024356 | 0.024356 | 0.024356 | 0.024356 | 0.024356 | 0.024356 | 0.024356 | 0.024356 | 0.024356 | 0.024356 | 0.024356 | 0.024356 | 0.024356
F7_Commercial_School_Existing_Food Preparation_Natural Gas_Fryer_Codes & Standards Forecast | F7 | Commercial | School | Existing | Food Preparation | Natural Gas | Fryer | Codes & Standards Forecast | Avg. Replacement Summer Demand (kW) | 0 | 0 | 0 | 0 | 0 | 0 | 0 | 0 | 0 | 0 | 0 | 0 | 0 | 0 | 0 | 0 | 0 | 0 | 0 | 0 | 0 | 0 | 0 | 0 | 0 | 0 | 0 | 0 | 0 | 0 | 0 | 0 | 0
F8_Commercial_School_Existing_Food Preparation_Natural Gas_Fryer_Codes & Standards Forecast | F8 | Commercial | School | Existing | Food Preparation | Natural Gas | Fryer | Codes & Standards Forecast | Avg. Replacement Winter Demand (kW) | 0 | 0 | 0 | 0 | 0 | 0 | 0 | 0 | 0 | 0 | 0 | 0 | 0 | 0 | 0 | 0 | 0 | 0 | 0 | 0 | 0 | 0 | 0 | 0 | 0 | 0 | 0 | 0 | 0 | 0 | 0 | 0 | 0
F1_Commercial_School_Existing_Food Preparation_Natural Gas_Broiler_Codes & Standards Forecast | F1 | Commercial | School | Existing | Food Preparation | Natural Gas | Broiler | Codes & Standards Forecast | Units | 697400.2465 | 693852.0314 | 690303.8164 | 686018.8742 | 702048.1753 | 700161.4765 | 698495.8926 | 696995.72 | 695546.414 | 694106.082 | 692658.5407 | 691212.9377 | 689779.6552 | 688362.2626 | 686951.8106 | 685546.9513 | 684140.8151 | 682750.5392 | 681395.6517 | 680079.8551 | 678783.2912 | 677483.3303 | 676173.1432 | 674850.8068 | 673515.1901 | 672171.0168 | 670819.9205 | 669464.8916 | 668104.8853 | 666740.8889 | 665369.7945 | 663994.6365 | 673048.4562
F2_Commercial_School_Existing_Food Preparation_Natural Gas_Broiler_Codes & Standards Forecast | F2 | Commercial | School | Existing | Food Preparation | Natural Gas | Broiler | Codes & Standards Forecast | Usage (MMtherm) | 0.024078 | 0.023217 | 0.025845 | 0.025343 | 0.026135 | 0.026226 | 0.026334 | 0.026456 | 0.026585 | 0.02672 | 0.026858 | 0.026998 | 0.027099 | 0.027169 | 0.027213 | 0.027238 | 0.027245 | 0.027241 | 0.027228 | 0.027207 | 0.027181 | 0.02715 | 0.027114 | 0.027074 | 0.027031 | 0.026986 | 0.026938 | 0.026889 | 0.026839 | 0.026787 | 0.026735 | 0.026682 | 0.027048
F3_Commercial_School_Existing_Food Preparation_Natural Gas_Broiler_Codes & Standards Forecast | F3 | Commercial | School | Existing | Food Preparation | Natural Gas | Broiler | Codes & Standards Forecast | Summer Peak Demand (MW) | 0 | 0 | 0 | 0 | 0 | 0 | 0 | 0 | 0 | 0 | 0 | 0 | 0 | 0 | 0 | 0 | 0 | 0 | 0 | 0 | 0 | 0 | 0 | 0 | 0 | 0 | 0 | 0 | 0 | 0 | 0 | 0 | 0
F4_Commercial_School_Existing_Food Preparation_Natural Gas_Broiler_Codes & Standards Forecast | F4 | Commercial | School | Existing | Food Preparation | Natural Gas | Broiler | Codes & Standards Forecast | Winter Peak Demand (MW) | 0 | 0 | 0 | 0 | 0 | 0 | 0 | 0 | 0 | 0 | 0 | 0 | 0 | 0 | 0 | 0 | 0 | 0 | 0 | 0 | 0 | 0 | 0 | 0 | 0 | 0 | 0 | 0 | 0 | 0 | 0 | 0 | 0
F5_Commercial_School_Existing_Food Preparation_Natural Gas_Broiler_Codes & Standards Forecast | F5 | Commercial | School | Existing | Food Preparation | Natural Gas | Broiler | Codes & Standards Forecast | Turnover | 0 | 23128.401 | 29913.1654 | 35215.6355 | 55635.4575 | 43002.6952 | 45696.1133 | 47829.7397 | 49511.9869 | 50831.8682 | 51861.4148 | 52659.7263 | 46533.9624 | 42980.2676 | 41205.4374 | 43762.4916 | 43341.9306 | 49366.04 | 50511.7585 | 51407.2439 | 56164.8795 | 51824.4781 | 52391.6474 | 51503.1746 | 49983.9109 | 48332.1851 | 47440.7973 | 46588.5793 | 45328.919 | 45196.1413 | 45713.3384 | 48153.9698 | 57651.3627
F6_Commercial_School_Existing_Food Preparation_Natural Gas_Broiler_Codes & Standards Forecast | F6 | Commercial | School | Existing | Food Preparation | Natural Gas | Broiler | Codes & Standards Forecast | Avg. Replacement Usage (kWh) | 0.03806 | 0.036761 | 0.040951 | 0.040197 | 0.040197 | 0.040197 | 0.040197 | 0.040197 | 0.040197 | 0.040197 | 0.040197 | 0.040197 | 0.040197 | 0.040197 | 0.040197 | 0.040197 | 0.040197 | 0.040197 | 0.040197 | 0.040197 | 0.040197 | 0.040197 | 0.040197 | 0.040197 | 0.040197 | 0.040197 | 0.040197 | 0.040197 | 0.040197 | 0.040197 | 0.040197 | 0.040197 | 0.040197
F7_Commercial_School_Existing_Food Preparation_Natural Gas_Broiler_Codes & Standards Forecast | F7 | Commercial | School | Existing | Food Preparation | Natural Gas | Broiler | Codes & Standards Forecast | Avg. Replacement Summer Demand (kW) | 0 | 0 | 0 | 0 | 0 | 0 | 0 | 0 | 0 | 0 | 0 | 0 | 0 | 0 | 0 | 0 | 0 | 0 | 0 | 0 | 0 | 0 | 0 | 0 | 0 | 0 | 0 | 0 | 0 | 0 | 0 | 0 | 0
F8_Commercial_School_Existing_Food Preparation_Natural Gas_Broiler_Codes & Standards Forecast | F8 | Commercial | School | Existing | Food Preparation | Natural Gas | Broiler | Codes & Standards Forecast | Avg. Replacement Winter Demand (kW) | 0 | 0 | 0 | 0 | 0 | 0 | 0 | 0 | 0 | 0 | 0 | 0 | 0 | 0 | 0 | 0 | 0 | 0 | 0 | 0 | 0 | 0 | 0 | 0 | 0 | 0 | 0 | 0 | 0 | 0 | 0 | 0 | 0
F1_Commercial_School_Existing_Food Preparation_Natural Gas_Griddle_Codes & Standards Forecast | F1 | Commercial | School | Existing | Food Preparation | Natural Gas | Griddle | Codes & Standards Forecast | Units | 984565.0538 | 979555.8091 | 974546.5643 | 968497.2342 | 991126.8358 | 988463.2609 | 986111.8484 | 983993.9576 | 981947.8786 | 979914.4687 | 977870.881 | 975830.0297 | 973806.5721 | 971805.5472 | 969814.3208 | 967830.9901 | 965845.8566 | 963883.1141 | 961970.3318 | 960112.7366 | 958282.2934 | 956447.0546 | 954597.3787 | 952730.5508 | 950844.9742 | 948947.3178 | 947039.8877 | 945126.9058 | 943206.8969 | 941281.2549 | 939345.5923 | 937404.1927 | 950186.0559
F2_Commercial_School_Existing_Food Preparation_Natural Gas_Griddle_Codes & Standards Forecast | F2 | Commercial | School | Existing | Food Preparation | Natural Gas | Griddle | Codes & Standards Forecast | Usage (MMtherm) | 0.022564 | 0.021713 | 0.024107 | 0.023395 | 0.023751 | 0.023539 | 0.023326 | 0.023111 | 0.022893 | 0.02267 | 0.022444 | 0.022216 | 0.022003 | 0.021797 | 0.021623 | 0.021476 | 0.02135 | 0.021213 | 0.021088 | 0.021017 | 0.020953 | 0.020894 | 0.020838 | 0.020785 | 0.020734 | 0.020685 | 0.020638 | 0.020591 | 0.020545 | 0.0205 | 0.020455 | 0.020411 | 0.020688
F3_Commercial_School_Existing_Food Preparation_Natural Gas_Griddle_Codes & Standards Forecast | F3 | Commercial | School | Existing | Food Preparation | Natural Gas | Griddle | Codes & Standards Forecast | Summer Peak Demand (MW) | 0 | 0 | 0 | 0 | 0 | 0 | 0 | 0 | 0 | 0 | 0 | 0 | 0 | 0 | 0 | 0 | 0 | 0 | 0 | 0 | 0 | 0 | 0 | 0 | 0 | 0 | 0 | 0 | 0 | 0 | 0 | 0 | 0
F4_Commercial_School_Existing_Food Preparation_Natural Gas_Griddle_Codes & Standards Forecast | F4 | Commercial | School | Existing | Food Preparation | Natural Gas | Griddle | Codes & Standards Forecast | Winter Peak Demand (MW) | 0 | 0 | 0 | 0 | 0 | 0 | 0 | 0 | 0 | 0 | 0 | 0 | 0 | 0 | 0 | 0 | 0 | 0 | 0 | 0 | 0 | 0 | 0 | 0 | 0 | 0 | 0 | 0 | 0 | 0 | 0 | 0 | 0
F5_Commercial_School_Existing_Food Preparation_Natural Gas_Griddle_Codes & Standards Forecast | F5 | Commercial | School | Existing | Food Preparation | Natural Gas | Griddle | Codes & Standards Forecast | Turnover | 0 | 32651.8603 | 42230.3511 | 49716.1914 | 78544.1752 | 60709.6874 | 64512.16 | 67524.3384 | 69899.2756 | 71762.6375 | 73216.115 | 74343.1431 | 65695.0057 | 60678.0248 | 58172.3822 | 61782.3411 | 61188.6079 | 69693.2329 | 71310.7178 | 72574.9326 | 79291.5946 | 73163.9691 | 73964.6787 | 72710.3641 | 70565.5213 | 68233.673 | 66975.2432 | 65772.1119 | 63993.768 | 63806.3171 | 64536.4778 | 67982.075 | 81390.1591
F6_Commercial_School_Existing_Food Preparation_Natural Gas_Griddle_Codes & Standards Forecast | F6 | Commercial | School | Existing | Food Preparation | Natural Gas | Griddle | Codes & Standards Forecast | Avg. Replacement Usage (kWh) | 0.023861 | 0.023047 | 0.025674 | 0.021765 | 0.021765 | 0.021765 | 0.021765 | 0.021765 | 0.021765 | 0.021765 | 0.021765 | 0.021765 | 0.021765 | 0.021765 | 0.021765 | 0.021765 | 0.021765 | 0.021765 | 0.021765 | 0.021765 | 0.021765 | 0.021765 | 0.021765 | 0.021765 | 0.021765 | 0.021765 | 0.021765 | 0.021765 | 0.021765 | 0.021765 | 0.021765 | 0.021765 | 0.021765
F7_Commercial_School_Existing_Food Preparation_Natural Gas_Griddle_Codes & Standards Forecast | F7 | Commercial | School | Existing | Food Preparation | Natural Gas | Griddle | Codes & Standards Forecast | Avg. Replacement Summer Demand (kW) | 0 | 0 | 0 | 0 | 0 | 0 | 0 | 0 | 0 | 0 | 0 | 0 | 0 | 0 | 0 | 0 | 0 | 0 | 0 | 0 | 0 | 0 | 0 | 0 | 0 | 0 | 0 | 0 | 0 | 0 | 0 | 0 | 0
F8_Commercial_School_Existing_Food Preparation_Natural Gas_Griddle_Codes & Standards Forecast | F8 | Commercial | School | Existing | Food Preparation | Natural Gas | Griddle | Codes & Standards Forecast | Avg. Replacement Winter Demand (kW) | 0 | 0 | 0 | 0 | 0 | 0 | 0 | 0 | 0 | 0 | 0 | 0 | 0 | 0 | 0 | 0 | 0 | 0 | 0 | 0 | 0 | 0 | 0 | 0 | 0 | 0 | 0 | 0 | 0 | 0 | 0 | 0 | 0
F1_Commercial_School_Existing_Food Preparation_Natural Gas_Range_Codes & Standards Forecast | F1 | Commercial | School | Existing | Food Preparation | Natural Gas | Range | Codes & Standards Forecast | Units | 1217031.8026 | 1210839.8195 | 1204647.8364 | 1197170.1923 | 1225142.8942 | 1221850.4197 | 1218943.8126 | 1216325.8643 | 1213796.6833 | 1211283.1627 | 1208757.0612 | 1206234.3422 | 1203733.1238 | 1201259.6348 | 1198798.2577 | 1196346.6406 | 1193892.795 | 1191466.6272 | 1189102.2157 | 1186806.0216 | 1184543.3905 | 1182274.8313 | 1179988.4264 | 1177680.8197 | 1175350.0376 | 1173004.3234 | 1170646.5279 | 1168281.8697 | 1165908.5254 | 1163528.2178 | 1161135.5238 | 1158735.7382 | 1174535.5413
F2_Commercial_School_Existing_Food Preparation_Natural Gas_Range_Codes & Standards Forecast | F2 | Commercial | School | Existing | Food Preparation | Natural Gas | Range | Codes & Standards Forecast | Usage (MMtherm) | 0.028932 | 0.027995 | 0.031303 | 0.030857 | 0.032041 | 0.032346 | 0.032685 | 0.03305 | 0.033432 | 0.033825 | 0.034123 | 0.034347 | 0.034511 | 0.034628 | 0.034707 | 0.034756 | 0.03478 | 0.034786 | 0.034778 | 0.034759 | 0.034732 | 0.034696 | 0.034654 | 0.034606 | 0.034553 | 0.034497 | 0.034437 | 0.034376 | 0.034312 | 0.034248 | 0.034181 | 0.034114 | 0.034582
F3_Commercial_School_Existing_Food Preparation_Natural Gas_Range_Codes & Standards Forecast | F3 | Commercial | School | Existing | Food Preparation | Natural Gas | Range | Codes & Standards Forecast | Summer Peak Demand (MW) | 0 | 0 | 0 | 0 | 0 | 0 | 0 | 0 | 0 | 0 | 0 | 0 | 0 | 0 | 0 | 0 | 0 | 0 | 0 | 0 | 0 | 0 | 0 | 0 | 0 | 0 | 0 | 0 | 0 | 0 | 0 | 0 | 0
F4_Commercial_School_Existing_Food Preparation_Natural Gas_Range_Codes & Standards Forecast | F4 | Commercial | School | Existing | Food Preparation | Natural Gas | Range | Codes & Standards Forecast | Winter Peak Demand (MW) | 0 | 0 | 0 | 0 | 0 | 0 | 0 | 0 | 0 | 0 | 0 | 0 | 0 | 0 | 0 | 0 | 0 | 0 | 0 | 0 | 0 | 0 | 0 | 0 | 0 | 0 | 0 | 0 | 0 | 0 | 0 | 0 | 0
F5_Commercial_School_Existing_Food Preparation_Natural Gas_Range_Codes & Standards Forecast | F5 | Commercial | School | Existing | Food Preparation | Natural Gas | Range | Codes & Standards Forecast | Turnover | 0 | 48433.5928 | 62641.6875 | 73745.6838 | 110912.6529 | 90052.7029 | 95693.0374 | 100161.102 | 103683.9255 | 106447.9123 | 94430.0021 | 87644.7496 | 84461.8001 | 89180.6936 | 88869.113 | 101991.8889 | 104758.8254 | 106922.0084 | 115724.0702 | 105707.9372 | 103110.2873 | 100112.3375 | 98406.1319 | 96790.8627 | 94313.0478 | 94205.5758 | 95458.5732 | 100199.4828 | 100733.2155 | 104070.2704 | 103508.2386 | 102567.9601 | 119203.6177
F6_Commercial_School_Existing_Food Preparation_Natural Gas_Range_Codes & Standards Forecast | F6 | Commercial | School | Existing | Food Preparation | Natural Gas | Range | Codes & Standards Forecast | Avg. Replacement Usage (kWh) | 0.027886 | 0.026934 | 0.030004 | 0.029452 | 0.029452 | 0.029452 | 0.029452 | 0.029452 | 0.029452 | 0.029452 | 0.029452 | 0.029452 | 0.029452 | 0.029452 | 0.029452 | 0.029452 | 0.029452 | 0.029452 | 0.029452 | 0.029452 | 0.029452 | 0.029452 | 0.029452 | 0.029452 | 0.029452 | 0.029452 | 0.029452 | 0.029452 | 0.029452 | 0.029452 | 0.029452 | 0.029452 | 0.029452
F7_Commercial_School_Existing_Food Preparation_Natural Gas_Range_Codes & Standards Forecast | F7 | Commercial | School | Existing | Food Preparation | Natural Gas | Range | Codes & Standards Forecast | Avg. Replacement Summer Demand (kW) | 0 | 0 | 0 | 0 | 0 | 0 | 0 | 0 | 0 | 0 | 0 | 0 | 0 | 0 | 0 | 0 | 0 | 0 | 0 | 0 | 0 | 0 | 0 | 0 | 0 | 0 | 0 | 0 | 0 | 0 | 0 | 0 | 0
F8_Commercial_School_Existing_Food Preparation_Natural Gas_Range_Codes & Standards Forecast | F8 | Commercial | School | Existing | Food Preparation | Natural Gas | Range | Codes & Standards Forecast | Avg. Replacement Winter Demand (kW) | 0 | 0 | 0 | 0 | 0 | 0 | 0 | 0 | 0 | 0 | 0 | 0 | 0 | 0 | 0 | 0 | 0 | 0 | 0 | 0 | 0 | 0 | 0 | 0 | 0 | 0 | 0 | 0 | 0 | 0 | 0 | 0 | 0
F1_Commercial_School_Existing_Food Preparation_Natural Gas_Steamer_Codes & Standards Forecast | F1 | Commercial | School | Existing | Food Preparation | Natural Gas | Steamer | Codes & Standards Forecast | Units | 437584.4684 | 435358.1374 | 433131.8064 | 430443.2152 | 440500.8159 | 439317.0049 | 438271.9326 | 437330.6478 | 436421.2794 | 435517.5416 | 434609.2804 | 433702.2354 | 432802.9209 | 431913.5765 | 431028.587 | 430147.1067 | 429264.8252 | 428392.4952 | 427542.3697 | 426716.7718 | 425903.2415 | 425087.5798 | 424265.5016 | 423435.8004 | 422597.7663 | 421754.3635 | 420906.6168 | 420056.4026 | 419203.0653 | 418347.2244 | 417486.9299 | 416624.0856 | 422304.9137
F2_Commercial_School_Existing_Food Preparation_Natural Gas_Steamer_Codes & Standards Forecast | F2 | Commercial | School | Existing | Food Preparation | Natural Gas | Steamer | Codes & Standards Forecast | Usage (MMtherm) | 0.017374 | 0.017101 | 0.019463 | 0.018434 | 0.017979 | 0.017289 | 0.01657 | 0.015824 | 0.015053 | 0.014259 | 0.013457 | 0.012634 | 0.011903 | 0.011254 | 0.010676 | 0.010162 | 0.0097048 | 0.0092979 | 0.0089361 | 0.0083529 | 0.0077988 | 0.0076027 | 0.0074272 | 0.0072701 | 0.0071292 | 0.0070027 | 0.0068891 | 0.0067868 | 0.0066947 | 0.0066115 | 0.0065363 | 0.0064681 | 0.0065017
F3_Commercial_School_Existing_Food Preparation_Natural Gas_Steamer_Codes & Standards Forecast | F3 | Commercial | School | Existing | Food Preparation | Natural Gas | Steamer | Codes & Standards Forecast | Summer Peak Demand (MW) | 0 | 0 | 0 | 0 | 0 | 0 | 0 | 0 | 0 | 0 | 0 | 0 | 0 | 0 | 0 | 0 | 0 | 0 | 0 | 0 | 0 | 0 | 0 | 0 | 0 | 0 | 0 | 0 | 0 | 0 | 0 | 0 | 0
F4_Commercial_School_Existing_Food Preparation_Natural Gas_Steamer_Codes & Standards Forecast | F4 | Commercial | School | Existing | Food Preparation | Natural Gas | Steamer | Codes & Standards Forecast | Winter Peak Demand (MW) | 0 | 0 | 0 | 0 | 0 | 0 | 0 | 0 | 0 | 0 | 0 | 0 | 0 | 0 | 0 | 0 | 0 | 0 | 0 | 0 | 0 | 0 | 0 | 0 | 0 | 0 | 0 | 0 | 0 | 0 | 0 | 0 | 0
F5_Commercial_School_Existing_Food Preparation_Natural Gas_Steamer_Codes & Standards Forecast | F5 | Commercial | School | Existing | Food Preparation | Natural Gas | Steamer | Codes & Standards Forecast | Turnover | 0 | 16124.3755 | 18269.963 | 20124.7457 | 31931.8488 | 23366.3969 | 24686.1401 | 25853.0099 | 26881.3429 | 27785.5438 | 26394.4334 | 25399.0122 | 24727.0914 | 25413.2898 | 25090.5886 | 24949.1905 | 24951.1477 | 25065.5952 | 25267.0629 | 30051.4573 | 30092.1066 | 29980.6786 | 32873.5965 | 29385.6886 | 29200.776 | 28990.5676 | 28775.3742 | 28569.8323 | 28228.0826 | 28045.3304 | 27965.5936 | 28612.6889 | 34246.3271
F6_Commercial_School_Existing_Food Preparation_Natural Gas_Steamer_Codes & Standards Forecast | F6 | Commercial | School | Existing | Food Preparation | Natural Gas | Steamer | Codes & Standards Forecast | Avg. Replacement Usage (kWh) | 0.065704 | 0.063461 | 0.070694 | 0.014475 | 0.014475 | 0.014475 | 0.014475 | 0.014475 | 0.014475 | 0.014475 | 0.014475 | 0.014475 | 0.014475 | 0.014475 | 0.014475 | 0.014475 | 0.014475 | 0.014475 | 0.014475 | 0.014475 | 0.014475 | 0.014475 | 0.014475 | 0.014475 | 0.014475 | 0.014475 | 0.014475 | 0.014475 | 0.014475 | 0.014475 | 0.014475 | 0.014475 | 0.014475
F7_Commercial_School_Existing_Food Preparation_Natural Gas_Steamer_Codes & Standards Forecast | F7 | Commercial | School | Existing | Food Preparation | Natural Gas | Steamer | Codes & Standards Forecast | Avg. Replacement Summer Demand (kW) | 0 | 0 | 0 | 0 | 0 | 0 | 0 | 0 | 0 | 0 | 0 | 0 | 0 | 0 | 0 | 0 | 0 | 0 | 0 | 0 | 0 | 0 | 0 | 0 | 0 | 0 | 0 | 0 | 0 | 0 | 0 | 0 | 0
F8_Commercial_School_Existing_Food Preparation_Natural Gas_Steamer_Codes & Standards Forecast | F8 | Commercial | School | Existing | Food Preparation | Natural Gas | Steamer | Codes & Standards Forecast | Avg. Replacement Winter Demand (kW) | 0 | 0 | 0 | 0 | 0 | 0 | 0 | 0 | 0 | 0 | 0 | 0 | 0 | 0 | 0 | 0 | 0 | 0 | 0 | 0 | 0 | 0 | 0 | 0 | 0 | 0 | 0 | 0 | 0 | 0 | 0 | 0 | 0
F1_Commercial_School_Existing_Food Preparation_Natural Gas_Food Prep Other_Codes & Standards Forecast | F1 | Commercial | School | Existing | Food Preparation | Natural Gas | Food Prep Other | Codes & Standards Forecast | Units | 54698.0585 | 54419.7672 | 54141.4758 | 53805.4019 | 55062.602 | 54914.6256 | 54783.9916 | 54666.331 | 54552.6599 | 54439.6927 | 54326.1601 | 54212.7794 | 54100.3651 | 53989.1971 | 53878.5734 | 53768.3883 | 53658.1031 | 53549.0619 | 53442.7962 | 53339.5965 | 53237.9052 | 53135.9475 | 53033.1877 | 52929.475 | 52824.7208 | 52719.2954 | 52613.3271 | 52507.0503 | 52400.3832 | 52293.403 | 52185.8662 | 52078.0107 | 52788.1142
F2_Commercial_School_Existing_Food Preparation_Natural Gas_Food Prep Other_Codes & Standards Forecast | F2 | Commercial | School | Existing | Food Preparation | Natural Gas | Food Prep Other | Codes & Standards Forecast | Usage (MMtherm) | 0.00054267 | 0.00052148 | 0.00057795 | 0.00056379 | 0.00057696 | 0.00057541 | 0.00057404 | 0.00057281 | 0.00057162 | 0.00057044 | 0.00056925 | 0.00056806 | 0.00056688 | 0.00056572 | 0.00056456 | 0.0005634 | 0.00056225 | 0.0005611 | 0.00055999 | 0.00055891 | 0.00055784 | 0.00055678 | 0.0005557 | 0.00055461 | 0.00055351 | 0.00055241 | 0.0005513 | 0.00055019 | 0.00054907 | 0.00054795 | 0.00054682 | 0.00054569 | 0.00055313
F3_Commercial_School_Existing_Food Preparation_Natural Gas_Food Prep Other_Codes & Standards Forecast | F3 | Commercial | School | Existing | Food Preparation | Natural Gas | Food Prep Other | Codes & Standards Forecast | Summer Peak Demand (MW) | 0 | 0 | 0 | 0 | 0 | 0 | 0 | 0 | 0 | 0 | 0 | 0 | 0 | 0 | 0 | 0 | 0 | 0 | 0 | 0 | 0 | 0 | 0 | 0 | 0 | 0 | 0 | 0 | 0 | 0 | 0 | 0 | 0
F4_Commercial_School_Existing_Food Preparation_Natural Gas_Food Prep Other_Codes & Standards Forecast | F4 | Commercial | School | Existing | Food Preparation | Natural Gas | Food Prep Other | Codes & Standards Forecast | Winter Peak Demand (MW) | 0 | 0 | 0 | 0 | 0 | 0 | 0 | 0 | 0 | 0 | 0 | 0 | 0 | 0 | 0 | 0 | 0 | 0 | 0 | 0 | 0 | 0 | 0 | 0 | 0 | 0 | 0 | 0 | 0 | 0 | 0 | 0 | 0
F5_Commercial_School_Existing_Food Preparation_Natural Gas_Food Prep Other_Codes & Standards Forecast | F5 | Commercial | School | Existing | Food Preparation | Natural Gas | Food Prep Other | Codes & Standards Forecast | Turnover | 0 | 2176.7907 | 2815.3567 | 3314.4128 | 4984.8383 | 4047.3125 | 4300.8107 | 4501.6226 | 4659.9517 | 4784.1758 | 4244.045 | 3939.0899 | 3796.036 | 4008.1211 | 3994.1174 | 4583.9051 | 4708.2618 | 4805.4835 | 5201.0818 | 4750.9185 | 4634.1702 | 4499.4309 | 4422.7475 | 4350.1511 | 4238.7887 | 4233.9585 | 4290.273 | 4503.3475 | 4527.3355 | 4677.3155 | 4652.0557 | 4609.796 | 5357.466
F6_Commercial_School_Existing_Food Preparation_Natural Gas_Food Prep Other_Codes & Standards Forecast | F6 | Commercial | School | Existing | Food Preparation | Natural Gas | Food Prep Other | Codes & Standards Forecast | Avg. Replacement Usage (kWh) | 0.0099212 | 0.0095825 | 0.010675 | 0.010478 | 0.010478 | 0.010478 | 0.010478 | 0.010478 | 0.010478 | 0.010478 | 0.010478 | 0.010478 | 0.010478 | 0.010478 | 0.010478 | 0.010478 | 0.010478 | 0.010478 | 0.010478 | 0.010478 | 0.010478 | 0.010478 | 0.010478 | 0.010478 | 0.010478 | 0.010478 | 0.010478 | 0.010478 | 0.010478 | 0.010478 | 0.010478 | 0.010478 | 0.010478
F7_Commercial_School_Existing_Food Preparation_Natural Gas_Food Prep Other_Codes & Standards Forecast | F7 | Commercial | School | Existing | Food Preparation | Natural Gas | Food Prep Other | Codes & Standards Forecast | Avg. Replacement Summer Demand (kW) | 0 | 0 | 0 | 0 | 0 | 0 | 0 | 0 | 0 | 0 | 0 | 0 | 0 | 0 | 0 | 0 | 0 | 0 | 0 | 0 | 0 | 0 | 0 | 0 | 0 | 0 | 0 | 0 | 0 | 0 | 0 | 0 | 0
F8_Commercial_School_Existing_Food Preparation_Natural Gas_Food Prep Other_Codes & Standards Forecast | F8 | Commercial | School | Existing | Food Preparation | Natural Gas | Food Prep Other | Codes & Standards Forecast | Avg. Replacement Winter Demand (kW) | 0 | 0 | 0 | 0 | 0 | 0 | 0 | 0 | 0 | 0 | 0 | 0 | 0 | 0 | 0 | 0 | 0 | 0 | 0 | 0 | 0 | 0 | 0 | 0 | 0 | 0 | 0 | 0 | 0 | 0 | 0 | 0 | 0
F1_Commercial_School_Existing_Miscellaneous_Natural Gas_Pool Heater_Codes & Standards Forecast | F1 | Commercial | School | Existing | Miscellaneous | Natural Gas | Pool Heater | Codes & Standards Forecast | Units | 12667.3925 | 12602.9436 | 12538.4948 | 12460.6642 | 12751.8162 | 12717.5467 | 12687.2935 | 12660.0447 | 12633.7199 | 12607.5581 | 12581.2654 | 12555.0078 | 12528.9741 | 12503.2289 | 12477.6099 | 12452.0924 | 12426.5517 | 12401.2991 | 12376.6893 | 12352.7895 | 12329.239 | 12305.6269 | 12281.829 | 12257.8104 | 12233.5507 | 12209.1354 | 12184.5945 | 12159.9821 | 12135.2793 | 12110.504 | 12085.5999 | 12060.6219 | 12225.073
F2_Commercial_School_Existing_Miscellaneous_Natural Gas_Pool Heater_Codes & Standards Forecast | F2 | Commercial | School | Existing | Miscellaneous | Natural Gas | Pool Heater | Codes & Standards Forecast | Usage (MMtherm) | 2.1679e-05 | 2.0854e-05 | 2.3142e-05 | 2.2611e-05 | 2.3185e-05 | 2.3165e-05 | 2.3144e-05 | 2.3122e-05 | 2.3096e-05 | 2.3066e-05 | 2.3031e-05 | 2.2995e-05 | 2.2956e-05 | 2.2916e-05 | 2.2874e-05 | 2.2832e-05 | 2.2789e-05 | 2.2745e-05 | 2.2703e-05 | 2.2661e-05 | 2.2619e-05 | 2.2577e-05 | 2.2534e-05 | 2.2491e-05 | 2.2447e-05 | 2.2402e-05 | 2.2358e-05 | 2.2313e-05 | 2.2268e-05 | 2.2223e-05 | 2.2177e-05 | 2.2131e-05 | 2.2433e-05
F3_Commercial_School_Existing_Miscellaneous_Natural Gas_Pool Heater_Codes & Standards Forecast | F3 | Commercial | School | Existing | Miscellaneous | Natural Gas | Pool Heater | Codes & Standards Forecast | Summer Peak Demand (MW) | 0 | 0 | 0 | 0 | 0 | 0 | 0 | 0 | 0 | 0 | 0 | 0 | 0 | 0 | 0 | 0 | 0 | 0 | 0 | 0 | 0 | 0 | 0 | 0 | 0 | 0 | 0 | 0 | 0 | 0 | 0 | 0 | 0
F4_Commercial_School_Existing_Miscellaneous_Natural Gas_Pool Heater_Codes & Standards Forecast | F4 | Commercial | School | Existing | Miscellaneous | Natural Gas | Pool Heater | Codes & Standards Forecast | Winter Peak Demand (MW) | 0 | 0 | 0 | 0 | 0 | 0 | 0 | 0 | 0 | 0 | 0 | 0 | 0 | 0 | 0 | 0 | 0 | 0 | 0 | 0 | 0 | 0 | 0 | 0 | 0 | 0 | 0 | 0 | 0 | 0 | 0 | 0 | 0
F5_Commercial_School_Existing_Miscellaneous_Natural Gas_Pool Heater_Codes & Standards Forecast | F5 | Commercial | School | Existing | Miscellaneous | Natural Gas | Pool Heater | Codes & Standards Forecast | Turnover | 0 | 840.1962 | 1086.6695 | 1279.2949 | 1729.9433 | 1562.179 | 1412.0718 | 1341.6617 | 1324.587 | 1399.5498 | 1426.3926 | 1632.6072 | 1633.1199 | 1617.2373 | 1683.7583 | 1584.7343 | 1550.7808 | 1544.0975 | 1549.3321 | 1590.4137 | 1591.3706 | 1631.5454 | 1609.5582 | 1588.7992 | 1601.4848 | 1569.2376 | 1568.0745 | 1569.7357 | 1569.954 | 1581.8014 | 1574.5358 | 1578.5542 | 1733.8286
F6_Commercial_School_Existing_Miscellaneous_Natural Gas_Pool Heater_Codes & Standards Forecast | F6 | Commercial | School | Existing | Miscellaneous | Natural Gas | Pool Heater | Codes & Standards Forecast | Avg. Replacement Usage (kWh) | 0.0017375 | 0.0016782 | 0.0018694 | 0.001835 | 0.001835 | 0.001835 | 0.001835 | 0.001835 | 0.001835 | 0.001835 | 0.001835 | 0.001835 | 0.001835 | 0.001835 | 0.001835 | 0.001835 | 0.001835 | 0.001835 | 0.001835 | 0.001835 | 0.001835 | 0.001835 | 0.001835 | 0.001835 | 0.001835 | 0.001835 | 0.001835 | 0.001835 | 0.001835 | 0.001835 | 0.001835 | 0.001835 | 0.001835
F7_Commercial_School_Existing_Miscellaneous_Natural Gas_Pool Heater_Codes & Standards Forecast | F7 | Commercial | School | Existing | Miscellaneous | Natural Gas | Pool Heater | Codes & Standards Forecast | Avg. Replacement Summer Demand (kW) | 0 | 0 | 0 | 0 | 0 | 0 | 0 | 0 | 0 | 0 | 0 | 0 | 0 | 0 | 0 | 0 | 0 | 0 | 0 | 0 | 0 | 0 | 0 | 0 | 0 | 0 | 0 | 0 | 0 | 0 | 0 | 0 | 0
F8_Commercial_School_Existing_Miscellaneous_Natural Gas_Pool Heater_Codes & Standards Forecast | F8 | Commercial | School | Existing | Miscellaneous | Natural Gas | Pool Heater | Codes & Standards Forecast | Avg. Replacement Winter Demand (kW) | 0 | 0 | 0 | 0 | 0 | 0 | 0 | 0 | 0 | 0 | 0 | 0 | 0 | 0 | 0 | 0 | 0 | 0 | 0 | 0 | 0 | 0 | 0 | 0 | 0 | 0 | 0 | 0 | 0 | 0 | 0 | 0 | 0
F1_Commercial_School_Existing_Miscellaneous_Natural Gas_Miscellaneous_Codes & Standards Forecast | F1 | Commercial | School | Existing | Miscellaneous | Natural Gas | Miscellaneous | Codes & Standards Forecast | Units | 4170726.9641 | 4149507.2468 | 4128287.5294 | 4102661.8948 | 4198523.4015 | 4187240.2025 | 4177279.3577 | 4168307.7372 | 4159640.3191 | 4151026.5688 | 4142369.704 | 4133724.4313 | 4125152.84 | 4116676.2764 | 4108241.2202 | 4099839.6109 | 4091430.3649 | 4083115.9696 | 4075013.2111 | 4067144.2313 | 4059390.2709 | 4051615.9951 | 4043780.5625 | 4035872.4721 | 4027884.9602 | 4019846.2767 | 4011766.1911 | 4003662.5872 | 3995529.2162 | 3987371.9824 | 3979172.3007 | 3970948.3161 | 4025093.7088
F2_Commercial_School_Existing_Miscellaneous_Natural Gas_Miscellaneous_Codes & Standards Forecast | F2 | Commercial | School | Existing | Miscellaneous | Natural Gas | Miscellaneous | Codes & Standards Forecast | Usage (MMtherm) | 0.038974 | 0.037452 | 0.041507 | 0.040491 | 0.041437 | 0.041325 | 0.041227 | 0.041138 | 0.041053 | 0.040968 | 0.040882 | 0.040797 | 0.040713 | 0.040629 | 0.040546 | 0.040463 | 0.04038 | 0.040298 | 0.040218 | 0.04014 | 0.040064 | 0.039987 | 0.039909 | 0.039831 | 0.039753 | 0.039673 | 0.039594 | 0.039514 | 0.039433 | 0.039353 | 0.039272 | 0.039191 | 0.039725
F3_Commercial_School_Existing_Miscellaneous_Natural Gas_Miscellaneous_Codes & Standards Forecast | F3 | Commercial | School | Existing | Miscellaneous | Natural Gas | Miscellaneous | Codes & Standards Forecast | Summer Peak Demand (MW) | 0 | 0 | 0 | 0 | 0 | 0 | 0 | 0 | 0 | 0 | 0 | 0 | 0 | 0 | 0 | 0 | 0 | 0 | 0 | 0 | 0 | 0 | 0 | 0 | 0 | 0 | 0 | 0 | 0 | 0 | 0 | 0 | 0
F4_Commercial_School_Existing_Miscellaneous_Natural Gas_Miscellaneous_Codes & Standards Forecast | F4 | Commercial | School | Existing | Miscellaneous | Natural Gas | Miscellaneous | Codes & Standards Forecast | Winter Peak Demand (MW) | 0 | 0 | 0 | 0 | 0 | 0 | 0 | 0 | 0 | 0 | 0 | 0 | 0 | 0 | 0 | 0 | 0 | 0 | 0 | 0 | 0 | 0 | 0 | 0 | 0 | 0 | 0 | 0 | 0 | 0 | 0 | 0 | 0
F5_Commercial_School_Existing_Miscellaneous_Natural Gas_Miscellaneous_Codes & Standards Forecast | F5 | Commercial | School | Existing | Miscellaneous | Natural Gas | Miscellaneous | Codes & Standards Forecast | Turnover | 0 | 355672.0497 | 421253.8295 | 476052.3132 | 554143.0228 | 451401.9193 | 453658.8766 | 466608.8959 | 463179.7745 | 460590.2195 | 460211.9084 | 560276.7683 | 563804.6048 | 564006.5258 | 584252.7648 | 550928.5198 | 552284.6035 | 559353.0798 | 556019.7093 | 553632.0585 | 553246.5627 | 581128.2791 | 577122.0176 | 572674.5535 | 578538.1185 | 567679.6761 | 567636.7601 | 570054.2851 | 567596.7032 | 565740.7589 | 565052.9873 | 572180.8921 | 624248.6875
F6_Commercial_School_Existing_Miscellaneous_Natural Gas_Miscellaneous_Codes & Standards Forecast | F6 | Commercial | School | Existing | Miscellaneous | Natural Gas | Miscellaneous | Codes & Standards Forecast | Avg. Replacement Usage (kWh) | 0.0093446 | 0.0090256 | 0.010054 | 0.0098693 | 0.0098693 | 0.0098693 | 0.0098693 | 0.0098693 | 0.0098693 | 0.0098693 | 0.0098693 | 0.0098693 | 0.0098693 | 0.0098693 | 0.0098693 | 0.0098693 | 0.0098693 | 0.0098693 | 0.0098693 | 0.0098693 | 0.0098693 | 0.0098693 | 0.0098693 | 0.0098693 | 0.0098693 | 0.0098693 | 0.0098693 | 0.0098693 | 0.0098693 | 0.0098693 | 0.0098693 | 0.0098693 | 0.0098693
F7_Commercial_School_Existing_Miscellaneous_Natural Gas_Miscellaneous_Codes & Standards Forecast | F7 | Commercial | School | Existing | Miscellaneous | Natural Gas | Miscellaneous | Codes & Standards Forecast | Avg. Replacement Summer Demand (kW) | 0 | 0 | 0 | 0 | 0 | 0 | 0 | 0 | 0 | 0 | 0 | 0 | 0 | 0 | 0 | 0 | 0 | 0 | 0 | 0 | 0 | 0 | 0 | 0 | 0 | 0 | 0 | 0 | 0 | 0 | 0 | 0 | 0
F8_Commercial_School_Existing_Miscellaneous_Natural Gas_Miscellaneous_Codes & Standards Forecast | F8 | Commercial | School | Existing | Miscellaneous | Natural Gas | Miscellaneous | Codes & Standards Forecast | Avg. Replacement Winter Demand (kW) | 0 | 0 | 0 | 0 | 0 | 0 | 0 | 0 | 0 | 0 | 0 | 0 | 0 | 0 | 0 | 0 | 0 | 0 | 0 | 0 | 0 | 0 | 0 | 0 | 0 | 0 | 0 | 0 | 0 | 0 | 0 | 0 | 0
F1_Commercial_School_New_Space Heating_Natural Gas_Furnace_Codes & Standards Forecast | F1 | Commercial | School | New | Space Heating | Natural Gas | Furnace | Codes & Standards Forecast | Units | 0 | 0 | 0 | 0 | 0 | 0 | 0 | 0 | 0 | 0 | 0 | 0 | 0 | 0 | 0 | 0 | 0 | 0 | 0 | 0 | 0 | 0 | 0 | 0 | 0 | 0 | 0 | 0 | 0 | 0 | 0 | 0 | 0
F2_Commercial_School_New_Space Heating_Natural Gas_Furnace_Codes & Standards Forecast | F2 | Commercial | School | New | Space Heating | Natural Gas | Furnace | Codes & Standards Forecast | Usage (MMtherm) | 0 | 0 | 0 | 0 | 0 | 0 | 0 | 0 | 0 | 0 | 0 | 0 | 0 | 0 | 0 | 0 | 0 | 0 | 0 | 0 | 0 | 0 | 0 | 0 | 0 | 0 | 0 | 0 | 0 | 0 | 0 | 0 | 0
F3_Commercial_School_New_Space Heating_Natural Gas_Furnace_Codes & Standards Forecast | F3 | Commercial | School | New | Space Heating | Natural Gas | Furnace | Codes & Standards Forecast | Summer Peak Demand (MW) | 0 | 0 | 0 | 0 | 0 | 0 | 0 | 0 | 0 | 0 | 0 | 0 | 0 | 0 | 0 | 0 | 0 | 0 | 0 | 0 | 0 | 0 | 0 | 0 | 0 | 0 | 0 | 0 | 0 | 0 | 0 | 0 | 0
F4_Commercial_School_New_Space Heating_Natural Gas_Furnace_Codes & Standards Forecast | F4 | Commercial | School | New | Space Heating | Natural Gas | Furnace | Codes & Standards Forecast | Winter Peak Demand (MW) | 0 | 0 | 0 | 0 | 0 | 0 | 0 | 0 | 0 | 0 | 0 | 0 | 0 | 0 | 0 | 0 | 0 | 0 | 0 | 0 | 0 | 0 | 0 | 0 | 0 | 0 | 0 | 0 | 0 | 0 | 0 | 0 | 0
F5_Commercial_School_New_Space Heating_Natural Gas_Furnace_Codes & Standards Forecast | F5 | Commercial | School | New | Space Heating | Natural Gas | Furnace | Codes & Standards Forecast | Turnover | 0 | 0 | 0 | 0 | 0 | 0 | 0 | 0 | 0 | 0 | 0 | 0 | 0 | 0 | 0 | 0 | 0 | 0 | 0 | 0 | 0 | 0 | 0 | 0 | 0 | 0 | 0 | 0 | 0 | 0 | 0 | 0 | 0
F6_Commercial_School_New_Space Heating_Natural Gas_Furnace_Codes & Standards Forecast | F6 | Commercial | School | New | Space Heating | Natural Gas | Furnace | Codes & Standards Forecast | Avg. Replacement Usage (kWh) | 0.29469 | 0.28464 | 0.3154 | 0.30795 | 0.3063 | 0.27385 | 0.27236 | 0.27088 | 0.2694 | 0.26792 | 0.26644 | 0.26496 | 0.26348 | 0.262 | 0.26052 | 0.25904 | 0.25756 | 0.25608 | 0.2546 | 0.25312 | 0.25164 | 0.25016 | 0.24868 | 0.2472 | 0.24572 | 0.24424 | 0.24276 | 0.24128 | 0.2398 | 0.23832 | 0.23684 | 0.23536 | 0.23536
F7_Commercial_School_New_Space Heating_Natural Gas_Furnace_Codes & Standards Forecast | F7 | Commercial | School | New | Space Heating | Natural Gas | Furnace | Codes & Standards Forecast | Avg. Replacement Summer Demand (kW) | 0 | 0 | 0 | 0 | 0 | 0 | 0 | 0 | 0 | 0 | 0 | 0 | 0 | 0 | 0 | 0 | 0 | 0 | 0 | 0 | 0 | 0 | 0 | 0 | 0 | 0 | 0 | 0 | 0 | 0 | 0 | 0 | 0
F8_Commercial_School_New_Space Heating_Natural Gas_Furnace_Codes & Standards Forecast | F8 | Commercial | School | New | Space Heating | Natural Gas | Furnace | Codes & Standards Forecast | Avg. Replacement Winter Demand (kW) | 0 | 0 | 0 | 0 | 0 | 0 | 0 | 0 | 0 | 0 | 0 | 0 | 0 | 0 | 0 | 0 | 0 | 0 | 0 | 0 | 0 | 0 | 0 | 0 | 0 | 0 | 0 | 0 | 0 | 0 | 0 | 0 | 0
F1_Commercial_School_New_Space Heating_Natural Gas_Boiler_Codes & Standards Forecast | F1 | Commercial | School | New | Space Heating | Natural Gas | Boiler | Codes & Standards Forecast | Units | 0 | 0 | 0 | 0 | 0 | 0 | 0 | 0 | 0 | 0 | 0 | 0 | 0 | 0 | 0 | 0 | 0 | 0 | 0 | 0 | 0 | 0 | 0 | 0 | 0 | 0 | 0 | 0 | 0 | 0 | 0 | 0 | 0
F2_Commercial_School_New_Space Heating_Natural Gas_Boiler_Codes & Standards Forecast | F2 | Commercial | School | New | Space Heating | Natural Gas | Boiler | Codes & Standards Forecast | Usage (MMtherm) | 0 | 0 | 0 | 0 | 0 | 0 | 0 | 0 | 0 | 0 | 0 | 0 | 0 | 0 | 0 | 0 | 0 | 0 | 0 | 0 | 0 | 0 | 0 | 0 | 0 | 0 | 0 | 0 | 0 | 0 | 0 | 0 | 0
F3_Commercial_School_New_Space Heating_Natural Gas_Boiler_Codes & Standards Forecast | F3 | Commercial | School | New | Space Heating | Natural Gas | Boiler | Codes & Standards Forecast | Summer Peak Demand (MW) | 0 | 0 | 0 | 0 | 0 | 0 | 0 | 0 | 0 | 0 | 0 | 0 | 0 | 0 | 0 | 0 | 0 | 0 | 0 | 0 | 0 | 0 | 0 | 0 | 0 | 0 | 0 | 0 | 0 | 0 | 0 | 0 | 0
F4_Commercial_School_New_Space Heating_Natural Gas_Boiler_Codes & Standards Forecast | F4 | Commercial | School | New | Space Heating | Natural Gas | Boiler | Codes & Standards Forecast | Winter Peak Demand (MW) | 0 | 0 | 0 | 0 | 0 | 0 | 0 | 0 | 0 | 0 | 0 | 0 | 0 | 0 | 0 | 0 | 0 | 0 | 0 | 0 | 0 | 0 | 0 | 0 | 0 | 0 | 0 | 0 | 0 | 0 | 0 | 0 | 0
F5_Commercial_School_New_Space Heating_Natural Gas_Boiler_Codes & Standards Forecast | F5 | Commercial | School | New | Space Heating | Natural Gas | Boiler | Codes & Standards Forecast | Turnover | 0 | 0 | 0 | 0 | 0 | 0 | 0 | 0 | 0 | 0 | 0 | 0 | 0 | 0 | 0 | 0 | 0 | 0 | 0 | 0 | 0 | 0 | 0 | 0 | 0 | 0 | 0 | 0 | 0 | 0 | 0 | 0 | 0
F6_Commercial_School_New_Space Heating_Natural Gas_Boiler_Codes & Standards Forecast | F6 | Commercial | School | New | Space Heating | Natural Gas | Boiler | Codes & Standards Forecast | Avg. Replacement Usage (kWh) | 0.96246 | 0.92961 | 1.0301 | 1.0057 | 1.0004 | 0.8468 | 0.84222 | 0.83764 | 0.83306 | 0.82849 | 0.8239 | 0.81932 | 0.81475 | 0.81017 | 0.80559 | 0.80101 | 0.79643 | 0.79186 | 0.78728 | 0.7827 | 0.77812 | 0.77356 | 0.76897 | 0.7644 | 0.75982 | 0.75526 | 0.75067 | 0.7461 | 0.74153 | 0.73696 | 0.73237 | 0.7278 | 0.7278
F7_Commercial_School_New_Space Heating_Natural Gas_Boiler_Codes & Standards Forecast | F7 | Commercial | School | New | Space Heating | Natural Gas | Boiler | Codes & Standards Forecast | Avg. Replacement Summer Demand (kW) | 0 | 0 | 0 | 0 | 0 | 0 | 0 | 0 | 0 | 0 | 0 | 0 | 0 | 0 | 0 | 0 | 0 | 0 | 0 | 0 | 0 | 0 | 0 | 0 | 0 | 0 | 0 | 0 | 0 | 0 | 0 | 0 | 0
F8_Commercial_School_New_Space Heating_Natural Gas_Boiler_Codes & Standards Forecast | F8 | Commercial | School | New | Space Heating | Natural Gas | Boiler | Codes & Standards Forecast | Avg. Replacement Winter Demand (kW) | 0 | 0 | 0 | 0 | 0 | 0 | 0 | 0 | 0 | 0 | 0 | 0 | 0 | 0 | 0 | 0 | 0 | 0 | 0 | 0 | 0 | 0 | 0 | 0 | 0 | 0 | 0 | 0 | 0 | 0 | 0 | 0 | 0
F1_Commercial_School_New_Space Heating_Natural Gas_Unit Heater_Codes & Standards Forecast | F1 | Commercial | School | New | Space Heating | Natural Gas | Unit Heater | Codes & Standards Forecast | Units | 0 | 281.8549 | 1641.3457 | 2510.1555 | 3548.9468 | 4619.5162 | 5695.4655 | 6626.6961 | 7544.8759 | 8484.5472 | 9439.5141 | 10387.2264 | 11320.1154 | 12240.2886 | 13161.792 | 14080.5083 | 15004.5489 | 15907.0319 | 16773.6679 | 17612.3417 | 18451.4275 | 19307.5037 | 20174.7368 | 21051.1458 | 21936.9703 | 22825.2906 | 23717.0837 | 24609.4774 | 25505.8079 | 26404.0922 | 27309.0599 | 28214.6854 | 28599.4034
F2_Commercial_School_New_Space Heating_Natural Gas_Unit Heater_Codes & Standards Forecast | F2 | Commercial | School | New | Space Heating | Natural Gas | Unit Heater | Codes & Standards Forecast | Usage (MMtherm) | 0 | 4.1116e-05 | 0.00026531 | 0.00039617 | 0.00055712 | 0.00070455 | 0.00085109 | 0.00097589 | 0.0010975 | 0.0012206 | 0.0013444 | 0.0014652 | 0.0015797 | 0.0016897 | 0.001797 | 0.0019036 | 0.0020102 | 0.0021134 | 0.0022099 | 0.0022975 | 0.0023873 | 0.0024782 | 0.0025742 | 0.00267 | 0.0027657 | 0.0028604 | 0.0029541 | 0.0030466 | 0.0031382 | 0.0032287 | 0.0033186 | 0.0034072 | 0.0034537
F3_Commercial_School_New_Space Heating_Natural Gas_Unit Heater_Codes & Standards Forecast | F3 | Commercial | School | New | Space Heating | Natural Gas | Unit Heater | Codes & Standards Forecast | Summer Peak Demand (MW) | 0 | 0 | 0 | 0 | 0 | 0 | 0 | 0 | 0 | 0 | 0 | 0 | 0 | 0 | 0 | 0 | 0 | 0 | 0 | 0 | 0 | 0 | 0 | 0 | 0 | 0 | 0 | 0 | 0 | 0 | 0 | 0 | 0
F4_Commercial_School_New_Space Heating_Natural Gas_Unit Heater_Codes & Standards Forecast | F4 | Commercial | School | New | Space Heating | Natural Gas | Unit Heater | Codes & Standards Forecast | Winter Peak Demand (MW) | 0 | 0 | 0 | 0 | 0 | 0 | 0 | 0 | 0 | 0 | 0 | 0 | 0 | 0 | 0 | 0 | 0 | 0 | 0 | 0 | 0 | 0 | 0 | 0 | 0 | 0 | 0 | 0 | 0 | 0 | 0 | 0 | 0
F5_Commercial_School_New_Space Heating_Natural Gas_Unit Heater_Codes & Standards Forecast | F5 | Commercial | School | New | Space Heating | Natural Gas | Unit Heater | Codes & Standards Forecast | Turnover | 0 | 281.8549 | 1359.4908 | 868.8098 | 1038.7913 | 1070.5694 | 1075.9492 | 931.2306 | 918.1799 | 939.6713 | 954.9669 | 987.9772 | 1161.6149 | 1240.3396 | 1344.3304 | 1434.0781 | 1519.4862 | 1545.8979 | 1631.4235 | 1942.4216 | 1778.6158 | 1852.0525 | 1896.1309 | 1937.0802 | 1944.8536 | 1997.1255 | 2065.5286 | 2123.7518 | 2194.4585 | 2339.0449 | 2416.9303 | 2496.4709 | 2045.3242
F6_Commercial_School_New_Space Heating_Natural Gas_Unit Heater_Codes & Standards Forecast | F6 | Commercial | School | New | Space Heating | Natural Gas | Unit Heater | Codes & Standards Forecast | Avg. Replacement Usage (kWh) | 0.15103 | 0.14588 | 0.16164 | 0.15783 | 0.15698 | 0.14051 | 0.13975 | 0.13899 | 0.13823 | 0.13747 | 0.13671 | 0.13595 | 0.13519 | 0.13443 | 0.13367 | 0.13291 | 0.13215 | 0.13139 | 0.13063 | 0.12987 | 0.12911 | 0.12835 | 0.12759 | 0.12683 | 0.12607 | 0.12532 | 0.12456 | 0.1238 | 0.12304 | 0.12228 | 0.12152 | 0.12076 | 0.12076
F7_Commercial_School_New_Space Heating_Natural Gas_Unit Heater_Codes & Standards Forecast | F7 | Commercial | School | New | Space Heating | Natural Gas | Unit Heater | Codes & Standards Forecast | Avg. Replacement Summer Demand (kW) | 0 | 0 | 0 | 0 | 0 | 0 | 0 | 0 | 0 | 0 | 0 | 0 | 0 | 0 | 0 | 0 | 0 | 0 | 0 | 0 | 0 | 0 | 0 | 0 | 0 | 0 | 0 | 0 | 0 | 0 | 0 | 0 | 0
F8_Commercial_School_New_Space Heating_Natural Gas_Unit Heater_Codes & Standards Forecast | F8 | Commercial | School | New | Space Heating | Natural Gas | Unit Heater | Codes & Standards Forecast | Avg. Replacement Winter Demand (kW) | 0 | 0 | 0 | 0 | 0 | 0 | 0 | 0 | 0 | 0 | 0 | 0 | 0 | 0 | 0 | 0 | 0 | 0 | 0 | 0 | 0 | 0 | 0 | 0 | 0 | 0 | 0 | 0 | 0 | 0 | 0 | 0 | 0
F1_Commercial_School_New_Water Heating_Natural Gas_Water Heater_Codes & Standards Forecast | F1 | Commercial | School | New | Water Heating | Natural Gas | Water Heater | Codes & Standards Forecast | Units | 0 | 0 | 0 | 0 | 0 | 0 | 0 | 0 | 0 | 0 | 0 | 0 | 0 | 0 | 0 | 0 | 0 | 0 | 0 | 0 | 0 | 0 | 0 | 0 | 0 | 0 | 0 | 0 | 0 | 0 | 0 | 0 | 0
F2_Commercial_School_New_Water Heating_Natural Gas_Water Heater_Codes & Standards Forecast | F2 | Commercial | School | New | Water Heating | Natural Gas | Water Heater | Codes & Standards Forecast | Usage (MMtherm) | 0 | 0 | 0 | 0 | 0 | 0 | 0 | 0 | 0 | 0 | 0 | 0 | 0 | 0 | 0 | 0 | 0 | 0 | 0 | 0 | 0 | 0 | 0 | 0 | 0 | 0 | 0 | 0 | 0 | 0 | 0 | 0 | 0
F3_Commercial_School_New_Water Heating_Natural Gas_Water Heater_Codes & Standards Forecast | F3 | Commercial | School | New | Water Heating | Natural Gas | Water Heater | Codes & Standards Forecast | Summer Peak Demand (MW) | 0 | 0 | 0 | 0 | 0 | 0 | 0 | 0 | 0 | 0 | 0 | 0 | 0 | 0 | 0 | 0 | 0 | 0 | 0 | 0 | 0 | 0 | 0 | 0 | 0 | 0 | 0 | 0 | 0 | 0 | 0 | 0 | 0
F4_Commercial_School_New_Water Heating_Natural Gas_Water Heater_Codes & Standards Forecast | F4 | Commercial | School | New | Water Heating | Natural Gas | Water Heater | Codes & Standards Forecast | Winter Peak Demand (MW) | 0 | 0 | 0 | 0 | 0 | 0 | 0 | 0 | 0 | 0 | 0 | 0 | 0 | 0 | 0 | 0 | 0 | 0 | 0 | 0 | 0 | 0 | 0 | 0 | 0 | 0 | 0 | 0 | 0 | 0 | 0 | 0 | 0
F5_Commercial_School_New_Water Heating_Natural Gas_Water Heater_Codes & Standards Forecast | F5 | Commercial | School | New | Water Heating | Natural Gas | Water Heater | Codes & Standards Forecast | Turnover | 0 | 0 | 0 | 0 | 0 | 0 | 0 | 0 | 0 | 0 | 0 | 0 | 0 | 0 | 0 | 0 | 0 | 0 | 0 | 0 | 0 | 0 | 0 | 0 | 0 | 0 | 0 | 0 | 0 | 0 | 0 | 0 | 0
F6_Commercial_School_New_Water Heating_Natural Gas_Water Heater_Codes & Standards Forecast | F6 | Commercial | School | New | Water Heating | Natural Gas | Water Heater | Codes & Standards Forecast | Avg. Replacement Usage (kWh) | 0.1413 | 0.13647 | 0.15203 | 0.14923 | 0.14923 | 0.14923 | 0.14923 | 0.14923 | 0.14923 | 0.14923 | 0.14923 | 0.14923 | 0.14923 | 0.14923 | 0.14923 | 0.14923 | 0.14923 | 0.14923 | 0.14923 | 0.14923 | 0.14923 | 0.14923 | 0.14923 | 0.14923 | 0.14923 | 0.14923 | 0.14923 | 0.14923 | 0.14923 | 0.14923 | 0.14923 | 0.14923 | 0.14923
F7_Commercial_School_New_Water Heating_Natural Gas_Water Heater_Codes & Standards Forecast | F7 | Commercial | School | New | Water Heating | Natural Gas | Water Heater | Codes & Standards Forecast | Avg. Replacement Summer Demand (kW) | 0 | 0 | 0 | 0 | 0 | 0 | 0 | 0 | 0 | 0 | 0 | 0 | 0 | 0 | 0 | 0 | 0 | 0 | 0 | 0 | 0 | 0 | 0 | 0 | 0 | 0 | 0 | 0 | 0 | 0 | 0 | 0 | 0
F8_Commercial_School_New_Water Heating_Natural Gas_Water Heater_Codes & Standards Forecast | F8 | Commercial | School | New | Water Heating | Natural Gas | Water Heater | Codes & Standards Forecast | Avg. Replacement Winter Demand (kW) | 0 | 0 | 0 | 0 | 0 | 0 | 0 | 0 | 0 | 0 | 0 | 0 | 0 | 0 | 0 | 0 | 0 | 0 | 0 | 0 | 0 | 0 | 0 | 0 | 0 | 0 | 0 | 0 | 0 | 0 | 0 | 0 | 0
F1_Commercial_School_New_Food Preparation_Natural Gas_Oven_Codes & Standards Forecast | F1 | Commercial | School | New | Food Preparation | Natural Gas | Oven | Codes & Standards Forecast | Units | 0 | 1380.5484 | 8039.4462 | 12294.9482 | 17383.0335 | 22626.7707 | 27896.8585 | 32458.1026 | 36955.4232 | 41558.0104 | 46235.517 | 50877.4893 | 55446.8566 | 59953.9407 | 64467.5399 | 68967.4884 | 73493.515 | 77913.9511 | 82158.8056 | 86266.6986 | 90376.6098 | 94569.7415 | 98817.5206 | 103110.2441 | 107449.0855 | 111800.1515 | 116168.2272 | 120539.2451 | 124929.5455 | 129329.416 | 133762.0222 | 138197.8504 | 140082.2308
F2_Commercial_School_New_Food Preparation_Natural Gas_Oven_Codes & Standards Forecast | F2 | Commercial | School | New | Food Preparation | Natural Gas | Oven | Codes & Standards Forecast | Usage (MMtherm) | 0 | 3.4601e-05 | 0.00022446 | 0.00033695 | 0.0004764 | 0.00062011 | 0.00076454 | 0.00088954 | 0.0010128 | 0.0011389 | 0.0012671 | 0.0013943 | 0.0015196 | 0.0016431 | 0.0017668 | 0.0018901 | 0.0020142 | 0.0021353 | 0.0022516 | 0.0023642 | 0.0024769 | 0.0025918 | 0.0027082 | 0.0028258 | 0.0029447 | 0.003064 | 0.0031837 | 0.0033035 | 0.0034238 | 0.0035444 | 0.0036659 | 0.0037874 | 0.0038391
F3_Commercial_School_New_Food Preparation_Natural Gas_Oven_Codes & Standards Forecast | F3 | Commercial | School | New | Food Preparation | Natural Gas | Oven | Codes & Standards Forecast | Summer Peak Demand (MW) | 0 | 0 | 0 | 0 | 0 | 0 | 0 | 0 | 0 | 0 | 0 | 0 | 0 | 0 | 0 | 0 | 0 | 0 | 0 | 0 | 0 | 0 | 0 | 0 | 0 | 0 | 0 | 0 | 0 | 0 | 0 | 0 | 0
F4_Commercial_School_New_Food Preparation_Natural Gas_Oven_Codes & Standards Forecast | F4 | Commercial | School | New | Food Preparation | Natural Gas | Oven | Codes & Standards Forecast | Winter Peak Demand (MW) | 0 | 0 | 0 | 0 | 0 | 0 | 0 | 0 | 0 | 0 | 0 | 0 | 0 | 0 | 0 | 0 | 0 | 0 | 0 | 0 | 0 | 0 | 0 | 0 | 0 | 0 | 0 | 0 | 0 | 0 | 0 | 0 | 0
F5_Commercial_School_New_Food Preparation_Natural Gas_Oven_Codes & Standards Forecast | F5 | Commercial | School | New | Food Preparation | Natural Gas | Oven | Codes & Standards Forecast | Turnover | 0 | 1380.5484 | 6658.8978 | 4255.5021 | 5088.0852 | 5243.7372 | 5270.0878 | 4561.2441 | 4497.3206 | 4602.5872 | 4907.598 | 5943.5315 | 6363.2503 | 6850.0008 | 7339.9859 | 7733.6187 | 8366.2449 | 9843.2619 | 8860.2302 | 9004.3311 | 9224.3045 | 9523.0217 | 9633.1957 | 9986.0618 | 10401.6044 | 10882.8656 | 11740.8957 | 12108.8754 | 12475.08 | 12811.3168 | 13139.1706 | 13473.3857 | 11492.2301
F6_Commercial_School_New_Food Preparation_Natural Gas_Oven_Codes & Standards Forecast | F6 | Commercial | School | New | Food Preparation | Natural Gas | Oven | Codes & Standards Forecast | Avg. Replacement Usage (kWh) | 0.025949 | 0.025063 | 0.02792 | 0.027406 | 0.027406 | 0.027406 | 0.027406 | 0.027406 | 0.027406 | 0.027406 | 0.027406 | 0.027406 | 0.027406 | 0.027406 | 0.027406 | 0.027406 | 0.027406 | 0.027406 | 0.027406 | 0.027406 | 0.027406 | 0.027406 | 0.027406 | 0.027406 | 0.027406 | 0.027406 | 0.027406 | 0.027406 | 0.027406 | 0.027406 | 0.027406 | 0.027406 | 0.027406
F7_Commercial_School_New_Food Preparation_Natural Gas_Oven_Codes & Standards Forecast | F7 | Commercial | School | New | Food Preparation | Natural Gas | Oven | Codes & Standards Forecast | Avg. Replacement Summer Demand (kW) | 0 | 0 | 0 | 0 | 0 | 0 | 0 | 0 | 0 | 0 | 0 | 0 | 0 | 0 | 0 | 0 | 0 | 0 | 0 | 0 | 0 | 0 | 0 | 0 | 0 | 0 | 0 | 0 | 0 | 0 | 0 | 0 | 0
F8_Commercial_School_New_Food Preparation_Natural Gas_Oven_Codes & Standards Forecast | F8 | Commercial | School | New | Food Preparation | Natural Gas | Oven | Codes & Standards Forecast | Avg. Replacement Winter Demand (kW) | 0 | 0 | 0 | 0 | 0 | 0 | 0 | 0 | 0 | 0 | 0 | 0 | 0 | 0 | 0 | 0 | 0 | 0 | 0 | 0 | 0 | 0 | 0 | 0 | 0 | 0 | 0 | 0 | 0 | 0 | 0 | 0 | 0
F1_Commercial_School_New_Food Preparation_Natural Gas_Conveyor Oven_Codes & Standards Forecast | F1 | Commercial | School | New | Food Preparation | Natural Gas | Conveyor Oven | Codes & Standards Forecast | Units | 0 | 690.2742 | 4019.7231 | 6147.4741 | 8691.5167 | 11313.3853 | 13948.4293 | 16229.0513 | 18477.7116 | 20779.0052 | 23117.7585 | 25438.7447 | 27723.4283 | 29976.9704 | 32233.77 | 34483.7442 | 36746.7575 | 38956.9756 | 41079.4028 | 43133.3493 | 45188.3049 | 47284.8707 | 49408.7603 | 51555.122 | 53724.5427 | 55900.0757 | 58084.1136 | 60269.6225 | 62464.7728 | 64664.708 | 66881.0111 | 69098.9252 | 70041.1154
F2_Commercial_School_New_Food Preparation_Natural Gas_Conveyor Oven_Codes & Standards Forecast | F2 | Commercial | School | New | Food Preparation | Natural Gas | Conveyor Oven | Codes & Standards Forecast | Usage (MMtherm) | 0 | 2.5787e-05 | 0.00016728 | 0.00025112 | 0.00035505 | 0.00046215 | 0.00056979 | 0.00066295 | 0.00075481 | 0.00084882 | 0.00094436 | 0.0010392 | 0.0011325 | 0.0012246 | 0.0013167 | 0.0014087 | 0.0015011 | 0.0015914 | 0.0016781 | 0.001762 | 0.0018459 | 0.0019316 | 0.0020183 | 0.002106 | 0.0021946 | 0.0022835 | 0.0023727 | 0.002462 | 0.0025517 | 0.0026415 | 0.0027321 | 0.0028227 | 0.0028612
F3_Commercial_School_New_Food Preparation_Natural Gas_Conveyor Oven_Codes & Standards Forecast | F3 | Commercial | School | New | Food Preparation | Natural Gas | Conveyor Oven | Codes & Standards Forecast | Summer Peak Demand (MW) | 0 | 0 | 0 | 0 | 0 | 0 | 0 | 0 | 0 | 0 | 0 | 0 | 0 | 0 | 0 | 0 | 0 | 0 | 0 | 0 | 0 | 0 | 0 | 0 | 0 | 0 | 0 | 0 | 0 | 0 | 0 | 0 | 0
F4_Commercial_School_New_Food Preparation_Natural Gas_Conveyor Oven_Codes & Standards Forecast | F4 | Commercial | School | New | Food Preparation | Natural Gas | Conveyor Oven | Codes & Standards Forecast | Winter Peak Demand (MW) | 0 | 0 | 0 | 0 | 0 | 0 | 0 | 0 | 0 | 0 | 0 | 0 | 0 | 0 | 0 | 0 | 0 | 0 | 0 | 0 | 0 | 0 | 0 | 0 | 0 | 0 | 0 | 0 | 0 | 0 | 0 | 0 | 0
F5_Commercial_School_New_Food Preparation_Natural Gas_Conveyor Oven_Codes & Standards Forecast | F5 | Commercial | School | New | Food Preparation | Natural Gas | Conveyor Oven | Codes & Standards Forecast | Turnover | 0 | 690.2742 | 3329.4489 | 2127.751 | 2544.0426 | 2621.8686 | 2635.0439 | 2280.622 | 2248.6603 | 2301.2936 | 2338.7533 | 2320.9862 | 2284.6837 | 2253.542 | 2256.7996 | 2249.9742 | 2263.0133 | 2348.2729 | 2898.7609 | 3100.5636 | 3401.0578 | 3697.8213 | 4112.854 | 4885.5015 | 4495.4467 | 4605.7408 | 4616.3564 | 4599.0148 | 4489.9821 | 4478.1306 | 4504.0168 | 4507.8998 | 3222.1238
F6_Commercial_School_New_Food Preparation_Natural Gas_Conveyor Oven_Codes & Standards Forecast | F6 | Commercial | School | New | Food Preparation | Natural Gas | Conveyor Oven | Codes & Standards Forecast | Avg. Replacement Usage (kWh) | 0.038678 | 0.037358 | 0.041616 | 0.04085 | 0.04085 | 0.04085 | 0.04085 | 0.04085 | 0.04085 | 0.04085 | 0.04085 | 0.04085 | 0.04085 | 0.04085 | 0.04085 | 0.04085 | 0.04085 | 0.04085 | 0.04085 | 0.04085 | 0.04085 | 0.04085 | 0.04085 | 0.04085 | 0.04085 | 0.04085 | 0.04085 | 0.04085 | 0.04085 | 0.04085 | 0.04085 | 0.04085 | 0.04085
F7_Commercial_School_New_Food Preparation_Natural Gas_Conveyor Oven_Codes & Standards Forecast | F7 | Commercial | School | New | Food Preparation | Natural Gas | Conveyor Oven | Codes & Standards Forecast | Avg. Replacement Summer Demand (kW) | 0 | 0 | 0 | 0 | 0 | 0 | 0 | 0 | 0 | 0 | 0 | 0 | 0 | 0 | 0 | 0 | 0 | 0 | 0 | 0 | 0 | 0 | 0 | 0 | 0 | 0 | 0 | 0 | 0 | 0 | 0 | 0 | 0
F8_Commercial_School_New_Food Preparation_Natural Gas_Conveyor Oven_Codes & Standards Forecast | F8 | Commercial | School | New | Food Preparation | Natural Gas | Conveyor Oven | Codes & Standards Forecast | Avg. Replacement Winter Demand (kW) | 0 | 0 | 0 | 0 | 0 | 0 | 0 | 0 | 0 | 0 | 0 | 0 | 0 | 0 | 0 | 0 | 0 | 0 | 0 | 0 | 0 | 0 | 0 | 0 | 0 | 0 | 0 | 0 | 0 | 0 | 0 | 0 | 0
F1_Commercial_School_New_Food Preparation_Natural Gas_Double Rack Oven_Codes & Standards Forecast | F1 | Commercial | School | New | Food Preparation | Natural Gas | Double Rack Oven | Codes & Standards Forecast | Units | 0 | 690.2742 | 4019.7231 | 6147.4741 | 8691.5167 | 11313.3853 | 13948.4293 | 16229.0513 | 18477.7116 | 20779.0052 | 23117.7585 | 25438.7447 | 27723.4283 | 29976.9704 | 32233.77 | 34483.7442 | 36746.7575 | 38956.9756 | 41079.4028 | 43133.3493 | 45188.3049 | 47284.8707 | 49408.7603 | 51555.122 | 53724.5427 | 55900.0757 | 58084.1136 | 60269.6225 | 62464.7728 | 64664.708 | 66881.0111 | 69098.9252 | 70041.1154
F2_Commercial_School_New_Food Preparation_Natural Gas_Double Rack Oven_Codes & Standards Forecast | F2 | Commercial | School | New | Food Preparation | Natural Gas | Double Rack Oven | Codes & Standards Forecast | Usage (MMtherm) | 0 | 4.5956e-05 | 0.00029812 | 0.00044754 | 0.00063275 | 0.00082362 | 0.0010155 | 0.0011815 | 0.0013452 | 0.0015127 | 0.001683 | 0.001852 | 0.0020183 | 0.0021823 | 0.0023466 | 0.0025104 | 0.0026752 | 0.0028361 | 0.0029906 | 0.0031401 | 0.0032897 | 0.0034424 | 0.003597 | 0.0037532 | 0.0039112 | 0.0040695 | 0.0042285 | 0.0043877 | 0.0045475 | 0.0047076 | 0.004869 | 0.0050304 | 0.005099
F3_Commercial_School_New_Food Preparation_Natural Gas_Double Rack Oven_Codes & Standards Forecast | F3 | Commercial | School | New | Food Preparation | Natural Gas | Double Rack Oven | Codes & Standards Forecast | Summer Peak Demand (MW) | 0 | 0 | 0 | 0 | 0 | 0 | 0 | 0 | 0 | 0 | 0 | 0 | 0 | 0 | 0 | 0 | 0 | 0 | 0 | 0 | 0 | 0 | 0 | 0 | 0 | 0 | 0 | 0 | 0 | 0 | 0 | 0 | 0
F4_Commercial_School_New_Food Preparation_Natural Gas_Double Rack Oven_Codes & Standards Forecast | F4 | Commercial | School | New | Food Preparation | Natural Gas | Double Rack Oven | Codes & Standards Forecast | Winter Peak Demand (MW) | 0 | 0 | 0 | 0 | 0 | 0 | 0 | 0 | 0 | 0 | 0 | 0 | 0 | 0 | 0 | 0 | 0 | 0 | 0 | 0 | 0 | 0 | 0 | 0 | 0 | 0 | 0 | 0 | 0 | 0 | 0 | 0 | 0
F5_Commercial_School_New_Food Preparation_Natural Gas_Double Rack Oven_Codes & Standards Forecast | F5 | Commercial | School | New | Food Preparation | Natural Gas | Double Rack Oven | Codes & Standards Forecast | Turnover | 0 | 690.2742 | 3329.4489 | 2127.751 | 2544.0426 | 2621.8686 | 2635.0439 | 2280.622 | 2248.6603 | 2301.2936 | 2338.7533 | 2320.9862 | 2422.7385 | 3029.8757 | 3303.4167 | 3596.0765 | 3864.2688 | 4199.1825 | 4861.567 | 4379.9725 | 4485.1635 | 4528.8844 | 4537.3955 | 4468.8046 | 4624.9715 | 4814.4545 | 5024.2102 | 5225.843 | 5493.9278 | 5970.428 | 6180.3989 | 6362.9425 | 5234.2948
F6_Commercial_School_New_Food Preparation_Natural Gas_Double Rack Oven_Codes & Standards Forecast | F6 | Commercial | School | New | Food Preparation | Natural Gas | Double Rack Oven | Codes & Standards Forecast | Avg. Replacement Usage (kWh) | 0.068929 | 0.066577 | 0.074165 | 0.0728 | 0.0728 | 0.0728 | 0.0728 | 0.0728 | 0.0728 | 0.0728 | 0.0728 | 0.0728 | 0.0728 | 0.0728 | 0.0728 | 0.0728 | 0.0728 | 0.0728 | 0.0728 | 0.0728 | 0.0728 | 0.0728 | 0.0728 | 0.0728 | 0.0728 | 0.0728 | 0.0728 | 0.0728 | 0.0728 | 0.0728 | 0.0728 | 0.0728 | 0.0728
F7_Commercial_School_New_Food Preparation_Natural Gas_Double Rack Oven_Codes & Standards Forecast | F7 | Commercial | School | New | Food Preparation | Natural Gas | Double Rack Oven | Codes & Standards Forecast | Avg. Replacement Summer Demand (kW) | 0 | 0 | 0 | 0 | 0 | 0 | 0 | 0 | 0 | 0 | 0 | 0 | 0 | 0 | 0 | 0 | 0 | 0 | 0 | 0 | 0 | 0 | 0 | 0 | 0 | 0 | 0 | 0 | 0 | 0 | 0 | 0 | 0
F8_Commercial_School_New_Food Preparation_Natural Gas_Double Rack Oven_Codes & Standards Forecast | F8 | Commercial | School | New | Food Preparation | Natural Gas | Double Rack Oven | Codes & Standards Forecast | Avg. Replacement Winter Demand (kW) | 0 | 0 | 0 | 0 | 0 | 0 | 0 | 0 | 0 | 0 | 0 | 0 | 0 | 0 | 0 | 0 | 0 | 0 | 0 | 0 | 0 | 0 | 0 | 0 | 0 | 0 | 0 | 0 | 0 | 0 | 0 | 0 | 0
F1_Commercial_School_New_Food Preparation_Natural Gas_Fryer_Codes & Standards Forecast | F1 | Commercial | School | New | Food Preparation | Natural Gas | Fryer | Codes & Standards Forecast | Units | 0 | 1786.5921 | 10403.9892 | 15911.1095 | 22495.6904 | 29281.7032 | 36101.8169 | 42004.6033 | 47824.6653 | 53780.9546 | 59834.1984 | 65841.4568 | 71754.7557 | 77587.4527 | 83428.5811 | 89252.0438 | 95109.2548 | 100829.8191 | 106323.1602 | 111639.257 | 116957.9657 | 122384.3713 | 127881.4972 | 133436.7865 | 139051.7576 | 144682.549 | 150335.3528 | 155991.9642 | 161673.5295 | 167367.4796 | 173103.7934 | 178844.277 | 181282.8869
F2_Commercial_School_New_Food Preparation_Natural Gas_Fryer_Codes & Standards Forecast | F2 | Commercial | School | New | Food Preparation | Natural Gas | Fryer | Codes & Standards Forecast | Usage (MMtherm) | 0 | 5.9218e-05 | 0.00038415 | 0.00051122 | 0.00067159 | 0.00083687 | 0.001003 | 0.0011467 | 0.0012885 | 0.0014293 | 0.0015529 | 0.0016801 | 0.0018088 | 0.0019386 | 0.0020655 | 0.0021738 | 0.0023165 | 0.0024558 | 0.0025896 | 0.0027191 | 0.0028486 | 0.0029808 | 0.0031147 | 0.00325 | 0.0033867 | 0.0035239 | 0.0036615 | 0.0037993 | 0.0039377 | 0.0040764 | 0.0042161 | 0.0043559 | 0.0044153
F3_Commercial_School_New_Food Preparation_Natural Gas_Fryer_Codes & Standards Forecast | F3 | Commercial | School | New | Food Preparation | Natural Gas | Fryer | Codes & Standards Forecast | Summer Peak Demand (MW) | 0 | 0 | 0 | 0 | 0 | 0 | 0 | 0 | 0 | 0 | 0 | 0 | 0 | 0 | 0 | 0 | 0 | 0 | 0 | 0 | 0 | 0 | 0 | 0 | 0 | 0 | 0 | 0 | 0 | 0 | 0 | 0 | 0
F4_Commercial_School_New_Food Preparation_Natural Gas_Fryer_Codes & Standards Forecast | F4 | Commercial | School | New | Food Preparation | Natural Gas | Fryer | Codes & Standards Forecast | Winter Peak Demand (MW) | 0 | 0 | 0 | 0 | 0 | 0 | 0 | 0 | 0 | 0 | 0 | 0 | 0 | 0 | 0 | 0 | 0 | 0 | 0 | 0 | 0 | 0 | 0 | 0 | 0 | 0 | 0 | 0 | 0 | 0 | 0 | 0 | 0
F5_Commercial_School_New_Food Preparation_Natural Gas_Fryer_Codes & Standards Forecast | F5 | Commercial | School | New | Food Preparation | Natural Gas | Fryer | Codes & Standards Forecast | Turnover | 0 | 1786.5921 | 8617.3971 | 5507.1203 | 6584.5809 | 6786.0129 | 6820.1137 | 5902.7865 | 5820.0619 | 6313.6078 | 8062.578 | 8716.1497 | 9397.3282 | 9977.1231 | 10989.0363 | 12913.0009 | 11877.5135 | 12081.9778 | 12247.7916 | 12471.8265 | 12682.2862 | 13291.0065 | 14115.994 | 15491.4659 | 16110.7451 | 16622.3729 | 17047.6172 | 17532.0943 | 18222.7647 | 18113.664 | 18548.8829 | 19132.2992 | 16432.9407
F6_Commercial_School_New_Food Preparation_Natural Gas_Fryer_Codes & Standards Forecast | F6 | Commercial | School | New | Food Preparation | Natural Gas | Fryer | Codes & Standards Forecast | Avg. Replacement Usage (kWh) | 0.034317 | 0.033146 | 0.036924 | 0.024356 | 0.024356 | 0.024356 | 0.024356 | 0.024356 | 0.024356 | 0.024356 | 0.024356 | 0.024356 | 0.024356 | 0.024356 | 0.024356 | 0.024356 | 0.024356 | 0.024356 | 0.024356 | 0.024356 | 0.024356 | 0.024356 | 0.024356 | 0.024356 | 0.024356 | 0.024356 | 0.024356 | 0.024356 | 0.024356 | 0.024356 | 0.024356 | 0.024356 | 0.024356
F7_Commercial_School_New_Food Preparation_Natural Gas_Fryer_Codes & Standards Forecast | F7 | Commercial | School | New | Food Preparation | Natural Gas | Fryer | Codes & Standards Forecast | Avg. Replacement Summer Demand (kW) | 0 | 0 | 0 | 0 | 0 | 0 | 0 | 0 | 0 | 0 | 0 | 0 | 0 | 0 | 0 | 0 | 0 | 0 | 0 | 0 | 0 | 0 | 0 | 0 | 0 | 0 | 0 | 0 | 0 | 0 | 0 | 0 | 0
F8_Commercial_School_New_Food Preparation_Natural Gas_Fryer_Codes & Standards Forecast | F8 | Commercial | School | New | Food Preparation | Natural Gas | Fryer | Codes & Standards Forecast | Avg. Replacement Winter Demand (kW) | 0 | 0 | 0 | 0 | 0 | 0 | 0 | 0 | 0 | 0 | 0 | 0 | 0 | 0 | 0 | 0 | 0 | 0 | 0 | 0 | 0 | 0 | 0 | 0 | 0 | 0 | 0 | 0 | 0 | 0 | 0 | 0 | 0
F1_Commercial_School_New_Food Preparation_Natural Gas_Broiler_Codes & Standards Forecast | F1 | Commercial | School | New | Food Preparation | Natural Gas | Broiler | Codes & Standards Forecast | Units | 0 | 2761.0969 | 16078.8924 | 24589.8965 | 34766.0669 | 45253.5413 | 55793.717 | 64916.2052 | 73910.8463 | 83116.0208 | 92471.0339 | 101754.9786 | 110893.7133 | 119907.8815 | 128935.0799 | 137934.9768 | 146987.0301 | 155827.9023 | 164317.6112 | 172533.3972 | 180753.2197 | 189139.4829 | 197635.0412 | 206220.4882 | 214898.1709 | 223600.3029 | 232336.4544 | 241078.4901 | 249859.091 | 258658.832 | 267524.0443 | 276395.7009 | 280164.4615
F2_Commercial_School_New_Food Preparation_Natural Gas_Broiler_Codes & Standards Forecast | F2 | Commercial | School | New | Food Preparation | Natural Gas | Broiler | Codes & Standards Forecast | Usage (MMtherm) | 0 | 0.0001015 | 0.00065844 | 0.00098844 | 0.0013975 | 0.0018191 | 0.0022427 | 0.0026094 | 0.002971 | 0.003341 | 0.0037171 | 0.0040903 | 0.0044576 | 0.0048199 | 0.0051828 | 0.0055446 | 0.0059084 | 0.0062638 | 0.0066051 | 0.0069353 | 0.0072657 | 0.0076029 | 0.0079443 | 0.0082895 | 0.0086383 | 0.0089881 | 0.0093392 | 0.0096906 | 0.010044 | 0.010397 | 0.010754 | 0.01111 | 0.011262
F3_Commercial_School_New_Food Preparation_Natural Gas_Broiler_Codes & Standards Forecast | F3 | Commercial | School | New | Food Preparation | Natural Gas | Broiler | Codes & Standards Forecast | Summer Peak Demand (MW) | 0 | 0 | 0 | 0 | 0 | 0 | 0 | 0 | 0 | 0 | 0 | 0 | 0 | 0 | 0 | 0 | 0 | 0 | 0 | 0 | 0 | 0 | 0 | 0 | 0 | 0 | 0 | 0 | 0 | 0 | 0 | 0 | 0
F4_Commercial_School_New_Food Preparation_Natural Gas_Broiler_Codes & Standards Forecast | F4 | Commercial | School | New | Food Preparation | Natural Gas | Broiler | Codes & Standards Forecast | Winter Peak Demand (MW) | 0 | 0 | 0 | 0 | 0 | 0 | 0 | 0 | 0 | 0 | 0 | 0 | 0 | 0 | 0 | 0 | 0 | 0 | 0 | 0 | 0 | 0 | 0 | 0 | 0 | 0 | 0 | 0 | 0 | 0 | 0 | 0 | 0
F5_Commercial_School_New_Food Preparation_Natural Gas_Broiler_Codes & Standards Forecast | F5 | Commercial | School | New | Food Preparation | Natural Gas | Broiler | Codes & Standards Forecast | Turnover | 0 | 2761.0969 | 13317.7955 | 8511.0041 | 10176.1704 | 10487.4744 | 10540.1757 | 9122.4882 | 8994.6411 | 9205.1744 | 9355.0132 | 9283.9447 | 9690.9541 | 12119.5028 | 13213.6669 | 14384.3058 | 15457.0753 | 16796.7299 | 19446.2679 | 17519.8899 | 17940.6539 | 18115.5375 | 18149.5819 | 17875.2184 | 18499.8861 | 19257.8181 | 20096.8408 | 20903.3721 | 21975.7111 | 23881.7122 | 24721.5957 | 25451.7701 | 20937.1791
F6_Commercial_School_New_Food Preparation_Natural Gas_Broiler_Codes & Standards Forecast | F6 | Commercial | School | New | Food Preparation | Natural Gas | Broiler | Codes & Standards Forecast | Avg. Replacement Usage (kWh) | 0.03806 | 0.036761 | 0.040951 | 0.040197 | 0.040197 | 0.040197 | 0.040197 | 0.040197 | 0.040197 | 0.040197 | 0.040197 | 0.040197 | 0.040197 | 0.040197 | 0.040197 | 0.040197 | 0.040197 | 0.040197 | 0.040197 | 0.040197 | 0.040197 | 0.040197 | 0.040197 | 0.040197 | 0.040197 | 0.040197 | 0.040197 | 0.040197 | 0.040197 | 0.040197 | 0.040197 | 0.040197 | 0.040197
F7_Commercial_School_New_Food Preparation_Natural Gas_Broiler_Codes & Standards Forecast | F7 | Commercial | School | New | Food Preparation | Natural Gas | Broiler | Codes & Standards Forecast | Avg. Replacement Summer Demand (kW) | 0 | 0 | 0 | 0 | 0 | 0 | 0 | 0 | 0 | 0 | 0 | 0 | 0 | 0 | 0 | 0 | 0 | 0 | 0 | 0 | 0 | 0 | 0 | 0 | 0 | 0 | 0 | 0 | 0 | 0 | 0 | 0 | 0
F8_Commercial_School_New_Food Preparation_Natural Gas_Broiler_Codes & Standards Forecast | F8 | Commercial | School | New | Food Preparation | Natural Gas | Broiler | Codes & Standards Forecast | Avg. Replacement Winter Demand (kW) | 0 | 0 | 0 | 0 | 0 | 0 | 0 | 0 | 0 | 0 | 0 | 0 | 0 | 0 | 0 | 0 | 0 | 0 | 0 | 0 | 0 | 0 | 0 | 0 | 0 | 0 | 0 | 0 | 0 | 0 | 0 | 0 | 0
F1_Commercial_School_New_Food Preparation_Natural Gas_Griddle_Codes & Standards Forecast | F1 | Commercial | School | New | Food Preparation | Natural Gas | Griddle | Codes & Standards Forecast | Units | 0 | 3898.0191 | 22699.6128 | 34715.148 | 49081.5062 | 63887.3525 | 78767.6005 | 91646.4073 | 104344.7242 | 117340.2646 | 130547.342 | 143654.0875 | 156555.8305 | 169281.715 | 182025.9951 | 194731.7319 | 207511.1013 | 219992.3326 | 231977.804 | 243576.5607 | 255181.016 | 267020.4465 | 279014.1758 | 291134.8068 | 303385.653 | 315671.0159 | 328004.4062 | 340346.1037 | 352742.2462 | 365165.4099 | 377681.0037 | 390205.6953 | 395526.2986
F2_Commercial_School_New_Food Preparation_Natural Gas_Griddle_Codes & Standards Forecast | F2 | Commercial | School | New | Food Preparation | Natural Gas | Griddle | Codes & Standards Forecast | Usage (MMtherm) | 0 | 8.9837e-05 | 0.00058278 | 0.00083358 | 0.0011463 | 0.0014685 | 0.0017924 | 0.0020727 | 0.0023491 | 0.002632 | 0.0029194 | 0.0032047 | 0.0034828 | 0.0037447 | 0.0040101 | 0.004277 | 0.0045474 | 0.0048094 | 0.0050491 | 0.0053016 | 0.0055541 | 0.0058118 | 0.0060729 | 0.0063367 | 0.0066033 | 0.0068707 | 0.0071392 | 0.0074078 | 0.0076776 | 0.007948 | 0.0082204 | 0.008493 | 0.0086088
F3_Commercial_School_New_Food Preparation_Natural Gas_Griddle_Codes & Standards Forecast | F3 | Commercial | School | New | Food Preparation | Natural Gas | Griddle | Codes & Standards Forecast | Summer Peak Demand (MW) | 0 | 0 | 0 | 0 | 0 | 0 | 0 | 0 | 0 | 0 | 0 | 0 | 0 | 0 | 0 | 0 | 0 | 0 | 0 | 0 | 0 | 0 | 0 | 0 | 0 | 0 | 0 | 0 | 0 | 0 | 0 | 0 | 0
F4_Commercial_School_New_Food Preparation_Natural Gas_Griddle_Codes & Standards Forecast | F4 | Commercial | School | New | Food Preparation | Natural Gas | Griddle | Codes & Standards Forecast | Winter Peak Demand (MW) | 0 | 0 | 0 | 0 | 0 | 0 | 0 | 0 | 0 | 0 | 0 | 0 | 0 | 0 | 0 | 0 | 0 | 0 | 0 | 0 | 0 | 0 | 0 | 0 | 0 | 0 | 0 | 0 | 0 | 0 | 0 | 0 | 0
F5_Commercial_School_New_Food Preparation_Natural Gas_Griddle_Codes & Standards Forecast | F5 | Commercial | School | New | Food Preparation | Natural Gas | Griddle | Codes & Standards Forecast | Turnover | 0 | 3898.0191 | 18801.5937 | 12015.5352 | 14366.3583 | 14805.8462 | 14880.248 | 12878.8068 | 12698.3169 | 12995.5404 | 13207.0774 | 13106.7455 | 13681.3469 | 17109.8863 | 18654.5885 | 20307.2553 | 21821.7534 | 23713.0305 | 27453.5547 | 24733.9622 | 25327.9819 | 25574.8764 | 25622.9391 | 25235.6025 | 26117.4863 | 27187.508 | 28372.0106 | 29510.643 | 31024.5333 | 33715.3584 | 34901.0763 | 35931.9107 | 29558.3704
F6_Commercial_School_New_Food Preparation_Natural Gas_Griddle_Codes & Standards Forecast | F6 | Commercial | School | New | Food Preparation | Natural Gas | Griddle | Codes & Standards Forecast | Avg. Replacement Usage (kWh) | 0.023861 | 0.023047 | 0.025674 | 0.021765 | 0.021765 | 0.021765 | 0.021765 | 0.021765 | 0.021765 | 0.021765 | 0.021765 | 0.021765 | 0.021765 | 0.021765 | 0.021765 | 0.021765 | 0.021765 | 0.021765 | 0.021765 | 0.021765 | 0.021765 | 0.021765 | 0.021765 | 0.021765 | 0.021765 | 0.021765 | 0.021765 | 0.021765 | 0.021765 | 0.021765 | 0.021765 | 0.021765 | 0.021765
F7_Commercial_School_New_Food Preparation_Natural Gas_Griddle_Codes & Standards Forecast | F7 | Commercial | School | New | Food Preparation | Natural Gas | Griddle | Codes & Standards Forecast | Avg. Replacement Summer Demand (kW) | 0 | 0 | 0 | 0 | 0 | 0 | 0 | 0 | 0 | 0 | 0 | 0 | 0 | 0 | 0 | 0 | 0 | 0 | 0 | 0 | 0 | 0 | 0 | 0 | 0 | 0 | 0 | 0 | 0 | 0 | 0 | 0 | 0
F8_Commercial_School_New_Food Preparation_Natural Gas_Griddle_Codes & Standards Forecast | F8 | Commercial | School | New | Food Preparation | Natural Gas | Griddle | Codes & Standards Forecast | Avg. Replacement Winter Demand (kW) | 0 | 0 | 0 | 0 | 0 | 0 | 0 | 0 | 0 | 0 | 0 | 0 | 0 | 0 | 0 | 0 | 0 | 0 | 0 | 0 | 0 | 0 | 0 | 0 | 0 | 0 | 0 | 0 | 0 | 0 | 0 | 0 | 0
F1_Commercial_School_New_Food Preparation_Natural Gas_Range_Codes & Standards Forecast | F1 | Commercial | School | New | Food Preparation | Natural Gas | Range | Codes & Standards Forecast | Units | 0 | 4818.3847 | 28059.2436 | 42911.7801 | 60670.1952 | 78971.8663 | 97365.5062 | 113285.1423 | 128981.673 | 145045.6049 | 161371.02 | 177572.4137 | 193520.4016 | 209251.0089 | 225004.355 | 240710.0575 | 256506.778 | 271934.9667 | 286750.3411 | 301087.6931 | 315432.0892 | 330066.9408 | 344892.5228 | 359874.9695 | 375018.3767 | 390204.4502 | 405449.891 | 420705.6004 | 436028.6099 | 451385.0206 | 466855.6852 | 482337.5956 | 488914.4524
F2_Commercial_School_New_Food Preparation_Natural Gas_Range_Codes & Standards Forecast | F2 | Commercial | School | New | Food Preparation | Natural Gas | Range | Codes & Standards Forecast | Usage (MMtherm) | 0 | 0.00012978 | 0.00084189 | 0.0012638 | 0.0017868 | 0.0023259 | 0.0028676 | 0.0033365 | 0.0037987 | 0.0042719 | 0.0047527 | 0.0052298 | 0.0056995 | 0.0061628 | 0.0066268 | 0.0070893 | 0.0075546 | 0.008009 | 0.0084453 | 0.0088676 | 0.00929 | 0.0097211 | 0.010158 | 0.010599 | 0.011045 | 0.011492 | 0.011941 | 0.012391 | 0.012842 | 0.013294 | 0.01375 | 0.014206 | 0.014399
F3_Commercial_School_New_Food Preparation_Natural Gas_Range_Codes & Standards Forecast | F3 | Commercial | School | New | Food Preparation | Natural Gas | Range | Codes & Standards Forecast | Summer Peak Demand (MW) | 0 | 0 | 0 | 0 | 0 | 0 | 0 | 0 | 0 | 0 | 0 | 0 | 0 | 0 | 0 | 0 | 0 | 0 | 0 | 0 | 0 | 0 | 0 | 0 | 0 | 0 | 0 | 0 | 0 | 0 | 0 | 0 | 0
F4_Commercial_School_New_Food Preparation_Natural Gas_Range_Codes & Standards Forecast | F4 | Commercial | School | New | Food Preparation | Natural Gas | Range | Codes & Standards Forecast | Winter Peak Demand (MW) | 0 | 0 | 0 | 0 | 0 | 0 | 0 | 0 | 0 | 0 | 0 | 0 | 0 | 0 | 0 | 0 | 0 | 0 | 0 | 0 | 0 | 0 | 0 | 0 | 0 | 0 | 0 | 0 | 0 | 0 | 0 | 0 | 0
F5_Commercial_School_New_Food Preparation_Natural Gas_Range_Codes & Standards Forecast | F5 | Commercial | School | New | Food Preparation | Natural Gas | Range | Codes & Standards Forecast | Turnover | 0 | 4818.3847 | 23240.8589 | 14852.5366 | 17758.4151 | 18301.671 | 18393.6399 | 15919.6362 | 15696.5306 | 16063.9319 | 17289.0921 | 21620.507 | 23253.7859 | 25126.9286 | 26930.7375 | 29589.4541 | 34916.9901 | 31664.7622 | 31779.1781 | 31508.6248 | 32429.6248 | 33105.2464 | 34568.7979 | 36259.4789 | 38404.0921 | 41913.474 | 43388.4679 | 44616.9998 | 45586.6244 | 46750.1943 | 48603.3222 | 48049.2442 | 39912.613
F6_Commercial_School_New_Food Preparation_Natural Gas_Range_Codes & Standards Forecast | F6 | Commercial | School | New | Food Preparation | Natural Gas | Range | Codes & Standards Forecast | Avg. Replacement Usage (kWh) | 0.027886 | 0.026934 | 0.030004 | 0.029452 | 0.029452 | 0.029452 | 0.029452 | 0.029452 | 0.029452 | 0.029452 | 0.029452 | 0.029452 | 0.029452 | 0.029452 | 0.029452 | 0.029452 | 0.029452 | 0.029452 | 0.029452 | 0.029452 | 0.029452 | 0.029452 | 0.029452 | 0.029452 | 0.029452 | 0.029452 | 0.029452 | 0.029452 | 0.029452 | 0.029452 | 0.029452 | 0.029452 | 0.029452
F7_Commercial_School_New_Food Preparation_Natural Gas_Range_Codes & Standards Forecast | F7 | Commercial | School | New | Food Preparation | Natural Gas | Range | Codes & Standards Forecast | Avg. Replacement Summer Demand (kW) | 0 | 0 | 0 | 0 | 0 | 0 | 0 | 0 | 0 | 0 | 0 | 0 | 0 | 0 | 0 | 0 | 0 | 0 | 0 | 0 | 0 | 0 | 0 | 0 | 0 | 0 | 0 | 0 | 0 | 0 | 0 | 0 | 0
F8_Commercial_School_New_Food Preparation_Natural Gas_Range_Codes & Standards Forecast | F8 | Commercial | School | New | Food Preparation | Natural Gas | Range | Codes & Standards Forecast | Avg. Replacement Winter Demand (kW) | 0 | 0 | 0 | 0 | 0 | 0 | 0 | 0 | 0 | 0 | 0 | 0 | 0 | 0 | 0 | 0 | 0 | 0 | 0 | 0 | 0 | 0 | 0 | 0 | 0 | 0 | 0 | 0 | 0 | 0 | 0 | 0 | 0
F1_Commercial_School_New_Food Preparation_Natural Gas_Steamer_Codes & Standards Forecast | F1 | Commercial | School | New | Food Preparation | Natural Gas | Steamer | Codes & Standards Forecast | Units | 0 | 1732.4529 | 10088.7168 | 15428.9547 | 21814.0028 | 28394.3789 | 35007.8224 | 40731.7366 | 46375.433 | 52151.2287 | 58021.0409 | 63846.2611 | 69580.3691 | 75236.3178 | 80900.4423 | 86547.4364 | 92227.1561 | 97774.3701 | 103101.2462 | 108256.2492 | 113413.7849 | 118675.754 | 124006.3003 | 129393.2475 | 134838.068 | 140298.2293 | 145779.7361 | 151264.935 | 156774.3316 | 162295.7378 | 167858.2239 | 173424.7535 | 175789.466
F2_Commercial_School_New_Food Preparation_Natural Gas_Steamer_Codes & Standards Forecast | F2 | Commercial | School | New | Food Preparation | Natural Gas | Steamer | Codes & Standards Forecast | Usage (MMtherm) | 0 | 0.00010994 | 0.00071322 | 0.00077739 | 0.00086981 | 0.00096506 | 0.0010608 | 0.0011436 | 0.0012253 | 0.0013089 | 0.0013833 | 0.0014073 | 0.0014366 | 0.0014707 | 0.0015103 | 0.0015544 | 0.0016031 | 0.0016536 | 0.0017042 | 0.001726 | 0.0016416 | 0.0017178 | 0.001795 | 0.0018729 | 0.0019518 | 0.0020308 | 0.0021101 | 0.0021895 | 0.0022693 | 0.0023492 | 0.0024297 | 0.0025103 | 0.0025445
F3_Commercial_School_New_Food Preparation_Natural Gas_Steamer_Codes & Standards Forecast | F3 | Commercial | School | New | Food Preparation | Natural Gas | Steamer | Codes & Standards Forecast | Summer Peak Demand (MW) | 0 | 0 | 0 | 0 | 0 | 0 | 0 | 0 | 0 | 0 | 0 | 0 | 0 | 0 | 0 | 0 | 0 | 0 | 0 | 0 | 0 | 0 | 0 | 0 | 0 | 0 | 0 | 0 | 0 | 0 | 0 | 0 | 0
F4_Commercial_School_New_Food Preparation_Natural Gas_Steamer_Codes & Standards Forecast | F4 | Commercial | School | New | Food Preparation | Natural Gas | Steamer | Codes & Standards Forecast | Winter Peak Demand (MW) | 0 | 0 | 0 | 0 | 0 | 0 | 0 | 0 | 0 | 0 | 0 | 0 | 0 | 0 | 0 | 0 | 0 | 0 | 0 | 0 | 0 | 0 | 0 | 0 | 0 | 0 | 0 | 0 | 0 | 0 | 0 | 0 | 0
F5_Commercial_School_New_Food Preparation_Natural Gas_Steamer_Codes & Standards Forecast | F5 | Commercial | School | New | Food Preparation | Natural Gas | Steamer | Codes & Standards Forecast | Turnover | 0 | 1732.4529 | 8356.2639 | 5340.2379 | 6385.0481 | 6580.3761 | 6613.4436 | 5723.9141 | 5643.6964 | 5775.7957 | 6062.3069 | 6924.8004 | 7304.8724 | 7761.6335 | 8266.9972 | 8695.4859 | 9025.4806 | 9148.301 | 9169.5975 | 9777.8472 | 12075.9298 | 11294.5317 | 11876.9732 | 12184.699 | 12463.6147 | 12427.9935 | 12666.9106 | 12931.7481 | 13303.209 | 14056.6108 | 14521.3244 | 14990.2629 | 12250.8447
F6_Commercial_School_New_Food Preparation_Natural Gas_Steamer_Codes & Standards Forecast | F6 | Commercial | School | New | Food Preparation | Natural Gas | Steamer | Codes & Standards Forecast | Avg. Replacement Usage (kWh) | 0.065704 | 0.063461 | 0.070694 | 0.014475 | 0.014475 | 0.014475 | 0.014475 | 0.014475 | 0.014475 | 0.014475 | 0.014475 | 0.014475 | 0.014475 | 0.014475 | 0.014475 | 0.014475 | 0.014475 | 0.014475 | 0.014475 | 0.014475 | 0.014475 | 0.014475 | 0.014475 | 0.014475 | 0.014475 | 0.014475 | 0.014475 | 0.014475 | 0.014475 | 0.014475 | 0.014475 | 0.014475 | 0.014475
F7_Commercial_School_New_Food Preparation_Natural Gas_Steamer_Codes & Standards Forecast | F7 | Commercial | School | New | Food Preparation | Natural Gas | Steamer | Codes & Standards Forecast | Avg. Replacement Summer Demand (kW) | 0 | 0 | 0 | 0 | 0 | 0 | 0 | 0 | 0 | 0 | 0 | 0 | 0 | 0 | 0 | 0 | 0 | 0 | 0 | 0 | 0 | 0 | 0 | 0 | 0 | 0 | 0 | 0 | 0 | 0 | 0 | 0 | 0
F8_Commercial_School_New_Food Preparation_Natural Gas_Steamer_Codes & Standards Forecast | F8 | Commercial | School | New | Food Preparation | Natural Gas | Steamer | Codes & Standards Forecast | Avg. Replacement Winter Demand (kW) | 0 | 0 | 0 | 0 | 0 | 0 | 0 | 0 | 0 | 0 | 0 | 0 | 0 | 0 | 0 | 0 | 0 | 0 | 0 | 0 | 0 | 0 | 0 | 0 | 0 | 0 | 0 | 0 | 0 | 0 | 0 | 0 | 0
F1_Commercial_School_New_Food Preparation_Natural Gas_Food Prep Other_Codes & Standards Forecast | F1 | Commercial | School | New | Food Preparation | Natural Gas | Food Prep Other | Codes & Standards Forecast | Units | 0 | 216.5566 | 1261.0896 | 1928.6193 | 2726.7503 | 3549.2974 | 4375.9778 | 5091.4671 | 5796.9291 | 6518.9036 | 7252.6301 | 7980.7826 | 8697.5461 | 9404.5397 | 10112.5553 | 10818.4296 | 11528.3945 | 12221.7963 | 12887.6558 | 13532.0312 | 14176.7231 | 14834.4692 | 15500.7875 | 16174.1559 | 16854.7585 | 17537.2787 | 18222.467 | 18908.1169 | 19596.7915 | 20286.9672 | 20982.278 | 21678.0942 | 21973.6833
F2_Commercial_School_New_Food Preparation_Natural Gas_Food Prep Other_Codes & Standards Forecast | F2 | Commercial | School | New | Food Preparation | Natural Gas | Food Prep Other | Codes & Standards Forecast | Usage (MMtherm) | 0 | 2.0752e-06 | 1.3462e-05 | 2.0209e-05 | 2.8572e-05 | 3.7191e-05 | 4.5853e-05 | 5.335e-05 | 6.0742e-05 | 6.8307e-05 | 7.5995e-05 | 8.3625e-05 | 9.1136e-05 | 9.8544e-05 | 0.00010596 | 0.00011336 | 0.0001208 | 0.00012806 | 0.00013504 | 0.00014179 | 0.00014855 | 0.00015544 | 0.00016242 | 0.00016948 | 0.00017661 | 0.00018376 | 0.00019094 | 0.00019813 | 0.00020534 | 0.00021257 | 0.00021986 | 0.00022715 | 0.00023025
F3_Commercial_School_New_Food Preparation_Natural Gas_Food Prep Other_Codes & Standards Forecast | F3 | Commercial | School | New | Food Preparation | Natural Gas | Food Prep Other | Codes & Standards Forecast | Summer Peak Demand (MW) | 0 | 0 | 0 | 0 | 0 | 0 | 0 | 0 | 0 | 0 | 0 | 0 | 0 | 0 | 0 | 0 | 0 | 0 | 0 | 0 | 0 | 0 | 0 | 0 | 0 | 0 | 0 | 0 | 0 | 0 | 0 | 0 | 0
F4_Commercial_School_New_Food Preparation_Natural Gas_Food Prep Other_Codes & Standards Forecast | F4 | Commercial | School | New | Food Preparation | Natural Gas | Food Prep Other | Codes & Standards Forecast | Winter Peak Demand (MW) | 0 | 0 | 0 | 0 | 0 | 0 | 0 | 0 | 0 | 0 | 0 | 0 | 0 | 0 | 0 | 0 | 0 | 0 | 0 | 0 | 0 | 0 | 0 | 0 | 0 | 0 | 0 | 0 | 0 | 0 | 0 | 0 | 0
F5_Commercial_School_New_Food Preparation_Natural Gas_Food Prep Other_Codes & Standards Forecast | F5 | Commercial | School | New | Food Preparation | Natural Gas | Food Prep Other | Codes & Standards Forecast | Turnover | 0 | 216.5566 | 1044.533 | 667.5297 | 798.131 | 822.547 | 826.6804 | 715.4893 | 705.4621 | 721.9745 | 777.0378 | 971.7082 | 1045.114 | 1129.3002 | 1210.3702 | 1329.8631 | 1569.3029 | 1423.1354 | 1428.2777 | 1416.118 | 1457.5112 | 1487.8762 | 1553.6538 | 1629.6395 | 1726.0266 | 1883.7516 | 1950.0435 | 2005.2584 | 2048.8371 | 2101.1323 | 2184.419 | 2159.5166 | 1793.8253
F6_Commercial_School_New_Food Preparation_Natural Gas_Food Prep Other_Codes & Standards Forecast | F6 | Commercial | School | New | Food Preparation | Natural Gas | Food Prep Other | Codes & Standards Forecast | Avg. Replacement Usage (kWh) | 0.0099212 | 0.0095825 | 0.010675 | 0.010478 | 0.010478 | 0.010478 | 0.010478 | 0.010478 | 0.010478 | 0.010478 | 0.010478 | 0.010478 | 0.010478 | 0.010478 | 0.010478 | 0.010478 | 0.010478 | 0.010478 | 0.010478 | 0.010478 | 0.010478 | 0.010478 | 0.010478 | 0.010478 | 0.010478 | 0.010478 | 0.010478 | 0.010478 | 0.010478 | 0.010478 | 0.010478 | 0.010478 | 0.010478
F7_Commercial_School_New_Food Preparation_Natural Gas_Food Prep Other_Codes & Standards Forecast | F7 | Commercial | School | New | Food Preparation | Natural Gas | Food Prep Other | Codes & Standards Forecast | Avg. Replacement Summer Demand (kW) | 0 | 0 | 0 | 0 | 0 | 0 | 0 | 0 | 0 | 0 | 0 | 0 | 0 | 0 | 0 | 0 | 0 | 0 | 0 | 0 | 0 | 0 | 0 | 0 | 0 | 0 | 0 | 0 | 0 | 0 | 0 | 0 | 0
F8_Commercial_School_New_Food Preparation_Natural Gas_Food Prep Other_Codes & Standards Forecast | F8 | Commercial | School | New | Food Preparation | Natural Gas | Food Prep Other | Codes & Standards Forecast | Avg. Replacement Winter Demand (kW) | 0 | 0 | 0 | 0 | 0 | 0 | 0 | 0 | 0 | 0 | 0 | 0 | 0 | 0 | 0 | 0 | 0 | 0 | 0 | 0 | 0 | 0 | 0 | 0 | 0 | 0 | 0 | 0 | 0 | 0 | 0 | 0 | 0
F1_Commercial_School_New_Miscellaneous_Natural Gas_Pool Heater_Codes & Standards Forecast | F1 | Commercial | School | New | Miscellaneous | Natural Gas | Pool Heater | Codes & Standards Forecast | Units | 0 | 0 | 0 | 0 | 0 | 0 | 0 | 0 | 0 | 0 | 0 | 0 | 0 | 0 | 0 | 0 | 0 | 0 | 0 | 0 | 0 | 0 | 0 | 0 | 0 | 0 | 0 | 0 | 0 | 0 | 0 | 0 | 0
F2_Commercial_School_New_Miscellaneous_Natural Gas_Pool Heater_Codes & Standards Forecast | F2 | Commercial | School | New | Miscellaneous | Natural Gas | Pool Heater | Codes & Standards Forecast | Usage (MMtherm) | 0 | 0 | 0 | 0 | 0 | 0 | 0 | 0 | 0 | 0 | 0 | 0 | 0 | 0 | 0 | 0 | 0 | 0 | 0 | 0 | 0 | 0 | 0 | 0 | 0 | 0 | 0 | 0 | 0 | 0 | 0 | 0 | 0
F3_Commercial_School_New_Miscellaneous_Natural Gas_Pool Heater_Codes & Standards Forecast | F3 | Commercial | School | New | Miscellaneous | Natural Gas | Pool Heater | Codes & Standards Forecast | Summer Peak Demand (MW) | 0 | 0 | 0 | 0 | 0 | 0 | 0 | 0 | 0 | 0 | 0 | 0 | 0 | 0 | 0 | 0 | 0 | 0 | 0 | 0 | 0 | 0 | 0 | 0 | 0 | 0 | 0 | 0 | 0 | 0 | 0 | 0 | 0
F4_Commercial_School_New_Miscellaneous_Natural Gas_Pool Heater_Codes & Standards Forecast | F4 | Commercial | School | New | Miscellaneous | Natural Gas | Pool Heater | Codes & Standards Forecast | Winter Peak Demand (MW) | 0 | 0 | 0 | 0 | 0 | 0 | 0 | 0 | 0 | 0 | 0 | 0 | 0 | 0 | 0 | 0 | 0 | 0 | 0 | 0 | 0 | 0 | 0 | 0 | 0 | 0 | 0 | 0 | 0 | 0 | 0 | 0 | 0
F5_Commercial_School_New_Miscellaneous_Natural Gas_Pool Heater_Codes & Standards Forecast | F5 | Commercial | School | New | Miscellaneous | Natural Gas | Pool Heater | Codes & Standards Forecast | Turnover | 0 | 0 | 0 | 0 | 0 | 0 | 0 | 0 | 0 | 0 | 0 | 0 | 0 | 0 | 0 | 0 | 0 | 0 | 0 | 0 | 0 | 0 | 0 | 0 | 0 | 0 | 0 | 0 | 0 | 0 | 0 | 0 | 0
F6_Commercial_School_New_Miscellaneous_Natural Gas_Pool Heater_Codes & Standards Forecast | F6 | Commercial | School | New | Miscellaneous | Natural Gas | Pool Heater | Codes & Standards Forecast | Avg. Replacement Usage (kWh) | 0.0017375 | 0.0016782 | 0.0018694 | 0.001835 | 0.001835 | 0.001835 | 0.001835 | 0.001835 | 0.001835 | 0.001835 | 0.001835 | 0.001835 | 0.001835 | 0.001835 | 0.001835 | 0.001835 | 0.001835 | 0.001835 | 0.001835 | 0.001835 | 0.001835 | 0.001835 | 0.001835 | 0.001835 | 0.001835 | 0.001835 | 0.001835 | 0.001835 | 0.001835 | 0.001835 | 0.001835 | 0.001835 | 0.001835
F7_Commercial_School_New_Miscellaneous_Natural Gas_Pool Heater_Codes & Standards Forecast | F7 | Commercial | School | New | Miscellaneous | Natural Gas | Pool Heater | Codes & Standards Forecast | Avg. Replacement Summer Demand (kW) | 0 | 0 | 0 | 0 | 0 | 0 | 0 | 0 | 0 | 0 | 0 | 0 | 0 | 0 | 0 | 0 | 0 | 0 | 0 | 0 | 0 | 0 | 0 | 0 | 0 | 0 | 0 | 0 | 0 | 0 | 0 | 0 | 0
F8_Commercial_School_New_Miscellaneous_Natural Gas_Pool Heater_Codes & Standards Forecast | F8 | Commercial | School | New | Miscellaneous | Natural Gas | Pool Heater | Codes & Standards Forecast | Avg. Replacement Winter Demand (kW) | 0 | 0 | 0 | 0 | 0 | 0 | 0 | 0 | 0 | 0 | 0 | 0 | 0 | 0 | 0 | 0 | 0 | 0 | 0 | 0 | 0 | 0 | 0 | 0 | 0 | 0 | 0 | 0 | 0 | 0 | 0 | 0 | 0
F1_Commercial_School_New_Miscellaneous_Natural Gas_Miscellaneous_Codes & Standards Forecast | F1 | Commercial | School | New | Miscellaneous | Natural Gas | Miscellaneous | Codes & Standards Forecast | Units | 0 | 33024.884 | 192316.1639 | 294114.4482 | 415829.4278 | 541267.8474 | 667336.6152 | 776448.7284 | 884031.6912 | 994132.7973 | 1106026.0919 | 1217069.3521 | 1326375.7865 | 1434192.3081 | 1542164.6806 | 1649810.5065 | 1758080.1636 | 1863823.9292 | 1965367.5063 | 2063634.7507 | 2161950.2746 | 2262256.5605 | 2363870.1004 | 2466558.78 | 2570350.6716 | 2674434.9958 | 2778926.2193 | 2883487.8231 | 2988510.6968 | 3093762.5009 | 3199797.3926 | 3305909.3632 | 3350986.6964
F2_Commercial_School_New_Miscellaneous_Natural Gas_Miscellaneous_Codes & Standards Forecast | F2 | Commercial | School | New | Miscellaneous | Natural Gas | Miscellaneous | Codes & Standards Forecast | Usage (MMtherm) | 0 | 0.00029807 | 0.0019336 | 0.0029027 | 0.004104 | 0.005342 | 0.0065862 | 0.007663 | 0.0087248 | 0.0098114 | 0.010916 | 0.012012 | 0.01309 | 0.014155 | 0.01522 | 0.016283 | 0.017351 | 0.018395 | 0.019397 | 0.020367 | 0.021337 | 0.022327 | 0.02333 | 0.024343 | 0.025368 | 0.026395 | 0.027426 | 0.028458 | 0.029495 | 0.030533 | 0.03158 | 0.032627 | 0.033072
F3_Commercial_School_New_Miscellaneous_Natural Gas_Miscellaneous_Codes & Standards Forecast | F3 | Commercial | School | New | Miscellaneous | Natural Gas | Miscellaneous | Codes & Standards Forecast | Summer Peak Demand (MW) | 0 | 0 | 0 | 0 | 0 | 0 | 0 | 0 | 0 | 0 | 0 | 0 | 0 | 0 | 0 | 0 | 0 | 0 | 0 | 0 | 0 | 0 | 0 | 0 | 0 | 0 | 0 | 0 | 0 | 0 | 0 | 0 | 0
F4_Commercial_School_New_Miscellaneous_Natural Gas_Miscellaneous_Codes & Standards Forecast | F4 | Commercial | School | New | Miscellaneous | Natural Gas | Miscellaneous | Codes & Standards Forecast | Winter Peak Demand (MW) | 0 | 0 | 0 | 0 | 0 | 0 | 0 | 0 | 0 | 0 | 0 | 0 | 0 | 0 | 0 | 0 | 0 | 0 | 0 | 0 | 0 | 0 | 0 | 0 | 0 | 0 | 0 | 0 | 0 | 0 | 0 | 0 | 0
F5_Commercial_School_New_Miscellaneous_Natural Gas_Miscellaneous_Codes & Standards Forecast | F5 | Commercial | School | New | Miscellaneous | Natural Gas | Miscellaneous | Codes & Standards Forecast | Turnover | 0 | 33024.884 | 159291.2799 | 101798.2843 | 126432.8202 | 152238.18 | 163582.6032 | 159328.6606 | 172374.0291 | 189005.2492 | 202286.6544 | 222770.1803 | 268861.7333 | 256725.3045 | 274610.2318 | 296405.6718 | 310044.1332 | 316683.933 | 328493.9636 | 341933.7912 | 356282.7582 | 374316.7891 | 398756.4735 | 404744.1242 | 421381.2869 | 439619.2737 | 453886.8612 | 466175.459 | 481221.2968 | 496464.3655 | 512137.1126 | 528199.8319 | 484911.0863
F6_Commercial_School_New_Miscellaneous_Natural Gas_Miscellaneous_Codes & Standards Forecast | F6 | Commercial | School | New | Miscellaneous | Natural Gas | Miscellaneous | Codes & Standards Forecast | Avg. Replacement Usage (kWh) | 0.0093446 | 0.0090256 | 0.010054 | 0.0098693 | 0.0098693 | 0.0098693 | 0.0098693 | 0.0098693 | 0.0098693 | 0.0098693 | 0.0098693 | 0.0098693 | 0.0098693 | 0.0098693 | 0.0098693 | 0.0098693 | 0.0098693 | 0.0098693 | 0.0098693 | 0.0098693 | 0.0098693 | 0.0098693 | 0.0098693 | 0.0098693 | 0.0098693 | 0.0098693 | 0.0098693 | 0.0098693 | 0.0098693 | 0.0098693 | 0.0098693 | 0.0098693 | 0.0098693
F7_Commercial_School_New_Miscellaneous_Natural Gas_Miscellaneous_Codes & Standards Forecast | F7 | Commercial | School | New | Miscellaneous | Natural Gas | Miscellaneous | Codes & Standards Forecast | Avg. Replacement Summer Demand (kW) | 0 | 0 | 0 | 0 | 0 | 0 | 0 | 0 | 0 | 0 | 0 | 0 | 0 | 0 | 0 | 0 | 0 | 0 | 0 | 0 | 0 | 0 | 0 | 0 | 0 | 0 | 0 | 0 | 0 | 0 | 0 | 0 | 0
F8_Commercial_School_New_Miscellaneous_Natural Gas_Miscellaneous_Codes & Standards Forecast | F8 | Commercial | School | New | Miscellaneous | Natural Gas | Miscellaneous | Codes & Standards Forecast | Avg. Replacement Winter Demand (kW) | 0 | 0 | 0 | 0 | 0 | 0 | 0 | 0 | 0 | 0 | 0 | 0 | 0 | 0 | 0 | 0 | 0 | 0 | 0 | 0 | 0 | 0 | 0 | 0 | 0 | 0 | 0 | 0 | 0 | 0 | 0 | 0 | 0
F1_Commercial_College_Existing_Space Heating_Natural Gas_Furnace_Codes & Standards Forecast | F1 | Commercial | College | Existing | Space Heating | Natural Gas | Furnace | Codes & Standards Forecast | Units | 54311.8795 | 54035.553 | 53759.2264 | 53425.5252 | 54673.8492 | 54526.9176 | 54397.2059 | 54280.376 | 54167.5075 | 54055.3378 | 53942.6067 | 53830.0266 | 53718.4059 | 53608.0228 | 53498.1801 | 53388.773 | 53279.2664 | 53170.995 | 53065.4796 | 52963.0085 | 52862.0352 | 52760.7973 | 52658.763 | 52555.7826 | 52451.7679 | 52347.0869 | 52241.8667 | 52136.3403 | 52030.4262 | 51924.2014 | 51817.4238 | 51710.3297 | 52415.4198
F2_Commercial_College_Existing_Space Heating_Natural Gas_Furnace_Codes & Standards Forecast | F2 | Commercial | College | Existing | Space Heating | Natural Gas | Furnace | Codes & Standards Forecast | Usage (MMtherm) | 0.011899 | 0.011425 | 0.012583 | 0.012198 | 0.012398 | 0.012254 | 0.012114 | 0.011976 | 0.011839 | 0.011702 | 0.011564 | 0.011427 | 0.011291 | 0.011156 | 0.011021 | 0.010888 | 0.010755 | 0.010623 | 0.010493 | 0.010367 | 0.010243 | 0.010122 | 0.010001 | 0.0098836 | 0.0097698 | 0.0096596 | 0.0095522 | 0.0094479 | 0.0093462 | 0.009247 | 0.0091499 | 0.009055 | 0.0091515
F3_Commercial_College_Existing_Space Heating_Natural Gas_Furnace_Codes & Standards Forecast | F3 | Commercial | College | Existing | Space Heating | Natural Gas | Furnace | Codes & Standards Forecast | Summer Peak Demand (MW) | 0 | 0 | 0 | 0 | 0 | 0 | 0 | 0 | 0 | 0 | 0 | 0 | 0 | 0 | 0 | 0 | 0 | 0 | 0 | 0 | 0 | 0 | 0 | 0 | 0 | 0 | 0 | 0 | 0 | 0 | 0 | 0 | 0
F4_Commercial_College_Existing_Space Heating_Natural Gas_Furnace_Codes & Standards Forecast | F4 | Commercial | College | Existing | Space Heating | Natural Gas | Furnace | Codes & Standards Forecast | Winter Peak Demand (MW) | 0 | 0 | 0 | 0 | 0 | 0 | 0 | 0 | 0 | 0 | 0 | 0 | 0 | 0 | 0 | 0 | 0 | 0 | 0 | 0 | 0 | 0 | 0 | 0 | 0 | 0 | 0 | 0 | 0 | 0 | 0 | 0 | 0
F5_Commercial_College_Existing_Space Heating_Natural Gas_Furnace_Codes & Standards Forecast | F5 | Commercial | College | Existing | Space Heating | Natural Gas | Furnace | Codes & Standards Forecast | Turnover | 0 | 1084.3255 | 1175.5941 | 1257.1085 | 2587.4125 | 1410.9603 | 1477.1032 | 1537.9463 | 1593.7167 | 1644.736 | 1691.3426 | 1733.9039 | 1772.766 | 1808.2343 | 1840.5578 | 1869.9828 | 1896.7205 | 1921.0302 | 1943.164 | 1870.1136 | 1809.8585 | 1760.7562 | 1813.8663 | 1775.6757 | 1745.401 | 1722.0139 | 1704.5917 | 1692.3176 | 1684.4571 | 1680.3642 | 1679.4566 | 1681.2346 | 2724.49
F6_Commercial_College_Existing_Space Heating_Natural Gas_Furnace_Codes & Standards Forecast | F6 | Commercial | College | Existing | Space Heating | Natural Gas | Furnace | Codes & Standards Forecast | Avg. Replacement Usage (kWh) | 0.21375 | 0.20645 | 0.22877 | 0.22336 | 0.22217 | 0.19863 | 0.19755 | 0.19648 | 0.1954 | 0.19433 | 0.19326 | 0.19218 | 0.19111 | 0.19004 | 0.18896 | 0.18789 | 0.18681 | 0.18574 | 0.18467 | 0.18359 | 0.18252 | 0.18145 | 0.18037 | 0.1793 | 0.17823 | 0.17716 | 0.17608 | 0.17501 | 0.17393 | 0.17286 | 0.17179 | 0.17071 | 0.17071
F7_Commercial_College_Existing_Space Heating_Natural Gas_Furnace_Codes & Standards Forecast | F7 | Commercial | College | Existing | Space Heating | Natural Gas | Furnace | Codes & Standards Forecast | Avg. Replacement Summer Demand (kW) | 0 | 0 | 0 | 0 | 0 | 0 | 0 | 0 | 0 | 0 | 0 | 0 | 0 | 0 | 0 | 0 | 0 | 0 | 0 | 0 | 0 | 0 | 0 | 0 | 0 | 0 | 0 | 0 | 0 | 0 | 0 | 0 | 0
F8_Commercial_College_Existing_Space Heating_Natural Gas_Furnace_Codes & Standards Forecast | F8 | Commercial | College | Existing | Space Heating | Natural Gas | Furnace | Codes & Standards Forecast | Avg. Replacement Winter Demand (kW) | 0 | 0 | 0 | 0 | 0 | 0 | 0 | 0 | 0 | 0 | 0 | 0 | 0 | 0 | 0 | 0 | 0 | 0 | 0 | 0 | 0 | 0 | 0 | 0 | 0 | 0 | 0 | 0 | 0 | 0 | 0 | 0 | 0
F1_Commercial_College_Existing_Space Heating_Natural Gas_Boiler_Codes & Standards Forecast | F1 | Commercial | College | Existing | Space Heating | Natural Gas | Boiler | Codes & Standards Forecast | Units | 463248.082 | 460891.1803 | 458534.2787 | 455688.006 | 466335.4686 | 465082.2289 | 463975.8649 | 462979.3753 | 462016.6739 | 461059.9334 | 460098.4042 | 459138.1624 | 458186.1046 | 457244.6017 | 456307.709 | 455374.5313 | 454440.5053 | 453517.0146 | 452617.0307 | 451743.0128 | 450881.7703 | 450018.2714 | 449147.9797 | 448269.6178 | 447382.4344 | 446489.5673 | 445592.1017 | 444692.0238 | 443788.6397 | 442882.6051 | 441971.8558 | 441058.4071 | 447072.4065
F2_Commercial_College_Existing_Space Heating_Natural Gas_Boiler_Codes & Standards Forecast | F2 | Commercial | College | Existing | Space Heating | Natural Gas | Boiler | Codes & Standards Forecast | Usage (MMtherm) | 0.26874 | 0.25975 | 0.28812 | 0.28138 | 0.28947 | 0.28786 | 0.28632 | 0.28483 | 0.28332 | 0.28177 | 0.28017 | 0.27852 | 0.27682 | 0.27507 | 0.27325 | 0.27137 | 0.26942 | 0.26741 | 0.26534 | 0.26321 | 0.26101 | 0.25878 | 0.25649 | 0.25416 | 0.25171 | 0.2493 | 0.24693 | 0.2446 | 0.24231 | 0.24005 | 0.23781 | 0.2356 | 0.23857
F3_Commercial_College_Existing_Space Heating_Natural Gas_Boiler_Codes & Standards Forecast | F3 | Commercial | College | Existing | Space Heating | Natural Gas | Boiler | Codes & Standards Forecast | Summer Peak Demand (MW) | 0 | 0 | 0 | 0 | 0 | 0 | 0 | 0 | 0 | 0 | 0 | 0 | 0 | 0 | 0 | 0 | 0 | 0 | 0 | 0 | 0 | 0 | 0 | 0 | 0 | 0 | 0 | 0 | 0 | 0 | 0 | 0 | 0
F4_Commercial_College_Existing_Space Heating_Natural Gas_Boiler_Codes & Standards Forecast | F4 | Commercial | College | Existing | Space Heating | Natural Gas | Boiler | Codes & Standards Forecast | Winter Peak Demand (MW) | 0 | 0 | 0 | 0 | 0 | 0 | 0 | 0 | 0 | 0 | 0 | 0 | 0 | 0 | 0 | 0 | 0 | 0 | 0 | 0 | 0 | 0 | 0 | 0 | 0 | 0 | 0 | 0 | 0 | 0 | 0 | 0 | 0
F5_Commercial_College_Existing_Space Heating_Natural Gas_Boiler_Codes & Standards Forecast | F5 | Commercial | College | Existing | Space Heating | Natural Gas | Boiler | Codes & Standards Forecast | Turnover | 0 | 8508.7603 | 9224.95 | 9864.5979 | 21155.3621 | 11071.8816 | 11590.9084 | 12068.3473 | 12505.9805 | 12906.3319 | 13272.0559 | 13606.037 | 13910.9904 | 14189.3118 | 14442.9556 | 14673.8554 | 14883.6674 | 15074.4268 | 15248.1122 | 15406.2431 | 15549.6878 | 14950.5566 | 14453.0402 | 14044.5962 | 14499.7813 | 14175.3368 | 13914.9058 | 13710.2488 | 13553.9492 | 13439.4485 | 13360.8394 | 13312.998 | 19332.9957
F6_Commercial_College_Existing_Space Heating_Natural Gas_Boiler_Codes & Standards Forecast | F6 | Commercial | College | Existing | Space Heating | Natural Gas | Boiler | Codes & Standards Forecast | Avg. Replacement Usage (kWh) | 0.69808 | 0.67425 | 0.74713 | 0.72948 | 0.72557 | 0.61419 | 0.61087 | 0.60755 | 0.60423 | 0.60091 | 0.59758 | 0.59426 | 0.59094 | 0.58762 | 0.5843 | 0.58098 | 0.57766 | 0.57434 | 0.57102 | 0.5677 | 0.56438 | 0.56107 | 0.55774 | 0.55442 | 0.55111 | 0.5478 | 0.54447 | 0.54115 | 0.53783 | 0.53452 | 0.5312 | 0.52788 | 0.52788
F7_Commercial_College_Existing_Space Heating_Natural Gas_Boiler_Codes & Standards Forecast | F7 | Commercial | College | Existing | Space Heating | Natural Gas | Boiler | Codes & Standards Forecast | Avg. Replacement Summer Demand (kW) | 0 | 0 | 0 | 0 | 0 | 0 | 0 | 0 | 0 | 0 | 0 | 0 | 0 | 0 | 0 | 0 | 0 | 0 | 0 | 0 | 0 | 0 | 0 | 0 | 0 | 0 | 0 | 0 | 0 | 0 | 0 | 0 | 0
F8_Commercial_College_Existing_Space Heating_Natural Gas_Boiler_Codes & Standards Forecast | F8 | Commercial | College | Existing | Space Heating | Natural Gas | Boiler | Codes & Standards Forecast | Avg. Replacement Winter Demand (kW) | 0 | 0 | 0 | 0 | 0 | 0 | 0 | 0 | 0 | 0 | 0 | 0 | 0 | 0 | 0 | 0 | 0 | 0 | 0 | 0 | 0 | 0 | 0 | 0 | 0 | 0 | 0 | 0 | 0 | 0 | 0 | 0 | 0
F1_Commercial_College_Existing_Space Heating_Natural Gas_Unit Heater_Codes & Standards Forecast | F1 | Commercial | College | Existing | Space Heating | Natural Gas | Unit Heater | Codes & Standards Forecast | Units | 0 | 0 | 0 | 0 | 0 | 0 | 0 | 0 | 0 | 0 | 0 | 0 | 0 | 0 | 0 | 0 | 0 | 0 | 0 | 0 | 0 | 0 | 0 | 0 | 0 | 0 | 0 | 0 | 0 | 0 | 0 | 0 | 0
F2_Commercial_College_Existing_Space Heating_Natural Gas_Unit Heater_Codes & Standards Forecast | F2 | Commercial | College | Existing | Space Heating | Natural Gas | Unit Heater | Codes & Standards Forecast | Usage (MMtherm) | 0 | 0 | 0 | 0 | 0 | 0 | 0 | 0 | 0 | 0 | 0 | 0 | 0 | 0 | 0 | 0 | 0 | 0 | 0 | 0 | 0 | 0 | 0 | 0 | 0 | 0 | 0 | 0 | 0 | 0 | 0 | 0 | 0
F3_Commercial_College_Existing_Space Heating_Natural Gas_Unit Heater_Codes & Standards Forecast | F3 | Commercial | College | Existing | Space Heating | Natural Gas | Unit Heater | Codes & Standards Forecast | Summer Peak Demand (MW) | 0 | 0 | 0 | 0 | 0 | 0 | 0 | 0 | 0 | 0 | 0 | 0 | 0 | 0 | 0 | 0 | 0 | 0 | 0 | 0 | 0 | 0 | 0 | 0 | 0 | 0 | 0 | 0 | 0 | 0 | 0 | 0 | 0
F4_Commercial_College_Existing_Space Heating_Natural Gas_Unit Heater_Codes & Standards Forecast | F4 | Commercial | College | Existing | Space Heating | Natural Gas | Unit Heater | Codes & Standards Forecast | Winter Peak Demand (MW) | 0 | 0 | 0 | 0 | 0 | 0 | 0 | 0 | 0 | 0 | 0 | 0 | 0 | 0 | 0 | 0 | 0 | 0 | 0 | 0 | 0 | 0 | 0 | 0 | 0 | 0 | 0 | 0 | 0 | 0 | 0 | 0 | 0
F5_Commercial_College_Existing_Space Heating_Natural Gas_Unit Heater_Codes & Standards Forecast | F5 | Commercial | College | Existing | Space Heating | Natural Gas | Unit Heater | Codes & Standards Forecast | Turnover | 0 | 0 | 0 | 0 | 0 | 0 | 0 | 0 | 0 | 0 | 0 | 0 | 0 | 0 | 0 | 0 | 0 | 0 | 0 | 0 | 0 | 0 | 0 | 0 | 0 | 0 | 0 | 0 | 0 | 0 | 0 | 0 | 0
F6_Commercial_College_Existing_Space Heating_Natural Gas_Unit Heater_Codes & Standards Forecast | F6 | Commercial | College | Existing | Space Heating | Natural Gas | Unit Heater | Codes & Standards Forecast | Avg. Replacement Usage (kWh) | 0.10954 | 0.10581 | 0.11724 | 0.11447 | 0.11386 | 0.10191 | 0.10136 | 0.10081 | 0.10026 | 0.099705 | 0.099154 | 0.098603 | 0.098052 | 0.097501 | 0.09695 | 0.096399 | 0.095848 | 0.095298 | 0.094746 | 0.094195 | 0.093644 | 0.093095 | 0.092543 | 0.091993 | 0.091442 | 0.090893 | 0.090341 | 0.08979 | 0.08924 | 0.08869 | 0.088138 | 0.087588 | 0.087588
F7_Commercial_College_Existing_Space Heating_Natural Gas_Unit Heater_Codes & Standards Forecast | F7 | Commercial | College | Existing | Space Heating | Natural Gas | Unit Heater | Codes & Standards Forecast | Avg. Replacement Summer Demand (kW) | 0 | 0 | 0 | 0 | 0 | 0 | 0 | 0 | 0 | 0 | 0 | 0 | 0 | 0 | 0 | 0 | 0 | 0 | 0 | 0 | 0 | 0 | 0 | 0 | 0 | 0 | 0 | 0 | 0 | 0 | 0 | 0 | 0
F8_Commercial_College_Existing_Space Heating_Natural Gas_Unit Heater_Codes & Standards Forecast | F8 | Commercial | College | Existing | Space Heating | Natural Gas | Unit Heater | Codes & Standards Forecast | Avg. Replacement Winter Demand (kW) | 0 | 0 | 0 | 0 | 0 | 0 | 0 | 0 | 0 | 0 | 0 | 0 | 0 | 0 | 0 | 0 | 0 | 0 | 0 | 0 | 0 | 0 | 0 | 0 | 0 | 0 | 0 | 0 | 0 | 0 | 0 | 0 | 0
F1_Commercial_College_Existing_Water Heating_Natural Gas_Water Heater_Codes & Standards Forecast | F1 | Commercial | College | Existing | Water Heating | Natural Gas | Water Heater | Codes & Standards Forecast | Units | 511769.0877 | 509165.3221 | 506561.5565 | 503417.1628 | 515179.8498 | 513795.3447 | 512573.0992 | 511472.2364 | 510408.7008 | 509351.7505 | 508289.5098 | 507228.6916 | 506176.9144 | 505136.7976 | 504101.7739 | 503070.8544 | 502038.9978 | 501018.7798 | 500024.5308 | 499058.9676 | 498107.5178 | 497153.5752 | 496192.1284 | 495221.7661 | 494241.6584 | 493255.2716 | 492263.8047 | 491269.4519 | 490271.4465 | 489270.5131 | 488264.3711 | 487255.247 | 493899.1578
F2_Commercial_College_Existing_Water Heating_Natural Gas_Water Heater_Codes & Standards Forecast | F2 | Commercial | College | Existing | Water Heating | Natural Gas | Water Heater | Codes & Standards Forecast | Usage (MMtherm) | 0.11317 | 0.10738 | 0.11716 | 0.11233 | 0.11263 | 0.1104 | 0.10834 | 0.10653 | 0.10497 | 0.10371 | 0.10266 | 0.10178 | 0.10104 | 0.10041 | 0.099868 | 0.099394 | 0.098975 | 0.098601 | 0.098268 | 0.097969 | 0.097694 | 0.097437 | 0.097193 | 0.096958 | 0.096731 | 0.096509 | 0.096293 | 0.09608 | 0.095871 | 0.095663 | 0.095457 | 0.095253 | 0.096545
F3_Commercial_College_Existing_Water Heating_Natural Gas_Water Heater_Codes & Standards Forecast | F3 | Commercial | College | Existing | Water Heating | Natural Gas | Water Heater | Codes & Standards Forecast | Summer Peak Demand (MW) | 0 | 0 | 0 | 0 | 0 | 0 | 0 | 0 | 0 | 0 | 0 | 0 | 0 | 0 | 0 | 0 | 0 | 0 | 0 | 0 | 0 | 0 | 0 | 0 | 0 | 0 | 0 | 0 | 0 | 0 | 0 | 0 | 0
F4_Commercial_College_Existing_Water Heating_Natural Gas_Water Heater_Codes & Standards Forecast | F4 | Commercial | College | Existing | Water Heating | Natural Gas | Water Heater | Codes & Standards Forecast | Winter Peak Demand (MW) | 0 | 0 | 0 | 0 | 0 | 0 | 0 | 0 | 0 | 0 | 0 | 0 | 0 | 0 | 0 | 0 | 0 | 0 | 0 | 0 | 0 | 0 | 0 | 0 | 0 | 0 | 0 | 0 | 0 | 0 | 0 | 0 | 0
F5_Commercial_College_Existing_Water Heating_Natural Gas_Water Heater_Codes & Standards Forecast | F5 | Commercial | College | Existing | Water Heating | Natural Gas | Water Heater | Codes & Standards Forecast | Turnover | 0 | 20366.6129 | 26341.2009 | 31010.4972 | 46639.428 | 37867.6954 | 40239.4895 | 42118.3372 | 43599.7053 | 44761.9782 | 39708.3757 | 36855.1368 | 35516.6876 | 37501.0103 | 37369.9889 | 42888.1939 | 44051.7071 | 44961.3384 | 48662.6575 | 44450.8142 | 43358.4871 | 42097.8314 | 41380.3618 | 40701.1316 | 39659.1957 | 39614.0031 | 40140.8959 | 42134.4765 | 42358.9143 | 43762.1656 | 43525.8279 | 43130.4352 | 50125.8279
F6_Commercial_College_Existing_Water Heating_Natural Gas_Water Heater_Codes & Standards Forecast | F6 | Commercial | College | Existing | Water Heating | Natural Gas | Water Heater | Codes & Standards Forecast | Avg. Replacement Usage (kWh) | 0.18504 | 0.17872 | 0.19909 | 0.19543 | 0.19543 | 0.19543 | 0.19543 | 0.19543 | 0.19543 | 0.19543 | 0.19543 | 0.19543 | 0.19543 | 0.19543 | 0.19543 | 0.19543 | 0.19543 | 0.19543 | 0.19543 | 0.19543 | 0.19543 | 0.19543 | 0.19543 | 0.19543 | 0.19543 | 0.19543 | 0.19543 | 0.19543 | 0.19543 | 0.19543 | 0.19543 | 0.19543 | 0.19543
F7_Commercial_College_Existing_Water Heating_Natural Gas_Water Heater_Codes & Standards Forecast | F7 | Commercial | College | Existing | Water Heating | Natural Gas | Water Heater | Codes & Standards Forecast | Avg. Replacement Summer Demand (kW) | 0 | 0 | 0 | 0 | 0 | 0 | 0 | 0 | 0 | 0 | 0 | 0 | 0 | 0 | 0 | 0 | 0 | 0 | 0 | 0 | 0 | 0 | 0 | 0 | 0 | 0 | 0 | 0 | 0 | 0 | 0 | 0 | 0
F8_Commercial_College_Existing_Water Heating_Natural Gas_Water Heater_Codes & Standards Forecast | F8 | Commercial | College | Existing | Water Heating | Natural Gas | Water Heater | Codes & Standards Forecast | Avg. Replacement Winter Demand (kW) | 0 | 0 | 0 | 0 | 0 | 0 | 0 | 0 | 0 | 0 | 0 | 0 | 0 | 0 | 0 | 0 | 0 | 0 | 0 | 0 | 0 | 0 | 0 | 0 | 0 | 0 | 0 | 0 | 0 | 0 | 0 | 0 | 0
F1_Commercial_College_Existing_Food Preparation_Natural Gas_Oven_Codes & Standards Forecast | F1 | Commercial | College | Existing | Food Preparation | Natural Gas | Oven | Codes & Standards Forecast | Units | 49052.6067 | 48803.0381 | 48553.4695 | 48252.0822 | 49379.5252 | 49246.8216 | 49129.6705 | 49024.1538 | 48922.2148 | 48820.9071 | 48719.0923 | 48617.4138 | 48516.6019 | 48416.9077 | 48317.7016 | 48218.8889 | 48119.9863 | 48022.1994 | 47926.9015 | 47834.3531 | 47743.1575 | 47651.723 | 47559.5692 | 47466.5608 | 47372.6184 | 47278.0741 | 47183.0429 | 47087.735 | 46992.0771 | 46896.1386 | 46799.7008 | 46702.9771 | 47339.79
F2_Commercial_College_Existing_Food Preparation_Natural Gas_Oven_Codes & Standards Forecast | F2 | Commercial | College | Existing | Food Preparation | Natural Gas | Oven | Codes & Standards Forecast | Usage (MMtherm) | 0.0011886 | 0.0011636 | 0.0013152 | 0.0013097 | 0.0013763 | 0.0014016 | 0.0014282 | 0.0014557 | 0.0014839 | 0.0015124 | 0.0015356 | 0.0015543 | 0.0015692 | 0.0015811 | 0.0015905 | 0.0015977 | 0.0016031 | 0.0016071 | 0.0016099 | 0.0016118 | 0.0016129 | 0.0016133 | 0.0016131 | 0.0016123 | 0.0016111 | 0.0016096 | 0.0016077 | 0.0016056 | 0.0016033 | 0.0016008 | 0.0015982 | 0.0015954 | 0.0016177
F3_Commercial_College_Existing_Food Preparation_Natural Gas_Oven_Codes & Standards Forecast | F3 | Commercial | College | Existing | Food Preparation | Natural Gas | Oven | Codes & Standards Forecast | Summer Peak Demand (MW) | 0 | 0 | 0 | 0 | 0 | 0 | 0 | 0 | 0 | 0 | 0 | 0 | 0 | 0 | 0 | 0 | 0 | 0 | 0 | 0 | 0 | 0 | 0 | 0 | 0 | 0 | 0 | 0 | 0 | 0 | 0 | 0 | 0
F4_Commercial_College_Existing_Food Preparation_Natural Gas_Oven_Codes & Standards Forecast | F4 | Commercial | College | Existing | Food Preparation | Natural Gas | Oven | Codes & Standards Forecast | Winter Peak Demand (MW) | 0 | 0 | 0 | 0 | 0 | 0 | 0 | 0 | 0 | 0 | 0 | 0 | 0 | 0 | 0 | 0 | 0 | 0 | 0 | 0 | 0 | 0 | 0 | 0 | 0 | 0 | 0 | 0 | 0 | 0 | 0 | 0 | 0
F5_Commercial_College_Existing_Food Preparation_Natural Gas_Oven_Codes & Standards Forecast | F5 | Commercial | College | Existing | Food Preparation | Natural Gas | Oven | Codes & Standards Forecast | Turnover | 0 | 2711.2799 | 2922.1996 | 3090.2182 | 4372.7926 | 3365.5568 | 3464.7357 | 3546.4235 | 3613.1689 | 3667.3254 | 3490.5341 | 3379.2477 | 3316.2364 | 3472.4431 | 3438.1168 | 3425.9889 | 4158.3476 | 4109.9941 | 4068.6515 | 4301.929 | 3861.8477 | 3783.9099 | 3739.7838 | 3693.3873 | 3649.4 | 3670.2208 | 3697.2301 | 3725.8675 | 3847.1027 | 3824.2253 | 3798.2959 | 3971.0485 | 4540.8517
F6_Commercial_College_Existing_Food Preparation_Natural Gas_Oven_Codes & Standards Forecast | F6 | Commercial | College | Existing | Food Preparation | Natural Gas | Oven | Codes & Standards Forecast | Avg. Replacement Usage (kWh) | 0.0324 | 0.031294 | 0.034861 | 0.03422 | 0.03422 | 0.03422 | 0.03422 | 0.03422 | 0.03422 | 0.03422 | 0.03422 | 0.03422 | 0.03422 | 0.03422 | 0.03422 | 0.03422 | 0.03422 | 0.03422 | 0.03422 | 0.03422 | 0.03422 | 0.03422 | 0.03422 | 0.03422 | 0.03422 | 0.03422 | 0.03422 | 0.03422 | 0.03422 | 0.03422 | 0.03422 | 0.03422 | 0.03422
F7_Commercial_College_Existing_Food Preparation_Natural Gas_Oven_Codes & Standards Forecast | F7 | Commercial | College | Existing | Food Preparation | Natural Gas | Oven | Codes & Standards Forecast | Avg. Replacement Summer Demand (kW) | 0 | 0 | 0 | 0 | 0 | 0 | 0 | 0 | 0 | 0 | 0 | 0 | 0 | 0 | 0 | 0 | 0 | 0 | 0 | 0 | 0 | 0 | 0 | 0 | 0 | 0 | 0 | 0 | 0 | 0 | 0 | 0 | 0
F8_Commercial_College_Existing_Food Preparation_Natural Gas_Oven_Codes & Standards Forecast | F8 | Commercial | College | Existing | Food Preparation | Natural Gas | Oven | Codes & Standards Forecast | Avg. Replacement Winter Demand (kW) | 0 | 0 | 0 | 0 | 0 | 0 | 0 | 0 | 0 | 0 | 0 | 0 | 0 | 0 | 0 | 0 | 0 | 0 | 0 | 0 | 0 | 0 | 0 | 0 | 0 | 0 | 0 | 0 | 0 | 0 | 0 | 0 | 0
F1_Commercial_College_Existing_Food Preparation_Natural Gas_Conveyor Oven_Codes & Standards Forecast | F1 | Commercial | College | Existing | Food Preparation | Natural Gas | Conveyor Oven | Codes & Standards Forecast | Units | 24526.3033 | 24401.5191 | 24276.7348 | 24126.0411 | 24689.7626 | 24623.4108 | 24564.8352 | 24512.0769 | 24461.1074 | 24410.4536 | 24359.5461 | 24308.7069 | 24258.301 | 24208.4538 | 24158.8508 | 24109.4444 | 24059.9932 | 24011.0997 | 23963.4507 | 23917.1766 | 23871.5788 | 23825.8615 | 23779.7846 | 23733.2804 | 23686.3092 | 23639.037 | 23591.5214 | 23543.8675 | 23496.0386 | 23448.0693 | 23399.8504 | 23351.4886 | 23669.895
F2_Commercial_College_Existing_Food Preparation_Natural Gas_Conveyor Oven_Codes & Standards Forecast | F2 | Commercial | College | Existing | Food Preparation | Natural Gas | Conveyor Oven | Codes & Standards Forecast | Usage (MMtherm) | 0.0010169 | 0.00098095 | 0.0010926 | 0.0010722 | 0.001108 | 0.0011128 | 0.0011183 | 0.0011245 | 0.001131 | 0.0011378 | 0.0011447 | 0.0011517 | 0.0011589 | 0.0011661 | 0.0011734 | 0.0011808 | 0.0011881 | 0.0011935 | 0.0011974 | 0.0012 | 0.0012017 | 0.0012026 | 0.0012028 | 0.0012025 | 0.0012017 | 0.0012006 | 0.0011992 | 0.0011976 | 0.0011958 | 0.0011939 | 0.0011919 | 0.0011897 | 0.0012062
F3_Commercial_College_Existing_Food Preparation_Natural Gas_Conveyor Oven_Codes & Standards Forecast | F3 | Commercial | College | Existing | Food Preparation | Natural Gas | Conveyor Oven | Codes & Standards Forecast | Summer Peak Demand (MW) | 0 | 0 | 0 | 0 | 0 | 0 | 0 | 0 | 0 | 0 | 0 | 0 | 0 | 0 | 0 | 0 | 0 | 0 | 0 | 0 | 0 | 0 | 0 | 0 | 0 | 0 | 0 | 0 | 0 | 0 | 0 | 0 | 0
F4_Commercial_College_Existing_Food Preparation_Natural Gas_Conveyor Oven_Codes & Standards Forecast | F4 | Commercial | College | Existing | Food Preparation | Natural Gas | Conveyor Oven | Codes & Standards Forecast | Winter Peak Demand (MW) | 0 | 0 | 0 | 0 | 0 | 0 | 0 | 0 | 0 | 0 | 0 | 0 | 0 | 0 | 0 | 0 | 0 | 0 | 0 | 0 | 0 | 0 | 0 | 0 | 0 | 0 | 0 | 0 | 0 | 0 | 0 | 0 | 0
F5_Commercial_College_Existing_Food Preparation_Natural Gas_Conveyor Oven_Codes & Standards Forecast | F5 | Commercial | College | Existing | Food Preparation | Natural Gas | Conveyor Oven | Codes & Standards Forecast | Turnover | 0 | 574.1534 | 742.5825 | 874.2142 | 1546.9286 | 1067.5249 | 1134.3879 | 1187.3543 | 1229.1155 | 1261.881 | 1287.4391 | 1307.2568 | 1322.5126 | 1334.1386 | 1342.8563 | 1349.2525 | 1353.7839 | 1191.2398 | 1094.3534 | 1043.1638 | 1132.0731 | 1110.5136 | 1249.6468 | 1270.6023 | 1286.7701 | 1440.6054 | 1280.1752 | 1292.7339 | 1302.1988 | 1309.1934 | 1314.2077 | 1317.6441 | 1640.9726
F6_Commercial_College_Existing_Food Preparation_Natural Gas_Conveyor Oven_Codes & Standards Forecast | F6 | Commercial | College | Existing | Food Preparation | Natural Gas | Conveyor Oven | Codes & Standards Forecast | Avg. Replacement Usage (kWh) | 0.048294 | 0.046646 | 0.051962 | 0.051006 | 0.051006 | 0.051006 | 0.051006 | 0.051006 | 0.051006 | 0.051006 | 0.051006 | 0.051006 | 0.051006 | 0.051006 | 0.051006 | 0.051006 | 0.051006 | 0.051006 | 0.051006 | 0.051006 | 0.051006 | 0.051006 | 0.051006 | 0.051006 | 0.051006 | 0.051006 | 0.051006 | 0.051006 | 0.051006 | 0.051006 | 0.051006 | 0.051006 | 0.051006
F7_Commercial_College_Existing_Food Preparation_Natural Gas_Conveyor Oven_Codes & Standards Forecast | F7 | Commercial | College | Existing | Food Preparation | Natural Gas | Conveyor Oven | Codes & Standards Forecast | Avg. Replacement Summer Demand (kW) | 0 | 0 | 0 | 0 | 0 | 0 | 0 | 0 | 0 | 0 | 0 | 0 | 0 | 0 | 0 | 0 | 0 | 0 | 0 | 0 | 0 | 0 | 0 | 0 | 0 | 0 | 0 | 0 | 0 | 0 | 0 | 0 | 0
F8_Commercial_College_Existing_Food Preparation_Natural Gas_Conveyor Oven_Codes & Standards Forecast | F8 | Commercial | College | Existing | Food Preparation | Natural Gas | Conveyor Oven | Codes & Standards Forecast | Avg. Replacement Winter Demand (kW) | 0 | 0 | 0 | 0 | 0 | 0 | 0 | 0 | 0 | 0 | 0 | 0 | 0 | 0 | 0 | 0 | 0 | 0 | 0 | 0 | 0 | 0 | 0 | 0 | 0 | 0 | 0 | 0 | 0 | 0 | 0 | 0 | 0
F1_Commercial_College_Existing_Food Preparation_Natural Gas_Double Rack Oven_Codes & Standards Forecast | F1 | Commercial | College | Existing | Food Preparation | Natural Gas | Double Rack Oven | Codes & Standards Forecast | Units | 24526.3033 | 24401.5191 | 24276.7348 | 24126.0411 | 24689.7626 | 24623.4108 | 24564.8352 | 24512.0769 | 24461.1074 | 24410.4536 | 24359.5461 | 24308.7069 | 24258.301 | 24208.4538 | 24158.8508 | 24109.4444 | 24059.9932 | 24011.0997 | 23963.4507 | 23917.1766 | 23871.5788 | 23825.8615 | 23779.7846 | 23733.2804 | 23686.3092 | 23639.037 | 23591.5214 | 23543.8675 | 23496.0386 | 23448.0693 | 23399.8504 | 23351.4886 | 23669.895
F2_Commercial_College_Existing_Food Preparation_Natural Gas_Double Rack Oven_Codes & Standards Forecast | F2 | Commercial | College | Existing | Food Preparation | Natural Gas | Double Rack Oven | Codes & Standards Forecast | Usage (MMtherm) | 0.0015448 | 0.0015026 | 0.0016915 | 0.0016802 | 0.0017654 | 0.0017975 | 0.0018324 | 0.0018695 | 0.0019081 | 0.0019477 | 0.0019881 | 0.0020291 | 0.0020609 | 0.0020855 | 0.0021042 | 0.0021182 | 0.0021285 | 0.0021359 | 0.002141 | 0.0021443 | 0.0021461 | 0.0021468 | 0.0021464 | 0.0021453 | 0.0021434 | 0.0021411 | 0.0021383 | 0.0021352 | 0.0021319 | 0.0021283 | 0.0021246 | 0.0021207 | 0.00215
F3_Commercial_College_Existing_Food Preparation_Natural Gas_Double Rack Oven_Codes & Standards Forecast | F3 | Commercial | College | Existing | Food Preparation | Natural Gas | Double Rack Oven | Codes & Standards Forecast | Summer Peak Demand (MW) | 0 | 0 | 0 | 0 | 0 | 0 | 0 | 0 | 0 | 0 | 0 | 0 | 0 | 0 | 0 | 0 | 0 | 0 | 0 | 0 | 0 | 0 | 0 | 0 | 0 | 0 | 0 | 0 | 0 | 0 | 0 | 0 | 0
F4_Commercial_College_Existing_Food Preparation_Natural Gas_Double Rack Oven_Codes & Standards Forecast | F4 | Commercial | College | Existing | Food Preparation | Natural Gas | Double Rack Oven | Codes & Standards Forecast | Winter Peak Demand (MW) | 0 | 0 | 0 | 0 | 0 | 0 | 0 | 0 | 0 | 0 | 0 | 0 | 0 | 0 | 0 | 0 | 0 | 0 | 0 | 0 | 0 | 0 | 0 | 0 | 0 | 0 | 0 | 0 | 0 | 0 | 0 | 0 | 0
F5_Commercial_College_Existing_Food Preparation_Natural Gas_Double Rack Oven_Codes & Standards Forecast | F5 | Commercial | College | Existing | Food Preparation | Natural Gas | Double Rack Oven | Codes & Standards Forecast | Turnover | 0 | 813.384 | 1051.9918 | 1238.4701 | 1956.5983 | 1512.3269 | 1607.0495 | 1682.0853 | 1741.2469 | 1787.6647 | 1823.872 | 1851.9472 | 1636.5152 | 1511.5382 | 1449.1206 | 1539.0476 | 1524.2572 | 1736.1142 | 1776.407 | 1807.8996 | 1975.2171 | 1822.573 | 1842.5193 | 1811.2734 | 1757.8436 | 1699.7554 | 1668.4069 | 1638.4359 | 1594.136 | 1589.4664 | 1607.6553 | 1693.4879 | 2027.494
F6_Commercial_College_Existing_Food Preparation_Natural Gas_Double Rack Oven_Codes & Standards Forecast | F6 | Commercial | College | Existing | Food Preparation | Natural Gas | Double Rack Oven | Codes & Standards Forecast | Avg. Replacement Usage (kWh) | 0.086067 | 0.083129 | 0.092605 | 0.090901 | 0.090901 | 0.090901 | 0.090901 | 0.090901 | 0.090901 | 0.090901 | 0.090901 | 0.090901 | 0.090901 | 0.090901 | 0.090901 | 0.090901 | 0.090901 | 0.090901 | 0.090901 | 0.090901 | 0.090901 | 0.090901 | 0.090901 | 0.090901 | 0.090901 | 0.090901 | 0.090901 | 0.090901 | 0.090901 | 0.090901 | 0.090901 | 0.090901 | 0.090901
F7_Commercial_College_Existing_Food Preparation_Natural Gas_Double Rack Oven_Codes & Standards Forecast | F7 | Commercial | College | Existing | Food Preparation | Natural Gas | Double Rack Oven | Codes & Standards Forecast | Avg. Replacement Summer Demand (kW) | 0 | 0 | 0 | 0 | 0 | 0 | 0 | 0 | 0 | 0 | 0 | 0 | 0 | 0 | 0 | 0 | 0 | 0 | 0 | 0 | 0 | 0 | 0 | 0 | 0 | 0 | 0 | 0 | 0 | 0 | 0 | 0 | 0
F8_Commercial_College_Existing_Food Preparation_Natural Gas_Double Rack Oven_Codes & Standards Forecast | F8 | Commercial | College | Existing | Food Preparation | Natural Gas | Double Rack Oven | Codes & Standards Forecast | Avg. Replacement Winter Demand (kW) | 0 | 0 | 0 | 0 | 0 | 0 | 0 | 0 | 0 | 0 | 0 | 0 | 0 | 0 | 0 | 0 | 0 | 0 | 0 | 0 | 0 | 0 | 0 | 0 | 0 | 0 | 0 | 0 | 0 | 0 | 0 | 0 | 0
F1_Commercial_College_Existing_Food Preparation_Natural Gas_Fryer_Codes & Standards Forecast | F1 | Commercial | College | Existing | Food Preparation | Natural Gas | Fryer | Codes & Standards Forecast | Units | 63479.844 | 63156.8728 | 62833.9017 | 62443.8711 | 63902.9149 | 63731.1809 | 63579.5736 | 63443.0225 | 63311.1016 | 63179.9974 | 63048.2371 | 62916.6532 | 62786.1907 | 62657.1746 | 62528.7903 | 62400.915 | 62272.9235 | 62146.3756 | 62023.049 | 61903.2805 | 61785.2627 | 61666.9356 | 61547.6777 | 61427.314 | 61305.7414 | 61183.39 | 61060.4084 | 60937.0689 | 60813.2763 | 60689.1205 | 60564.3186 | 60439.1469 | 61263.2576
F2_Commercial_College_Existing_Food Preparation_Natural Gas_Fryer_Codes & Standards Forecast | F2 | Commercial | College | Existing | Food Preparation | Natural Gas | Fryer | Codes & Standards Forecast | Usage (MMtherm) | 0.0024881 | 0.0023909 | 0.0026498 | 0.0025725 | 0.0025819 | 0.0025222 | 0.0024493 | 0.0023659 | 0.0022739 | 0.0021996 | 0.0021395 | 0.0020907 | 0.002051 | 0.0020185 | 0.0019918 | 0.0019697 | 0.0019513 | 0.0019359 | 0.0019229 | 0.0019118 | 0.0019023 | 0.001894 | 0.0018866 | 0.00188 | 0.0018739 | 0.0018683 | 0.001863 | 0.001858 | 0.0018533 | 0.0018487 | 0.0018443 | 0.00184 | 0.0018647
F3_Commercial_College_Existing_Food Preparation_Natural Gas_Fryer_Codes & Standards Forecast | F3 | Commercial | College | Existing | Food Preparation | Natural Gas | Fryer | Codes & Standards Forecast | Summer Peak Demand (MW) | 0 | 0 | 0 | 0 | 0 | 0 | 0 | 0 | 0 | 0 | 0 | 0 | 0 | 0 | 0 | 0 | 0 | 0 | 0 | 0 | 0 | 0 | 0 | 0 | 0 | 0 | 0 | 0 | 0 | 0 | 0 | 0 | 0
F4_Commercial_College_Existing_Food Preparation_Natural Gas_Fryer_Codes & Standards Forecast | F4 | Commercial | College | Existing | Food Preparation | Natural Gas | Fryer | Codes & Standards Forecast | Winter Peak Demand (MW) | 0 | 0 | 0 | 0 | 0 | 0 | 0 | 0 | 0 | 0 | 0 | 0 | 0 | 0 | 0 | 0 | 0 | 0 | 0 | 0 | 0 | 0 | 0 | 0 | 0 | 0 | 0 | 0 | 0 | 0 | 0 | 0 | 0
F5_Commercial_College_Existing_Food Preparation_Natural Gas_Fryer_Codes & Standards Forecast | F5 | Commercial | College | Existing | Food Preparation | Natural Gas | Fryer | Codes & Standards Forecast | Turnover | 0 | 0 | 0 | 1135.3431 | 4638.0046 | 4800.9179 | 6090.7946 | 7116.5153 | 7931.0311 | 6331.6861 | 5054.7852 | 4258.9526 | 4311.4879 | 4386.1052 | 4699.7208 | 5152.0117 | 5963.3828 | 6899.594 | 6547.9821 | 6398.4747 | 6222.772 | 6043.7948 | 5346.6486 | 4960.526 | 4934.133 | 5313.6411 | 5552.9642 | 5775.5345 | 5954.0209 | 6153.0708 | 6206.8492 | 5845.0409 | 6437.9914
F6_Commercial_College_Existing_Food Preparation_Natural Gas_Fryer_Codes & Standards Forecast | F6 | Commercial | College | Existing | Food Preparation | Natural Gas | Fryer | Codes & Standards Forecast | Avg. Replacement Usage (kWh) | 0.042849 | 0.041387 | 0.046104 | 0.030411 | 0.030411 | 0.030411 | 0.030411 | 0.030411 | 0.030411 | 0.030411 | 0.030411 | 0.030411 | 0.030411 | 0.030411 | 0.030411 | 0.030411 | 0.030411 | 0.030411 | 0.030411 | 0.030411 | 0.030411 | 0.030411 | 0.030411 | 0.030411 | 0.030411 | 0.030411 | 0.030411 | 0.030411 | 0.030411 | 0.030411 | 0.030411 | 0.030411 | 0.030411
F7_Commercial_College_Existing_Food Preparation_Natural Gas_Fryer_Codes & Standards Forecast | F7 | Commercial | College | Existing | Food Preparation | Natural Gas | Fryer | Codes & Standards Forecast | Avg. Replacement Summer Demand (kW) | 0 | 0 | 0 | 0 | 0 | 0 | 0 | 0 | 0 | 0 | 0 | 0 | 0 | 0 | 0 | 0 | 0 | 0 | 0 | 0 | 0 | 0 | 0 | 0 | 0 | 0 | 0 | 0 | 0 | 0 | 0 | 0 | 0
F8_Commercial_College_Existing_Food Preparation_Natural Gas_Fryer_Codes & Standards Forecast | F8 | Commercial | College | Existing | Food Preparation | Natural Gas | Fryer | Codes & Standards Forecast | Avg. Replacement Winter Demand (kW) | 0 | 0 | 0 | 0 | 0 | 0 | 0 | 0 | 0 | 0 | 0 | 0 | 0 | 0 | 0 | 0 | 0 | 0 | 0 | 0 | 0 | 0 | 0 | 0 | 0 | 0 | 0 | 0 | 0 | 0 | 0 | 0 | 0
F1_Commercial_College_Existing_Food Preparation_Natural Gas_Broiler_Codes & Standards Forecast | F1 | Commercial | College | Existing | Food Preparation | Natural Gas | Broiler | Codes & Standards Forecast | Units | 98105.2134 | 97606.0762 | 97106.939 | 96504.1644 | 98759.0503 | 98493.6432 | 98259.341 | 98048.3075 | 97844.4297 | 97641.8142 | 97438.1846 | 97234.8276 | 97033.2038 | 96833.8153 | 96635.4031 | 96437.7777 | 96239.9727 | 96044.3987 | 95853.803 | 95668.7062 | 95486.315 | 95303.4459 | 95119.1383 | 94933.1216 | 94745.2367 | 94556.1482 | 94366.0857 | 94175.4701 | 93984.1543 | 93792.2771 | 93599.4015 | 93405.9542 | 94679.58
F2_Commercial_College_Existing_Food Preparation_Natural Gas_Broiler_Codes & Standards Forecast | F2 | Commercial | College | Existing | Food Preparation | Natural Gas | Broiler | Codes & Standards Forecast | Usage (MMtherm) | 0.0042293 | 0.004078 | 0.0045396 | 0.0044515 | 0.0045906 | 0.0046065 | 0.0046255 | 0.0046469 | 0.0046697 | 0.0046933 | 0.0047175 | 0.0047422 | 0.00476 | 0.0047722 | 0.00478 | 0.0047842 | 0.0047856 | 0.0047848 | 0.0047825 | 0.0047789 | 0.0047744 | 0.0047689 | 0.0047625 | 0.0047555 | 0.004748 | 0.00474 | 0.0047316 | 0.004723 | 0.0047142 | 0.0047051 | 0.0046959 | 0.0046866 | 0.0047509
F3_Commercial_College_Existing_Food Preparation_Natural Gas_Broiler_Codes & Standards Forecast | F3 | Commercial | College | Existing | Food Preparation | Natural Gas | Broiler | Codes & Standards Forecast | Summer Peak Demand (MW) | 0 | 0 | 0 | 0 | 0 | 0 | 0 | 0 | 0 | 0 | 0 | 0 | 0 | 0 | 0 | 0 | 0 | 0 | 0 | 0 | 0 | 0 | 0 | 0 | 0 | 0 | 0 | 0 | 0 | 0 | 0 | 0 | 0
F4_Commercial_College_Existing_Food Preparation_Natural Gas_Broiler_Codes & Standards Forecast | F4 | Commercial | College | Existing | Food Preparation | Natural Gas | Broiler | Codes & Standards Forecast | Winter Peak Demand (MW) | 0 | 0 | 0 | 0 | 0 | 0 | 0 | 0 | 0 | 0 | 0 | 0 | 0 | 0 | 0 | 0 | 0 | 0 | 0 | 0 | 0 | 0 | 0 | 0 | 0 | 0 | 0 | 0 | 0 | 0 | 0 | 0 | 0
F5_Commercial_College_Existing_Food Preparation_Natural Gas_Broiler_Codes & Standards Forecast | F5 | Commercial | College | Existing | Food Preparation | Natural Gas | Broiler | Codes & Standards Forecast | Turnover | 0 | 3253.5359 | 4207.9674 | 4953.8804 | 7826.393 | 6049.3076 | 6428.1981 | 6728.3412 | 6964.9876 | 7150.6589 | 7295.488 | 7407.7887 | 6546.0607 | 6046.1526 | 5796.4824 | 6156.1902 | 6097.0287 | 6944.4568 | 7105.6282 | 7231.5986 | 7900.8683 | 7290.2921 | 7370.0773 | 7245.0934 | 7031.3744 | 6799.0216 | 6673.6276 | 6553.7438 | 6376.5439 | 6357.8657 | 6430.6212 | 6773.9515 | 8109.976
F6_Commercial_College_Existing_Food Preparation_Natural Gas_Broiler_Codes & Standards Forecast | F6 | Commercial | College | Existing | Food Preparation | Natural Gas | Broiler | Codes & Standards Forecast | Avg. Replacement Usage (kWh) | 0.047522 | 0.0459 | 0.051132 | 0.050191 | 0.050191 | 0.050191 | 0.050191 | 0.050191 | 0.050191 | 0.050191 | 0.050191 | 0.050191 | 0.050191 | 0.050191 | 0.050191 | 0.050191 | 0.050191 | 0.050191 | 0.050191 | 0.050191 | 0.050191 | 0.050191 | 0.050191 | 0.050191 | 0.050191 | 0.050191 | 0.050191 | 0.050191 | 0.050191 | 0.050191 | 0.050191 | 0.050191 | 0.050191
F7_Commercial_College_Existing_Food Preparation_Natural Gas_Broiler_Codes & Standards Forecast | F7 | Commercial | College | Existing | Food Preparation | Natural Gas | Broiler | Codes & Standards Forecast | Avg. Replacement Summer Demand (kW) | 0 | 0 | 0 | 0 | 0 | 0 | 0 | 0 | 0 | 0 | 0 | 0 | 0 | 0 | 0 | 0 | 0 | 0 | 0 | 0 | 0 | 0 | 0 | 0 | 0 | 0 | 0 | 0 | 0 | 0 | 0 | 0 | 0
F8_Commercial_College_Existing_Food Preparation_Natural Gas_Broiler_Codes & Standards Forecast | F8 | Commercial | College | Existing | Food Preparation | Natural Gas | Broiler | Codes & Standards Forecast | Avg. Replacement Winter Demand (kW) | 0 | 0 | 0 | 0 | 0 | 0 | 0 | 0 | 0 | 0 | 0 | 0 | 0 | 0 | 0 | 0 | 0 | 0 | 0 | 0 | 0 | 0 | 0 | 0 | 0 | 0 | 0 | 0 | 0 | 0 | 0 | 0 | 0
F1_Commercial_College_Existing_Food Preparation_Natural Gas_Griddle_Codes & Standards Forecast | F1 | Commercial | College | Existing | Food Preparation | Natural Gas | Griddle | Codes & Standards Forecast | Units | 138501.4777 | 137796.8135 | 137092.1492 | 136241.1733 | 139424.5417 | 139049.8493 | 138719.0696 | 138421.1401 | 138133.3125 | 137847.2671 | 137559.79 | 137272.6978 | 136988.0525 | 136706.5628 | 136426.4515 | 136147.4509 | 135868.1967 | 135592.0923 | 135323.016 | 135061.7029 | 134804.2094 | 134546.0413 | 134285.8423 | 134023.2305 | 133757.9813 | 133491.0327 | 133222.7093 | 132953.6048 | 132683.5119 | 132412.6265 | 132140.3315 | 131867.2295 | 133665.2894
F2_Commercial_College_Existing_Food Preparation_Natural Gas_Griddle_Codes & Standards Forecast | F2 | Commercial | College | Existing | Food Preparation | Natural Gas | Griddle | Codes & Standards Forecast | Usage (MMtherm) | 0.0039633 | 0.0038138 | 0.0042343 | 0.0041093 | 0.0041718 | 0.0041346 | 0.0040971 | 0.0040594 | 0.004021 | 0.0039819 | 0.0039423 | 0.0039022 | 0.0038648 | 0.0038286 | 0.0037981 | 0.0037723 | 0.0037501 | 0.003726 | 0.003704 | 0.0036916 | 0.0036804 | 0.00367 | 0.0036602 | 0.0036509 | 0.003642 | 0.0036333 | 0.0036249 | 0.0036168 | 0.0036087 | 0.0036008 | 0.0035929 | 0.0035852 | 0.0036337
F3_Commercial_College_Existing_Food Preparation_Natural Gas_Griddle_Codes & Standards Forecast | F3 | Commercial | College | Existing | Food Preparation | Natural Gas | Griddle | Codes & Standards Forecast | Summer Peak Demand (MW) | 0 | 0 | 0 | 0 | 0 | 0 | 0 | 0 | 0 | 0 | 0 | 0 | 0 | 0 | 0 | 0 | 0 | 0 | 0 | 0 | 0 | 0 | 0 | 0 | 0 | 0 | 0 | 0 | 0 | 0 | 0 | 0 | 0
F4_Commercial_College_Existing_Food Preparation_Natural Gas_Griddle_Codes & Standards Forecast | F4 | Commercial | College | Existing | Food Preparation | Natural Gas | Griddle | Codes & Standards Forecast | Winter Peak Demand (MW) | 0 | 0 | 0 | 0 | 0 | 0 | 0 | 0 | 0 | 0 | 0 | 0 | 0 | 0 | 0 | 0 | 0 | 0 | 0 | 0 | 0 | 0 | 0 | 0 | 0 | 0 | 0 | 0 | 0 | 0 | 0 | 0 | 0
F5_Commercial_College_Existing_Food Preparation_Natural Gas_Griddle_Codes & Standards Forecast | F5 | Commercial | College | Existing | Food Preparation | Natural Gas | Griddle | Codes & Standards Forecast | Turnover | 0 | 4593.2271 | 5940.6598 | 6993.7136 | 11049.0255 | 8540.1989 | 9075.1032 | 9498.8347 | 9832.9236 | 10095.0479 | 10299.5125 | 10458.0547 | 9241.4974 | 8535.7449 | 8183.2692 | 8691.0921 | 8607.57 | 9803.939 | 10031.4751 | 10209.3156 | 11154.167 | 10292.177 | 10404.8151 | 10228.3672 | 9926.6462 | 9598.6187 | 9421.5919 | 9252.3441 | 9002.1796 | 8975.8104 | 9078.5241 | 9563.2257 | 11449.3778
F6_Commercial_College_Existing_Food Preparation_Natural Gas_Griddle_Codes & Standards Forecast | F6 | Commercial | College | Existing | Food Preparation | Natural Gas | Griddle | Codes & Standards Forecast | Avg. Replacement Usage (kWh) | 0.029794 | 0.028777 | 0.032057 | 0.027177 | 0.027177 | 0.027177 | 0.027177 | 0.027177 | 0.027177 | 0.027177 | 0.027177 | 0.027177 | 0.027177 | 0.027177 | 0.027177 | 0.027177 | 0.027177 | 0.027177 | 0.027177 | 0.027177 | 0.027177 | 0.027177 | 0.027177 | 0.027177 | 0.027177 | 0.027177 | 0.027177 | 0.027177 | 0.027177 | 0.027177 | 0.027177 | 0.027177 | 0.027177
F7_Commercial_College_Existing_Food Preparation_Natural Gas_Griddle_Codes & Standards Forecast | F7 | Commercial | College | Existing | Food Preparation | Natural Gas | Griddle | Codes & Standards Forecast | Avg. Replacement Summer Demand (kW) | 0 | 0 | 0 | 0 | 0 | 0 | 0 | 0 | 0 | 0 | 0 | 0 | 0 | 0 | 0 | 0 | 0 | 0 | 0 | 0 | 0 | 0 | 0 | 0 | 0 | 0 | 0 | 0 | 0 | 0 | 0 | 0 | 0
F8_Commercial_College_Existing_Food Preparation_Natural Gas_Griddle_Codes & Standards Forecast | F8 | Commercial | College | Existing | Food Preparation | Natural Gas | Griddle | Codes & Standards Forecast | Avg. Replacement Winter Demand (kW) | 0 | 0 | 0 | 0 | 0 | 0 | 0 | 0 | 0 | 0 | 0 | 0 | 0 | 0 | 0 | 0 | 0 | 0 | 0 | 0 | 0 | 0 | 0 | 0 | 0 | 0 | 0 | 0 | 0 | 0 | 0 | 0 | 0
F1_Commercial_College_Existing_Food Preparation_Natural Gas_Range_Codes & Standards Forecast | F1 | Commercial | College | Existing | Food Preparation | Natural Gas | Range | Codes & Standards Forecast | Units | 171203.2155 | 170332.1722 | 169461.1289 | 168409.2281 | 172344.2251 | 171881.0637 | 171472.1832 | 171103.9092 | 170748.1224 | 170394.5385 | 170039.1849 | 169684.307 | 169332.4538 | 168984.5012 | 168638.2525 | 168293.3768 | 167948.1876 | 167606.8919 | 167274.2836 | 166951.2717 | 166632.9811 | 166313.8567 | 165992.2218 | 165667.6044 | 165339.7268 | 165009.7488 | 164678.0712 | 164345.4282 | 164011.5633 | 163676.7189 | 163340.132 | 163002.5476 | 165225.1494
F2_Commercial_College_Existing_Food Preparation_Natural Gas_Range_Codes & Standards Forecast | F2 | Commercial | College | Existing | Food Preparation | Natural Gas | Range | Codes & Standards Forecast | Usage (MMtherm) | 0.0050819 | 0.0049172 | 0.0054984 | 0.00542 | 0.005628 | 0.0056815 | 0.005741 | 0.0058051 | 0.0058722 | 0.0059412 | 0.0059937 | 0.006033 | 0.0060618 | 0.0060823 | 0.0060962 | 0.0061048 | 0.006109 | 0.00611 | 0.0061086 | 0.0061053 | 0.0061005 | 0.0060943 | 0.0060869 | 0.0060784 | 0.0060692 | 0.0060593 | 0.0060489 | 0.006038 | 0.0060269 | 0.0060155 | 0.0060039 | 0.005992 | 0.0060742
F3_Commercial_College_Existing_Food Preparation_Natural Gas_Range_Codes & Standards Forecast | F3 | Commercial | College | Existing | Food Preparation | Natural Gas | Range | Codes & Standards Forecast | Summer Peak Demand (MW) | 0 | 0 | 0 | 0 | 0 | 0 | 0 | 0 | 0 | 0 | 0 | 0 | 0 | 0 | 0 | 0 | 0 | 0 | 0 | 0 | 0 | 0 | 0 | 0 | 0 | 0 | 0 | 0 | 0 | 0 | 0 | 0 | 0
F4_Commercial_College_Existing_Food Preparation_Natural Gas_Range_Codes & Standards Forecast | F4 | Commercial | College | Existing | Food Preparation | Natural Gas | Range | Codes & Standards Forecast | Winter Peak Demand (MW) | 0 | 0 | 0 | 0 | 0 | 0 | 0 | 0 | 0 | 0 | 0 | 0 | 0 | 0 | 0 | 0 | 0 | 0 | 0 | 0 | 0 | 0 | 0 | 0 | 0 | 0 | 0 | 0 | 0 | 0 | 0 | 0 | 0
F5_Commercial_College_Existing_Food Preparation_Natural Gas_Range_Codes & Standards Forecast | F5 | Commercial | College | Existing | Food Preparation | Natural Gas | Range | Codes & Standards Forecast | Turnover | 0 | 6813.2869 | 8811.9787 | 10374.0085 | 15602.3883 | 12667.9617 | 13461.4031 | 14089.9381 | 14585.5034 | 14974.321 | 13283.7285 | 12329.2283 | 11881.474 | 12545.2938 | 12501.4629 | 14347.4799 | 14736.7125 | 15041.0134 | 16279.2237 | 14870.2267 | 14504.8081 | 14083.0782 | 13843.0616 | 13615.8372 | 13267.2762 | 13252.1578 | 13428.4204 | 14095.3372 | 14170.4189 | 14639.8516 | 14560.789 | 14428.5174 | 16768.7012
F6_Commercial_College_Existing_Food Preparation_Natural Gas_Range_Codes & Standards Forecast | F6 | Commercial | College | Existing | Food Preparation | Natural Gas | Range | Codes & Standards Forecast | Avg. Replacement Usage (kWh) | 0.034819 | 0.03363 | 0.037464 | 0.036774 | 0.036774 | 0.036774 | 0.036774 | 0.036774 | 0.036774 | 0.036774 | 0.036774 | 0.036774 | 0.036774 | 0.036774 | 0.036774 | 0.036774 | 0.036774 | 0.036774 | 0.036774 | 0.036774 | 0.036774 | 0.036774 | 0.036774 | 0.036774 | 0.036774 | 0.036774 | 0.036774 | 0.036774 | 0.036774 | 0.036774 | 0.036774 | 0.036774 | 0.036774
F7_Commercial_College_Existing_Food Preparation_Natural Gas_Range_Codes & Standards Forecast | F7 | Commercial | College | Existing | Food Preparation | Natural Gas | Range | Codes & Standards Forecast | Avg. Replacement Summer Demand (kW) | 0 | 0 | 0 | 0 | 0 | 0 | 0 | 0 | 0 | 0 | 0 | 0 | 0 | 0 | 0 | 0 | 0 | 0 | 0 | 0 | 0 | 0 | 0 | 0 | 0 | 0 | 0 | 0 | 0 | 0 | 0 | 0 | 0
F8_Commercial_College_Existing_Food Preparation_Natural Gas_Range_Codes & Standards Forecast | F8 | Commercial | College | Existing | Food Preparation | Natural Gas | Range | Codes & Standards Forecast | Avg. Replacement Winter Demand (kW) | 0 | 0 | 0 | 0 | 0 | 0 | 0 | 0 | 0 | 0 | 0 | 0 | 0 | 0 | 0 | 0 | 0 | 0 | 0 | 0 | 0 | 0 | 0 | 0 | 0 | 0 | 0 | 0 | 0 | 0 | 0 | 0 | 0
F1_Commercial_College_Existing_Food Preparation_Natural Gas_Steamer_Codes & Standards Forecast | F1 | Commercial | College | Existing | Food Preparation | Natural Gas | Steamer | Codes & Standards Forecast | Units | 61556.2123 | 61243.0282 | 60929.8441 | 60551.6326 | 61966.463 | 61799.933 | 61652.9198 | 61520.5067 | 61392.5833 | 61265.4521 | 61137.6844 | 61010.0879 | 60883.5789 | 60758.4724 | 60633.9784 | 60509.9782 | 60385.8652 | 60263.1521 | 60143.5626 | 60027.4235 | 59912.982 | 59798.2406 | 59682.5966 | 59565.8802 | 59447.9917 | 59329.3479 | 59210.093 | 59090.491 | 58970.4497 | 58850.0562 | 58729.0362 | 58607.6576 | 59406.7953
F2_Commercial_College_Existing_Food Preparation_Natural Gas_Steamer_Codes & Standards Forecast | F2 | Commercial | College | Existing | Food Preparation | Natural Gas | Steamer | Codes & Standards Forecast | Usage (MMtherm) | 0.0030517 | 0.0030037 | 0.0034187 | 0.0032379 | 0.003158 | 0.0030368 | 0.0029105 | 0.0027795 | 0.0026441 | 0.0025046 | 0.0023637 | 0.0022192 | 0.0020908 | 0.0019767 | 0.0018752 | 0.0017849 | 0.0017046 | 0.0016332 | 0.0015696 | 0.0014672 | 0.0013698 | 0.0013354 | 0.0013046 | 0.001277 | 0.0012522 | 0.00123 | 0.00121 | 0.0011921 | 0.0011759 | 0.0011613 | 0.0011481 | 0.0011361 | 0.001142
F3_Commercial_College_Existing_Food Preparation_Natural Gas_Steamer_Codes & Standards Forecast | F3 | Commercial | College | Existing | Food Preparation | Natural Gas | Steamer | Codes & Standards Forecast | Summer Peak Demand (MW) | 0 | 0 | 0 | 0 | 0 | 0 | 0 | 0 | 0 | 0 | 0 | 0 | 0 | 0 | 0 | 0 | 0 | 0 | 0 | 0 | 0 | 0 | 0 | 0 | 0 | 0 | 0 | 0 | 0 | 0 | 0 | 0 | 0
F4_Commercial_College_Existing_Food Preparation_Natural Gas_Steamer_Codes & Standards Forecast | F4 | Commercial | College | Existing | Food Preparation | Natural Gas | Steamer | Codes & Standards Forecast | Winter Peak Demand (MW) | 0 | 0 | 0 | 0 | 0 | 0 | 0 | 0 | 0 | 0 | 0 | 0 | 0 | 0 | 0 | 0 | 0 | 0 | 0 | 0 | 0 | 0 | 0 | 0 | 0 | 0 | 0 | 0 | 0 | 0 | 0 | 0 | 0
F5_Commercial_College_Existing_Food Preparation_Natural Gas_Steamer_Codes & Standards Forecast | F5 | Commercial | College | Existing | Food Preparation | Natural Gas | Steamer | Codes & Standards Forecast | Turnover | 0 | 2268.2603 | 2570.086 | 2831.0034 | 4491.9411 | 3287.0154 | 3472.6673 | 3636.8141 | 3781.4725 | 3908.669 | 3712.9776 | 3572.949 | 3478.428 | 3574.9575 | 3529.5622 | 3509.6713 | 3509.9467 | 3526.0463 | 3554.3873 | 4227.4213 | 4233.1395 | 4217.4646 | 4624.4194 | 4133.7657 | 4107.7536 | 4078.183 | 4047.9111 | 4018.997 | 3970.9221 | 3945.2139 | 3933.9971 | 4025.0257 | 4817.5252
F6_Commercial_College_Existing_Food Preparation_Natural Gas_Steamer_Codes & Standards Forecast | F6 | Commercial | College | Existing | Food Preparation | Natural Gas | Steamer | Codes & Standards Forecast | Avg. Replacement Usage (kWh) | 0.082039 | 0.079239 | 0.088271 | 0.018074 | 0.018074 | 0.018074 | 0.018074 | 0.018074 | 0.018074 | 0.018074 | 0.018074 | 0.018074 | 0.018074 | 0.018074 | 0.018074 | 0.018074 | 0.018074 | 0.018074 | 0.018074 | 0.018074 | 0.018074 | 0.018074 | 0.018074 | 0.018074 | 0.018074 | 0.018074 | 0.018074 | 0.018074 | 0.018074 | 0.018074 | 0.018074 | 0.018074 | 0.018074
F7_Commercial_College_Existing_Food Preparation_Natural Gas_Steamer_Codes & Standards Forecast | F7 | Commercial | College | Existing | Food Preparation | Natural Gas | Steamer | Codes & Standards Forecast | Avg. Replacement Summer Demand (kW) | 0 | 0 | 0 | 0 | 0 | 0 | 0 | 0 | 0 | 0 | 0 | 0 | 0 | 0 | 0 | 0 | 0 | 0 | 0 | 0 | 0 | 0 | 0 | 0 | 0 | 0 | 0 | 0 | 0 | 0 | 0 | 0 | 0
F8_Commercial_College_Existing_Food Preparation_Natural Gas_Steamer_Codes & Standards Forecast | F8 | Commercial | College | Existing | Food Preparation | Natural Gas | Steamer | Codes & Standards Forecast | Avg. Replacement Winter Demand (kW) | 0 | 0 | 0 | 0 | 0 | 0 | 0 | 0 | 0 | 0 | 0 | 0 | 0 | 0 | 0 | 0 | 0 | 0 | 0 | 0 | 0 | 0 | 0 | 0 | 0 | 0 | 0 | 0 | 0 | 0 | 0 | 0 | 0
F1_Commercial_College_Existing_Food Preparation_Natural Gas_Food Prep Other_Codes & Standards Forecast | F1 | Commercial | College | Existing | Food Preparation | Natural Gas | Food Prep Other | Codes & Standards Forecast | Units | 7694.5265 | 7655.3785 | 7616.2305 | 7568.9541 | 7745.8079 | 7724.9916 | 7706.615 | 7690.0633 | 7674.0729 | 7658.1815 | 7642.2106 | 7626.261 | 7610.4474 | 7594.809 | 7579.2473 | 7563.7473 | 7548.2332 | 7532.894 | 7517.9453 | 7503.4279 | 7489.1227 | 7474.7801 | 7460.3246 | 7445.735 | 7430.999 | 7416.1685 | 7401.2616 | 7386.3114 | 7371.3062 | 7356.257 | 7341.1295 | 7325.9572 | 7425.8494
F2_Commercial_College_Existing_Food Preparation_Natural Gas_Food Prep Other_Codes & Standards Forecast | F2 | Commercial | College | Existing | Food Preparation | Natural Gas | Food Prep Other | Codes & Standards Forecast | Usage (MMtherm) | 9.5318e-05 | 9.1596e-05 | 0.00010151 | 9.9028e-05 | 0.00010134 | 0.00010107 | 0.00010083 | 0.00010061 | 0.0001004 | 0.0001002 | 9.9987e-05 | 9.9778e-05 | 9.9571e-05 | 9.9367e-05 | 9.9163e-05 | 9.896e-05 | 9.8757e-05 | 9.8557e-05 | 9.8361e-05 | 9.8171e-05 | 9.7984e-05 | 9.7796e-05 | 9.7607e-05 | 9.7416e-05 | 9.7224e-05 | 9.7029e-05 | 9.6834e-05 | 9.6639e-05 | 9.6443e-05 | 9.6246e-05 | 9.6048e-05 | 9.5849e-05 | 9.7156e-05
F3_Commercial_College_Existing_Food Preparation_Natural Gas_Food Prep Other_Codes & Standards Forecast | F3 | Commercial | College | Existing | Food Preparation | Natural Gas | Food Prep Other | Codes & Standards Forecast | Summer Peak Demand (MW) | 0 | 0 | 0 | 0 | 0 | 0 | 0 | 0 | 0 | 0 | 0 | 0 | 0 | 0 | 0 | 0 | 0 | 0 | 0 | 0 | 0 | 0 | 0 | 0 | 0 | 0 | 0 | 0 | 0 | 0 | 0 | 0 | 0
F4_Commercial_College_Existing_Food Preparation_Natural Gas_Food Prep Other_Codes & Standards Forecast | F4 | Commercial | College | Existing | Food Preparation | Natural Gas | Food Prep Other | Codes & Standards Forecast | Winter Peak Demand (MW) | 0 | 0 | 0 | 0 | 0 | 0 | 0 | 0 | 0 | 0 | 0 | 0 | 0 | 0 | 0 | 0 | 0 | 0 | 0 | 0 | 0 | 0 | 0 | 0 | 0 | 0 | 0 | 0 | 0 | 0 | 0 | 0 | 0
F5_Commercial_College_Existing_Food Preparation_Natural Gas_Food Prep Other_Codes & Standards Forecast | F5 | Commercial | College | Existing | Food Preparation | Natural Gas | Food Prep Other | Codes & Standards Forecast | Turnover | 0 | 306.2151 | 396.044 | 466.2476 | 701.2309 | 569.3466 | 605.0069 | 633.2556 | 655.5282 | 673.0032 | 597.0215 | 554.1226 | 533.9988 | 563.8334 | 561.8635 | 644.8306 | 662.3242 | 676.0006 | 731.6505 | 668.3248 | 651.9015 | 632.9473 | 622.1601 | 611.9477 | 596.2821 | 595.6026 | 603.5245 | 633.4983 | 636.8728 | 657.9709 | 654.4175 | 648.4727 | 753.6495
F6_Commercial_College_Existing_Food Preparation_Natural Gas_Food Prep Other_Codes & Standards Forecast | F6 | Commercial | College | Existing | Food Preparation | Natural Gas | Food Prep Other | Codes & Standards Forecast | Avg. Replacement Usage (kWh) | 0.012388 | 0.011965 | 0.013329 | 0.013084 | 0.013084 | 0.013084 | 0.013084 | 0.013084 | 0.013084 | 0.013084 | 0.013084 | 0.013084 | 0.013084 | 0.013084 | 0.013084 | 0.013084 | 0.013084 | 0.013084 | 0.013084 | 0.013084 | 0.013084 | 0.013084 | 0.013084 | 0.013084 | 0.013084 | 0.013084 | 0.013084 | 0.013084 | 0.013084 | 0.013084 | 0.013084 | 0.013084 | 0.013084
F7_Commercial_College_Existing_Food Preparation_Natural Gas_Food Prep Other_Codes & Standards Forecast | F7 | Commercial | College | Existing | Food Preparation | Natural Gas | Food Prep Other | Codes & Standards Forecast | Avg. Replacement Summer Demand (kW) | 0 | 0 | 0 | 0 | 0 | 0 | 0 | 0 | 0 | 0 | 0 | 0 | 0 | 0 | 0 | 0 | 0 | 0 | 0 | 0 | 0 | 0 | 0 | 0 | 0 | 0 | 0 | 0 | 0 | 0 | 0 | 0 | 0
F8_Commercial_College_Existing_Food Preparation_Natural Gas_Food Prep Other_Codes & Standards Forecast | F8 | Commercial | College | Existing | Food Preparation | Natural Gas | Food Prep Other | Codes & Standards Forecast | Avg. Replacement Winter Demand (kW) | 0 | 0 | 0 | 0 | 0 | 0 | 0 | 0 | 0 | 0 | 0 | 0 | 0 | 0 | 0 | 0 | 0 | 0 | 0 | 0 | 0 | 0 | 0 | 0 | 0 | 0 | 0 | 0 | 0 | 0 | 0 | 0 | 0
F1_Commercial_College_Existing_Miscellaneous_Natural Gas_Pool Heater_Codes & Standards Forecast | F1 | Commercial | College | Existing | Miscellaneous | Natural Gas | Pool Heater | Codes & Standards Forecast | Units | 7127.8279 | 7091.5632 | 7055.2984 | 7011.5038 | 7175.3324 | 7156.0493 | 7139.0261 | 7123.6934 | 7108.8807 | 7094.1597 | 7079.365 | 7064.5901 | 7049.9412 | 7035.4546 | 7021.039 | 7006.6805 | 6992.309 | 6978.0996 | 6964.2519 | 6950.8037 | 6937.552 | 6924.2657 | 6910.8748 | 6897.3598 | 6883.7091 | 6869.9708 | 6856.1619 | 6842.3127 | 6828.4127 | 6814.4718 | 6800.4585 | 6786.4036 | 6878.9388
F2_Commercial_College_Existing_Miscellaneous_Natural Gas_Pool Heater_Codes & Standards Forecast | F2 | Commercial | College | Existing | Miscellaneous | Natural Gas | Pool Heater | Codes & Standards Forecast | Usage (MMtherm) | 6.2769e-05 | 6.0379e-05 | 6.7006e-05 | 6.5466e-05 | 6.7128e-05 | 6.7072e-05 | 6.7012e-05 | 6.6947e-05 | 6.6871e-05 | 6.6784e-05 | 6.6685e-05 | 6.6578e-05 | 6.6465e-05 | 6.6349e-05 | 6.623e-05 | 6.6107e-05 | 6.5982e-05 | 6.5856e-05 | 6.5732e-05 | 6.5611e-05 | 6.549e-05 | 6.5368e-05 | 6.5244e-05 | 6.5119e-05 | 6.4992e-05 | 6.4863e-05 | 6.4734e-05 | 6.4604e-05 | 6.4474e-05 | 6.4343e-05 | 6.4211e-05 | 6.4078e-05 | 6.4952e-05
F3_Commercial_College_Existing_Miscellaneous_Natural Gas_Pool Heater_Codes & Standards Forecast | F3 | Commercial | College | Existing | Miscellaneous | Natural Gas | Pool Heater | Codes & Standards Forecast | Summer Peak Demand (MW) | 0 | 0 | 0 | 0 | 0 | 0 | 0 | 0 | 0 | 0 | 0 | 0 | 0 | 0 | 0 | 0 | 0 | 0 | 0 | 0 | 0 | 0 | 0 | 0 | 0 | 0 | 0 | 0 | 0 | 0 | 0 | 0 | 0
F4_Commercial_College_Existing_Miscellaneous_Natural Gas_Pool Heater_Codes & Standards Forecast | F4 | Commercial | College | Existing | Miscellaneous | Natural Gas | Pool Heater | Codes & Standards Forecast | Winter Peak Demand (MW) | 0 | 0 | 0 | 0 | 0 | 0 | 0 | 0 | 0 | 0 | 0 | 0 | 0 | 0 | 0 | 0 | 0 | 0 | 0 | 0 | 0 | 0 | 0 | 0 | 0 | 0 | 0 | 0 | 0 | 0 | 0 | 0 | 0
F5_Commercial_College_Existing_Miscellaneous_Natural Gas_Pool Heater_Codes & Standards Forecast | F5 | Commercial | College | Existing | Miscellaneous | Natural Gas | Pool Heater | Codes & Standards Forecast | Turnover | 0 | 472.7709 | 611.4592 | 719.8477 | 973.4236 | 879.0241 | 794.5601 | 754.941 | 745.3332 | 787.5141 | 802.6183 | 918.6534 | 918.9419 | 910.0049 | 947.4357 | 891.7157 | 872.6104 | 868.8498 | 871.7953 | 894.9115 | 895.4499 | 918.0559 | 905.6839 | 894.003 | 901.1411 | 882.9959 | 882.3414 | 883.2762 | 883.399 | 890.0654 | 885.9771 | 888.2383 | 975.6098
F6_Commercial_College_Existing_Miscellaneous_Natural Gas_Pool Heater_Codes & Standards Forecast | F6 | Commercial | College | Existing | Miscellaneous | Natural Gas | Pool Heater | Codes & Standards Forecast | Avg. Replacement Usage (kWh) | 0.0089403 | 0.0086351 | 0.0096194 | 0.0094424 | 0.0094424 | 0.0094424 | 0.0094424 | 0.0094424 | 0.0094424 | 0.0094424 | 0.0094424 | 0.0094424 | 0.0094424 | 0.0094424 | 0.0094424 | 0.0094424 | 0.0094424 | 0.0094424 | 0.0094424 | 0.0094424 | 0.0094424 | 0.0094424 | 0.0094424 | 0.0094424 | 0.0094424 | 0.0094424 | 0.0094424 | 0.0094424 | 0.0094424 | 0.0094424 | 0.0094424 | 0.0094424 | 0.0094424
F7_Commercial_College_Existing_Miscellaneous_Natural Gas_Pool Heater_Codes & Standards Forecast | F7 | Commercial | College | Existing | Miscellaneous | Natural Gas | Pool Heater | Codes & Standards Forecast | Avg. Replacement Summer Demand (kW) | 0 | 0 | 0 | 0 | 0 | 0 | 0 | 0 | 0 | 0 | 0 | 0 | 0 | 0 | 0 | 0 | 0 | 0 | 0 | 0 | 0 | 0 | 0 | 0 | 0 | 0 | 0 | 0 | 0 | 0 | 0 | 0 | 0
F8_Commercial_College_Existing_Miscellaneous_Natural Gas_Pool Heater_Codes & Standards Forecast | F8 | Commercial | College | Existing | Miscellaneous | Natural Gas | Pool Heater | Codes & Standards Forecast | Avg. Replacement Winter Demand (kW) | 0 | 0 | 0 | 0 | 0 | 0 | 0 | 0 | 0 | 0 | 0 | 0 | 0 | 0 | 0 | 0 | 0 | 0 | 0 | 0 | 0 | 0 | 0 | 0 | 0 | 0 | 0 | 0 | 0 | 0 | 0 | 0 | 0
F1_Commercial_College_Existing_Miscellaneous_Natural Gas_Miscellaneous_Codes & Standards Forecast | F1 | Commercial | College | Existing | Miscellaneous | Natural Gas | Miscellaneous | Codes & Standards Forecast | Units | 586707.6487 | 583722.6126 | 580737.5766 | 577132.748 | 590617.8501 | 589030.6114 | 587629.392 | 586367.3294 | 585148.0598 | 583936.3399 | 582718.5549 | 581502.4005 | 580296.6112 | 579104.1896 | 577917.607 | 576735.7295 | 575552.7777 | 574383.1688 | 573243.3315 | 572136.3804 | 571045.6094 | 569951.9807 | 568849.7488 | 567737.2959 | 566613.6706 | 565482.8469 | 564346.199 | 563206.2427 | 562062.099 | 560914.5985 | 559761.1267 | 558604.2361 | 566221.0176
F2_Commercial_College_Existing_Miscellaneous_Natural Gas_Miscellaneous_Codes & Standards Forecast | F2 | Commercial | College | Existing | Miscellaneous | Natural Gas | Miscellaneous | Codes & Standards Forecast | Usage (MMtherm) | 0.020289 | 0.019497 | 0.021608 | 0.021079 | 0.021572 | 0.021514 | 0.021462 | 0.021416 | 0.021372 | 0.021328 | 0.021283 | 0.021239 | 0.021195 | 0.021151 | 0.021108 | 0.021065 | 0.021021 | 0.020979 | 0.020937 | 0.020897 | 0.020857 | 0.020817 | 0.020777 | 0.020736 | 0.020695 | 0.020654 | 0.020612 | 0.02057 | 0.020529 | 0.020487 | 0.020445 | 0.020402 | 0.020681
F3_Commercial_College_Existing_Miscellaneous_Natural Gas_Miscellaneous_Codes & Standards Forecast | F3 | Commercial | College | Existing | Miscellaneous | Natural Gas | Miscellaneous | Codes & Standards Forecast | Summer Peak Demand (MW) | 0 | 0 | 0 | 0 | 0 | 0 | 0 | 0 | 0 | 0 | 0 | 0 | 0 | 0 | 0 | 0 | 0 | 0 | 0 | 0 | 0 | 0 | 0 | 0 | 0 | 0 | 0 | 0 | 0 | 0 | 0 | 0 | 0
F4_Commercial_College_Existing_Miscellaneous_Natural Gas_Miscellaneous_Codes & Standards Forecast | F4 | Commercial | College | Existing | Miscellaneous | Natural Gas | Miscellaneous | Codes & Standards Forecast | Winter Peak Demand (MW) | 0 | 0 | 0 | 0 | 0 | 0 | 0 | 0 | 0 | 0 | 0 | 0 | 0 | 0 | 0 | 0 | 0 | 0 | 0 | 0 | 0 | 0 | 0 | 0 | 0 | 0 | 0 | 0 | 0 | 0 | 0 | 0 | 0
F5_Commercial_College_Existing_Miscellaneous_Natural Gas_Miscellaneous_Codes & Standards Forecast | F5 | Commercial | College | Existing | Miscellaneous | Natural Gas | Miscellaneous | Codes & Standards Forecast | Turnover | 0 | 50033.3668 | 59258.9364 | 66967.59 | 77952.8252 | 63499.9512 | 63817.4436 | 65639.1585 | 65156.7745 | 64792.4947 | 64739.2766 | 78815.6761 | 79311.9465 | 79340.3513 | 82188.4455 | 77500.6322 | 77691.3962 | 78685.7383 | 78216.8239 | 77880.9464 | 77826.7177 | 81748.9155 | 81185.3437 | 80559.7067 | 81384.5505 | 79857.0635 | 79851.0264 | 80191.1063 | 79845.3915 | 79584.3107 | 79487.5599 | 80490.2619 | 87814.7821
F6_Commercial_College_Existing_Miscellaneous_Natural Gas_Miscellaneous_Codes & Standards Forecast | F6 | Commercial | College | Existing | Miscellaneous | Natural Gas | Miscellaneous | Codes & Standards Forecast | Avg. Replacement Usage (kWh) | 0.034582 | 0.033401 | 0.037209 | 0.036524 | 0.036524 | 0.036524 | 0.036524 | 0.036524 | 0.036524 | 0.036524 | 0.036524 | 0.036524 | 0.036524 | 0.036524 | 0.036524 | 0.036524 | 0.036524 | 0.036524 | 0.036524 | 0.036524 | 0.036524 | 0.036524 | 0.036524 | 0.036524 | 0.036524 | 0.036524 | 0.036524 | 0.036524 | 0.036524 | 0.036524 | 0.036524 | 0.036524 | 0.036524
F7_Commercial_College_Existing_Miscellaneous_Natural Gas_Miscellaneous_Codes & Standards Forecast | F7 | Commercial | College | Existing | Miscellaneous | Natural Gas | Miscellaneous | Codes & Standards Forecast | Avg. Replacement Summer Demand (kW) | 0 | 0 | 0 | 0 | 0 | 0 | 0 | 0 | 0 | 0 | 0 | 0 | 0 | 0 | 0 | 0 | 0 | 0 | 0 | 0 | 0 | 0 | 0 | 0 | 0 | 0 | 0 | 0 | 0 | 0 | 0 | 0 | 0
F8_Commercial_College_Existing_Miscellaneous_Natural Gas_Miscellaneous_Codes & Standards Forecast | F8 | Commercial | College | Existing | Miscellaneous | Natural Gas | Miscellaneous | Codes & Standards Forecast | Avg. Replacement Winter Demand (kW) | 0 | 0 | 0 | 0 | 0 | 0 | 0 | 0 | 0 | 0 | 0 | 0 | 0 | 0 | 0 | 0 | 0 | 0 | 0 | 0 | 0 | 0 | 0 | 0 | 0 | 0 | 0 | 0 | 0 | 0 | 0 | 0 | 0
F1_Commercial_College_New_Space Heating_Natural Gas_Furnace_Codes & Standards Forecast | F1 | Commercial | College | New | Space Heating | Natural Gas | Furnace | Codes & Standards Forecast | Units | 0 | 0 | 0 | 0 | 0 | 0 | 0 | 0 | 0 | 0 | 0 | 0 | 0 | 0 | 0 | 0 | 0 | 0 | 0 | 0 | 0 | 0 | 0 | 0 | 0 | 0 | 0 | 0 | 0 | 0 | 0 | 0 | 0
F2_Commercial_College_New_Space Heating_Natural Gas_Furnace_Codes & Standards Forecast | F2 | Commercial | College | New | Space Heating | Natural Gas | Furnace | Codes & Standards Forecast | Usage (MMtherm) | 0 | 0 | 0 | 0 | 0 | 0 | 0 | 0 | 0 | 0 | 0 | 0 | 0 | 0 | 0 | 0 | 0 | 0 | 0 | 0 | 0 | 0 | 0 | 0 | 0 | 0 | 0 | 0 | 0 | 0 | 0 | 0 | 0
F3_Commercial_College_New_Space Heating_Natural Gas_Furnace_Codes & Standards Forecast | F3 | Commercial | College | New | Space Heating | Natural Gas | Furnace | Codes & Standards Forecast | Summer Peak Demand (MW) | 0 | 0 | 0 | 0 | 0 | 0 | 0 | 0 | 0 | 0 | 0 | 0 | 0 | 0 | 0 | 0 | 0 | 0 | 0 | 0 | 0 | 0 | 0 | 0 | 0 | 0 | 0 | 0 | 0 | 0 | 0 | 0 | 0
F4_Commercial_College_New_Space Heating_Natural Gas_Furnace_Codes & Standards Forecast | F4 | Commercial | College | New | Space Heating | Natural Gas | Furnace | Codes & Standards Forecast | Winter Peak Demand (MW) | 0 | 0 | 0 | 0 | 0 | 0 | 0 | 0 | 0 | 0 | 0 | 0 | 0 | 0 | 0 | 0 | 0 | 0 | 0 | 0 | 0 | 0 | 0 | 0 | 0 | 0 | 0 | 0 | 0 | 0 | 0 | 0 | 0
F5_Commercial_College_New_Space Heating_Natural Gas_Furnace_Codes & Standards Forecast | F5 | Commercial | College | New | Space Heating | Natural Gas | Furnace | Codes & Standards Forecast | Turnover | 0 | 0 | 0 | 0 | 0 | 0 | 0 | 0 | 0 | 0 | 0 | 0 | 0 | 0 | 0 | 0 | 0 | 0 | 0 | 0 | 0 | 0 | 0 | 0 | 0 | 0 | 0 | 0 | 0 | 0 | 0 | 0 | 0
F6_Commercial_College_New_Space Heating_Natural Gas_Furnace_Codes & Standards Forecast | F6 | Commercial | College | New | Space Heating | Natural Gas | Furnace | Codes & Standards Forecast | Avg. Replacement Usage (kWh) | 0.21374 | 0.20645 | 0.22876 | 0.22335 | 0.22216 | 0.19862 | 0.19755 | 0.19647 | 0.1954 | 0.19433 | 0.19325 | 0.19218 | 0.1911 | 0.19003 | 0.18895 | 0.18788 | 0.18681 | 0.18573 | 0.18466 | 0.18359 | 0.18251 | 0.18144 | 0.18037 | 0.17929 | 0.17822 | 0.17715 | 0.17607 | 0.175 | 0.17393 | 0.17286 | 0.17178 | 0.17071 | 0.17071
F7_Commercial_College_New_Space Heating_Natural Gas_Furnace_Codes & Standards Forecast | F7 | Commercial | College | New | Space Heating | Natural Gas | Furnace | Codes & Standards Forecast | Avg. Replacement Summer Demand (kW) | 0 | 0 | 0 | 0 | 0 | 0 | 0 | 0 | 0 | 0 | 0 | 0 | 0 | 0 | 0 | 0 | 0 | 0 | 0 | 0 | 0 | 0 | 0 | 0 | 0 | 0 | 0 | 0 | 0 | 0 | 0 | 0 | 0
F8_Commercial_College_New_Space Heating_Natural Gas_Furnace_Codes & Standards Forecast | F8 | Commercial | College | New | Space Heating | Natural Gas | Furnace | Codes & Standards Forecast | Avg. Replacement Winter Demand (kW) | 0 | 0 | 0 | 0 | 0 | 0 | 0 | 0 | 0 | 0 | 0 | 0 | 0 | 0 | 0 | 0 | 0 | 0 | 0 | 0 | 0 | 0 | 0 | 0 | 0 | 0 | 0 | 0 | 0 | 0 | 0 | 0 | 0
F1_Commercial_College_New_Space Heating_Natural Gas_Boiler_Codes & Standards Forecast | F1 | Commercial | College | New | Space Heating | Natural Gas | Boiler | Codes & Standards Forecast | Units | 0 | 0 | 0 | 0 | 0 | 0 | 0 | 0 | 0 | 0 | 0 | 0 | 0 | 0 | 0 | 0 | 0 | 0 | 0 | 0 | 0 | 0 | 0 | 0 | 0 | 0 | 0 | 0 | 0 | 0 | 0 | 0 | 0
F2_Commercial_College_New_Space Heating_Natural Gas_Boiler_Codes & Standards Forecast | F2 | Commercial | College | New | Space Heating | Natural Gas | Boiler | Codes & Standards Forecast | Usage (MMtherm) | 0 | 0 | 0 | 0 | 0 | 0 | 0 | 0 | 0 | 0 | 0 | 0 | 0 | 0 | 0 | 0 | 0 | 0 | 0 | 0 | 0 | 0 | 0 | 0 | 0 | 0 | 0 | 0 | 0 | 0 | 0 | 0 | 0
F3_Commercial_College_New_Space Heating_Natural Gas_Boiler_Codes & Standards Forecast | F3 | Commercial | College | New | Space Heating | Natural Gas | Boiler | Codes & Standards Forecast | Summer Peak Demand (MW) | 0 | 0 | 0 | 0 | 0 | 0 | 0 | 0 | 0 | 0 | 0 | 0 | 0 | 0 | 0 | 0 | 0 | 0 | 0 | 0 | 0 | 0 | 0 | 0 | 0 | 0 | 0 | 0 | 0 | 0 | 0 | 0 | 0
F4_Commercial_College_New_Space Heating_Natural Gas_Boiler_Codes & Standards Forecast | F4 | Commercial | College | New | Space Heating | Natural Gas | Boiler | Codes & Standards Forecast | Winter Peak Demand (MW) | 0 | 0 | 0 | 0 | 0 | 0 | 0 | 0 | 0 | 0 | 0 | 0 | 0 | 0 | 0 | 0 | 0 | 0 | 0 | 0 | 0 | 0 | 0 | 0 | 0 | 0 | 0 | 0 | 0 | 0 | 0 | 0 | 0
F5_Commercial_College_New_Space Heating_Natural Gas_Boiler_Codes & Standards Forecast | F5 | Commercial | College | New | Space Heating | Natural Gas | Boiler | Codes & Standards Forecast | Turnover | 0 | 0 | 0 | 0 | 0 | 0 | 0 | 0 | 0 | 0 | 0 | 0 | 0 | 0 | 0 | 0 | 0 | 0 | 0 | 0 | 0 | 0 | 0 | 0 | 0 | 0 | 0 | 0 | 0 | 0 | 0 | 0 | 0
F6_Commercial_College_New_Space Heating_Natural Gas_Boiler_Codes & Standards Forecast | F6 | Commercial | College | New | Space Heating | Natural Gas | Boiler | Codes & Standards Forecast | Avg. Replacement Usage (kWh) | 0.69808 | 0.67425 | 0.74712 | 0.72947 | 0.72557 | 0.61419 | 0.61086 | 0.60754 | 0.60422 | 0.6009 | 0.59758 | 0.59426 | 0.59094 | 0.58762 | 0.58429 | 0.58097 | 0.57765 | 0.57434 | 0.57101 | 0.56769 | 0.56437 | 0.56106 | 0.55774 | 0.55442 | 0.5511 | 0.54779 | 0.54446 | 0.54115 | 0.53783 | 0.53452 | 0.53119 | 0.52787 | 0.52787
F7_Commercial_College_New_Space Heating_Natural Gas_Boiler_Codes & Standards Forecast | F7 | Commercial | College | New | Space Heating | Natural Gas | Boiler | Codes & Standards Forecast | Avg. Replacement Summer Demand (kW) | 0 | 0 | 0 | 0 | 0 | 0 | 0 | 0 | 0 | 0 | 0 | 0 | 0 | 0 | 0 | 0 | 0 | 0 | 0 | 0 | 0 | 0 | 0 | 0 | 0 | 0 | 0 | 0 | 0 | 0 | 0 | 0 | 0
F8_Commercial_College_New_Space Heating_Natural Gas_Boiler_Codes & Standards Forecast | F8 | Commercial | College | New | Space Heating | Natural Gas | Boiler | Codes & Standards Forecast | Avg. Replacement Winter Demand (kW) | 0 | 0 | 0 | 0 | 0 | 0 | 0 | 0 | 0 | 0 | 0 | 0 | 0 | 0 | 0 | 0 | 0 | 0 | 0 | 0 | 0 | 0 | 0 | 0 | 0 | 0 | 0 | 0 | 0 | 0 | 0 | 0 | 0
F1_Commercial_College_New_Space Heating_Natural Gas_Unit Heater_Codes & Standards Forecast | F1 | Commercial | College | New | Space Heating | Natural Gas | Unit Heater | Codes & Standards Forecast | Units | 0 | 0 | 0 | 0 | 0 | 0 | 0 | 0 | 0 | 0 | 0 | 0 | 0 | 0 | 0 | 0 | 0 | 0 | 0 | 0 | 0 | 0 | 0 | 0 | 0 | 0 | 0 | 0 | 0 | 0 | 0 | 0 | 0
F2_Commercial_College_New_Space Heating_Natural Gas_Unit Heater_Codes & Standards Forecast | F2 | Commercial | College | New | Space Heating | Natural Gas | Unit Heater | Codes & Standards Forecast | Usage (MMtherm) | 0 | 0 | 0 | 0 | 0 | 0 | 0 | 0 | 0 | 0 | 0 | 0 | 0 | 0 | 0 | 0 | 0 | 0 | 0 | 0 | 0 | 0 | 0 | 0 | 0 | 0 | 0 | 0 | 0 | 0 | 0 | 0 | 0
F3_Commercial_College_New_Space Heating_Natural Gas_Unit Heater_Codes & Standards Forecast | F3 | Commercial | College | New | Space Heating | Natural Gas | Unit Heater | Codes & Standards Forecast | Summer Peak Demand (MW) | 0 | 0 | 0 | 0 | 0 | 0 | 0 | 0 | 0 | 0 | 0 | 0 | 0 | 0 | 0 | 0 | 0 | 0 | 0 | 0 | 0 | 0 | 0 | 0 | 0 | 0 | 0 | 0 | 0 | 0 | 0 | 0 | 0
F4_Commercial_College_New_Space Heating_Natural Gas_Unit Heater_Codes & Standards Forecast | F4 | Commercial | College | New | Space Heating | Natural Gas | Unit Heater | Codes & Standards Forecast | Winter Peak Demand (MW) | 0 | 0 | 0 | 0 | 0 | 0 | 0 | 0 | 0 | 0 | 0 | 0 | 0 | 0 | 0 | 0 | 0 | 0 | 0 | 0 | 0 | 0 | 0 | 0 | 0 | 0 | 0 | 0 | 0 | 0 | 0 | 0 | 0
F5_Commercial_College_New_Space Heating_Natural Gas_Unit Heater_Codes & Standards Forecast | F5 | Commercial | College | New | Space Heating | Natural Gas | Unit Heater | Codes & Standards Forecast | Turnover | 0 | 0 | 0 | 0 | 0 | 0 | 0 | 0 | 0 | 0 | 0 | 0 | 0 | 0 | 0 | 0 | 0 | 0 | 0 | 0 | 0 | 0 | 0 | 0 | 0 | 0 | 0 | 0 | 0 | 0 | 0 | 0 | 0
F6_Commercial_College_New_Space Heating_Natural Gas_Unit Heater_Codes & Standards Forecast | F6 | Commercial | College | New | Space Heating | Natural Gas | Unit Heater | Codes & Standards Forecast | Avg. Replacement Usage (kWh) | 0.10954 | 0.10581 | 0.11724 | 0.11447 | 0.11386 | 0.10191 | 0.10136 | 0.10081 | 0.10026 | 0.099705 | 0.099154 | 0.098603 | 0.098052 | 0.097501 | 0.09695 | 0.096399 | 0.095848 | 0.095298 | 0.094746 | 0.094195 | 0.093644 | 0.093095 | 0.092543 | 0.091993 | 0.091442 | 0.090893 | 0.090341 | 0.08979 | 0.08924 | 0.08869 | 0.088138 | 0.087588 | 0.087588
F7_Commercial_College_New_Space Heating_Natural Gas_Unit Heater_Codes & Standards Forecast | F7 | Commercial | College | New | Space Heating | Natural Gas | Unit Heater | Codes & Standards Forecast | Avg. Replacement Summer Demand (kW) | 0 | 0 | 0 | 0 | 0 | 0 | 0 | 0 | 0 | 0 | 0 | 0 | 0 | 0 | 0 | 0 | 0 | 0 | 0 | 0 | 0 | 0 | 0 | 0 | 0 | 0 | 0 | 0 | 0 | 0 | 0 | 0 | 0
F8_Commercial_College_New_Space Heating_Natural Gas_Unit Heater_Codes & Standards Forecast | F8 | Commercial | College | New | Space Heating | Natural Gas | Unit Heater | Codes & Standards Forecast | Avg. Replacement Winter Demand (kW) | 0 | 0 | 0 | 0 | 0 | 0 | 0 | 0 | 0 | 0 | 0 | 0 | 0 | 0 | 0 | 0 | 0 | 0 | 0 | 0 | 0 | 0 | 0 | 0 | 0 | 0 | 0 | 0 | 0 | 0 | 0 | 0 | 0
F1_Commercial_College_New_Water Heating_Natural Gas_Water Heater_Codes & Standards Forecast | F1 | Commercial | College | New | Water Heating | Natural Gas | Water Heater | Codes & Standards Forecast | Units | 0 | 0 | 0 | 0 | 0 | 0 | 0 | 0 | 0 | 0 | 0 | 0 | 0 | 0 | 0 | 0 | 0 | 0 | 0 | 0 | 0 | 0 | 0 | 0 | 0 | 0 | 0 | 0 | 0 | 0 | 0 | 0 | 0
F2_Commercial_College_New_Water Heating_Natural Gas_Water Heater_Codes & Standards Forecast | F2 | Commercial | College | New | Water Heating | Natural Gas | Water Heater | Codes & Standards Forecast | Usage (MMtherm) | 0 | 0 | 0 | 0 | 0 | 0 | 0 | 0 | 0 | 0 | 0 | 0 | 0 | 0 | 0 | 0 | 0 | 0 | 0 | 0 | 0 | 0 | 0 | 0 | 0 | 0 | 0 | 0 | 0 | 0 | 0 | 0 | 0
F3_Commercial_College_New_Water Heating_Natural Gas_Water Heater_Codes & Standards Forecast | F3 | Commercial | College | New | Water Heating | Natural Gas | Water Heater | Codes & Standards Forecast | Summer Peak Demand (MW) | 0 | 0 | 0 | 0 | 0 | 0 | 0 | 0 | 0 | 0 | 0 | 0 | 0 | 0 | 0 | 0 | 0 | 0 | 0 | 0 | 0 | 0 | 0 | 0 | 0 | 0 | 0 | 0 | 0 | 0 | 0 | 0 | 0
F4_Commercial_College_New_Water Heating_Natural Gas_Water Heater_Codes & Standards Forecast | F4 | Commercial | College | New | Water Heating | Natural Gas | Water Heater | Codes & Standards Forecast | Winter Peak Demand (MW) | 0 | 0 | 0 | 0 | 0 | 0 | 0 | 0 | 0 | 0 | 0 | 0 | 0 | 0 | 0 | 0 | 0 | 0 | 0 | 0 | 0 | 0 | 0 | 0 | 0 | 0 | 0 | 0 | 0 | 0 | 0 | 0 | 0
F5_Commercial_College_New_Water Heating_Natural Gas_Water Heater_Codes & Standards Forecast | F5 | Commercial | College | New | Water Heating | Natural Gas | Water Heater | Codes & Standards Forecast | Turnover | 0 | 0 | 0 | 0 | 0 | 0 | 0 | 0 | 0 | 0 | 0 | 0 | 0 | 0 | 0 | 0 | 0 | 0 | 0 | 0 | 0 | 0 | 0 | 0 | 0 | 0 | 0 | 0 | 0 | 0 | 0 | 0 | 0
F6_Commercial_College_New_Water Heating_Natural Gas_Water Heater_Codes & Standards Forecast | F6 | Commercial | College | New | Water Heating | Natural Gas | Water Heater | Codes & Standards Forecast | Avg. Replacement Usage (kWh) | 0.18504 | 0.17872 | 0.19909 | 0.19543 | 0.19543 | 0.19543 | 0.19543 | 0.19543 | 0.19543 | 0.19543 | 0.19543 | 0.19543 | 0.19543 | 0.19543 | 0.19543 | 0.19543 | 0.19543 | 0.19543 | 0.19543 | 0.19543 | 0.19543 | 0.19543 | 0.19543 | 0.19543 | 0.19543 | 0.19543 | 0.19543 | 0.19543 | 0.19543 | 0.19543 | 0.19543 | 0.19543 | 0.19543
F7_Commercial_College_New_Water Heating_Natural Gas_Water Heater_Codes & Standards Forecast | F7 | Commercial | College | New | Water Heating | Natural Gas | Water Heater | Codes & Standards Forecast | Avg. Replacement Summer Demand (kW) | 0 | 0 | 0 | 0 | 0 | 0 | 0 | 0 | 0 | 0 | 0 | 0 | 0 | 0 | 0 | 0 | 0 | 0 | 0 | 0 | 0 | 0 | 0 | 0 | 0 | 0 | 0 | 0 | 0 | 0 | 0 | 0 | 0
F8_Commercial_College_New_Water Heating_Natural Gas_Water Heater_Codes & Standards Forecast | F8 | Commercial | College | New | Water Heating | Natural Gas | Water Heater | Codes & Standards Forecast | Avg. Replacement Winter Demand (kW) | 0 | 0 | 0 | 0 | 0 | 0 | 0 | 0 | 0 | 0 | 0 | 0 | 0 | 0 | 0 | 0 | 0 | 0 | 0 | 0 | 0 | 0 | 0 | 0 | 0 | 0 | 0 | 0 | 0 | 0 | 0 | 0 | 0
F1_Commercial_College_New_Food Preparation_Natural Gas_Oven_Codes & Standards Forecast | F1 | Commercial | College | New | Food Preparation | Natural Gas | Oven | Codes & Standards Forecast | Units | 0 | 194.2055 | 1130.931 | 1729.5642 | 2445.3192 | 3182.9701 | 3924.3279 | 4565.9707 | 5198.6212 | 5846.0798 | 6504.0775 | 7157.0765 | 7799.862 | 8433.886 | 9068.8264 | 9701.8465 | 10338.5352 | 10960.3701 | 11557.5055 | 12135.3741 | 12713.5266 | 13303.386 | 13900.9328 | 14504.802 | 15115.1588 | 15727.2352 | 16341.7045 | 16956.5876 | 17574.1832 | 18193.1251 | 18816.6721 | 19440.6722 | 19705.7532
F2_Commercial_College_New_Food Preparation_Natural Gas_Oven_Codes & Standards Forecast | F2 | Commercial | College | New | Food Preparation | Natural Gas | Oven | Codes & Standards Forecast | Usage (MMtherm) | 0 | 6.0775e-06 | 3.9426e-05 | 5.9185e-05 | 8.3678e-05 | 0.00010892 | 0.00013429 | 0.00015625 | 0.0001779 | 0.00020005 | 0.00022257 | 0.00024491 | 0.00026691 | 0.00028861 | 0.00031033 | 0.000332 | 0.00035378 | 0.00037506 | 0.0003955 | 0.00041527 | 0.00043505 | 0.00045524 | 0.00047569 | 0.00049635 | 0.00051724 | 0.00053818 | 0.00055921 | 0.00058025 | 0.00060138 | 0.00062257 | 0.0006439 | 0.00066526 | 0.00067433
F3_Commercial_College_New_Food Preparation_Natural Gas_Oven_Codes & Standards Forecast | F3 | Commercial | College | New | Food Preparation | Natural Gas | Oven | Codes & Standards Forecast | Summer Peak Demand (MW) | 0 | 0 | 0 | 0 | 0 | 0 | 0 | 0 | 0 | 0 | 0 | 0 | 0 | 0 | 0 | 0 | 0 | 0 | 0 | 0 | 0 | 0 | 0 | 0 | 0 | 0 | 0 | 0 | 0 | 0 | 0 | 0 | 0
F4_Commercial_College_New_Food Preparation_Natural Gas_Oven_Codes & Standards Forecast | F4 | Commercial | College | New | Food Preparation | Natural Gas | Oven | Codes & Standards Forecast | Winter Peak Demand (MW) | 0 | 0 | 0 | 0 | 0 | 0 | 0 | 0 | 0 | 0 | 0 | 0 | 0 | 0 | 0 | 0 | 0 | 0 | 0 | 0 | 0 | 0 | 0 | 0 | 0 | 0 | 0 | 0 | 0 | 0 | 0 | 0 | 0
F5_Commercial_College_New_Food Preparation_Natural Gas_Oven_Codes & Standards Forecast | F5 | Commercial | College | New | Food Preparation | Natural Gas | Oven | Codes & Standards Forecast | Turnover | 0 | 194.2055 | 936.7255 | 598.6332 | 715.755 | 737.651 | 741.3578 | 641.6428 | 632.6505 | 647.4586 | 690.3653 | 836.0929 | 895.1359 | 963.6085 | 1032.536 | 1087.9094 | 1176.9027 | 1384.6788 | 1246.393 | 1266.6641 | 1297.6083 | 1339.6297 | 1355.1282 | 1404.7668 | 1463.2223 | 1530.9227 | 1651.6241 | 1703.3888 | 1754.9039 | 1802.2032 | 1848.3233 | 1895.3383 | 1616.6437
F6_Commercial_College_New_Food Preparation_Natural Gas_Oven_Codes & Standards Forecast | F6 | Commercial | College | New | Food Preparation | Natural Gas | Oven | Codes & Standards Forecast | Avg. Replacement Usage (kWh) | 0.0324 | 0.031294 | 0.034861 | 0.03422 | 0.03422 | 0.03422 | 0.03422 | 0.03422 | 0.03422 | 0.03422 | 0.03422 | 0.03422 | 0.03422 | 0.03422 | 0.03422 | 0.03422 | 0.03422 | 0.03422 | 0.03422 | 0.03422 | 0.03422 | 0.03422 | 0.03422 | 0.03422 | 0.03422 | 0.03422 | 0.03422 | 0.03422 | 0.03422 | 0.03422 | 0.03422 | 0.03422 | 0.03422
F7_Commercial_College_New_Food Preparation_Natural Gas_Oven_Codes & Standards Forecast | F7 | Commercial | College | New | Food Preparation | Natural Gas | Oven | Codes & Standards Forecast | Avg. Replacement Summer Demand (kW) | 0 | 0 | 0 | 0 | 0 | 0 | 0 | 0 | 0 | 0 | 0 | 0 | 0 | 0 | 0 | 0 | 0 | 0 | 0 | 0 | 0 | 0 | 0 | 0 | 0 | 0 | 0 | 0 | 0 | 0 | 0 | 0 | 0
F8_Commercial_College_New_Food Preparation_Natural Gas_Oven_Codes & Standards Forecast | F8 | Commercial | College | New | Food Preparation | Natural Gas | Oven | Codes & Standards Forecast | Avg. Replacement Winter Demand (kW) | 0 | 0 | 0 | 0 | 0 | 0 | 0 | 0 | 0 | 0 | 0 | 0 | 0 | 0 | 0 | 0 | 0 | 0 | 0 | 0 | 0 | 0 | 0 | 0 | 0 | 0 | 0 | 0 | 0 | 0 | 0 | 0 | 0
F1_Commercial_College_New_Food Preparation_Natural Gas_Conveyor Oven_Codes & Standards Forecast | F1 | Commercial | College | New | Food Preparation | Natural Gas | Conveyor Oven | Codes & Standards Forecast | Units | 0 | 97.1028 | 565.4655 | 864.7821 | 1222.6596 | 1591.4851 | 1962.164 | 2282.9853 | 2599.3106 | 2923.0399 | 3252.0388 | 3578.5383 | 3899.931 | 4216.943 | 4534.4132 | 4850.9233 | 5169.2676 | 5480.185 | 5778.7527 | 6067.687 | 6356.7633 | 6651.693 | 6950.4664 | 7252.401 | 7557.5794 | 7863.6176 | 8170.8522 | 8478.2938 | 8787.0916 | 9096.5626 | 9408.336 | 9720.3361 | 9852.8766
F2_Commercial_College_New_Food Preparation_Natural Gas_Conveyor Oven_Codes & Standards Forecast | F2 | Commercial | College | New | Food Preparation | Natural Gas | Conveyor Oven | Codes & Standards Forecast | Usage (MMtherm) | 0 | 4.5294e-06 | 2.9383e-05 | 4.4109e-05 | 6.2363e-05 | 8.1176e-05 | 0.00010008 | 0.00011645 | 0.00013258 | 0.00014909 | 0.00016587 | 0.00018253 | 0.00019892 | 0.00021509 | 0.00023128 | 0.00024743 | 0.00026367 | 0.00027952 | 0.00029475 | 0.00030949 | 0.00032423 | 0.00033928 | 0.00035452 | 0.00036992 | 0.00038548 | 0.00040109 | 0.00041676 | 0.00043245 | 0.0004482 | 0.00046398 | 0.00047988 | 0.0004958 | 0.00050256
F3_Commercial_College_New_Food Preparation_Natural Gas_Conveyor Oven_Codes & Standards Forecast | F3 | Commercial | College | New | Food Preparation | Natural Gas | Conveyor Oven | Codes & Standards Forecast | Summer Peak Demand (MW) | 0 | 0 | 0 | 0 | 0 | 0 | 0 | 0 | 0 | 0 | 0 | 0 | 0 | 0 | 0 | 0 | 0 | 0 | 0 | 0 | 0 | 0 | 0 | 0 | 0 | 0 | 0 | 0 | 0 | 0 | 0 | 0 | 0
F4_Commercial_College_New_Food Preparation_Natural Gas_Conveyor Oven_Codes & Standards Forecast | F4 | Commercial | College | New | Food Preparation | Natural Gas | Conveyor Oven | Codes & Standards Forecast | Winter Peak Demand (MW) | 0 | 0 | 0 | 0 | 0 | 0 | 0 | 0 | 0 | 0 | 0 | 0 | 0 | 0 | 0 | 0 | 0 | 0 | 0 | 0 | 0 | 0 | 0 | 0 | 0 | 0 | 0 | 0 | 0 | 0 | 0 | 0 | 0
F5_Commercial_College_New_Food Preparation_Natural Gas_Conveyor Oven_Codes & Standards Forecast | F5 | Commercial | College | New | Food Preparation | Natural Gas | Conveyor Oven | Codes & Standards Forecast | Turnover | 0 | 97.1028 | 468.3627 | 299.3166 | 357.8775 | 368.8255 | 370.6789 | 320.8214 | 316.3252 | 323.7293 | 328.9989 | 326.4995 | 321.3927 | 317.012 | 317.4702 | 316.5101 | 318.3443 | 330.338 | 407.7767 | 436.1648 | 478.4362 | 520.1827 | 578.5665 | 687.257 | 632.3869 | 647.9022 | 649.3956 | 646.9561 | 631.6182 | 629.951 | 633.5924 | 634.1387 | 453.265
F6_Commercial_College_New_Food Preparation_Natural Gas_Conveyor Oven_Codes & Standards Forecast | F6 | Commercial | College | New | Food Preparation | Natural Gas | Conveyor Oven | Codes & Standards Forecast | Avg. Replacement Usage (kWh) | 0.048294 | 0.046646 | 0.051962 | 0.051006 | 0.051006 | 0.051006 | 0.051006 | 0.051006 | 0.051006 | 0.051006 | 0.051006 | 0.051006 | 0.051006 | 0.051006 | 0.051006 | 0.051006 | 0.051006 | 0.051006 | 0.051006 | 0.051006 | 0.051006 | 0.051006 | 0.051006 | 0.051006 | 0.051006 | 0.051006 | 0.051006 | 0.051006 | 0.051006 | 0.051006 | 0.051006 | 0.051006 | 0.051006
F7_Commercial_College_New_Food Preparation_Natural Gas_Conveyor Oven_Codes & Standards Forecast | F7 | Commercial | College | New | Food Preparation | Natural Gas | Conveyor Oven | Codes & Standards Forecast | Avg. Replacement Summer Demand (kW) | 0 | 0 | 0 | 0 | 0 | 0 | 0 | 0 | 0 | 0 | 0 | 0 | 0 | 0 | 0 | 0 | 0 | 0 | 0 | 0 | 0 | 0 | 0 | 0 | 0 | 0 | 0 | 0 | 0 | 0 | 0 | 0 | 0
F8_Commercial_College_New_Food Preparation_Natural Gas_Conveyor Oven_Codes & Standards Forecast | F8 | Commercial | College | New | Food Preparation | Natural Gas | Conveyor Oven | Codes & Standards Forecast | Avg. Replacement Winter Demand (kW) | 0 | 0 | 0 | 0 | 0 | 0 | 0 | 0 | 0 | 0 | 0 | 0 | 0 | 0 | 0 | 0 | 0 | 0 | 0 | 0 | 0 | 0 | 0 | 0 | 0 | 0 | 0 | 0 | 0 | 0 | 0 | 0 | 0
F1_Commercial_College_New_Food Preparation_Natural Gas_Double Rack Oven_Codes & Standards Forecast | F1 | Commercial | College | New | Food Preparation | Natural Gas | Double Rack Oven | Codes & Standards Forecast | Units | 0 | 97.1028 | 565.4655 | 864.7821 | 1222.6596 | 1591.4851 | 1962.164 | 2282.9853 | 2599.3106 | 2923.0399 | 3252.0388 | 3578.5383 | 3899.931 | 4216.943 | 4534.4132 | 4850.9233 | 5169.2676 | 5480.185 | 5778.7527 | 6067.687 | 6356.7633 | 6651.693 | 6950.4664 | 7252.401 | 7557.5794 | 7863.6176 | 8170.8522 | 8478.2938 | 8787.0916 | 9096.5626 | 9408.336 | 9720.3361 | 9852.8766
F2_Commercial_College_New_Food Preparation_Natural Gas_Double Rack Oven_Codes & Standards Forecast | F2 | Commercial | College | New | Food Preparation | Natural Gas | Double Rack Oven | Codes & Standards Forecast | Usage (MMtherm) | 0 | 8.0721e-06 | 5.2365e-05 | 7.8609e-05 | 0.00011114 | 0.00014467 | 0.00017836 | 0.00020752 | 0.00023628 | 0.00026571 | 0.00029561 | 0.00032529 | 0.00035451 | 0.00038332 | 0.00041218 | 0.00044095 | 0.00046989 | 0.00049815 | 0.00052529 | 0.00055156 | 0.00057783 | 0.00060464 | 0.0006318 | 0.00065925 | 0.00068699 | 0.00071481 | 0.00074273 | 0.00077068 | 0.00079875 | 0.00082688 | 0.00085522 | 0.00088358 | 0.00089563
F3_Commercial_College_New_Food Preparation_Natural Gas_Double Rack Oven_Codes & Standards Forecast | F3 | Commercial | College | New | Food Preparation | Natural Gas | Double Rack Oven | Codes & Standards Forecast | Summer Peak Demand (MW) | 0 | 0 | 0 | 0 | 0 | 0 | 0 | 0 | 0 | 0 | 0 | 0 | 0 | 0 | 0 | 0 | 0 | 0 | 0 | 0 | 0 | 0 | 0 | 0 | 0 | 0 | 0 | 0 | 0 | 0 | 0 | 0 | 0
F4_Commercial_College_New_Food Preparation_Natural Gas_Double Rack Oven_Codes & Standards Forecast | F4 | Commercial | College | New | Food Preparation | Natural Gas | Double Rack Oven | Codes & Standards Forecast | Winter Peak Demand (MW) | 0 | 0 | 0 | 0 | 0 | 0 | 0 | 0 | 0 | 0 | 0 | 0 | 0 | 0 | 0 | 0 | 0 | 0 | 0 | 0 | 0 | 0 | 0 | 0 | 0 | 0 | 0 | 0 | 0 | 0 | 0 | 0 | 0
F5_Commercial_College_New_Food Preparation_Natural Gas_Double Rack Oven_Codes & Standards Forecast | F5 | Commercial | College | New | Food Preparation | Natural Gas | Double Rack Oven | Codes & Standards Forecast | Turnover | 0 | 97.1028 | 468.3627 | 299.3166 | 357.8775 | 368.8255 | 370.6789 | 320.8214 | 316.3252 | 323.7293 | 328.9989 | 326.4995 | 340.8133 | 426.221 | 464.7007 | 505.87 | 543.5973 | 590.7106 | 683.89 | 616.1428 | 630.9403 | 637.0906 | 638.2879 | 628.6391 | 650.6075 | 677.2626 | 706.7695 | 735.1337 | 772.8459 | 839.8766 | 869.4137 | 895.0926 | 736.3227
F6_Commercial_College_New_Food Preparation_Natural Gas_Double Rack Oven_Codes & Standards Forecast | F6 | Commercial | College | New | Food Preparation | Natural Gas | Double Rack Oven | Codes & Standards Forecast | Avg. Replacement Usage (kWh) | 0.086067 | 0.083129 | 0.092605 | 0.090901 | 0.090901 | 0.090901 | 0.090901 | 0.090901 | 0.090901 | 0.090901 | 0.090901 | 0.090901 | 0.090901 | 0.090901 | 0.090901 | 0.090901 | 0.090901 | 0.090901 | 0.090901 | 0.090901 | 0.090901 | 0.090901 | 0.090901 | 0.090901 | 0.090901 | 0.090901 | 0.090901 | 0.090901 | 0.090901 | 0.090901 | 0.090901 | 0.090901 | 0.090901
F7_Commercial_College_New_Food Preparation_Natural Gas_Double Rack Oven_Codes & Standards Forecast | F7 | Commercial | College | New | Food Preparation | Natural Gas | Double Rack Oven | Codes & Standards Forecast | Avg. Replacement Summer Demand (kW) | 0 | 0 | 0 | 0 | 0 | 0 | 0 | 0 | 0 | 0 | 0 | 0 | 0 | 0 | 0 | 0 | 0 | 0 | 0 | 0 | 0 | 0 | 0 | 0 | 0 | 0 | 0 | 0 | 0 | 0 | 0 | 0 | 0
F8_Commercial_College_New_Food Preparation_Natural Gas_Double Rack Oven_Codes & Standards Forecast | F8 | Commercial | College | New | Food Preparation | Natural Gas | Double Rack Oven | Codes & Standards Forecast | Avg. Replacement Winter Demand (kW) | 0 | 0 | 0 | 0 | 0 | 0 | 0 | 0 | 0 | 0 | 0 | 0 | 0 | 0 | 0 | 0 | 0 | 0 | 0 | 0 | 0 | 0 | 0 | 0 | 0 | 0 | 0 | 0 | 0 | 0 | 0 | 0 | 0
F1_Commercial_College_New_Food Preparation_Natural Gas_Fryer_Codes & Standards Forecast | F1 | Commercial | College | New | Food Preparation | Natural Gas | Fryer | Codes & Standards Forecast | Units | 0 | 251.3248 | 1463.5578 | 2238.2596 | 3164.5307 | 4119.1378 | 5078.542 | 5908.9032 | 6727.6274 | 7565.515 | 8417.0415 | 9262.0991 | 10093.9391 | 10914.4407 | 11736.1283 | 12555.3308 | 13379.2808 | 14184.0084 | 14956.7718 | 15704.6018 | 16452.7991 | 17216.1466 | 17989.4424 | 18770.9203 | 19560.7937 | 20352.8926 | 21148.0881 | 21943.8192 | 22743.0607 | 23544.0443 | 24350.9874 | 25158.517 | 25501.563
F2_Commercial_College_New_Food Preparation_Natural Gas_Fryer_Codes & Standards Forecast | F2 | Commercial | College | New | Food Preparation | Natural Gas | Fryer | Codes & Standards Forecast | Usage (MMtherm) | 0 | 1.0402e-05 | 6.7476e-05 | 8.9794e-05 | 0.00011796 | 0.00014699 | 0.00017617 | 0.00020142 | 0.00022632 | 0.00025106 | 0.00027276 | 0.0002951 | 0.00031771 | 0.00034052 | 0.00036281 | 0.00038182 | 0.00040688 | 0.00043136 | 0.00045486 | 0.0004776 | 0.00050035 | 0.00052357 | 0.00054708 | 0.00057085 | 0.00059487 | 0.00061896 | 0.00064314 | 0.00066734 | 0.00069165 | 0.00071601 | 0.00074055 | 0.0007651 | 0.00077554
F3_Commercial_College_New_Food Preparation_Natural Gas_Fryer_Codes & Standards Forecast | F3 | Commercial | College | New | Food Preparation | Natural Gas | Fryer | Codes & Standards Forecast | Summer Peak Demand (MW) | 0 | 0 | 0 | 0 | 0 | 0 | 0 | 0 | 0 | 0 | 0 | 0 | 0 | 0 | 0 | 0 | 0 | 0 | 0 | 0 | 0 | 0 | 0 | 0 | 0 | 0 | 0 | 0 | 0 | 0 | 0 | 0 | 0
F4_Commercial_College_New_Food Preparation_Natural Gas_Fryer_Codes & Standards Forecast | F4 | Commercial | College | New | Food Preparation | Natural Gas | Fryer | Codes & Standards Forecast | Winter Peak Demand (MW) | 0 | 0 | 0 | 0 | 0 | 0 | 0 | 0 | 0 | 0 | 0 | 0 | 0 | 0 | 0 | 0 | 0 | 0 | 0 | 0 | 0 | 0 | 0 | 0 | 0 | 0 | 0 | 0 | 0 | 0 | 0 | 0 | 0
F5_Commercial_College_New_Food Preparation_Natural Gas_Fryer_Codes & Standards Forecast | F5 | Commercial | College | New | Food Preparation | Natural Gas | Fryer | Codes & Standards Forecast | Turnover | 0 | 251.3248 | 1212.233 | 774.7018 | 926.2711 | 954.6071 | 959.4042 | 830.3612 | 818.7241 | 888.1526 | 1134.185 | 1226.1248 | 1321.948 | 1403.5094 | 1545.858 | 1816.5074 | 1670.8425 | 1699.6051 | 1722.9306 | 1754.4462 | 1784.0521 | 1869.6825 | 1985.7358 | 2179.2272 | 2266.3429 | 2338.315 | 2398.1353 | 2466.288 | 2563.4465 | 2548.099 | 2609.3224 | 2691.3932 | 2311.667
F6_Commercial_College_New_Food Preparation_Natural Gas_Fryer_Codes & Standards Forecast | F6 | Commercial | College | New | Food Preparation | Natural Gas | Fryer | Codes & Standards Forecast | Avg. Replacement Usage (kWh) | 0.042849 | 0.041387 | 0.046104 | 0.030411 | 0.030411 | 0.030411 | 0.030411 | 0.030411 | 0.030411 | 0.030411 | 0.030411 | 0.030411 | 0.030411 | 0.030411 | 0.030411 | 0.030411 | 0.030411 | 0.030411 | 0.030411 | 0.030411 | 0.030411 | 0.030411 | 0.030411 | 0.030411 | 0.030411 | 0.030411 | 0.030411 | 0.030411 | 0.030411 | 0.030411 | 0.030411 | 0.030411 | 0.030411
F7_Commercial_College_New_Food Preparation_Natural Gas_Fryer_Codes & Standards Forecast | F7 | Commercial | College | New | Food Preparation | Natural Gas | Fryer | Codes & Standards Forecast | Avg. Replacement Summer Demand (kW) | 0 | 0 | 0 | 0 | 0 | 0 | 0 | 0 | 0 | 0 | 0 | 0 | 0 | 0 | 0 | 0 | 0 | 0 | 0 | 0 | 0 | 0 | 0 | 0 | 0 | 0 | 0 | 0 | 0 | 0 | 0 | 0 | 0
F8_Commercial_College_New_Food Preparation_Natural Gas_Fryer_Codes & Standards Forecast | F8 | Commercial | College | New | Food Preparation | Natural Gas | Fryer | Codes & Standards Forecast | Avg. Replacement Winter Demand (kW) | 0 | 0 | 0 | 0 | 0 | 0 | 0 | 0 | 0 | 0 | 0 | 0 | 0 | 0 | 0 | 0 | 0 | 0 | 0 | 0 | 0 | 0 | 0 | 0 | 0 | 0 | 0 | 0 | 0 | 0 | 0 | 0 | 0
F1_Commercial_College_New_Food Preparation_Natural Gas_Broiler_Codes & Standards Forecast | F1 | Commercial | College | New | Food Preparation | Natural Gas | Broiler | Codes & Standards Forecast | Units | 0 | 388.4111 | 2261.8621 | 3459.1285 | 4890.6384 | 6365.9403 | 7848.6558 | 9131.9414 | 10397.2423 | 11692.1596 | 13008.155 | 14314.1531 | 15599.7241 | 16867.7719 | 18137.6528 | 19403.6931 | 20677.0703 | 21920.7402 | 23115.0109 | 24270.7482 | 25427.0532 | 26606.772 | 27801.8656 | 29009.604 | 30230.3176 | 31454.4704 | 32683.4089 | 33913.1752 | 35148.3665 | 36386.2503 | 37633.3441 | 38881.3445 | 39411.5064
F2_Commercial_College_New_Food Preparation_Natural Gas_Broiler_Codes & Standards Forecast | F2 | Commercial | College | New | Food Preparation | Natural Gas | Broiler | Codes & Standards Forecast | Usage (MMtherm) | 0 | 1.7828e-05 | 0.00011565 | 0.00017362 | 0.00024547 | 0.00031951 | 0.00039393 | 0.00045834 | 0.00052185 | 0.00058684 | 0.00065289 | 0.00071844 | 0.00078297 | 0.00084661 | 0.00091035 | 0.00097389 | 0.0010378 | 0.0011002 | 0.0011602 | 0.0012182 | 0.0012762 | 0.0013354 | 0.0013954 | 0.001456 | 0.0015173 | 0.0015787 | 0.0016404 | 0.0017021 | 0.0017641 | 0.0018263 | 0.0018889 | 0.0019515 | 0.0019781
F3_Commercial_College_New_Food Preparation_Natural Gas_Broiler_Codes & Standards Forecast | F3 | Commercial | College | New | Food Preparation | Natural Gas | Broiler | Codes & Standards Forecast | Summer Peak Demand (MW) | 0 | 0 | 0 | 0 | 0 | 0 | 0 | 0 | 0 | 0 | 0 | 0 | 0 | 0 | 0 | 0 | 0 | 0 | 0 | 0 | 0 | 0 | 0 | 0 | 0 | 0 | 0 | 0 | 0 | 0 | 0 | 0 | 0
F4_Commercial_College_New_Food Preparation_Natural Gas_Broiler_Codes & Standards Forecast | F4 | Commercial | College | New | Food Preparation | Natural Gas | Broiler | Codes & Standards Forecast | Winter Peak Demand (MW) | 0 | 0 | 0 | 0 | 0 | 0 | 0 | 0 | 0 | 0 | 0 | 0 | 0 | 0 | 0 | 0 | 0 | 0 | 0 | 0 | 0 | 0 | 0 | 0 | 0 | 0 | 0 | 0 | 0 | 0 | 0 | 0 | 0
F5_Commercial_College_New_Food Preparation_Natural Gas_Broiler_Codes & Standards Forecast | F5 | Commercial | College | New | Food Preparation | Natural Gas | Broiler | Codes & Standards Forecast | Turnover | 0 | 388.4111 | 1873.451 | 1197.2664 | 1431.5099 | 1475.3019 | 1482.7155 | 1283.2855 | 1265.3009 | 1294.9172 | 1315.9955 | 1305.9981 | 1363.2532 | 1704.8838 | 1858.8029 | 2023.4799 | 2174.3894 | 2362.8423 | 2735.5601 | 2464.5712 | 2523.7612 | 2548.3625 | 2553.1517 | 2514.5562 | 2602.4299 | 2709.0503 | 2827.078 | 2940.5349 | 3091.3838 | 3359.5062 | 3477.655 | 3580.3706 | 2945.2906
F6_Commercial_College_New_Food Preparation_Natural Gas_Broiler_Codes & Standards Forecast | F6 | Commercial | College | New | Food Preparation | Natural Gas | Broiler | Codes & Standards Forecast | Avg. Replacement Usage (kWh) | 0.047522 | 0.0459 | 0.051132 | 0.050191 | 0.050191 | 0.050191 | 0.050191 | 0.050191 | 0.050191 | 0.050191 | 0.050191 | 0.050191 | 0.050191 | 0.050191 | 0.050191 | 0.050191 | 0.050191 | 0.050191 | 0.050191 | 0.050191 | 0.050191 | 0.050191 | 0.050191 | 0.050191 | 0.050191 | 0.050191 | 0.050191 | 0.050191 | 0.050191 | 0.050191 | 0.050191 | 0.050191 | 0.050191
F7_Commercial_College_New_Food Preparation_Natural Gas_Broiler_Codes & Standards Forecast | F7 | Commercial | College | New | Food Preparation | Natural Gas | Broiler | Codes & Standards Forecast | Avg. Replacement Summer Demand (kW) | 0 | 0 | 0 | 0 | 0 | 0 | 0 | 0 | 0 | 0 | 0 | 0 | 0 | 0 | 0 | 0 | 0 | 0 | 0 | 0 | 0 | 0 | 0 | 0 | 0 | 0 | 0 | 0 | 0 | 0 | 0 | 0 | 0
F8_Commercial_College_New_Food Preparation_Natural Gas_Broiler_Codes & Standards Forecast | F8 | Commercial | College | New | Food Preparation | Natural Gas | Broiler | Codes & Standards Forecast | Avg. Replacement Winter Demand (kW) | 0 | 0 | 0 | 0 | 0 | 0 | 0 | 0 | 0 | 0 | 0 | 0 | 0 | 0 | 0 | 0 | 0 | 0 | 0 | 0 | 0 | 0 | 0 | 0 | 0 | 0 | 0 | 0 | 0 | 0 | 0 | 0 | 0
F1_Commercial_College_New_Food Preparation_Natural Gas_Griddle_Codes & Standards Forecast | F1 | Commercial | College | New | Food Preparation | Natural Gas | Griddle | Codes & Standards Forecast | Units | 0 | 548.3451 | 3193.217 | 4883.4755 | 6904.4307 | 8987.2098 | 11080.4553 | 12892.1525 | 14678.4597 | 16506.5782 | 18364.4541 | 20208.2161 | 22023.1399 | 23813.3251 | 25606.0981 | 27393.449 | 29191.1581 | 30946.9273 | 32632.9566 | 34264.5856 | 35897.0163 | 37562.5016 | 39249.6925 | 40954.7351 | 42678.0954 | 44406.3112 | 46141.2832 | 47877.4238 | 49621.2233 | 51368.8239 | 53129.427 | 54891.3098 | 55639.7738
F2_Commercial_College_New_Food Preparation_Natural Gas_Griddle_Codes & Standards Forecast | F2 | Commercial | College | New | Food Preparation | Natural Gas | Griddle | Codes & Standards Forecast | Usage (MMtherm) | 0 | 1.578e-05 | 0.00010236 | 0.00014642 | 0.00020134 | 0.00025794 | 0.00031483 | 0.00036407 | 0.00041261 | 0.0004623 | 0.00051279 | 0.0005629 | 0.00061175 | 0.00065776 | 0.00070436 | 0.00075124 | 0.00079875 | 0.00084476 | 0.00088687 | 0.00093121 | 0.00097557 | 0.0010208 | 0.0010667 | 0.001113 | 0.0011599 | 0.0012068 | 0.001254 | 0.0013012 | 0.0013486 | 0.001396 | 0.0014439 | 0.0014918 | 0.0015121
F3_Commercial_College_New_Food Preparation_Natural Gas_Griddle_Codes & Standards Forecast | F3 | Commercial | College | New | Food Preparation | Natural Gas | Griddle | Codes & Standards Forecast | Summer Peak Demand (MW) | 0 | 0 | 0 | 0 | 0 | 0 | 0 | 0 | 0 | 0 | 0 | 0 | 0 | 0 | 0 | 0 | 0 | 0 | 0 | 0 | 0 | 0 | 0 | 0 | 0 | 0 | 0 | 0 | 0 | 0 | 0 | 0 | 0
F4_Commercial_College_New_Food Preparation_Natural Gas_Griddle_Codes & Standards Forecast | F4 | Commercial | College | New | Food Preparation | Natural Gas | Griddle | Codes & Standards Forecast | Winter Peak Demand (MW) | 0 | 0 | 0 | 0 | 0 | 0 | 0 | 0 | 0 | 0 | 0 | 0 | 0 | 0 | 0 | 0 | 0 | 0 | 0 | 0 | 0 | 0 | 0 | 0 | 0 | 0 | 0 | 0 | 0 | 0 | 0 | 0 | 0
F5_Commercial_College_New_Food Preparation_Natural Gas_Griddle_Codes & Standards Forecast | F5 | Commercial | College | New | Food Preparation | Natural Gas | Griddle | Codes & Standards Forecast | Turnover | 0 | 548.3451 | 2644.872 | 1690.2584 | 2020.9552 | 2082.7792 | 2093.2455 | 1811.6972 | 1786.3072 | 1828.1185 | 1857.876 | 1843.762 | 1924.5927 | 2406.8948 | 2624.1923 | 2856.6775 | 3069.7261 | 3335.7773 | 3861.9672 | 3479.3946 | 3562.957 | 3597.6883 | 3604.4494 | 3549.9617 | 3674.0187 | 3824.5416 | 3991.1689 | 4151.3434 | 4364.3065 | 4742.8323 | 4909.6305 | 5054.6408 | 4158.0574
F6_Commercial_College_New_Food Preparation_Natural Gas_Griddle_Codes & Standards Forecast | F6 | Commercial | College | New | Food Preparation | Natural Gas | Griddle | Codes & Standards Forecast | Avg. Replacement Usage (kWh) | 0.029794 | 0.028777 | 0.032057 | 0.027177 | 0.027177 | 0.027177 | 0.027177 | 0.027177 | 0.027177 | 0.027177 | 0.027177 | 0.027177 | 0.027177 | 0.027177 | 0.027177 | 0.027177 | 0.027177 | 0.027177 | 0.027177 | 0.027177 | 0.027177 | 0.027177 | 0.027177 | 0.027177 | 0.027177 | 0.027177 | 0.027177 | 0.027177 | 0.027177 | 0.027177 | 0.027177 | 0.027177 | 0.027177
F7_Commercial_College_New_Food Preparation_Natural Gas_Griddle_Codes & Standards Forecast | F7 | Commercial | College | New | Food Preparation | Natural Gas | Griddle | Codes & Standards Forecast | Avg. Replacement Summer Demand (kW) | 0 | 0 | 0 | 0 | 0 | 0 | 0 | 0 | 0 | 0 | 0 | 0 | 0 | 0 | 0 | 0 | 0 | 0 | 0 | 0 | 0 | 0 | 0 | 0 | 0 | 0 | 0 | 0 | 0 | 0 | 0 | 0 | 0
F8_Commercial_College_New_Food Preparation_Natural Gas_Griddle_Codes & Standards Forecast | F8 | Commercial | College | New | Food Preparation | Natural Gas | Griddle | Codes & Standards Forecast | Avg. Replacement Winter Demand (kW) | 0 | 0 | 0 | 0 | 0 | 0 | 0 | 0 | 0 | 0 | 0 | 0 | 0 | 0 | 0 | 0 | 0 | 0 | 0 | 0 | 0 | 0 | 0 | 0 | 0 | 0 | 0 | 0 | 0 | 0 | 0 | 0 | 0
F1_Commercial_College_New_Food Preparation_Natural Gas_Range_Codes & Standards Forecast | F1 | Commercial | College | New | Food Preparation | Natural Gas | Range | Codes & Standards Forecast | Units | 0 | 677.8154 | 3947.1711 | 6036.5183 | 8534.6435 | 11109.1899 | 13696.6739 | 15936.133 | 18144.2072 | 20403.9647 | 22700.5058 | 24979.6005 | 27223.0479 | 29435.9157 | 31651.9823 | 33861.3467 | 36083.5149 | 38253.8407 | 40337.9602 | 42354.835 | 44372.7007 | 46431.4256 | 48516.9811 | 50624.6031 | 52754.8679 | 54891.1347 | 57035.7528 | 59181.8155 | 61337.3454 | 63497.574 | 65673.875 | 67851.758 | 68776.9426
F2_Commercial_College_New_Food Preparation_Natural Gas_Range_Codes & Standards Forecast | F2 | Commercial | College | New | Food Preparation | Natural Gas | Range | Codes & Standards Forecast | Usage (MMtherm) | 0 | 2.2795e-05 | 0.00014788 | 0.00022199 | 0.00031386 | 0.00040853 | 0.00050369 | 0.00058604 | 0.00066724 | 0.00075034 | 0.0008348 | 0.00091861 | 0.0010011 | 0.0010825 | 0.001164 | 0.0012452 | 0.0013269 | 0.0014068 | 0.0014834 | 0.0015576 | 0.0016318 | 0.0017075 | 0.0017842 | 0.0018617 | 0.00194 | 0.0020186 | 0.0020975 | 0.0021764 | 0.0022556 | 0.0023351 | 0.0024151 | 0.0024952 | 0.0025292
F3_Commercial_College_New_Food Preparation_Natural Gas_Range_Codes & Standards Forecast | F3 | Commercial | College | New | Food Preparation | Natural Gas | Range | Codes & Standards Forecast | Summer Peak Demand (MW) | 0 | 0 | 0 | 0 | 0 | 0 | 0 | 0 | 0 | 0 | 0 | 0 | 0 | 0 | 0 | 0 | 0 | 0 | 0 | 0 | 0 | 0 | 0 | 0 | 0 | 0 | 0 | 0 | 0 | 0 | 0 | 0 | 0
F4_Commercial_College_New_Food Preparation_Natural Gas_Range_Codes & Standards Forecast | F4 | Commercial | College | New | Food Preparation | Natural Gas | Range | Codes & Standards Forecast | Winter Peak Demand (MW) | 0 | 0 | 0 | 0 | 0 | 0 | 0 | 0 | 0 | 0 | 0 | 0 | 0 | 0 | 0 | 0 | 0 | 0 | 0 | 0 | 0 | 0 | 0 | 0 | 0 | 0 | 0 | 0 | 0 | 0 | 0 | 0 | 0
F5_Commercial_College_New_Food Preparation_Natural Gas_Range_Codes & Standards Forecast | F5 | Commercial | College | New | Food Preparation | Natural Gas | Range | Codes & Standards Forecast | Turnover | 0 | 677.8154 | 3269.3556 | 2089.3472 | 2498.1252 | 2574.5465 | 2587.484 | 2239.4591 | 2208.0742 | 2259.7575 | 2432.1042 | 3041.4163 | 3271.1741 | 3534.6743 | 3788.421 | 4162.43 | 4911.8692 | 4454.3693 | 4470.4645 | 4432.405 | 4561.9646 | 4657.0062 | 4862.888 | 5100.7208 | 5402.4094 | 5896.0838 | 6103.5753 | 6276.3962 | 6412.796 | 6576.4786 | 6837.1632 | 6759.2195 | 5614.6172
F6_Commercial_College_New_Food Preparation_Natural Gas_Range_Codes & Standards Forecast | F6 | Commercial | College | New | Food Preparation | Natural Gas | Range | Codes & Standards Forecast | Avg. Replacement Usage (kWh) | 0.034819 | 0.03363 | 0.037464 | 0.036774 | 0.036774 | 0.036774 | 0.036774 | 0.036774 | 0.036774 | 0.036774 | 0.036774 | 0.036774 | 0.036774 | 0.036774 | 0.036774 | 0.036774 | 0.036774 | 0.036774 | 0.036774 | 0.036774 | 0.036774 | 0.036774 | 0.036774 | 0.036774 | 0.036774 | 0.036774 | 0.036774 | 0.036774 | 0.036774 | 0.036774 | 0.036774 | 0.036774 | 0.036774
F7_Commercial_College_New_Food Preparation_Natural Gas_Range_Codes & Standards Forecast | F7 | Commercial | College | New | Food Preparation | Natural Gas | Range | Codes & Standards Forecast | Avg. Replacement Summer Demand (kW) | 0 | 0 | 0 | 0 | 0 | 0 | 0 | 0 | 0 | 0 | 0 | 0 | 0 | 0 | 0 | 0 | 0 | 0 | 0 | 0 | 0 | 0 | 0 | 0 | 0 | 0 | 0 | 0 | 0 | 0 | 0 | 0 | 0
F8_Commercial_College_New_Food Preparation_Natural Gas_Range_Codes & Standards Forecast | F8 | Commercial | College | New | Food Preparation | Natural Gas | Range | Codes & Standards Forecast | Avg. Replacement Winter Demand (kW) | 0 | 0 | 0 | 0 | 0 | 0 | 0 | 0 | 0 | 0 | 0 | 0 | 0 | 0 | 0 | 0 | 0 | 0 | 0 | 0 | 0 | 0 | 0 | 0 | 0 | 0 | 0 | 0 | 0 | 0 | 0 | 0 | 0
F1_Commercial_College_New_Food Preparation_Natural Gas_Steamer_Codes & Standards Forecast | F1 | Commercial | College | New | Food Preparation | Natural Gas | Steamer | Codes & Standards Forecast | Units | 0 | 243.7089 | 1419.2076 | 2170.4335 | 3068.6358 | 3994.3155 | 4924.6468 | 5729.8456 | 6523.7599 | 7336.257 | 8161.9796 | 8981.4294 | 9788.0622 | 10583.7 | 11380.488 | 12174.8662 | 12973.8481 | 13754.1899 | 14503.5363 | 15228.7047 | 15954.2295 | 16694.4452 | 17444.3078 | 18202.1045 | 18968.0424 | 19736.1383 | 20507.237 | 21278.855 | 22053.877 | 22830.5884 | 23613.0787 | 24396.1377 | 24728.7883
F2_Commercial_College_New_Food Preparation_Natural Gas_Steamer_Codes & Standards Forecast | F2 | Commercial | College | New | Food Preparation | Natural Gas | Steamer | Codes & Standards Forecast | Usage (MMtherm) | 0 | 1.9311e-05 | 0.00012527 | 0.00013655 | 0.00015278 | 0.00016951 | 0.00018633 | 0.00020088 | 0.00021523 | 0.00022991 | 0.00024298 | 0.00024718 | 0.00025233 | 0.00025833 | 0.00026528 | 0.00027302 | 0.00028157 | 0.00029045 | 0.00029934 | 0.00030316 | 0.00028835 | 0.00030173 | 0.00031528 | 0.00032898 | 0.00034282 | 0.0003567 | 0.00037064 | 0.00038459 | 0.00039859 | 0.00041263 | 0.00042678 | 0.00044093 | 0.00044694
F3_Commercial_College_New_Food Preparation_Natural Gas_Steamer_Codes & Standards Forecast | F3 | Commercial | College | New | Food Preparation | Natural Gas | Steamer | Codes & Standards Forecast | Summer Peak Demand (MW) | 0 | 0 | 0 | 0 | 0 | 0 | 0 | 0 | 0 | 0 | 0 | 0 | 0 | 0 | 0 | 0 | 0 | 0 | 0 | 0 | 0 | 0 | 0 | 0 | 0 | 0 | 0 | 0 | 0 | 0 | 0 | 0 | 0
F4_Commercial_College_New_Food Preparation_Natural Gas_Steamer_Codes & Standards Forecast | F4 | Commercial | College | New | Food Preparation | Natural Gas | Steamer | Codes & Standards Forecast | Winter Peak Demand (MW) | 0 | 0 | 0 | 0 | 0 | 0 | 0 | 0 | 0 | 0 | 0 | 0 | 0 | 0 | 0 | 0 | 0 | 0 | 0 | 0 | 0 | 0 | 0 | 0 | 0 | 0 | 0 | 0 | 0 | 0 | 0 | 0 | 0
F5_Commercial_College_New_Food Preparation_Natural Gas_Steamer_Codes & Standards Forecast | F5 | Commercial | College | New | Food Preparation | Natural Gas | Steamer | Codes & Standards Forecast | Turnover | 0 | 243.7089 | 1175.4987 | 751.226 | 898.2023 | 925.6796 | 930.3313 | 805.1988 | 793.9143 | 812.4971 | 852.8014 | 974.1307 | 1027.5965 | 1091.8504 | 1162.9413 | 1223.2179 | 1269.6392 | 1286.9167 | 1289.9125 | 1375.4767 | 1698.7543 | 1588.8329 | 1670.7665 | 1714.0552 | 1753.291 | 1748.2801 | 1781.8892 | 1819.1446 | 1871.399 | 1977.3822 | 2042.7547 | 2108.7216 | 1723.3601
F6_Commercial_College_New_Food Preparation_Natural Gas_Steamer_Codes & Standards Forecast | F6 | Commercial | College | New | Food Preparation | Natural Gas | Steamer | Codes & Standards Forecast | Avg. Replacement Usage (kWh) | 0.082039 | 0.079239 | 0.088271 | 0.018074 | 0.018074 | 0.018074 | 0.018074 | 0.018074 | 0.018074 | 0.018074 | 0.018074 | 0.018074 | 0.018074 | 0.018074 | 0.018074 | 0.018074 | 0.018074 | 0.018074 | 0.018074 | 0.018074 | 0.018074 | 0.018074 | 0.018074 | 0.018074 | 0.018074 | 0.018074 | 0.018074 | 0.018074 | 0.018074 | 0.018074 | 0.018074 | 0.018074 | 0.018074
F7_Commercial_College_New_Food Preparation_Natural Gas_Steamer_Codes & Standards Forecast | F7 | Commercial | College | New | Food Preparation | Natural Gas | Steamer | Codes & Standards Forecast | Avg. Replacement Summer Demand (kW) | 0 | 0 | 0 | 0 | 0 | 0 | 0 | 0 | 0 | 0 | 0 | 0 | 0 | 0 | 0 | 0 | 0 | 0 | 0 | 0 | 0 | 0 | 0 | 0 | 0 | 0 | 0 | 0 | 0 | 0 | 0 | 0 | 0
F8_Commercial_College_New_Food Preparation_Natural Gas_Steamer_Codes & Standards Forecast | F8 | Commercial | College | New | Food Preparation | Natural Gas | Steamer | Codes & Standards Forecast | Avg. Replacement Winter Demand (kW) | 0 | 0 | 0 | 0 | 0 | 0 | 0 | 0 | 0 | 0 | 0 | 0 | 0 | 0 | 0 | 0 | 0 | 0 | 0 | 0 | 0 | 0 | 0 | 0 | 0 | 0 | 0 | 0 | 0 | 0 | 0 | 0 | 0
F1_Commercial_College_New_Food Preparation_Natural Gas_Food Prep Other_Codes & Standards Forecast | F1 | Commercial | College | New | Food Preparation | Natural Gas | Food Prep Other | Codes & Standards Forecast | Units | 0 | 30.4636 | 177.4009 | 271.3042 | 383.5795 | 499.2894 | 615.5808 | 716.2307 | 815.47 | 917.0321 | 1020.2475 | 1122.6787 | 1223.5078 | 1322.9625 | 1422.561 | 1521.8583 | 1621.731 | 1719.2737 | 1812.942 | 1903.5881 | 1994.2787 | 2086.8056 | 2180.5385 | 2275.2631 | 2371.0053 | 2467.0173 | 2563.4046 | 2659.8569 | 2756.7346 | 2853.8236 | 2951.6348 | 3049.5172 | 3091.0985
F2_Commercial_College_New_Food Preparation_Natural Gas_Food Prep Other_Codes & Standards Forecast | F2 | Commercial | College | New | Food Preparation | Natural Gas | Food Prep Other | Codes & Standards Forecast | Usage (MMtherm) | 0 | 3.645e-07 | 2.3645e-06 | 3.5496e-06 | 5.0186e-06 | 6.5325e-06 | 8.054e-06 | 9.3708e-06 | 1.0669e-05 | 1.1998e-05 | 1.3348e-05 | 1.4689e-05 | 1.6008e-05 | 1.7309e-05 | 1.8612e-05 | 1.9911e-05 | 2.1218e-05 | 2.2494e-05 | 2.372e-05 | 2.4906e-05 | 2.6092e-05 | 2.7303e-05 | 2.8529e-05 | 2.9768e-05 | 3.1021e-05 | 3.2277e-05 | 3.3538e-05 | 3.48e-05 | 3.6068e-05 | 3.7338e-05 | 3.8618e-05 | 3.9898e-05 | 4.0442e-05
F3_Commercial_College_New_Food Preparation_Natural Gas_Food Prep Other_Codes & Standards Forecast | F3 | Commercial | College | New | Food Preparation | Natural Gas | Food Prep Other | Codes & Standards Forecast | Summer Peak Demand (MW) | 0 | 0 | 0 | 0 | 0 | 0 | 0 | 0 | 0 | 0 | 0 | 0 | 0 | 0 | 0 | 0 | 0 | 0 | 0 | 0 | 0 | 0 | 0 | 0 | 0 | 0 | 0 | 0 | 0 | 0 | 0 | 0 | 0
F4_Commercial_College_New_Food Preparation_Natural Gas_Food Prep Other_Codes & Standards Forecast | F4 | Commercial | College | New | Food Preparation | Natural Gas | Food Prep Other | Codes & Standards Forecast | Winter Peak Demand (MW) | 0 | 0 | 0 | 0 | 0 | 0 | 0 | 0 | 0 | 0 | 0 | 0 | 0 | 0 | 0 | 0 | 0 | 0 | 0 | 0 | 0 | 0 | 0 | 0 | 0 | 0 | 0 | 0 | 0 | 0 | 0 | 0 | 0
F5_Commercial_College_New_Food Preparation_Natural Gas_Food Prep Other_Codes & Standards Forecast | F5 | Commercial | College | New | Food Preparation | Natural Gas | Food Prep Other | Codes & Standards Forecast | Turnover | 0 | 30.4636 | 146.9373 | 93.9032 | 112.2753 | 115.71 | 116.2914 | 100.6498 | 99.2393 | 101.5621 | 109.3081 | 136.6929 | 147.0191 | 158.8618 | 170.2661 | 187.0755 | 220.7582 | 200.1964 | 200.9198 | 199.2092 | 205.0321 | 209.3036 | 218.5568 | 229.2459 | 242.8049 | 264.9925 | 274.318 | 282.0852 | 288.2156 | 295.5721 | 307.2882 | 303.7851 | 252.3423
F6_Commercial_College_New_Food Preparation_Natural Gas_Food Prep Other_Codes & Standards Forecast | F6 | Commercial | College | New | Food Preparation | Natural Gas | Food Prep Other | Codes & Standards Forecast | Avg. Replacement Usage (kWh) | 0.012388 | 0.011965 | 0.013329 | 0.013084 | 0.013084 | 0.013084 | 0.013084 | 0.013084 | 0.013084 | 0.013084 | 0.013084 | 0.013084 | 0.013084 | 0.013084 | 0.013084 | 0.013084 | 0.013084 | 0.013084 | 0.013084 | 0.013084 | 0.013084 | 0.013084 | 0.013084 | 0.013084 | 0.013084 | 0.013084 | 0.013084 | 0.013084 | 0.013084 | 0.013084 | 0.013084 | 0.013084 | 0.013084
F7_Commercial_College_New_Food Preparation_Natural Gas_Food Prep Other_Codes & Standards Forecast | F7 | Commercial | College | New | Food Preparation | Natural Gas | Food Prep Other | Codes & Standards Forecast | Avg. Replacement Summer Demand (kW) | 0 | 0 | 0 | 0 | 0 | 0 | 0 | 0 | 0 | 0 | 0 | 0 | 0 | 0 | 0 | 0 | 0 | 0 | 0 | 0 | 0 | 0 | 0 | 0 | 0 | 0 | 0 | 0 | 0 | 0 | 0 | 0 | 0
F8_Commercial_College_New_Food Preparation_Natural Gas_Food Prep Other_Codes & Standards Forecast | F8 | Commercial | College | New | Food Preparation | Natural Gas | Food Prep Other | Codes & Standards Forecast | Avg. Replacement Winter Demand (kW) | 0 | 0 | 0 | 0 | 0 | 0 | 0 | 0 | 0 | 0 | 0 | 0 | 0 | 0 | 0 | 0 | 0 | 0 | 0 | 0 | 0 | 0 | 0 | 0 | 0 | 0 | 0 | 0 | 0 | 0 | 0 | 0 | 0
F1_Commercial_College_New_Miscellaneous_Natural Gas_Pool Heater_Codes & Standards Forecast | F1 | Commercial | College | New | Miscellaneous | Natural Gas | Pool Heater | Codes & Standards Forecast | Units | 0 | 0 | 0 | 0 | 0 | 0 | 0 | 0 | 0 | 0 | 0 | 0 | 0 | 0 | 0 | 0 | 0 | 0 | 0 | 0 | 0 | 0 | 0 | 0 | 0 | 0 | 0 | 0 | 0 | 0 | 0 | 0 | 0
F2_Commercial_College_New_Miscellaneous_Natural Gas_Pool Heater_Codes & Standards Forecast | F2 | Commercial | College | New | Miscellaneous | Natural Gas | Pool Heater | Codes & Standards Forecast | Usage (MMtherm) | 0 | 0 | 0 | 0 | 0 | 0 | 0 | 0 | 0 | 0 | 0 | 0 | 0 | 0 | 0 | 0 | 0 | 0 | 0 | 0 | 0 | 0 | 0 | 0 | 0 | 0 | 0 | 0 | 0 | 0 | 0 | 0 | 0
F3_Commercial_College_New_Miscellaneous_Natural Gas_Pool Heater_Codes & Standards Forecast | F3 | Commercial | College | New | Miscellaneous | Natural Gas | Pool Heater | Codes & Standards Forecast | Summer Peak Demand (MW) | 0 | 0 | 0 | 0 | 0 | 0 | 0 | 0 | 0 | 0 | 0 | 0 | 0 | 0 | 0 | 0 | 0 | 0 | 0 | 0 | 0 | 0 | 0 | 0 | 0 | 0 | 0 | 0 | 0 | 0 | 0 | 0 | 0
F4_Commercial_College_New_Miscellaneous_Natural Gas_Pool Heater_Codes & Standards Forecast | F4 | Commercial | College | New | Miscellaneous | Natural Gas | Pool Heater | Codes & Standards Forecast | Winter Peak Demand (MW) | 0 | 0 | 0 | 0 | 0 | 0 | 0 | 0 | 0 | 0 | 0 | 0 | 0 | 0 | 0 | 0 | 0 | 0 | 0 | 0 | 0 | 0 | 0 | 0 | 0 | 0 | 0 | 0 | 0 | 0 | 0 | 0 | 0
F5_Commercial_College_New_Miscellaneous_Natural Gas_Pool Heater_Codes & Standards Forecast | F5 | Commercial | College | New | Miscellaneous | Natural Gas | Pool Heater | Codes & Standards Forecast | Turnover | 0 | 0 | 0 | 0 | 0 | 0 | 0 | 0 | 0 | 0 | 0 | 0 | 0 | 0 | 0 | 0 | 0 | 0 | 0 | 0 | 0 | 0 | 0 | 0 | 0 | 0 | 0 | 0 | 0 | 0 | 0 | 0 | 0
F6_Commercial_College_New_Miscellaneous_Natural Gas_Pool Heater_Codes & Standards Forecast | F6 | Commercial | College | New | Miscellaneous | Natural Gas | Pool Heater | Codes & Standards Forecast | Avg. Replacement Usage (kWh) | 0.0089403 | 0.0086351 | 0.0096194 | 0.0094424 | 0.0094424 | 0.0094424 | 0.0094424 | 0.0094424 | 0.0094424 | 0.0094424 | 0.0094424 | 0.0094424 | 0.0094424 | 0.0094424 | 0.0094424 | 0.0094424 | 0.0094424 | 0.0094424 | 0.0094424 | 0.0094424 | 0.0094424 | 0.0094424 | 0.0094424 | 0.0094424 | 0.0094424 | 0.0094424 | 0.0094424 | 0.0094424 | 0.0094424 | 0.0094424 | 0.0094424 | 0.0094424 | 0.0094424
F7_Commercial_College_New_Miscellaneous_Natural Gas_Pool Heater_Codes & Standards Forecast | F7 | Commercial | College | New | Miscellaneous | Natural Gas | Pool Heater | Codes & Standards Forecast | Avg. Replacement Summer Demand (kW) | 0 | 0 | 0 | 0 | 0 | 0 | 0 | 0 | 0 | 0 | 0 | 0 | 0 | 0 | 0 | 0 | 0 | 0 | 0 | 0 | 0 | 0 | 0 | 0 | 0 | 0 | 0 | 0 | 0 | 0 | 0 | 0 | 0
F8_Commercial_College_New_Miscellaneous_Natural Gas_Pool Heater_Codes & Standards Forecast | F8 | Commercial | College | New | Miscellaneous | Natural Gas | Pool Heater | Codes & Standards Forecast | Avg. Replacement Winter Demand (kW) | 0 | 0 | 0 | 0 | 0 | 0 | 0 | 0 | 0 | 0 | 0 | 0 | 0 | 0 | 0 | 0 | 0 | 0 | 0 | 0 | 0 | 0 | 0 | 0 | 0 | 0 | 0 | 0 | 0 | 0 | 0 | 0 | 0
F1_Commercial_College_New_Miscellaneous_Natural Gas_Miscellaneous_Codes & Standards Forecast | F1 | Commercial | College | New | Miscellaneous | Natural Gas | Miscellaneous | Codes & Standards Forecast | Units | 0 | 4645.7014 | 27053.6444 | 41373.8895 | 58495.8709 | 76141.6388 | 93876.0796 | 109225.1811 | 124359.1727 | 139847.3986 | 155587.7365 | 171208.4977 | 186584.9349 | 201751.7819 | 216940.5529 | 232083.3877 | 247313.9786 | 262189.2453 | 276473.66 | 290297.1839 | 304127.4994 | 318237.8609 | 332532.1174 | 346977.6168 | 361578.308 | 376220.1366 | 390919.2048 | 405628.1736 | 420402.0304 | 435208.0916 | 450124.3118 | 465051.375 | 471392.5276
F2_Commercial_College_New_Miscellaneous_Natural Gas_Miscellaneous_Codes & Standards Forecast | F2 | Commercial | College | New | Miscellaneous | Natural Gas | Miscellaneous | Codes & Standards Forecast | Usage (MMtherm) | 0 | 0.00015517 | 0.0010066 | 0.0015111 | 0.0021365 | 0.002781 | 0.0034287 | 0.0039893 | 0.0045421 | 0.0051078 | 0.0056827 | 0.0062532 | 0.0068148 | 0.0073688 | 0.0079235 | 0.0084766 | 0.0090329 | 0.0095762 | 0.010098 | 0.010603 | 0.011108 | 0.011623 | 0.012145 | 0.012673 | 0.013206 | 0.013741 | 0.014278 | 0.014815 | 0.015355 | 0.015895 | 0.01644 | 0.016985 | 0.017217
F3_Commercial_College_New_Miscellaneous_Natural Gas_Miscellaneous_Codes & Standards Forecast | F3 | Commercial | College | New | Miscellaneous | Natural Gas | Miscellaneous | Codes & Standards Forecast | Summer Peak Demand (MW) | 0 | 0 | 0 | 0 | 0 | 0 | 0 | 0 | 0 | 0 | 0 | 0 | 0 | 0 | 0 | 0 | 0 | 0 | 0 | 0 | 0 | 0 | 0 | 0 | 0 | 0 | 0 | 0 | 0 | 0 | 0 | 0 | 0
F4_Commercial_College_New_Miscellaneous_Natural Gas_Miscellaneous_Codes & Standards Forecast | F4 | Commercial | College | New | Miscellaneous | Natural Gas | Miscellaneous | Codes & Standards Forecast | Winter Peak Demand (MW) | 0 | 0 | 0 | 0 | 0 | 0 | 0 | 0 | 0 | 0 | 0 | 0 | 0 | 0 | 0 | 0 | 0 | 0 | 0 | 0 | 0 | 0 | 0 | 0 | 0 | 0 | 0 | 0 | 0 | 0 | 0 | 0 | 0
F5_Commercial_College_New_Miscellaneous_Natural Gas_Miscellaneous_Codes & Standards Forecast | F5 | Commercial | College | New | Miscellaneous | Natural Gas | Miscellaneous | Codes & Standards Forecast | Turnover | 0 | 4645.7014 | 22407.9431 | 14320.245 | 17785.653 | 21415.7641 | 23011.6153 | 22413.2015 | 24248.3294 | 26587.8889 | 28456.2208 | 31337.6948 | 37821.5205 | 36114.2556 | 38630.1776 | 41696.2022 | 43614.7621 | 44548.801 | 46210.1506 | 48100.7681 | 50119.2768 | 52656.1736 | 56094.1713 | 56936.4707 | 59276.8662 | 61842.454 | 63849.5148 | 65578.1857 | 67694.7252 | 69839.0096 | 72043.7381 | 74303.3251 | 68213.778
F6_Commercial_College_New_Miscellaneous_Natural Gas_Miscellaneous_Codes & Standards Forecast | F6 | Commercial | College | New | Miscellaneous | Natural Gas | Miscellaneous | Codes & Standards Forecast | Avg. Replacement Usage (kWh) | 0.034582 | 0.033401 | 0.037209 | 0.036524 | 0.036524 | 0.036524 | 0.036524 | 0.036524 | 0.036524 | 0.036524 | 0.036524 | 0.036524 | 0.036524 | 0.036524 | 0.036524 | 0.036524 | 0.036524 | 0.036524 | 0.036524 | 0.036524 | 0.036524 | 0.036524 | 0.036524 | 0.036524 | 0.036524 | 0.036524 | 0.036524 | 0.036524 | 0.036524 | 0.036524 | 0.036524 | 0.036524 | 0.036524
F7_Commercial_College_New_Miscellaneous_Natural Gas_Miscellaneous_Codes & Standards Forecast | F7 | Commercial | College | New | Miscellaneous | Natural Gas | Miscellaneous | Codes & Standards Forecast | Avg. Replacement Summer Demand (kW) | 0 | 0 | 0 | 0 | 0 | 0 | 0 | 0 | 0 | 0 | 0 | 0 | 0 | 0 | 0 | 0 | 0 | 0 | 0 | 0 | 0 | 0 | 0 | 0 | 0 | 0 | 0 | 0 | 0 | 0 | 0 | 0 | 0
F8_Commercial_College_New_Miscellaneous_Natural Gas_Miscellaneous_Codes & Standards Forecast | F8 | Commercial | College | New | Miscellaneous | Natural Gas | Miscellaneous | Codes & Standards Forecast | Avg. Replacement Winter Demand (kW) | 0 | 0 | 0 | 0 | 0 | 0 | 0 | 0 | 0 | 0 | 0 | 0 | 0 | 0 | 0 | 0 | 0 | 0 | 0 | 0 | 0 | 0 | 0 | 0 | 0 | 0 | 0 | 0 | 0 | 0 | 0 | 0 | 0
F1_Commercial_Hospital_Existing_Space Heating_Natural Gas_Furnace_Codes & Standards Forecast | F1 | Commercial | Hospital | Existing | Space Heating | Natural Gas | Furnace | Codes & Standards Forecast | Units | 377023.61 | 375105.399 | 373187.188 | 370870.6927 | 379536.3406 | 378516.3667 | 377615.9305 | 376804.9178 | 376021.4042 | 375242.742 | 374460.1824 | 373678.6707 | 372903.8196 | 372137.5588 | 371375.0502 | 370615.5651 | 369855.3896 | 369103.7884 | 368371.3187 | 367659.982 | 366959.0427 | 366256.2671 | 365547.9629 | 364833.0907 | 364111.039 | 363384.3615 | 362653.9413 | 361921.3952 | 361186.1582 | 360448.764 | 359707.5326 | 358964.1044 | 363858.7167
F2_Commercial_Hospital_Existing_Space Heating_Natural Gas_Furnace_Codes & Standards Forecast | F2 | Commercial | Hospital | Existing | Space Heating | Natural Gas | Furnace | Codes & Standards Forecast | Usage (MMtherm) | 0.055772 | 0.053547 | 0.058977 | 0.057171 | 0.058108 | 0.057436 | 0.056778 | 0.056131 | 0.055488 | 0.054845 | 0.054201 | 0.05356 | 0.052921 | 0.052287 | 0.051655 | 0.051029 | 0.050406 | 0.04979 | 0.04918 | 0.048588 | 0.048009 | 0.047441 | 0.046873 | 0.046323 | 0.045789 | 0.045273 | 0.044769 | 0.04428 | 0.043804 | 0.043339 | 0.042884 | 0.042439 | 0.042891
F3_Commercial_Hospital_Existing_Space Heating_Natural Gas_Furnace_Codes & Standards Forecast | F3 | Commercial | Hospital | Existing | Space Heating | Natural Gas | Furnace | Codes & Standards Forecast | Summer Peak Demand (MW) | 0 | 0 | 0 | 0 | 0 | 0 | 0 | 0 | 0 | 0 | 0 | 0 | 0 | 0 | 0 | 0 | 0 | 0 | 0 | 0 | 0 | 0 | 0 | 0 | 0 | 0 | 0 | 0 | 0 | 0 | 0 | 0 | 0
F4_Commercial_Hospital_Existing_Space Heating_Natural Gas_Furnace_Codes & Standards Forecast | F4 | Commercial | Hospital | Existing | Space Heating | Natural Gas | Furnace | Codes & Standards Forecast | Winter Peak Demand (MW) | 0 | 0 | 0 | 0 | 0 | 0 | 0 | 0 | 0 | 0 | 0 | 0 | 0 | 0 | 0 | 0 | 0 | 0 | 0 | 0 | 0 | 0 | 0 | 0 | 0 | 0 | 0 | 0 | 0 | 0 | 0 | 0 | 0
F5_Commercial_Hospital_Existing_Space Heating_Natural Gas_Furnace_Codes & Standards Forecast | F5 | Commercial | Hospital | Existing | Space Heating | Natural Gas | Furnace | Codes & Standards Forecast | Turnover | 0 | 7527.1986 | 8160.7695 | 8726.6283 | 17961.3673 | 9794.641 | 10253.7934 | 10676.1554 | 11063.3038 | 11417.4711 | 11741.0056 | 12036.4589 | 12306.2332 | 12552.4477 | 12776.8315 | 12981.0949 | 13166.7032 | 13335.4568 | 13489.1061 | 12982.003 | 12563.7224 | 12222.8627 | 12591.5441 | 12326.4312 | 12116.2698 | 11953.9208 | 11832.9785 | 11747.7738 | 11693.2082 | 11664.7954 | 11658.4949 | 11670.838 | 18912.9355
F6_Commercial_Hospital_Existing_Space Heating_Natural Gas_Furnace_Codes & Standards Forecast | F6 | Commercial | Hospital | Existing | Space Heating | Natural Gas | Furnace | Codes & Standards Forecast | Avg. Replacement Usage (kWh) | 0.14431 | 0.13939 | 0.15445 | 0.1508 | 0.15 | 0.1341 | 0.13338 | 0.13265 | 0.13193 | 0.1312 | 0.13048 | 0.12975 | 0.12903 | 0.1283 | 0.12758 | 0.12685 | 0.12613 | 0.1254 | 0.12468 | 0.12395 | 0.12323 | 0.1225 | 0.12178 | 0.12105 | 0.12033 | 0.11961 | 0.11888 | 0.11816 | 0.11743 | 0.11671 | 0.11598 | 0.11526 | 0.11526
F7_Commercial_Hospital_Existing_Space Heating_Natural Gas_Furnace_Codes & Standards Forecast | F7 | Commercial | Hospital | Existing | Space Heating | Natural Gas | Furnace | Codes & Standards Forecast | Avg. Replacement Summer Demand (kW) | 0 | 0 | 0 | 0 | 0 | 0 | 0 | 0 | 0 | 0 | 0 | 0 | 0 | 0 | 0 | 0 | 0 | 0 | 0 | 0 | 0 | 0 | 0 | 0 | 0 | 0 | 0 | 0 | 0 | 0 | 0 | 0 | 0
F8_Commercial_Hospital_Existing_Space Heating_Natural Gas_Furnace_Codes & Standards Forecast | F8 | Commercial | Hospital | Existing | Space Heating | Natural Gas | Furnace | Codes & Standards Forecast | Avg. Replacement Winter Demand (kW) | 0 | 0 | 0 | 0 | 0 | 0 | 0 | 0 | 0 | 0 | 0 | 0 | 0 | 0 | 0 | 0 | 0 | 0 | 0 | 0 | 0 | 0 | 0 | 0 | 0 | 0 | 0 | 0 | 0 | 0 | 0 | 0 | 0
F1_Commercial_Hospital_Existing_Space Heating_Natural Gas_Boiler_Codes & Standards Forecast | F1 | Commercial | Hospital | Existing | Space Heating | Natural Gas | Boiler | Codes & Standards Forecast | Units | 2124892.5734 | 2114081.5997 | 2103270.6259 | 2090214.9354 | 2139054.2397 | 2133305.7009 | 2128230.8722 | 2123660.0312 | 2119244.1745 | 2114855.6605 | 2110445.1805 | 2106040.6064 | 2101673.5714 | 2097354.9509 | 2093057.4775 | 2088777.0445 | 2084492.7208 | 2080256.7214 | 2076128.5463 | 2072119.4762 | 2068169.0059 | 2064208.1854 | 2060216.2069 | 2056187.2108 | 2052117.7512 | 2048022.2209 | 2043905.5971 | 2039776.9912 | 2035633.2197 | 2031477.2906 | 2027299.7353 | 2023109.7981 | 2050695.6708
F2_Commercial_Hospital_Existing_Space Heating_Natural Gas_Boiler_Codes & Standards Forecast | F2 | Commercial | Hospital | Existing | Space Heating | Natural Gas | Boiler | Codes & Standards Forecast | Usage (MMtherm) | 0.74917 | 0.72378 | 0.80247 | 0.78333 | 0.80554 | 0.80074 | 0.79614 | 0.79169 | 0.78722 | 0.78268 | 0.77803 | 0.77327 | 0.76841 | 0.76345 | 0.75835 | 0.75312 | 0.74774 | 0.74223 | 0.7366 | 0.73086 | 0.72498 | 0.71897 | 0.7128 | 0.7065 | 0.69984 | 0.69329 | 0.68682 | 0.68046 | 0.67418 | 0.66799 | 0.66186 | 0.6558 | 0.66413
F3_Commercial_Hospital_Existing_Space Heating_Natural Gas_Boiler_Codes & Standards Forecast | F3 | Commercial | Hospital | Existing | Space Heating | Natural Gas | Boiler | Codes & Standards Forecast | Summer Peak Demand (MW) | 0 | 0 | 0 | 0 | 0 | 0 | 0 | 0 | 0 | 0 | 0 | 0 | 0 | 0 | 0 | 0 | 0 | 0 | 0 | 0 | 0 | 0 | 0 | 0 | 0 | 0 | 0 | 0 | 0 | 0 | 0 | 0 | 0
F4_Commercial_Hospital_Existing_Space Heating_Natural Gas_Boiler_Codes & Standards Forecast | F4 | Commercial | Hospital | Existing | Space Heating | Natural Gas | Boiler | Codes & Standards Forecast | Winter Peak Demand (MW) | 0 | 0 | 0 | 0 | 0 | 0 | 0 | 0 | 0 | 0 | 0 | 0 | 0 | 0 | 0 | 0 | 0 | 0 | 0 | 0 | 0 | 0 | 0 | 0 | 0 | 0 | 0 | 0 | 0 | 0 | 0 | 0 | 0
F5_Commercial_Hospital_Existing_Space Heating_Natural Gas_Boiler_Codes & Standards Forecast | F5 | Commercial | Hospital | Existing | Space Heating | Natural Gas | Boiler | Codes & Standards Forecast | Turnover | 0 | 39029.1988 | 42314.3203 | 45248.3488 | 97038.4415 | 50786.0904 | 53166.8368 | 55356.8216 | 57364.2204 | 59200.6097 | 60878.1648 | 62410.1171 | 63808.9208 | 65085.5651 | 66249.015 | 67308.139 | 68270.5349 | 69145.5372 | 69942.2224 | 70667.5599 | 71325.5326 | 68577.3519 | 66295.2726 | 64421.763 | 66509.6712 | 65021.4627 | 63826.8804 | 62888.1307 | 62171.1934 | 61645.9849 | 61285.4096 | 61065.9636 | 88679.3502
F6_Commercial_Hospital_Existing_Space Heating_Natural Gas_Boiler_Codes & Standards Forecast | F6 | Commercial | Hospital | Existing | Space Heating | Natural Gas | Boiler | Codes & Standards Forecast | Avg. Replacement Usage (kWh) | 0.42426 | 0.40978 | 0.45407 | 0.44334 | 0.44097 | 0.37328 | 0.37126 | 0.36924 | 0.36722 | 0.3652 | 0.36318 | 0.36117 | 0.35915 | 0.35713 | 0.35511 | 0.35309 | 0.35108 | 0.34906 | 0.34704 | 0.34502 | 0.343 | 0.34099 | 0.33897 | 0.33695 | 0.33494 | 0.33293 | 0.3309 | 0.32889 | 0.32687 | 0.32486 | 0.32284 | 0.32082 | 0.32082
F7_Commercial_Hospital_Existing_Space Heating_Natural Gas_Boiler_Codes & Standards Forecast | F7 | Commercial | Hospital | Existing | Space Heating | Natural Gas | Boiler | Codes & Standards Forecast | Avg. Replacement Summer Demand (kW) | 0 | 0 | 0 | 0 | 0 | 0 | 0 | 0 | 0 | 0 | 0 | 0 | 0 | 0 | 0 | 0 | 0 | 0 | 0 | 0 | 0 | 0 | 0 | 0 | 0 | 0 | 0 | 0 | 0 | 0 | 0 | 0 | 0
F8_Commercial_Hospital_Existing_Space Heating_Natural Gas_Boiler_Codes & Standards Forecast | F8 | Commercial | Hospital | Existing | Space Heating | Natural Gas | Boiler | Codes & Standards Forecast | Avg. Replacement Winter Demand (kW) | 0 | 0 | 0 | 0 | 0 | 0 | 0 | 0 | 0 | 0 | 0 | 0 | 0 | 0 | 0 | 0 | 0 | 0 | 0 | 0 | 0 | 0 | 0 | 0 | 0 | 0 | 0 | 0 | 0 | 0 | 0 | 0 | 0
F1_Commercial_Hospital_Existing_Space Heating_Natural Gas_Unit Heater_Codes & Standards Forecast | F1 | Commercial | Hospital | Existing | Space Heating | Natural Gas | Unit Heater | Codes & Standards Forecast | Units | 0 | 0 | 0 | 0 | 0 | 0 | 0 | 0 | 0 | 0 | 0 | 0 | 0 | 0 | 0 | 0 | 0 | 0 | 0 | 0 | 0 | 0 | 0 | 0 | 0 | 0 | 0 | 0 | 0 | 0 | 0 | 0 | 0
F2_Commercial_Hospital_Existing_Space Heating_Natural Gas_Unit Heater_Codes & Standards Forecast | F2 | Commercial | Hospital | Existing | Space Heating | Natural Gas | Unit Heater | Codes & Standards Forecast | Usage (MMtherm) | 0 | 0 | 0 | 0 | 0 | 0 | 0 | 0 | 0 | 0 | 0 | 0 | 0 | 0 | 0 | 0 | 0 | 0 | 0 | 0 | 0 | 0 | 0 | 0 | 0 | 0 | 0 | 0 | 0 | 0 | 0 | 0 | 0
F3_Commercial_Hospital_Existing_Space Heating_Natural Gas_Unit Heater_Codes & Standards Forecast | F3 | Commercial | Hospital | Existing | Space Heating | Natural Gas | Unit Heater | Codes & Standards Forecast | Summer Peak Demand (MW) | 0 | 0 | 0 | 0 | 0 | 0 | 0 | 0 | 0 | 0 | 0 | 0 | 0 | 0 | 0 | 0 | 0 | 0 | 0 | 0 | 0 | 0 | 0 | 0 | 0 | 0 | 0 | 0 | 0 | 0 | 0 | 0 | 0
F4_Commercial_Hospital_Existing_Space Heating_Natural Gas_Unit Heater_Codes & Standards Forecast | F4 | Commercial | Hospital | Existing | Space Heating | Natural Gas | Unit Heater | Codes & Standards Forecast | Winter Peak Demand (MW) | 0 | 0 | 0 | 0 | 0 | 0 | 0 | 0 | 0 | 0 | 0 | 0 | 0 | 0 | 0 | 0 | 0 | 0 | 0 | 0 | 0 | 0 | 0 | 0 | 0 | 0 | 0 | 0 | 0 | 0 | 0 | 0 | 0
F5_Commercial_Hospital_Existing_Space Heating_Natural Gas_Unit Heater_Codes & Standards Forecast | F5 | Commercial | Hospital | Existing | Space Heating | Natural Gas | Unit Heater | Codes & Standards Forecast | Turnover | 0 | 0 | 0 | 0 | 0 | 0 | 0 | 0 | 0 | 0 | 0 | 0 | 0 | 0 | 0 | 0 | 0 | 0 | 0 | 0 | 0 | 0 | 0 | 0 | 0 | 0 | 0 | 0 | 0 | 0 | 0 | 0 | 0
F6_Commercial_Hospital_Existing_Space Heating_Natural Gas_Unit Heater_Codes & Standards Forecast | F6 | Commercial | Hospital | Existing | Space Heating | Natural Gas | Unit Heater | Codes & Standards Forecast | Avg. Replacement Usage (kWh) | 0.073963 | 0.071438 | 0.07916 | 0.077289 | 0.076876 | 0.068808 | 0.068435 | 0.068063 | 0.067691 | 0.06732 | 0.066947 | 0.066575 | 0.066203 | 0.065832 | 0.065459 | 0.065087 | 0.064715 | 0.064344 | 0.063971 | 0.063599 | 0.063227 | 0.062856 | 0.062484 | 0.062112 | 0.06174 | 0.061369 | 0.060997 | 0.060625 | 0.060254 | 0.059882 | 0.05951 | 0.059138 | 0.059138
F7_Commercial_Hospital_Existing_Space Heating_Natural Gas_Unit Heater_Codes & Standards Forecast | F7 | Commercial | Hospital | Existing | Space Heating | Natural Gas | Unit Heater | Codes & Standards Forecast | Avg. Replacement Summer Demand (kW) | 0 | 0 | 0 | 0 | 0 | 0 | 0 | 0 | 0 | 0 | 0 | 0 | 0 | 0 | 0 | 0 | 0 | 0 | 0 | 0 | 0 | 0 | 0 | 0 | 0 | 0 | 0 | 0 | 0 | 0 | 0 | 0 | 0
F8_Commercial_Hospital_Existing_Space Heating_Natural Gas_Unit Heater_Codes & Standards Forecast | F8 | Commercial | Hospital | Existing | Space Heating | Natural Gas | Unit Heater | Codes & Standards Forecast | Avg. Replacement Winter Demand (kW) | 0 | 0 | 0 | 0 | 0 | 0 | 0 | 0 | 0 | 0 | 0 | 0 | 0 | 0 | 0 | 0 | 0 | 0 | 0 | 0 | 0 | 0 | 0 | 0 | 0 | 0 | 0 | 0 | 0 | 0 | 0 | 0 | 0
F1_Commercial_Hospital_Existing_Water Heating_Natural Gas_Water Heater_Codes & Standards Forecast | F1 | Commercial | Hospital | Existing | Water Heating | Natural Gas | Water Heater | Codes & Standards Forecast | Units | 2208836.9072 | 2197598.8436 | 2186360.78 | 2172789.3216 | 2223558.0331 | 2217582.397 | 2212307.0861 | 2207555.673 | 2202965.367 | 2198403.4838 | 2193818.7669 | 2189240.1892 | 2184700.6335 | 2180211.405 | 2175744.1589 | 2171294.6266 | 2166841.0497 | 2162437.7063 | 2158146.4467 | 2153978.9974 | 2149872.463 | 2145755.1694 | 2141605.4869 | 2137417.3245 | 2133187.1001 | 2128929.775 | 2124650.523 | 2120358.8157 | 2116051.3436 | 2111731.2337 | 2107388.6431 | 2103033.1816 | 2131708.84
F2_Commercial_Hospital_Existing_Water Heating_Natural Gas_Water Heater_Codes & Standards Forecast | F2 | Commercial | Hospital | Existing | Water Heating | Natural Gas | Water Heater | Codes & Standards Forecast | Usage (MMtherm) | 0.8204 | 0.77836 | 0.84924 | 0.8142 | 0.81636 | 0.80014 | 0.78525 | 0.77205 | 0.76076 | 0.75162 | 0.744 | 0.73762 | 0.73224 | 0.72766 | 0.72371 | 0.72027 | 0.71723 | 0.71452 | 0.71211 | 0.70993 | 0.70795 | 0.70608 | 0.70431 | 0.70261 | 0.70096 | 0.69935 | 0.69778 | 0.69624 | 0.69472 | 0.69322 | 0.69173 | 0.69025 | 0.69961
F3_Commercial_Hospital_Existing_Water Heating_Natural Gas_Water Heater_Codes & Standards Forecast | F3 | Commercial | Hospital | Existing | Water Heating | Natural Gas | Water Heater | Codes & Standards Forecast | Summer Peak Demand (MW) | 0 | 0 | 0 | 0 | 0 | 0 | 0 | 0 | 0 | 0 | 0 | 0 | 0 | 0 | 0 | 0 | 0 | 0 | 0 | 0 | 0 | 0 | 0 | 0 | 0 | 0 | 0 | 0 | 0 | 0 | 0 | 0 | 0
F4_Commercial_Hospital_Existing_Water Heating_Natural Gas_Water Heater_Codes & Standards Forecast | F4 | Commercial | Hospital | Existing | Water Heating | Natural Gas | Water Heater | Codes & Standards Forecast | Winter Peak Demand (MW) | 0 | 0 | 0 | 0 | 0 | 0 | 0 | 0 | 0 | 0 | 0 | 0 | 0 | 0 | 0 | 0 | 0 | 0 | 0 | 0 | 0 | 0 | 0 | 0 | 0 | 0 | 0 | 0 | 0 | 0 | 0 | 0 | 0
F5_Commercial_Hospital_Existing_Water Heating_Natural Gas_Water Heater_Codes & Standards Forecast | F5 | Commercial | Hospital | Existing | Water Heating | Natural Gas | Water Heater | Codes & Standards Forecast | Turnover | 0 | 87903.9537 | 113690.7606 | 133843.8222 | 201299.5557 | 163440.046 | 173676.9016 | 181786.1606 | 188179.8658 | 193196.3297 | 171384.5713 | 159069.7608 | 153292.9056 | 161857.4034 | 161291.9041 | 185108.9247 | 190130.7421 | 194056.7847 | 210031.9783 | 191853.321 | 187138.7482 | 181697.6561 | 178600.9991 | 175669.3863 | 171172.3066 | 170977.2516 | 173251.3639 | 181855.8194 | 182824.511 | 188881.0577 | 187861.0051 | 186154.4581 | 216347.1403
F6_Commercial_Hospital_Existing_Water Heating_Natural Gas_Water Heater_Codes & Standards Forecast | F6 | Commercial | Hospital | Existing | Water Heating | Natural Gas | Water Heater | Codes & Standards Forecast | Avg. Replacement Usage (kWh) | 0.31067 | 0.30006 | 0.33426 | 0.32811 | 0.32811 | 0.32811 | 0.32811 | 0.32811 | 0.32811 | 0.32811 | 0.32811 | 0.32811 | 0.32811 | 0.32811 | 0.32811 | 0.32811 | 0.32811 | 0.32811 | 0.32811 | 0.32811 | 0.32811 | 0.32811 | 0.32811 | 0.32811 | 0.32811 | 0.32811 | 0.32811 | 0.32811 | 0.32811 | 0.32811 | 0.32811 | 0.32811 | 0.32811
F7_Commercial_Hospital_Existing_Water Heating_Natural Gas_Water Heater_Codes & Standards Forecast | F7 | Commercial | Hospital | Existing | Water Heating | Natural Gas | Water Heater | Codes & Standards Forecast | Avg. Replacement Summer Demand (kW) | 0 | 0 | 0 | 0 | 0 | 0 | 0 | 0 | 0 | 0 | 0 | 0 | 0 | 0 | 0 | 0 | 0 | 0 | 0 | 0 | 0 | 0 | 0 | 0 | 0 | 0 | 0 | 0 | 0 | 0 | 0 | 0 | 0
F8_Commercial_Hospital_Existing_Water Heating_Natural Gas_Water Heater_Codes & Standards Forecast | F8 | Commercial | Hospital | Existing | Water Heating | Natural Gas | Water Heater | Codes & Standards Forecast | Avg. Replacement Winter Demand (kW) | 0 | 0 | 0 | 0 | 0 | 0 | 0 | 0 | 0 | 0 | 0 | 0 | 0 | 0 | 0 | 0 | 0 | 0 | 0 | 0 | 0 | 0 | 0 | 0 | 0 | 0 | 0 | 0 | 0 | 0 | 0 | 0 | 0
F1_Commercial_Hospital_Existing_Food Preparation_Natural Gas_Oven_Codes & Standards Forecast | F1 | Commercial | Hospital | Existing | Food Preparation | Natural Gas | Oven | Codes & Standards Forecast | Units | 53908.1301 | 53633.8577 | 53359.5853 | 53028.3648 | 54267.4089 | 54121.5696 | 53992.8221 | 53876.8607 | 53764.8313 | 53653.4955 | 53541.6024 | 53429.8592 | 53319.0683 | 53209.5057 | 53100.4796 | 52991.8858 | 52883.1933 | 52775.7268 | 52670.9958 | 52569.2864 | 52469.0637 | 52368.5784 | 52267.3027 | 52165.0878 | 52061.8464 | 51957.9435 | 51853.5055 | 51748.7636 | 51643.6369 | 51538.2017 | 51432.2179 | 51325.92 | 52025.7684
F2_Commercial_Hospital_Existing_Food Preparation_Natural Gas_Oven_Codes & Standards Forecast | F2 | Commercial | Hospital | Existing | Food Preparation | Natural Gas | Oven | Codes & Standards Forecast | Usage (MMtherm) | 0.0045866 | 0.0044901 | 0.0050754 | 0.005054 | 0.0053109 | 0.0054087 | 0.0055112 | 0.0056174 | 0.0057261 | 0.0058363 | 0.0059257 | 0.0059978 | 0.0060556 | 0.0061015 | 0.0061376 | 0.0061654 | 0.0061864 | 0.0062017 | 0.0062126 | 0.00622 | 0.0062242 | 0.0062256 | 0.0062247 | 0.0062218 | 0.0062172 | 0.0062112 | 0.006204 | 0.0061959 | 0.006187 | 0.0061774 | 0.0061672 | 0.0061566 | 0.0062425
F3_Commercial_Hospital_Existing_Food Preparation_Natural Gas_Oven_Codes & Standards Forecast | F3 | Commercial | Hospital | Existing | Food Preparation | Natural Gas | Oven | Codes & Standards Forecast | Summer Peak Demand (MW) | 0 | 0 | 0 | 0 | 0 | 0 | 0 | 0 | 0 | 0 | 0 | 0 | 0 | 0 | 0 | 0 | 0 | 0 | 0 | 0 | 0 | 0 | 0 | 0 | 0 | 0 | 0 | 0 | 0 | 0 | 0 | 0 | 0
F4_Commercial_Hospital_Existing_Food Preparation_Natural Gas_Oven_Codes & Standards Forecast | F4 | Commercial | Hospital | Existing | Food Preparation | Natural Gas | Oven | Codes & Standards Forecast | Winter Peak Demand (MW) | 0 | 0 | 0 | 0 | 0 | 0 | 0 | 0 | 0 | 0 | 0 | 0 | 0 | 0 | 0 | 0 | 0 | 0 | 0 | 0 | 0 | 0 | 0 | 0 | 0 | 0 | 0 | 0 | 0 | 0 | 0 | 0 | 0
F5_Commercial_Hospital_Existing_Food Preparation_Natural Gas_Oven_Codes & Standards Forecast | F5 | Commercial | Hospital | Existing | Food Preparation | Natural Gas | Oven | Codes & Standards Forecast | Turnover | 0 | 2979.6588 | 3211.4565 | 3396.1067 | 4805.6381 | 3698.7 | 3807.6962 | 3897.4699 | 3970.8222 | 4030.3394 | 3836.0483 | 3713.746 | 3644.4975 | 3816.1665 | 3778.4423 | 3765.114 | 4569.9659 | 4516.8262 | 4471.3912 | 4727.7599 | 4244.1167 | 4158.4642 | 4109.9702 | 4058.9811 | 4010.6397 | 4033.5215 | 4063.2043 | 4094.6764 | 4227.9121 | 4202.7702 | 4174.2741 | 4364.1268 | 4990.3327
F6_Commercial_Hospital_Existing_Food Preparation_Natural Gas_Oven_Codes & Standards Forecast | F6 | Commercial | Hospital | Existing | Food Preparation | Natural Gas | Oven | Codes & Standards Forecast | Avg. Replacement Usage (kWh) | 0.11377 | 0.10989 | 0.12241 | 0.12016 | 0.12016 | 0.12016 | 0.12016 | 0.12016 | 0.12016 | 0.12016 | 0.12016 | 0.12016 | 0.12016 | 0.12016 | 0.12016 | 0.12016 | 0.12016 | 0.12016 | 0.12016 | 0.12016 | 0.12016 | 0.12016 | 0.12016 | 0.12016 | 0.12016 | 0.12016 | 0.12016 | 0.12016 | 0.12016 | 0.12016 | 0.12016 | 0.12016 | 0.12016
F7_Commercial_Hospital_Existing_Food Preparation_Natural Gas_Oven_Codes & Standards Forecast | F7 | Commercial | Hospital | Existing | Food Preparation | Natural Gas | Oven | Codes & Standards Forecast | Avg. Replacement Summer Demand (kW) | 0 | 0 | 0 | 0 | 0 | 0 | 0 | 0 | 0 | 0 | 0 | 0 | 0 | 0 | 0 | 0 | 0 | 0 | 0 | 0 | 0 | 0 | 0 | 0 | 0 | 0 | 0 | 0 | 0 | 0 | 0 | 0 | 0
F8_Commercial_Hospital_Existing_Food Preparation_Natural Gas_Oven_Codes & Standards Forecast | F8 | Commercial | Hospital | Existing | Food Preparation | Natural Gas | Oven | Codes & Standards Forecast | Avg. Replacement Winter Demand (kW) | 0 | 0 | 0 | 0 | 0 | 0 | 0 | 0 | 0 | 0 | 0 | 0 | 0 | 0 | 0 | 0 | 0 | 0 | 0 | 0 | 0 | 0 | 0 | 0 | 0 | 0 | 0 | 0 | 0 | 0 | 0 | 0 | 0
F1_Commercial_Hospital_Existing_Food Preparation_Natural Gas_Conveyor Oven_Codes & Standards Forecast | F1 | Commercial | Hospital | Existing | Food Preparation | Natural Gas | Conveyor Oven | Codes & Standards Forecast | Units | 26954.065 | 26816.9288 | 26679.7926 | 26514.1824 | 27133.7045 | 27060.7848 | 26996.4111 | 26938.4304 | 26882.4156 | 26826.7477 | 26770.8012 | 26714.9296 | 26659.5342 | 26604.7529 | 26550.2398 | 26495.9429 | 26441.5967 | 26387.8634 | 26335.4979 | 26284.6432 | 26234.5319 | 26184.2892 | 26133.6513 | 26082.5439 | 26030.9232 | 25978.9718 | 25926.7528 | 25874.3818 | 25821.8184 | 25769.1009 | 25716.109 | 25662.96 | 26012.8842
F2_Commercial_Hospital_Existing_Food Preparation_Natural Gas_Conveyor Oven_Codes & Standards Forecast | F2 | Commercial | Hospital | Existing | Food Preparation | Natural Gas | Conveyor Oven | Codes & Standards Forecast | Usage (MMtherm) | 0.003924 | 0.0037854 | 0.0042164 | 0.0041374 | 0.0042758 | 0.004294 | 0.0043154 | 0.0043392 | 0.0043644 | 0.0043905 | 0.0044172 | 0.0044444 | 0.004472 | 0.0045 | 0.0045282 | 0.0045565 | 0.0045849 | 0.0046057 | 0.0046206 | 0.0046308 | 0.0046373 | 0.0046407 | 0.0046415 | 0.0046402 | 0.0046372 | 0.004633 | 0.0046276 | 0.0046214 | 0.0046146 | 0.0046072 | 0.0045993 | 0.0045911 | 0.0046548
F3_Commercial_Hospital_Existing_Food Preparation_Natural Gas_Conveyor Oven_Codes & Standards Forecast | F3 | Commercial | Hospital | Existing | Food Preparation | Natural Gas | Conveyor Oven | Codes & Standards Forecast | Summer Peak Demand (MW) | 0 | 0 | 0 | 0 | 0 | 0 | 0 | 0 | 0 | 0 | 0 | 0 | 0 | 0 | 0 | 0 | 0 | 0 | 0 | 0 | 0 | 0 | 0 | 0 | 0 | 0 | 0 | 0 | 0 | 0 | 0 | 0 | 0
F4_Commercial_Hospital_Existing_Food Preparation_Natural Gas_Conveyor Oven_Codes & Standards Forecast | F4 | Commercial | Hospital | Existing | Food Preparation | Natural Gas | Conveyor Oven | Codes & Standards Forecast | Winter Peak Demand (MW) | 0 | 0 | 0 | 0 | 0 | 0 | 0 | 0 | 0 | 0 | 0 | 0 | 0 | 0 | 0 | 0 | 0 | 0 | 0 | 0 | 0 | 0 | 0 | 0 | 0 | 0 | 0 | 0 | 0 | 0 | 0 | 0 | 0
F5_Commercial_Hospital_Existing_Food Preparation_Natural Gas_Conveyor Oven_Codes & Standards Forecast | F5 | Commercial | Hospital | Existing | Food Preparation | Natural Gas | Conveyor Oven | Codes & Standards Forecast | Turnover | 0 | 630.9866 | 816.0878 | 960.7492 | 1700.053 | 1173.1949 | 1246.6765 | 1304.8858 | 1350.7807 | 1386.7896 | 1414.8776 | 1436.657 | 1453.4229 | 1466.1997 | 1475.7804 | 1482.8096 | 1487.7896 | 1309.1559 | 1202.6791 | 1146.4225 | 1244.1326 | 1220.439 | 1373.3444 | 1396.3742 | 1414.1424 | 1583.2053 | 1406.8947 | 1420.6965 | 1431.0983 | 1438.7852 | 1444.2959 | 1448.0725 | 1803.406
F6_Commercial_Hospital_Existing_Food Preparation_Natural Gas_Conveyor Oven_Codes & Standards Forecast | F6 | Commercial | Hospital | Existing | Food Preparation | Natural Gas | Conveyor Oven | Codes & Standards Forecast | Avg. Replacement Usage (kWh) | 0.16958 | 0.16379 | 0.18246 | 0.1791 | 0.1791 | 0.1791 | 0.1791 | 0.1791 | 0.1791 | 0.1791 | 0.1791 | 0.1791 | 0.1791 | 0.1791 | 0.1791 | 0.1791 | 0.1791 | 0.1791 | 0.1791 | 0.1791 | 0.1791 | 0.1791 | 0.1791 | 0.1791 | 0.1791 | 0.1791 | 0.1791 | 0.1791 | 0.1791 | 0.1791 | 0.1791 | 0.1791 | 0.1791
F7_Commercial_Hospital_Existing_Food Preparation_Natural Gas_Conveyor Oven_Codes & Standards Forecast | F7 | Commercial | Hospital | Existing | Food Preparation | Natural Gas | Conveyor Oven | Codes & Standards Forecast | Avg. Replacement Summer Demand (kW) | 0 | 0 | 0 | 0 | 0 | 0 | 0 | 0 | 0 | 0 | 0 | 0 | 0 | 0 | 0 | 0 | 0 | 0 | 0 | 0 | 0 | 0 | 0 | 0 | 0 | 0 | 0 | 0 | 0 | 0 | 0 | 0 | 0
F8_Commercial_Hospital_Existing_Food Preparation_Natural Gas_Conveyor Oven_Codes & Standards Forecast | F8 | Commercial | Hospital | Existing | Food Preparation | Natural Gas | Conveyor Oven | Codes & Standards Forecast | Avg. Replacement Winter Demand (kW) | 0 | 0 | 0 | 0 | 0 | 0 | 0 | 0 | 0 | 0 | 0 | 0 | 0 | 0 | 0 | 0 | 0 | 0 | 0 | 0 | 0 | 0 | 0 | 0 | 0 | 0 | 0 | 0 | 0 | 0 | 0 | 0 | 0
F1_Commercial_Hospital_Existing_Food Preparation_Natural Gas_Double Rack Oven_Codes & Standards Forecast | F1 | Commercial | Hospital | Existing | Food Preparation | Natural Gas | Double Rack Oven | Codes & Standards Forecast | Units | 26954.065 | 26816.9288 | 26679.7926 | 26514.1824 | 27133.7045 | 27060.7848 | 26996.4111 | 26938.4304 | 26882.4156 | 26826.7477 | 26770.8012 | 26714.9296 | 26659.5342 | 26604.7529 | 26550.2398 | 26495.9429 | 26441.5967 | 26387.8634 | 26335.4979 | 26284.6432 | 26234.5319 | 26184.2892 | 26133.6513 | 26082.5439 | 26030.9232 | 25978.9718 | 25926.7528 | 25874.3818 | 25821.8184 | 25769.1009 | 25716.109 | 25662.96 | 26012.8842
F2_Commercial_Hospital_Existing_Food Preparation_Natural Gas_Double Rack Oven_Codes & Standards Forecast | F2 | Commercial | Hospital | Existing | Food Preparation | Natural Gas | Double Rack Oven | Codes & Standards Forecast | Usage (MMtherm) | 0.0059613 | 0.0057985 | 0.0065272 | 0.0064838 | 0.0068126 | 0.0069365 | 0.0070712 | 0.0072142 | 0.007363 | 0.007516 | 0.0076719 | 0.0078301 | 0.0079529 | 0.0080476 | 0.0081198 | 0.008174 | 0.0082137 | 0.0082421 | 0.0082618 | 0.0082746 | 0.0082818 | 0.0082842 | 0.0082829 | 0.0082783 | 0.0082713 | 0.0082622 | 0.0082516 | 0.0082397 | 0.0082267 | 0.0082129 | 0.0081985 | 0.0081835 | 0.0082967
F3_Commercial_Hospital_Existing_Food Preparation_Natural Gas_Double Rack Oven_Codes & Standards Forecast | F3 | Commercial | Hospital | Existing | Food Preparation | Natural Gas | Double Rack Oven | Codes & Standards Forecast | Summer Peak Demand (MW) | 0 | 0 | 0 | 0 | 0 | 0 | 0 | 0 | 0 | 0 | 0 | 0 | 0 | 0 | 0 | 0 | 0 | 0 | 0 | 0 | 0 | 0 | 0 | 0 | 0 | 0 | 0 | 0 | 0 | 0 | 0 | 0 | 0
F4_Commercial_Hospital_Existing_Food Preparation_Natural Gas_Double Rack Oven_Codes & Standards Forecast | F4 | Commercial | Hospital | Existing | Food Preparation | Natural Gas | Double Rack Oven | Codes & Standards Forecast | Winter Peak Demand (MW) | 0 | 0 | 0 | 0 | 0 | 0 | 0 | 0 | 0 | 0 | 0 | 0 | 0 | 0 | 0 | 0 | 0 | 0 | 0 | 0 | 0 | 0 | 0 | 0 | 0 | 0 | 0 | 0 | 0 | 0 | 0 | 0 | 0
F5_Commercial_Hospital_Existing_Food Preparation_Natural Gas_Double Rack Oven_Codes & Standards Forecast | F5 | Commercial | Hospital | Existing | Food Preparation | Natural Gas | Double Rack Oven | Codes & Standards Forecast | Turnover | 0 | 893.8976 | 1156.1243 | 1361.0614 | 2150.2742 | 1662.0261 | 1766.125 | 1848.5883 | 1913.606 | 1964.6186 | 2004.4099 | 2035.2641 | 1798.5073 | 1661.1593 | 1592.5633 | 1691.3918 | 1675.1374 | 1907.9653 | 1952.2465 | 1986.8565 | 2170.736 | 2002.9823 | 2024.903 | 1990.5641 | 1931.8456 | 1868.0075 | 1833.5559 | 1800.6182 | 1751.9332 | 1746.8014 | 1766.7907 | 1861.1196 | 2228.1876
F6_Commercial_Hospital_Existing_Food Preparation_Natural Gas_Double Rack Oven_Codes & Standards Forecast | F6 | Commercial | Hospital | Existing | Food Preparation | Natural Gas | Double Rack Oven | Codes & Standards Forecast | Avg. Replacement Usage (kWh) | 0.30221 | 0.2919 | 0.32517 | 0.31918 | 0.31918 | 0.31918 | 0.31918 | 0.31918 | 0.31918 | 0.31918 | 0.31918 | 0.31918 | 0.31918 | 0.31918 | 0.31918 | 0.31918 | 0.31918 | 0.31918 | 0.31918 | 0.31918 | 0.31918 | 0.31918 | 0.31918 | 0.31918 | 0.31918 | 0.31918 | 0.31918 | 0.31918 | 0.31918 | 0.31918 | 0.31918 | 0.31918 | 0.31918
F7_Commercial_Hospital_Existing_Food Preparation_Natural Gas_Double Rack Oven_Codes & Standards Forecast | F7 | Commercial | Hospital | Existing | Food Preparation | Natural Gas | Double Rack Oven | Codes & Standards Forecast | Avg. Replacement Summer Demand (kW) | 0 | 0 | 0 | 0 | 0 | 0 | 0 | 0 | 0 | 0 | 0 | 0 | 0 | 0 | 0 | 0 | 0 | 0 | 0 | 0 | 0 | 0 | 0 | 0 | 0 | 0 | 0 | 0 | 0 | 0 | 0 | 0 | 0
F8_Commercial_Hospital_Existing_Food Preparation_Natural Gas_Double Rack Oven_Codes & Standards Forecast | F8 | Commercial | Hospital | Existing | Food Preparation | Natural Gas | Double Rack Oven | Codes & Standards Forecast | Avg. Replacement Winter Demand (kW) | 0 | 0 | 0 | 0 | 0 | 0 | 0 | 0 | 0 | 0 | 0 | 0 | 0 | 0 | 0 | 0 | 0 | 0 | 0 | 0 | 0 | 0 | 0 | 0 | 0 | 0 | 0 | 0 | 0 | 0 | 0 | 0 | 0
F1_Commercial_Hospital_Existing_Food Preparation_Natural Gas_Fryer_Codes & Standards Forecast | F1 | Commercial | Hospital | Existing | Food Preparation | Natural Gas | Fryer | Codes & Standards Forecast | Units | 624027.4452 | 620852.5345 | 617677.6237 | 613843.4961 | 628186.3701 | 626498.169 | 625007.8195 | 623665.4786 | 622368.6527 | 621079.8566 | 619784.6097 | 618491.0972 | 617208.609 | 615940.3389 | 614678.2791 | 613421.2238 | 612163.0258 | 610919.0194 | 609706.6783 | 608529.3154 | 607369.1617 | 606205.9685 | 605033.6249 | 603850.4102 | 602655.3124 | 601452.5583 | 600243.6095 | 599031.1419 | 597814.2205 | 596593.7288 | 595366.886 | 594136.407 | 602237.6832
F2_Commercial_Hospital_Existing_Food Preparation_Natural Gas_Fryer_Codes & Standards Forecast | F2 | Commercial | Hospital | Existing | Food Preparation | Natural Gas | Fryer | Codes & Standards Forecast | Usage (MMtherm) | 0.085883 | 0.08253 | 0.091466 | 0.088795 | 0.089122 | 0.087062 | 0.084545 | 0.081665 | 0.078488 | 0.075925 | 0.07385 | 0.072166 | 0.070795 | 0.069674 | 0.068753 | 0.06799 | 0.067355 | 0.066822 | 0.066373 | 0.065992 | 0.065664 | 0.065378 | 0.065123 | 0.064893 | 0.064682 | 0.064488 | 0.064306 | 0.064134 | 0.063971 | 0.063813 | 0.063661 | 0.063512 | 0.064364
F3_Commercial_Hospital_Existing_Food Preparation_Natural Gas_Fryer_Codes & Standards Forecast | F3 | Commercial | Hospital | Existing | Food Preparation | Natural Gas | Fryer | Codes & Standards Forecast | Summer Peak Demand (MW) | 0 | 0 | 0 | 0 | 0 | 0 | 0 | 0 | 0 | 0 | 0 | 0 | 0 | 0 | 0 | 0 | 0 | 0 | 0 | 0 | 0 | 0 | 0 | 0 | 0 | 0 | 0 | 0 | 0 | 0 | 0 | 0 | 0
F4_Commercial_Hospital_Existing_Food Preparation_Natural Gas_Fryer_Codes & Standards Forecast | F4 | Commercial | Hospital | Existing | Food Preparation | Natural Gas | Fryer | Codes & Standards Forecast | Winter Peak Demand (MW) | 0 | 0 | 0 | 0 | 0 | 0 | 0 | 0 | 0 | 0 | 0 | 0 | 0 | 0 | 0 | 0 | 0 | 0 | 0 | 0 | 0 | 0 | 0 | 0 | 0 | 0 | 0 | 0 | 0 | 0 | 0 | 0 | 0
F5_Commercial_Hospital_Existing_Food Preparation_Natural Gas_Fryer_Codes & Standards Forecast | F5 | Commercial | Hospital | Existing | Food Preparation | Natural Gas | Fryer | Codes & Standards Forecast | Turnover | 0 | 0 | 0 | 11160.7908 | 45593.0883 | 47194.5797 | 59874.4855 | 69957.6527 | 77964.6069 | 62242.5267 | 49690.1772 | 41866.8852 | 42383.3237 | 43116.836 | 46199.7791 | 50645.9454 | 58621.9865 | 67825.2456 | 64368.7871 | 62899.0804 | 61171.8656 | 59412.4619 | 52559.289 | 48763.579 | 48504.1271 | 52234.8145 | 54587.438 | 56775.3763 | 58529.9555 | 60486.6807 | 61015.34 | 57458.6468 | 63287.5429
F6_Commercial_Hospital_Existing_Food Preparation_Natural Gas_Fryer_Codes & Standards Forecast | F6 | Commercial | Hospital | Existing | Food Preparation | Natural Gas | Fryer | Codes & Standards Forecast | Avg. Replacement Usage (kWh) | 0.15046 | 0.14532 | 0.16189 | 0.10678 | 0.10678 | 0.10678 | 0.10678 | 0.10678 | 0.10678 | 0.10678 | 0.10678 | 0.10678 | 0.10678 | 0.10678 | 0.10678 | 0.10678 | 0.10678 | 0.10678 | 0.10678 | 0.10678 | 0.10678 | 0.10678 | 0.10678 | 0.10678 | 0.10678 | 0.10678 | 0.10678 | 0.10678 | 0.10678 | 0.10678 | 0.10678 | 0.10678 | 0.10678
F7_Commercial_Hospital_Existing_Food Preparation_Natural Gas_Fryer_Codes & Standards Forecast | F7 | Commercial | Hospital | Existing | Food Preparation | Natural Gas | Fryer | Codes & Standards Forecast | Avg. Replacement Summer Demand (kW) | 0 | 0 | 0 | 0 | 0 | 0 | 0 | 0 | 0 | 0 | 0 | 0 | 0 | 0 | 0 | 0 | 0 | 0 | 0 | 0 | 0 | 0 | 0 | 0 | 0 | 0 | 0 | 0 | 0 | 0 | 0 | 0 | 0
F8_Commercial_Hospital_Existing_Food Preparation_Natural Gas_Fryer_Codes & Standards Forecast | F8 | Commercial | Hospital | Existing | Food Preparation | Natural Gas | Fryer | Codes & Standards Forecast | Avg. Replacement Winter Demand (kW) | 0 | 0 | 0 | 0 | 0 | 0 | 0 | 0 | 0 | 0 | 0 | 0 | 0 | 0 | 0 | 0 | 0 | 0 | 0 | 0 | 0 | 0 | 0 | 0 | 0 | 0 | 0 | 0 | 0 | 0 | 0 | 0 | 0
F1_Commercial_Hospital_Existing_Food Preparation_Natural Gas_Broiler_Codes & Standards Forecast | F1 | Commercial | Hospital | Existing | Food Preparation | Natural Gas | Broiler | Codes & Standards Forecast | Units | 140487.8542 | 139773.0837 | 139058.3132 | 138195.1326 | 141424.1566 | 141044.0904 | 140708.5667 | 140406.3643 | 140114.4087 | 139824.2609 | 139532.6608 | 139241.4512 | 138952.7235 | 138667.1967 | 138383.0681 | 138100.0661 | 137816.8068 | 137536.7426 | 137263.8072 | 136998.7464 | 136737.56 | 136475.6892 | 136211.7585 | 135945.3803 | 135676.3269 | 135405.5498 | 135133.3781 | 134860.4141 | 134586.4476 | 134311.6772 | 134035.477 | 133758.4581 | 135582.3056
F2_Commercial_Hospital_Existing_Food Preparation_Natural Gas_Broiler_Codes & Standards Forecast | F2 | Commercial | Hospital | Existing | Food Preparation | Natural Gas | Broiler | Codes & Standards Forecast | Usage (MMtherm) | 0.021266 | 0.020505 | 0.022826 | 0.022383 | 0.023083 | 0.023163 | 0.023258 | 0.023366 | 0.02348 | 0.023599 | 0.023721 | 0.023845 | 0.023934 | 0.023996 | 0.024035 | 0.024056 | 0.024063 | 0.024059 | 0.024048 | 0.02403 | 0.024007 | 0.023979 | 0.023947 | 0.023912 | 0.023874 | 0.023834 | 0.023792 | 0.023749 | 0.023704 | 0.023659 | 0.023613 | 0.023566 | 0.023889
F3_Commercial_Hospital_Existing_Food Preparation_Natural Gas_Broiler_Codes & Standards Forecast | F3 | Commercial | Hospital | Existing | Food Preparation | Natural Gas | Broiler | Codes & Standards Forecast | Summer Peak Demand (MW) | 0 | 0 | 0 | 0 | 0 | 0 | 0 | 0 | 0 | 0 | 0 | 0 | 0 | 0 | 0 | 0 | 0 | 0 | 0 | 0 | 0 | 0 | 0 | 0 | 0 | 0 | 0 | 0 | 0 | 0 | 0 | 0 | 0
F4_Commercial_Hospital_Existing_Food Preparation_Natural Gas_Broiler_Codes & Standards Forecast | F4 | Commercial | Hospital | Existing | Food Preparation | Natural Gas | Broiler | Codes & Standards Forecast | Winter Peak Demand (MW) | 0 | 0 | 0 | 0 | 0 | 0 | 0 | 0 | 0 | 0 | 0 | 0 | 0 | 0 | 0 | 0 | 0 | 0 | 0 | 0 | 0 | 0 | 0 | 0 | 0 | 0 | 0 | 0 | 0 | 0 | 0 | 0 | 0
F5_Commercial_Hospital_Existing_Food Preparation_Natural Gas_Broiler_Codes & Standards Forecast | F5 | Commercial | Hospital | Existing | Food Preparation | Natural Gas | Broiler | Codes & Standards Forecast | Turnover | 0 | 4659.1028 | 6025.8602 | 7094.0168 | 11207.4896 | 8662.6817 | 9205.2576 | 9635.0661 | 9973.9466 | 10239.8302 | 10447.2273 | 10608.0432 | 9374.0382 | 8658.1638 | 8300.633 | 8815.739 | 8731.019 | 9944.5463 | 10175.3456 | 10355.7368 | 11314.1391 | 10439.7866 | 10554.04 | 10375.0615 | 10069.0134 | 9736.2813 | 9556.7156 | 9385.0405 | 9131.2881 | 9104.5407 | 9208.7275 | 9700.3807 | 11613.5838
F6_Commercial_Hospital_Existing_Food Preparation_Natural Gas_Broiler_Codes & Standards Forecast | F6 | Commercial | Hospital | Existing | Food Preparation | Natural Gas | Broiler | Codes & Standards Forecast | Avg. Replacement Usage (kWh) | 0.16687 | 0.16117 | 0.17954 | 0.17624 | 0.17624 | 0.17624 | 0.17624 | 0.17624 | 0.17624 | 0.17624 | 0.17624 | 0.17624 | 0.17624 | 0.17624 | 0.17624 | 0.17624 | 0.17624 | 0.17624 | 0.17624 | 0.17624 | 0.17624 | 0.17624 | 0.17624 | 0.17624 | 0.17624 | 0.17624 | 0.17624 | 0.17624 | 0.17624 | 0.17624 | 0.17624 | 0.17624 | 0.17624
F7_Commercial_Hospital_Existing_Food Preparation_Natural Gas_Broiler_Codes & Standards Forecast | F7 | Commercial | Hospital | Existing | Food Preparation | Natural Gas | Broiler | Codes & Standards Forecast | Avg. Replacement Summer Demand (kW) | 0 | 0 | 0 | 0 | 0 | 0 | 0 | 0 | 0 | 0 | 0 | 0 | 0 | 0 | 0 | 0 | 0 | 0 | 0 | 0 | 0 | 0 | 0 | 0 | 0 | 0 | 0 | 0 | 0 | 0 | 0 | 0 | 0
F8_Commercial_Hospital_Existing_Food Preparation_Natural Gas_Broiler_Codes & Standards Forecast | F8 | Commercial | Hospital | Existing | Food Preparation | Natural Gas | Broiler | Codes & Standards Forecast | Avg. Replacement Winter Demand (kW) | 0 | 0 | 0 | 0 | 0 | 0 | 0 | 0 | 0 | 0 | 0 | 0 | 0 | 0 | 0 | 0 | 0 | 0 | 0 | 0 | 0 | 0 | 0 | 0 | 0 | 0 | 0 | 0 | 0 | 0 | 0 | 0 | 0
F1_Commercial_Hospital_Existing_Food Preparation_Natural Gas_Griddle_Codes & Standards Forecast | F1 | Commercial | Hospital | Existing | Food Preparation | Natural Gas | Griddle | Codes & Standards Forecast | Units | 140487.8542 | 139773.0837 | 139058.3132 | 138195.1326 | 141424.1566 | 141044.0904 | 140708.5667 | 140406.3643 | 140114.4087 | 139824.2609 | 139532.6608 | 139241.4512 | 138952.7235 | 138667.1967 | 138383.0681 | 138100.0661 | 137816.8068 | 137536.7426 | 137263.8072 | 136998.7464 | 136737.56 | 136475.6892 | 136211.7585 | 135945.3803 | 135676.3269 | 135405.5498 | 135133.3781 | 134860.4141 | 134586.4476 | 134311.6772 | 134035.477 | 133758.4581 | 135582.3056
F2_Commercial_Hospital_Existing_Food Preparation_Natural Gas_Griddle_Codes & Standards Forecast | F2 | Commercial | Hospital | Existing | Food Preparation | Natural Gas | Griddle | Codes & Standards Forecast | Usage (MMtherm) | 0.014116 | 0.013584 | 0.015081 | 0.014636 | 0.014859 | 0.014726 | 0.014593 | 0.014458 | 0.014322 | 0.014183 | 0.014041 | 0.013898 | 0.013765 | 0.013636 | 0.013528 | 0.013436 | 0.013357 | 0.013271 | 0.013193 | 0.013148 | 0.013108 | 0.013071 | 0.013037 | 0.013003 | 0.012972 | 0.012941 | 0.012911 | 0.012882 | 0.012853 | 0.012825 | 0.012797 | 0.012769 | 0.012942
F3_Commercial_Hospital_Existing_Food Preparation_Natural Gas_Griddle_Codes & Standards Forecast | F3 | Commercial | Hospital | Existing | Food Preparation | Natural Gas | Griddle | Codes & Standards Forecast | Summer Peak Demand (MW) | 0 | 0 | 0 | 0 | 0 | 0 | 0 | 0 | 0 | 0 | 0 | 0 | 0 | 0 | 0 | 0 | 0 | 0 | 0 | 0 | 0 | 0 | 0 | 0 | 0 | 0 | 0 | 0 | 0 | 0 | 0 | 0 | 0
F4_Commercial_Hospital_Existing_Food Preparation_Natural Gas_Griddle_Codes & Standards Forecast | F4 | Commercial | Hospital | Existing | Food Preparation | Natural Gas | Griddle | Codes & Standards Forecast | Winter Peak Demand (MW) | 0 | 0 | 0 | 0 | 0 | 0 | 0 | 0 | 0 | 0 | 0 | 0 | 0 | 0 | 0 | 0 | 0 | 0 | 0 | 0 | 0 | 0 | 0 | 0 | 0 | 0 | 0 | 0 | 0 | 0 | 0 | 0 | 0
F5_Commercial_Hospital_Existing_Food Preparation_Natural Gas_Griddle_Codes & Standards Forecast | F5 | Commercial | Hospital | Existing | Food Preparation | Natural Gas | Griddle | Codes & Standards Forecast | Turnover | 0 | 4659.1028 | 6025.8602 | 7094.0168 | 11207.4896 | 8662.6817 | 9205.2576 | 9635.0661 | 9973.9466 | 10239.8302 | 10447.2273 | 10608.0432 | 9374.0382 | 8658.1638 | 8300.633 | 8815.739 | 8731.019 | 9944.5463 | 10175.3456 | 10355.7368 | 11314.1391 | 10439.7866 | 10554.04 | 10375.0615 | 10069.0134 | 9736.2813 | 9556.7156 | 9385.0405 | 9131.2881 | 9104.5407 | 9208.7275 | 9700.3807 | 11613.5838
F6_Commercial_Hospital_Existing_Food Preparation_Natural Gas_Griddle_Codes & Standards Forecast | F6 | Commercial | Hospital | Existing | Food Preparation | Natural Gas | Griddle | Codes & Standards Forecast | Avg. Replacement Usage (kWh) | 0.10462 | 0.10105 | 0.11256 | 0.095428 | 0.095428 | 0.095428 | 0.095428 | 0.095428 | 0.095428 | 0.095428 | 0.095428 | 0.095428 | 0.095428 | 0.095428 | 0.095428 | 0.095428 | 0.095428 | 0.095428 | 0.095428 | 0.095428 | 0.095428 | 0.095428 | 0.095428 | 0.095428 | 0.095428 | 0.095428 | 0.095428 | 0.095428 | 0.095428 | 0.095428 | 0.095428 | 0.095428 | 0.095428
F7_Commercial_Hospital_Existing_Food Preparation_Natural Gas_Griddle_Codes & Standards Forecast | F7 | Commercial | Hospital | Existing | Food Preparation | Natural Gas | Griddle | Codes & Standards Forecast | Avg. Replacement Summer Demand (kW) | 0 | 0 | 0 | 0 | 0 | 0 | 0 | 0 | 0 | 0 | 0 | 0 | 0 | 0 | 0 | 0 | 0 | 0 | 0 | 0 | 0 | 0 | 0 | 0 | 0 | 0 | 0 | 0 | 0 | 0 | 0 | 0 | 0
F8_Commercial_Hospital_Existing_Food Preparation_Natural Gas_Griddle_Codes & Standards Forecast | F8 | Commercial | Hospital | Existing | Food Preparation | Natural Gas | Griddle | Codes & Standards Forecast | Avg. Replacement Winter Demand (kW) | 0 | 0 | 0 | 0 | 0 | 0 | 0 | 0 | 0 | 0 | 0 | 0 | 0 | 0 | 0 | 0 | 0 | 0 | 0 | 0 | 0 | 0 | 0 | 0 | 0 | 0 | 0 | 0 | 0 | 0 | 0 | 0 | 0
F1_Commercial_Hospital_Existing_Food Preparation_Natural Gas_Range_Codes & Standards Forecast | F1 | Commercial | Hospital | Existing | Food Preparation | Natural Gas | Range | Codes & Standards Forecast | Units | 593911.7391 | 590890.0502 | 587868.3614 | 584219.2697 | 597869.9533 | 596263.2251 | 594844.8003 | 593567.2411 | 592333.0003 | 591106.4018 | 589873.6638 | 588642.5765 | 587421.9814 | 586214.9183 | 585013.7659 | 583817.3763 | 582619.8992 | 581435.9289 | 580282.0956 | 579161.5525 | 578057.3881 | 576950.3309 | 575834.5648 | 574708.4524 | 573571.0302 | 572426.3213 | 571275.7167 | 570121.763 | 568963.5706 | 567801.9801 | 566634.345 | 565463.2491 | 573173.5559
F2_Commercial_Hospital_Existing_Food Preparation_Natural Gas_Range_Codes & Standards Forecast | F2 | Commercial | Hospital | Existing | Food Preparation | Natural Gas | Range | Codes & Standards Forecast | Usage (MMtherm) | 0.061902 | 0.059897 | 0.066976 | 0.066021 | 0.068554 | 0.069207 | 0.069932 | 0.070712 | 0.071529 | 0.07237 | 0.073009 | 0.073488 | 0.073839 | 0.074089 | 0.074258 | 0.074362 | 0.074414 | 0.074426 | 0.074409 | 0.074369 | 0.074311 | 0.074235 | 0.074144 | 0.074041 | 0.073929 | 0.073808 | 0.073681 | 0.073549 | 0.073414 | 0.073275 | 0.073133 | 0.072989 | 0.07399
F3_Commercial_Hospital_Existing_Food Preparation_Natural Gas_Range_Codes & Standards Forecast | F3 | Commercial | Hospital | Existing | Food Preparation | Natural Gas | Range | Codes & Standards Forecast | Summer Peak Demand (MW) | 0 | 0 | 0 | 0 | 0 | 0 | 0 | 0 | 0 | 0 | 0 | 0 | 0 | 0 | 0 | 0 | 0 | 0 | 0 | 0 | 0 | 0 | 0 | 0 | 0 | 0 | 0 | 0 | 0 | 0 | 0 | 0 | 0
F4_Commercial_Hospital_Existing_Food Preparation_Natural Gas_Range_Codes & Standards Forecast | F4 | Commercial | Hospital | Existing | Food Preparation | Natural Gas | Range | Codes & Standards Forecast | Winter Peak Demand (MW) | 0 | 0 | 0 | 0 | 0 | 0 | 0 | 0 | 0 | 0 | 0 | 0 | 0 | 0 | 0 | 0 | 0 | 0 | 0 | 0 | 0 | 0 | 0 | 0 | 0 | 0 | 0 | 0 | 0 | 0 | 0 | 0 | 0
F5_Commercial_Hospital_Existing_Food Preparation_Natural Gas_Range_Codes & Standards Forecast | F5 | Commercial | Hospital | Existing | Food Preparation | Natural Gas | Range | Codes & Standards Forecast | Turnover | 0 | 23635.602 | 30569.1548 | 35987.907 | 54125.3946 | 43945.7353 | 46698.2195 | 48878.6358 | 50597.7743 | 51946.6004 | 46081.858 | 42770.6536 | 41217.3737 | 43520.1945 | 43368.1432 | 49772.0602 | 51122.3257 | 52177.9594 | 56473.3671 | 51585.4924 | 50317.8388 | 48854.8387 | 48022.2101 | 47233.9585 | 46024.7843 | 45972.338 | 46583.8009 | 48897.3657 | 49157.8273 | 50786.3107 | 50512.0391 | 50053.183 | 58171.3869
F6_Commercial_Hospital_Existing_Food Preparation_Natural Gas_Range_Codes & Standards Forecast | F6 | Commercial | Hospital | Existing | Food Preparation | Natural Gas | Range | Codes & Standards Forecast | Avg. Replacement Usage (kWh) | 0.12226 | 0.11809 | 0.13155 | 0.12913 | 0.12913 | 0.12913 | 0.12913 | 0.12913 | 0.12913 | 0.12913 | 0.12913 | 0.12913 | 0.12913 | 0.12913 | 0.12913 | 0.12913 | 0.12913 | 0.12913 | 0.12913 | 0.12913 | 0.12913 | 0.12913 | 0.12913 | 0.12913 | 0.12913 | 0.12913 | 0.12913 | 0.12913 | 0.12913 | 0.12913 | 0.12913 | 0.12913 | 0.12913
F7_Commercial_Hospital_Existing_Food Preparation_Natural Gas_Range_Codes & Standards Forecast | F7 | Commercial | Hospital | Existing | Food Preparation | Natural Gas | Range | Codes & Standards Forecast | Avg. Replacement Summer Demand (kW) | 0 | 0 | 0 | 0 | 0 | 0 | 0 | 0 | 0 | 0 | 0 | 0 | 0 | 0 | 0 | 0 | 0 | 0 | 0 | 0 | 0 | 0 | 0 | 0 | 0 | 0 | 0 | 0 | 0 | 0 | 0 | 0 | 0
F8_Commercial_Hospital_Existing_Food Preparation_Natural Gas_Range_Codes & Standards Forecast | F8 | Commercial | Hospital | Existing | Food Preparation | Natural Gas | Range | Codes & Standards Forecast | Avg. Replacement Winter Demand (kW) | 0 | 0 | 0 | 0 | 0 | 0 | 0 | 0 | 0 | 0 | 0 | 0 | 0 | 0 | 0 | 0 | 0 | 0 | 0 | 0 | 0 | 0 | 0 | 0 | 0 | 0 | 0 | 0 | 0 | 0 | 0 | 0 | 0
F1_Commercial_Hospital_Existing_Food Preparation_Natural Gas_Steamer_Codes & Standards Forecast | F1 | Commercial | Hospital | Existing | Food Preparation | Natural Gas | Steamer | Codes & Standards Forecast | Units | 65265.0263 | 64932.9726 | 64600.9188 | 64199.9197 | 65699.9949 | 65523.4313 | 65367.5605 | 65227.1693 | 65091.5385 | 64956.7474 | 64821.2817 | 64685.9974 | 64551.8661 | 64419.2218 | 64287.227 | 64155.7556 | 64024.1647 | 63894.0581 | 63767.2633 | 63644.1266 | 63522.7899 | 63401.1353 | 63278.5236 | 63154.775 | 63029.7835 | 62903.9914 | 62777.5513 | 62650.7432 | 62523.4693 | 62395.822 | 62267.5104 | 62138.8186 | 62986.105
F2_Commercial_Hospital_Existing_Food Preparation_Natural Gas_Steamer_Codes & Standards Forecast | F2 | Commercial | Hospital | Existing | Food Preparation | Natural Gas | Steamer | Codes & Standards Forecast | Usage (MMtherm) | 0.011361 | 0.011182 | 0.012727 | 0.012054 | 0.011757 | 0.011306 | 0.010835 | 0.010348 | 0.0098437 | 0.0093244 | 0.0087997 | 0.0082617 | 0.0077837 | 0.0073589 | 0.0069811 | 0.0066452 | 0.0063462 | 0.0060801 | 0.0058435 | 0.0054622 | 0.0050998 | 0.0049715 | 0.0048568 | 0.004754 | 0.0046619 | 0.0045792 | 0.0045049 | 0.004438 | 0.0043778 | 0.0043234 | 0.0042742 | 0.0042296 | 0.0042516
F3_Commercial_Hospital_Existing_Food Preparation_Natural Gas_Steamer_Codes & Standards Forecast | F3 | Commercial | Hospital | Existing | Food Preparation | Natural Gas | Steamer | Codes & Standards Forecast | Summer Peak Demand (MW) | 0 | 0 | 0 | 0 | 0 | 0 | 0 | 0 | 0 | 0 | 0 | 0 | 0 | 0 | 0 | 0 | 0 | 0 | 0 | 0 | 0 | 0 | 0 | 0 | 0 | 0 | 0 | 0 | 0 | 0 | 0 | 0 | 0
F4_Commercial_Hospital_Existing_Food Preparation_Natural Gas_Steamer_Codes & Standards Forecast | F4 | Commercial | Hospital | Existing | Food Preparation | Natural Gas | Steamer | Codes & Standards Forecast | Winter Peak Demand (MW) | 0 | 0 | 0 | 0 | 0 | 0 | 0 | 0 | 0 | 0 | 0 | 0 | 0 | 0 | 0 | 0 | 0 | 0 | 0 | 0 | 0 | 0 | 0 | 0 | 0 | 0 | 0 | 0 | 0 | 0 | 0 | 0 | 0
F5_Commercial_Hospital_Existing_Food Preparation_Natural Gas_Steamer_Codes & Standards Forecast | F5 | Commercial | Hospital | Existing | Food Preparation | Natural Gas | Steamer | Codes & Standards Forecast | Turnover | 0 | 2404.9249 | 2724.9359 | 3001.5738 | 4762.5844 | 3485.0609 | 3681.8985 | 3855.9352 | 4009.3095 | 4144.1696 | 3936.6877 | 3788.2222 | 3688.0063 | 3790.3517 | 3742.2213 | 3721.132 | 3721.4239 | 3738.4936 | 3768.5422 | 4482.127 | 4488.1898 | 4471.5704 | 4903.0445 | 4382.8286 | 4355.2492 | 4323.897 | 4291.8012 | 4261.145 | 4210.1735 | 4182.9163 | 4171.0237 | 4267.537 | 5107.7851
F6_Commercial_Hospital_Existing_Food Preparation_Natural Gas_Steamer_Codes & Standards Forecast | F6 | Commercial | Hospital | Existing | Food Preparation | Natural Gas | Steamer | Codes & Standards Forecast | Avg. Replacement Usage (kWh) | 0.28807 | 0.27824 | 0.30995 | 0.063463 | 0.063463 | 0.063463 | 0.063463 | 0.063463 | 0.063463 | 0.063463 | 0.063463 | 0.063463 | 0.063463 | 0.063463 | 0.063463 | 0.063463 | 0.063463 | 0.063463 | 0.063463 | 0.063463 | 0.063463 | 0.063463 | 0.063463 | 0.063463 | 0.063463 | 0.063463 | 0.063463 | 0.063463 | 0.063463 | 0.063463 | 0.063463 | 0.063463 | 0.063463
F7_Commercial_Hospital_Existing_Food Preparation_Natural Gas_Steamer_Codes & Standards Forecast | F7 | Commercial | Hospital | Existing | Food Preparation | Natural Gas | Steamer | Codes & Standards Forecast | Avg. Replacement Summer Demand (kW) | 0 | 0 | 0 | 0 | 0 | 0 | 0 | 0 | 0 | 0 | 0 | 0 | 0 | 0 | 0 | 0 | 0 | 0 | 0 | 0 | 0 | 0 | 0 | 0 | 0 | 0 | 0 | 0 | 0 | 0 | 0 | 0 | 0
F8_Commercial_Hospital_Existing_Food Preparation_Natural Gas_Steamer_Codes & Standards Forecast | F8 | Commercial | Hospital | Existing | Food Preparation | Natural Gas | Steamer | Codes & Standards Forecast | Avg. Replacement Winter Demand (kW) | 0 | 0 | 0 | 0 | 0 | 0 | 0 | 0 | 0 | 0 | 0 | 0 | 0 | 0 | 0 | 0 | 0 | 0 | 0 | 0 | 0 | 0 | 0 | 0 | 0 | 0 | 0 | 0 | 0 | 0 | 0 | 0 | 0
F1_Commercial_Hospital_Existing_Food Preparation_Natural Gas_Food Prep Other_Codes & Standards Forecast | F1 | Commercial | Hospital | Existing | Food Preparation | Natural Gas | Food Prep Other | Codes & Standards Forecast | Units | 0 | 0 | 0 | 0 | 0 | 0 | 0 | 0 | 0 | 0 | 0 | 0 | 0 | 0 | 0 | 0 | 0 | 0 | 0 | 0 | 0 | 0 | 0 | 0 | 0 | 0 | 0 | 0 | 0 | 0 | 0 | 0 | 0
F2_Commercial_Hospital_Existing_Food Preparation_Natural Gas_Food Prep Other_Codes & Standards Forecast | F2 | Commercial | Hospital | Existing | Food Preparation | Natural Gas | Food Prep Other | Codes & Standards Forecast | Usage (MMtherm) | 0 | 0 | 0 | 0 | 0 | 0 | 0 | 0 | 0 | 0 | 0 | 0 | 0 | 0 | 0 | 0 | 0 | 0 | 0 | 0 | 0 | 0 | 0 | 0 | 0 | 0 | 0 | 0 | 0 | 0 | 0 | 0 | 0
F3_Commercial_Hospital_Existing_Food Preparation_Natural Gas_Food Prep Other_Codes & Standards Forecast | F3 | Commercial | Hospital | Existing | Food Preparation | Natural Gas | Food Prep Other | Codes & Standards Forecast | Summer Peak Demand (MW) | 0 | 0 | 0 | 0 | 0 | 0 | 0 | 0 | 0 | 0 | 0 | 0 | 0 | 0 | 0 | 0 | 0 | 0 | 0 | 0 | 0 | 0 | 0 | 0 | 0 | 0 | 0 | 0 | 0 | 0 | 0 | 0 | 0
F4_Commercial_Hospital_Existing_Food Preparation_Natural Gas_Food Prep Other_Codes & Standards Forecast | F4 | Commercial | Hospital | Existing | Food Preparation | Natural Gas | Food Prep Other | Codes & Standards Forecast | Winter Peak Demand (MW) | 0 | 0 | 0 | 0 | 0 | 0 | 0 | 0 | 0 | 0 | 0 | 0 | 0 | 0 | 0 | 0 | 0 | 0 | 0 | 0 | 0 | 0 | 0 | 0 | 0 | 0 | 0 | 0 | 0 | 0 | 0 | 0 | 0
F5_Commercial_Hospital_Existing_Food Preparation_Natural Gas_Food Prep Other_Codes & Standards Forecast | F5 | Commercial | Hospital | Existing | Food Preparation | Natural Gas | Food Prep Other | Codes & Standards Forecast | Turnover | 0 | 0 | 0 | 0 | 0 | 0 | 0 | 0 | 0 | 0 | 0 | 0 | 0 | 0 | 0 | 0 | 0 | 0 | 0 | 0 | 0 | 0 | 0 | 0 | 0 | 0 | 0 | 0 | 0 | 0 | 0 | 0 | 0
F6_Commercial_Hospital_Existing_Food Preparation_Natural Gas_Food Prep Other_Codes & Standards Forecast | F6 | Commercial | Hospital | Existing | Food Preparation | Natural Gas | Food Prep Other | Codes & Standards Forecast | Avg. Replacement Usage (kWh) | 0.043498 | 0.042013 | 0.046802 | 0.045941 | 0.045941 | 0.045941 | 0.045941 | 0.045941 | 0.045941 | 0.045941 | 0.045941 | 0.045941 | 0.045941 | 0.045941 | 0.045941 | 0.045941 | 0.045941 | 0.045941 | 0.045941 | 0.045941 | 0.045941 | 0.045941 | 0.045941 | 0.045941 | 0.045941 | 0.045941 | 0.045941 | 0.045941 | 0.045941 | 0.045941 | 0.045941 | 0.045941 | 0.045941
F7_Commercial_Hospital_Existing_Food Preparation_Natural Gas_Food Prep Other_Codes & Standards Forecast | F7 | Commercial | Hospital | Existing | Food Preparation | Natural Gas | Food Prep Other | Codes & Standards Forecast | Avg. Replacement Summer Demand (kW) | 0 | 0 | 0 | 0 | 0 | 0 | 0 | 0 | 0 | 0 | 0 | 0 | 0 | 0 | 0 | 0 | 0 | 0 | 0 | 0 | 0 | 0 | 0 | 0 | 0 | 0 | 0 | 0 | 0 | 0 | 0 | 0 | 0
F8_Commercial_Hospital_Existing_Food Preparation_Natural Gas_Food Prep Other_Codes & Standards Forecast | F8 | Commercial | Hospital | Existing | Food Preparation | Natural Gas | Food Prep Other | Codes & Standards Forecast | Avg. Replacement Winter Demand (kW) | 0 | 0 | 0 | 0 | 0 | 0 | 0 | 0 | 0 | 0 | 0 | 0 | 0 | 0 | 0 | 0 | 0 | 0 | 0 | 0 | 0 | 0 | 0 | 0 | 0 | 0 | 0 | 0 | 0 | 0 | 0 | 0 | 0
F1_Commercial_Hospital_Existing_Miscellaneous_Natural Gas_Pool Heater_Codes & Standards Forecast | F1 | Commercial | Hospital | Existing | Miscellaneous | Natural Gas | Pool Heater | Codes & Standards Forecast | Units | 0 | 0 | 0 | 0 | 0 | 0 | 0 | 0 | 0 | 0 | 0 | 0 | 0 | 0 | 0 | 0 | 0 | 0 | 0 | 0 | 0 | 0 | 0 | 0 | 0 | 0 | 0 | 0 | 0 | 0 | 0 | 0 | 0
F2_Commercial_Hospital_Existing_Miscellaneous_Natural Gas_Pool Heater_Codes & Standards Forecast | F2 | Commercial | Hospital | Existing | Miscellaneous | Natural Gas | Pool Heater | Codes & Standards Forecast | Usage (MMtherm) | 0 | 0 | 0 | 0 | 0 | 0 | 0 | 0 | 0 | 0 | 0 | 0 | 0 | 0 | 0 | 0 | 0 | 0 | 0 | 0 | 0 | 0 | 0 | 0 | 0 | 0 | 0 | 0 | 0 | 0 | 0 | 0 | 0
F3_Commercial_Hospital_Existing_Miscellaneous_Natural Gas_Pool Heater_Codes & Standards Forecast | F3 | Commercial | Hospital | Existing | Miscellaneous | Natural Gas | Pool Heater | Codes & Standards Forecast | Summer Peak Demand (MW) | 0 | 0 | 0 | 0 | 0 | 0 | 0 | 0 | 0 | 0 | 0 | 0 | 0 | 0 | 0 | 0 | 0 | 0 | 0 | 0 | 0 | 0 | 0 | 0 | 0 | 0 | 0 | 0 | 0 | 0 | 0 | 0 | 0
F4_Commercial_Hospital_Existing_Miscellaneous_Natural Gas_Pool Heater_Codes & Standards Forecast | F4 | Commercial | Hospital | Existing | Miscellaneous | Natural Gas | Pool Heater | Codes & Standards Forecast | Winter Peak Demand (MW) | 0 | 0 | 0 | 0 | 0 | 0 | 0 | 0 | 0 | 0 | 0 | 0 | 0 | 0 | 0 | 0 | 0 | 0 | 0 | 0 | 0 | 0 | 0 | 0 | 0 | 0 | 0 | 0 | 0 | 0 | 0 | 0 | 0
F5_Commercial_Hospital_Existing_Miscellaneous_Natural Gas_Pool Heater_Codes & Standards Forecast | F5 | Commercial | Hospital | Existing | Miscellaneous | Natural Gas | Pool Heater | Codes & Standards Forecast | Turnover | 0 | 0 | 0 | 0 | 0 | 0 | 0 | 0 | 0 | 0 | 0 | 0 | 0 | 0 | 0 | 0 | 0 | 0 | 0 | 0 | 0 | 0 | 0 | 0 | 0 | 0 | 0 | 0 | 0 | 0 | 0 | 0 | 0
F6_Commercial_Hospital_Existing_Miscellaneous_Natural Gas_Pool Heater_Codes & Standards Forecast | F6 | Commercial | Hospital | Existing | Miscellaneous | Natural Gas | Pool Heater | Codes & Standards Forecast | Avg. Replacement Usage (kWh) | 0.010152 | 0.0098057 | 0.010923 | 0.010722 | 0.010722 | 0.010722 | 0.010722 | 0.010722 | 0.010722 | 0.010722 | 0.010722 | 0.010722 | 0.010722 | 0.010722 | 0.010722 | 0.010722 | 0.010722 | 0.010722 | 0.010722 | 0.010722 | 0.010722 | 0.010722 | 0.010722 | 0.010722 | 0.010722 | 0.010722 | 0.010722 | 0.010722 | 0.010722 | 0.010722 | 0.010722 | 0.010722 | 0.010722
F7_Commercial_Hospital_Existing_Miscellaneous_Natural Gas_Pool Heater_Codes & Standards Forecast | F7 | Commercial | Hospital | Existing | Miscellaneous | Natural Gas | Pool Heater | Codes & Standards Forecast | Avg. Replacement Summer Demand (kW) | 0 | 0 | 0 | 0 | 0 | 0 | 0 | 0 | 0 | 0 | 0 | 0 | 0 | 0 | 0 | 0 | 0 | 0 | 0 | 0 | 0 | 0 | 0 | 0 | 0 | 0 | 0 | 0 | 0 | 0 | 0 | 0 | 0
F8_Commercial_Hospital_Existing_Miscellaneous_Natural Gas_Pool Heater_Codes & Standards Forecast | F8 | Commercial | Hospital | Existing | Miscellaneous | Natural Gas | Pool Heater | Codes & Standards Forecast | Avg. Replacement Winter Demand (kW) | 0 | 0 | 0 | 0 | 0 | 0 | 0 | 0 | 0 | 0 | 0 | 0 | 0 | 0 | 0 | 0 | 0 | 0 | 0 | 0 | 0 | 0 | 0 | 0 | 0 | 0 | 0 | 0 | 0 | 0 | 0 | 0 | 0
F1_Commercial_Hospital_Existing_Miscellaneous_Natural Gas_Miscellaneous_Codes & Standards Forecast | F1 | Commercial | Hospital | Existing | Miscellaneous | Natural Gas | Miscellaneous | Codes & Standards Forecast | Units | 2728078.0983 | 2714198.2528 | 2700318.4072 | 2683556.6453 | 2746259.7853 | 2738879.4297 | 2732364.0278 | 2726495.6788 | 2720826.3089 | 2715192.0434 | 2709529.5765 | 2703874.692 | 2698268.0027 | 2692723.4711 | 2687206.0895 | 2681710.5856 | 2676210.0865 | 2670771.6294 | 2665471.6042 | 2660324.4939 | 2655252.618 | 2650167.4538 | 2645042.2868 | 2639869.5944 | 2634644.9521 | 2629386.8385 | 2624101.6436 | 2618801.0654 | 2613481.0165 | 2608145.359 | 2602781.9362 | 2597402.6169 | 2632819.1908
F2_Commercial_Hospital_Existing_Miscellaneous_Natural Gas_Miscellaneous_Codes & Standards Forecast | F2 | Commercial | Hospital | Existing | Miscellaneous | Natural Gas | Miscellaneous | Codes & Standards Forecast | Usage (MMtherm) | 0.028332 | 0.027226 | 0.030174 | 0.029435 | 0.030123 | 0.030042 | 0.02997 | 0.029906 | 0.029844 | 0.029782 | 0.02972 | 0.029658 | 0.029596 | 0.029535 | 0.029475 | 0.029415 | 0.029354 | 0.029295 | 0.029237 | 0.02918 | 0.029124 | 0.029069 | 0.029012 | 0.028956 | 0.028898 | 0.028841 | 0.028783 | 0.028725 | 0.028666 | 0.028608 | 0.028549 | 0.02849 | 0.028878
F3_Commercial_Hospital_Existing_Miscellaneous_Natural Gas_Miscellaneous_Codes & Standards Forecast | F3 | Commercial | Hospital | Existing | Miscellaneous | Natural Gas | Miscellaneous | Codes & Standards Forecast | Summer Peak Demand (MW) | 0 | 0 | 0 | 0 | 0 | 0 | 0 | 0 | 0 | 0 | 0 | 0 | 0 | 0 | 0 | 0 | 0 | 0 | 0 | 0 | 0 | 0 | 0 | 0 | 0 | 0 | 0 | 0 | 0 | 0 | 0 | 0 | 0
F4_Commercial_Hospital_Existing_Miscellaneous_Natural Gas_Miscellaneous_Codes & Standards Forecast | F4 | Commercial | Hospital | Existing | Miscellaneous | Natural Gas | Miscellaneous | Codes & Standards Forecast | Winter Peak Demand (MW) | 0 | 0 | 0 | 0 | 0 | 0 | 0 | 0 | 0 | 0 | 0 | 0 | 0 | 0 | 0 | 0 | 0 | 0 | 0 | 0 | 0 | 0 | 0 | 0 | 0 | 0 | 0 | 0 | 0 | 0 | 0 | 0 | 0
F5_Commercial_Hospital_Existing_Miscellaneous_Natural Gas_Miscellaneous_Codes & Standards Forecast | F5 | Commercial | Hospital | Existing | Miscellaneous | Natural Gas | Miscellaneous | Codes & Standards Forecast | Turnover | 0 | 232645.5645 | 275542.6946 | 311386.4562 | 362465.6941 | 295262.6005 | 296738.8793 | 305209.5043 | 302966.5114 | 301272.68 | 301025.2262 | 366477.7852 | 368785.3478 | 368917.4246 | 382160.5167 | 360363.0833 | 361250.0995 | 365873.5993 | 363693.2372 | 362131.4717 | 361879.3183 | 380116.7864 | 377496.2854 | 374587.1932 | 378422.5589 | 371320.0371 | 371291.9657 | 372873.2721 | 371265.7645 | 370051.7888 | 369601.9165 | 374264.2885 | 408321.9034
F6_Commercial_Hospital_Existing_Miscellaneous_Natural Gas_Miscellaneous_Codes & Standards Forecast | F6 | Commercial | Hospital | Existing | Miscellaneous | Natural Gas | Miscellaneous | Codes & Standards Forecast | Avg. Replacement Usage (kWh) | 0.010385 | 0.010031 | 0.011174 | 0.010969 | 0.010969 | 0.010969 | 0.010969 | 0.010969 | 0.010969 | 0.010969 | 0.010969 | 0.010969 | 0.010969 | 0.010969 | 0.010969 | 0.010969 | 0.010969 | 0.010969 | 0.010969 | 0.010969 | 0.010969 | 0.010969 | 0.010969 | 0.010969 | 0.010969 | 0.010969 | 0.010969 | 0.010969 | 0.010969 | 0.010969 | 0.010969 | 0.010969 | 0.010969
F7_Commercial_Hospital_Existing_Miscellaneous_Natural Gas_Miscellaneous_Codes & Standards Forecast | F7 | Commercial | Hospital | Existing | Miscellaneous | Natural Gas | Miscellaneous | Codes & Standards Forecast | Avg. Replacement Summer Demand (kW) | 0 | 0 | 0 | 0 | 0 | 0 | 0 | 0 | 0 | 0 | 0 | 0 | 0 | 0 | 0 | 0 | 0 | 0 | 0 | 0 | 0 | 0 | 0 | 0 | 0 | 0 | 0 | 0 | 0 | 0 | 0 | 0 | 0
F8_Commercial_Hospital_Existing_Miscellaneous_Natural Gas_Miscellaneous_Codes & Standards Forecast | F8 | Commercial | Hospital | Existing | Miscellaneous | Natural Gas | Miscellaneous | Codes & Standards Forecast | Avg. Replacement Winter Demand (kW) | 0 | 0 | 0 | 0 | 0 | 0 | 0 | 0 | 0 | 0 | 0 | 0 | 0 | 0 | 0 | 0 | 0 | 0 | 0 | 0 | 0 | 0 | 0 | 0 | 0 | 0 | 0 | 0 | 0 | 0 | 0 | 0 | 0
F1_Commercial_Hospital_New_Space Heating_Natural Gas_Furnace_Codes & Standards Forecast | F1 | Commercial | Hospital | New | Space Heating | Natural Gas | Furnace | Codes & Standards Forecast | Units | 0 | 0 | 0 | 0 | 0 | 0 | 0 | 0 | 0 | 0 | 0 | 0 | 0 | 0 | 0 | 0 | 0 | 0 | 0 | 0 | 0 | 0 | 0 | 0 | 0 | 0 | 0 | 0 | 0 | 0 | 0 | 0 | 0
F2_Commercial_Hospital_New_Space Heating_Natural Gas_Furnace_Codes & Standards Forecast | F2 | Commercial | Hospital | New | Space Heating | Natural Gas | Furnace | Codes & Standards Forecast | Usage (MMtherm) | 0 | 0 | 0 | 0 | 0 | 0 | 0 | 0 | 0 | 0 | 0 | 0 | 0 | 0 | 0 | 0 | 0 | 0 | 0 | 0 | 0 | 0 | 0 | 0 | 0 | 0 | 0 | 0 | 0 | 0 | 0 | 0 | 0
F3_Commercial_Hospital_New_Space Heating_Natural Gas_Furnace_Codes & Standards Forecast | F3 | Commercial | Hospital | New | Space Heating | Natural Gas | Furnace | Codes & Standards Forecast | Summer Peak Demand (MW) | 0 | 0 | 0 | 0 | 0 | 0 | 0 | 0 | 0 | 0 | 0 | 0 | 0 | 0 | 0 | 0 | 0 | 0 | 0 | 0 | 0 | 0 | 0 | 0 | 0 | 0 | 0 | 0 | 0 | 0 | 0 | 0 | 0
F4_Commercial_Hospital_New_Space Heating_Natural Gas_Furnace_Codes & Standards Forecast | F4 | Commercial | Hospital | New | Space Heating | Natural Gas | Furnace | Codes & Standards Forecast | Winter Peak Demand (MW) | 0 | 0 | 0 | 0 | 0 | 0 | 0 | 0 | 0 | 0 | 0 | 0 | 0 | 0 | 0 | 0 | 0 | 0 | 0 | 0 | 0 | 0 | 0 | 0 | 0 | 0 | 0 | 0 | 0 | 0 | 0 | 0 | 0
F5_Commercial_Hospital_New_Space Heating_Natural Gas_Furnace_Codes & Standards Forecast | F5 | Commercial | Hospital | New | Space Heating | Natural Gas | Furnace | Codes & Standards Forecast | Turnover | 0 | 0 | 0 | 0 | 0 | 0 | 0 | 0 | 0 | 0 | 0 | 0 | 0 | 0 | 0 | 0 | 0 | 0 | 0 | 0 | 0 | 0 | 0 | 0 | 0 | 0 | 0 | 0 | 0 | 0 | 0 | 0 | 0
F6_Commercial_Hospital_New_Space Heating_Natural Gas_Furnace_Codes & Standards Forecast | F6 | Commercial | Hospital | New | Space Heating | Natural Gas | Furnace | Codes & Standards Forecast | Avg. Replacement Usage (kWh) | 0.14433 | 0.1394 | 0.15447 | 0.15082 | 0.15002 | 0.13412 | 0.13339 | 0.13267 | 0.13194 | 0.13122 | 0.13049 | 0.12977 | 0.12904 | 0.12832 | 0.12759 | 0.12687 | 0.12614 | 0.12542 | 0.12469 | 0.12397 | 0.12324 | 0.12252 | 0.12179 | 0.12107 | 0.12034 | 0.11962 | 0.1189 | 0.11817 | 0.11745 | 0.11672 | 0.116 | 0.11527 | 0.11527
F7_Commercial_Hospital_New_Space Heating_Natural Gas_Furnace_Codes & Standards Forecast | F7 | Commercial | Hospital | New | Space Heating | Natural Gas | Furnace | Codes & Standards Forecast | Avg. Replacement Summer Demand (kW) | 0 | 0 | 0 | 0 | 0 | 0 | 0 | 0 | 0 | 0 | 0 | 0 | 0 | 0 | 0 | 0 | 0 | 0 | 0 | 0 | 0 | 0 | 0 | 0 | 0 | 0 | 0 | 0 | 0 | 0 | 0 | 0 | 0
F8_Commercial_Hospital_New_Space Heating_Natural Gas_Furnace_Codes & Standards Forecast | F8 | Commercial | Hospital | New | Space Heating | Natural Gas | Furnace | Codes & Standards Forecast | Avg. Replacement Winter Demand (kW) | 0 | 0 | 0 | 0 | 0 | 0 | 0 | 0 | 0 | 0 | 0 | 0 | 0 | 0 | 0 | 0 | 0 | 0 | 0 | 0 | 0 | 0 | 0 | 0 | 0 | 0 | 0 | 0 | 0 | 0 | 0 | 0 | 0
F1_Commercial_Hospital_New_Space Heating_Natural Gas_Boiler_Codes & Standards Forecast | F1 | Commercial | Hospital | New | Space Heating | Natural Gas | Boiler | Codes & Standards Forecast | Units | 0 | 0 | 0 | 0 | 0 | 0 | 0 | 0 | 0 | 0 | 0 | 0 | 0 | 0 | 0 | 0 | 0 | 0 | 0 | 0 | 0 | 0 | 0 | 0 | 0 | 0 | 0 | 0 | 0 | 0 | 0 | 0 | 0
F2_Commercial_Hospital_New_Space Heating_Natural Gas_Boiler_Codes & Standards Forecast | F2 | Commercial | Hospital | New | Space Heating | Natural Gas | Boiler | Codes & Standards Forecast | Usage (MMtherm) | 0 | 0 | 0 | 0 | 0 | 0 | 0 | 0 | 0 | 0 | 0 | 0 | 0 | 0 | 0 | 0 | 0 | 0 | 0 | 0 | 0 | 0 | 0 | 0 | 0 | 0 | 0 | 0 | 0 | 0 | 0 | 0 | 0
F3_Commercial_Hospital_New_Space Heating_Natural Gas_Boiler_Codes & Standards Forecast | F3 | Commercial | Hospital | New | Space Heating | Natural Gas | Boiler | Codes & Standards Forecast | Summer Peak Demand (MW) | 0 | 0 | 0 | 0 | 0 | 0 | 0 | 0 | 0 | 0 | 0 | 0 | 0 | 0 | 0 | 0 | 0 | 0 | 0 | 0 | 0 | 0 | 0 | 0 | 0 | 0 | 0 | 0 | 0 | 0 | 0 | 0 | 0
F4_Commercial_Hospital_New_Space Heating_Natural Gas_Boiler_Codes & Standards Forecast | F4 | Commercial | Hospital | New | Space Heating | Natural Gas | Boiler | Codes & Standards Forecast | Winter Peak Demand (MW) | 0 | 0 | 0 | 0 | 0 | 0 | 0 | 0 | 0 | 0 | 0 | 0 | 0 | 0 | 0 | 0 | 0 | 0 | 0 | 0 | 0 | 0 | 0 | 0 | 0 | 0 | 0 | 0 | 0 | 0 | 0 | 0 | 0
F5_Commercial_Hospital_New_Space Heating_Natural Gas_Boiler_Codes & Standards Forecast | F5 | Commercial | Hospital | New | Space Heating | Natural Gas | Boiler | Codes & Standards Forecast | Turnover | 0 | 0 | 0 | 0 | 0 | 0 | 0 | 0 | 0 | 0 | 0 | 0 | 0 | 0 | 0 | 0 | 0 | 0 | 0 | 0 | 0 | 0 | 0 | 0 | 0 | 0 | 0 | 0 | 0 | 0 | 0 | 0 | 0
F6_Commercial_Hospital_New_Space Heating_Natural Gas_Boiler_Codes & Standards Forecast | F6 | Commercial | Hospital | New | Space Heating | Natural Gas | Boiler | Codes & Standards Forecast | Avg. Replacement Usage (kWh) | 0.42425 | 0.40977 | 0.45406 | 0.44333 | 0.44096 | 0.37327 | 0.37125 | 0.36923 | 0.36721 | 0.3652 | 0.36318 | 0.36116 | 0.35914 | 0.35712 | 0.3551 | 0.35309 | 0.35107 | 0.34905 | 0.34703 | 0.34501 | 0.343 | 0.34098 | 0.33896 | 0.33695 | 0.33493 | 0.33292 | 0.3309 | 0.32888 | 0.32686 | 0.32485 | 0.32283 | 0.32081 | 0.32081
F7_Commercial_Hospital_New_Space Heating_Natural Gas_Boiler_Codes & Standards Forecast | F7 | Commercial | Hospital | New | Space Heating | Natural Gas | Boiler | Codes & Standards Forecast | Avg. Replacement Summer Demand (kW) | 0 | 0 | 0 | 0 | 0 | 0 | 0 | 0 | 0 | 0 | 0 | 0 | 0 | 0 | 0 | 0 | 0 | 0 | 0 | 0 | 0 | 0 | 0 | 0 | 0 | 0 | 0 | 0 | 0 | 0 | 0 | 0 | 0
F8_Commercial_Hospital_New_Space Heating_Natural Gas_Boiler_Codes & Standards Forecast | F8 | Commercial | Hospital | New | Space Heating | Natural Gas | Boiler | Codes & Standards Forecast | Avg. Replacement Winter Demand (kW) | 0 | 0 | 0 | 0 | 0 | 0 | 0 | 0 | 0 | 0 | 0 | 0 | 0 | 0 | 0 | 0 | 0 | 0 | 0 | 0 | 0 | 0 | 0 | 0 | 0 | 0 | 0 | 0 | 0 | 0 | 0 | 0 | 0
F1_Commercial_Hospital_New_Space Heating_Natural Gas_Unit Heater_Codes & Standards Forecast | F1 | Commercial | Hospital | New | Space Heating | Natural Gas | Unit Heater | Codes & Standards Forecast | Units | 0 | 0 | 0 | 0 | 0 | 0 | 0 | 0 | 0 | 0 | 0 | 0 | 0 | 0 | 0 | 0 | 0 | 0 | 0 | 0 | 0 | 0 | 0 | 0 | 0 | 0 | 0 | 0 | 0 | 0 | 0 | 0 | 0
F2_Commercial_Hospital_New_Space Heating_Natural Gas_Unit Heater_Codes & Standards Forecast | F2 | Commercial | Hospital | New | Space Heating | Natural Gas | Unit Heater | Codes & Standards Forecast | Usage (MMtherm) | 0 | 0 | 0 | 0 | 0 | 0 | 0 | 0 | 0 | 0 | 0 | 0 | 0 | 0 | 0 | 0 | 0 | 0 | 0 | 0 | 0 | 0 | 0 | 0 | 0 | 0 | 0 | 0 | 0 | 0 | 0 | 0 | 0
F3_Commercial_Hospital_New_Space Heating_Natural Gas_Unit Heater_Codes & Standards Forecast | F3 | Commercial | Hospital | New | Space Heating | Natural Gas | Unit Heater | Codes & Standards Forecast | Summer Peak Demand (MW) | 0 | 0 | 0 | 0 | 0 | 0 | 0 | 0 | 0 | 0 | 0 | 0 | 0 | 0 | 0 | 0 | 0 | 0 | 0 | 0 | 0 | 0 | 0 | 0 | 0 | 0 | 0 | 0 | 0 | 0 | 0 | 0 | 0
F4_Commercial_Hospital_New_Space Heating_Natural Gas_Unit Heater_Codes & Standards Forecast | F4 | Commercial | Hospital | New | Space Heating | Natural Gas | Unit Heater | Codes & Standards Forecast | Winter Peak Demand (MW) | 0 | 0 | 0 | 0 | 0 | 0 | 0 | 0 | 0 | 0 | 0 | 0 | 0 | 0 | 0 | 0 | 0 | 0 | 0 | 0 | 0 | 0 | 0 | 0 | 0 | 0 | 0 | 0 | 0 | 0 | 0 | 0 | 0
F5_Commercial_Hospital_New_Space Heating_Natural Gas_Unit Heater_Codes & Standards Forecast | F5 | Commercial | Hospital | New | Space Heating | Natural Gas | Unit Heater | Codes & Standards Forecast | Turnover | 0 | 0 | 0 | 0 | 0 | 0 | 0 | 0 | 0 | 0 | 0 | 0 | 0 | 0 | 0 | 0 | 0 | 0 | 0 | 0 | 0 | 0 | 0 | 0 | 0 | 0 | 0 | 0 | 0 | 0 | 0 | 0 | 0
F6_Commercial_Hospital_New_Space Heating_Natural Gas_Unit Heater_Codes & Standards Forecast | F6 | Commercial | Hospital | New | Space Heating | Natural Gas | Unit Heater | Codes & Standards Forecast | Avg. Replacement Usage (kWh) | 0.073963 | 0.071438 | 0.07916 | 0.077289 | 0.076876 | 0.068808 | 0.068435 | 0.068063 | 0.067691 | 0.06732 | 0.066947 | 0.066575 | 0.066203 | 0.065832 | 0.065459 | 0.065087 | 0.064715 | 0.064344 | 0.063971 | 0.063599 | 0.063227 | 0.062856 | 0.062484 | 0.062112 | 0.06174 | 0.061369 | 0.060997 | 0.060625 | 0.060254 | 0.059882 | 0.05951 | 0.059138 | 0.059138
F7_Commercial_Hospital_New_Space Heating_Natural Gas_Unit Heater_Codes & Standards Forecast | F7 | Commercial | Hospital | New | Space Heating | Natural Gas | Unit Heater | Codes & Standards Forecast | Avg. Replacement Summer Demand (kW) | 0 | 0 | 0 | 0 | 0 | 0 | 0 | 0 | 0 | 0 | 0 | 0 | 0 | 0 | 0 | 0 | 0 | 0 | 0 | 0 | 0 | 0 | 0 | 0 | 0 | 0 | 0 | 0 | 0 | 0 | 0 | 0 | 0
F8_Commercial_Hospital_New_Space Heating_Natural Gas_Unit Heater_Codes & Standards Forecast | F8 | Commercial | Hospital | New | Space Heating | Natural Gas | Unit Heater | Codes & Standards Forecast | Avg. Replacement Winter Demand (kW) | 0 | 0 | 0 | 0 | 0 | 0 | 0 | 0 | 0 | 0 | 0 | 0 | 0 | 0 | 0 | 0 | 0 | 0 | 0 | 0 | 0 | 0 | 0 | 0 | 0 | 0 | 0 | 0 | 0 | 0 | 0 | 0 | 0
F1_Commercial_Hospital_New_Water Heating_Natural Gas_Water Heater_Codes & Standards Forecast | F1 | Commercial | Hospital | New | Water Heating | Natural Gas | Water Heater | Codes & Standards Forecast | Units | 0 | 3498.0272 | 20370.3117 | 31152.8831 | 44045.0499 | 57331.6071 | 70684.9313 | 82242.1905 | 93637.4806 | 105299.4949 | 117151.3395 | 128913.1476 | 140490.9895 | 151911.0184 | 163347.5551 | 174749.5038 | 186217.5292 | 197418.0098 | 208173.6024 | 218582.1627 | 228995.8369 | 239620.3744 | 250383.3776 | 261260.2606 | 272253.9968 | 283278.7078 | 294346.5179 | 305421.7828 | 316545.9058 | 327694.2774 | 338925.5944 | 350165.0756 | 354939.7098
F2_Commercial_Hospital_New_Water Heating_Natural Gas_Water Heater_Codes & Standards Forecast | F2 | Commercial | Hospital | New | Water Heating | Natural Gas | Water Heater | Codes & Standards Forecast | Usage (MMtherm) | 0 | 0.0010496 | 0.0068091 | 0.010222 | 0.014452 | 0.018811 | 0.023193 | 0.026985 | 0.030724 | 0.03455 | 0.038439 | 0.042298 | 0.046097 | 0.049844 | 0.053597 | 0.057338 | 0.061101 | 0.064776 | 0.068305 | 0.07172 | 0.075137 | 0.078623 | 0.082154 | 0.085723 | 0.08933 | 0.092948 | 0.096579 | 0.10021 | 0.10386 | 0.10752 | 0.11121 | 0.11489 | 0.11646
F3_Commercial_Hospital_New_Water Heating_Natural Gas_Water Heater_Codes & Standards Forecast | F3 | Commercial | Hospital | New | Water Heating | Natural Gas | Water Heater | Codes & Standards Forecast | Summer Peak Demand (MW) | 0 | 0 | 0 | 0 | 0 | 0 | 0 | 0 | 0 | 0 | 0 | 0 | 0 | 0 | 0 | 0 | 0 | 0 | 0 | 0 | 0 | 0 | 0 | 0 | 0 | 0 | 0 | 0 | 0 | 0 | 0 | 0 | 0
F4_Commercial_Hospital_New_Water Heating_Natural Gas_Water Heater_Codes & Standards Forecast | F4 | Commercial | Hospital | New | Water Heating | Natural Gas | Water Heater | Codes & Standards Forecast | Winter Peak Demand (MW) | 0 | 0 | 0 | 0 | 0 | 0 | 0 | 0 | 0 | 0 | 0 | 0 | 0 | 0 | 0 | 0 | 0 | 0 | 0 | 0 | 0 | 0 | 0 | 0 | 0 | 0 | 0 | 0 | 0 | 0 | 0 | 0 | 0
F5_Commercial_Hospital_New_Water Heating_Natural Gas_Water Heater_Codes & Standards Forecast | F5 | Commercial | Hospital | New | Water Heating | Natural Gas | Water Heater | Codes & Standards Forecast | Turnover | 0 | 3498.0272 | 16872.2844 | 10782.5715 | 12892.1668 | 13286.5571 | 13353.3242 | 11557.2592 | 11395.2901 | 11662.0143 | 12551.45 | 15695.9494 | 16881.6692 | 18241.5241 | 19551.0444 | 21481.2064 | 25348.8648 | 22987.8284 | 23070.8915 | 22874.4765 | 23543.0995 | 24033.584 | 25096.0859 | 26323.4782 | 27880.4139 | 30428.1377 | 31498.9465 | 32390.8301 | 33094.7534 | 33939.4762 | 35284.8009 | 34882.554 | 28975.5625
F6_Commercial_Hospital_New_Water Heating_Natural Gas_Water Heater_Codes & Standards Forecast | F6 | Commercial | Hospital | New | Water Heating | Natural Gas | Water Heater | Codes & Standards Forecast | Avg. Replacement Usage (kWh) | 0.31067 | 0.30006 | 0.33426 | 0.32811 | 0.32811 | 0.32811 | 0.32811 | 0.32811 | 0.32811 | 0.32811 | 0.32811 | 0.32811 | 0.32811 | 0.32811 | 0.32811 | 0.32811 | 0.32811 | 0.32811 | 0.32811 | 0.32811 | 0.32811 | 0.32811 | 0.32811 | 0.32811 | 0.32811 | 0.32811 | 0.32811 | 0.32811 | 0.32811 | 0.32811 | 0.32811 | 0.32811 | 0.32811
F7_Commercial_Hospital_New_Water Heating_Natural Gas_Water Heater_Codes & Standards Forecast | F7 | Commercial | Hospital | New | Water Heating | Natural Gas | Water Heater | Codes & Standards Forecast | Avg. Replacement Summer Demand (kW) | 0 | 0 | 0 | 0 | 0 | 0 | 0 | 0 | 0 | 0 | 0 | 0 | 0 | 0 | 0 | 0 | 0 | 0 | 0 | 0 | 0 | 0 | 0 | 0 | 0 | 0 | 0 | 0 | 0 | 0 | 0 | 0 | 0
F8_Commercial_Hospital_New_Water Heating_Natural Gas_Water Heater_Codes & Standards Forecast | F8 | Commercial | Hospital | New | Water Heating | Natural Gas | Water Heater | Codes & Standards Forecast | Avg. Replacement Winter Demand (kW) | 0 | 0 | 0 | 0 | 0 | 0 | 0 | 0 | 0 | 0 | 0 | 0 | 0 | 0 | 0 | 0 | 0 | 0 | 0 | 0 | 0 | 0 | 0 | 0 | 0 | 0 | 0 | 0 | 0 | 0 | 0 | 0 | 0
F1_Commercial_Hospital_New_Food Preparation_Natural Gas_Oven_Codes & Standards Forecast | F1 | Commercial | Hospital | New | Food Preparation | Natural Gas | Oven | Codes & Standards Forecast | Units | 0 | 213.4292 | 1242.8774 | 1900.7669 | 2687.3717 | 3498.0398 | 4312.7816 | 5017.938 | 5713.2121 | 6424.7601 | 7147.8904 | 7865.5272 | 8571.9395 | 9268.723 | 9966.5136 | 10662.1939 | 11361.9058 | 12045.2937 | 12701.5372 | 13336.6067 | 13971.9883 | 14620.2355 | 15276.9311 | 15940.575 | 16611.3485 | 17284.012 | 17959.3051 | 18635.0531 | 19313.7821 | 19993.9906 | 20679.2599 | 21365.0274 | 21656.3477
F2_Commercial_Hospital_New_Food Preparation_Natural Gas_Oven_Codes & Standards Forecast | F2 | Commercial | Hospital | New | Food Preparation | Natural Gas | Oven | Codes & Standards Forecast | Usage (MMtherm) | 0 | 2.3453e-05 | 0.00015214 | 0.00022839 | 0.00032291 | 0.00042032 | 0.00051821 | 0.00060294 | 0.00068648 | 0.00077198 | 0.00085887 | 0.0009451 | 0.00103 | 0.0011137 | 0.0011976 | 0.0012811 | 0.0013652 | 0.0014473 | 0.0015262 | 0.0016025 | 0.0016788 | 0.0017567 | 0.0018356 | 0.0019154 | 0.001996 | 0.0020768 | 0.0021579 | 0.0022391 | 0.0023207 | 0.0024024 | 0.0024848 | 0.0025672 | 0.0026022
F3_Commercial_Hospital_New_Food Preparation_Natural Gas_Oven_Codes & Standards Forecast | F3 | Commercial | Hospital | New | Food Preparation | Natural Gas | Oven | Codes & Standards Forecast | Summer Peak Demand (MW) | 0 | 0 | 0 | 0 | 0 | 0 | 0 | 0 | 0 | 0 | 0 | 0 | 0 | 0 | 0 | 0 | 0 | 0 | 0 | 0 | 0 | 0 | 0 | 0 | 0 | 0 | 0 | 0 | 0 | 0 | 0 | 0 | 0
F4_Commercial_Hospital_New_Food Preparation_Natural Gas_Oven_Codes & Standards Forecast | F4 | Commercial | Hospital | New | Food Preparation | Natural Gas | Oven | Codes & Standards Forecast | Winter Peak Demand (MW) | 0 | 0 | 0 | 0 | 0 | 0 | 0 | 0 | 0 | 0 | 0 | 0 | 0 | 0 | 0 | 0 | 0 | 0 | 0 | 0 | 0 | 0 | 0 | 0 | 0 | 0 | 0 | 0 | 0 | 0 | 0 | 0 | 0
F5_Commercial_Hospital_New_Food Preparation_Natural Gas_Oven_Codes & Standards Forecast | F5 | Commercial | Hospital | New | Food Preparation | Natural Gas | Oven | Codes & Standards Forecast | Turnover | 0 | 213.4292 | 1029.4482 | 657.8895 | 786.6047 | 810.6681 | 814.7418 | 705.1564 | 695.274 | 711.548 | 758.7019 | 918.8545 | 983.7419 | 1058.9923 | 1134.7427 | 1195.5973 | 1293.3997 | 1521.7426 | 1369.7685 | 1392.0461 | 1426.0534 | 1472.2343 | 1489.2669 | 1543.8191 | 1608.0609 | 1682.4626 | 1815.1119 | 1872.0006 | 1928.6148 | 1980.5962 | 2031.2815 | 2082.9503 | 1776.6688
F6_Commercial_Hospital_New_Food Preparation_Natural Gas_Oven_Codes & Standards Forecast | F6 | Commercial | Hospital | New | Food Preparation | Natural Gas | Oven | Codes & Standards Forecast | Avg. Replacement Usage (kWh) | 0.11377 | 0.10989 | 0.12241 | 0.12016 | 0.12016 | 0.12016 | 0.12016 | 0.12016 | 0.12016 | 0.12016 | 0.12016 | 0.12016 | 0.12016 | 0.12016 | 0.12016 | 0.12016 | 0.12016 | 0.12016 | 0.12016 | 0.12016 | 0.12016 | 0.12016 | 0.12016 | 0.12016 | 0.12016 | 0.12016 | 0.12016 | 0.12016 | 0.12016 | 0.12016 | 0.12016 | 0.12016 | 0.12016
F7_Commercial_Hospital_New_Food Preparation_Natural Gas_Oven_Codes & Standards Forecast | F7 | Commercial | Hospital | New | Food Preparation | Natural Gas | Oven | Codes & Standards Forecast | Avg. Replacement Summer Demand (kW) | 0 | 0 | 0 | 0 | 0 | 0 | 0 | 0 | 0 | 0 | 0 | 0 | 0 | 0 | 0 | 0 | 0 | 0 | 0 | 0 | 0 | 0 | 0 | 0 | 0 | 0 | 0 | 0 | 0 | 0 | 0 | 0 | 0
F8_Commercial_Hospital_New_Food Preparation_Natural Gas_Oven_Codes & Standards Forecast | F8 | Commercial | Hospital | New | Food Preparation | Natural Gas | Oven | Codes & Standards Forecast | Avg. Replacement Winter Demand (kW) | 0 | 0 | 0 | 0 | 0 | 0 | 0 | 0 | 0 | 0 | 0 | 0 | 0 | 0 | 0 | 0 | 0 | 0 | 0 | 0 | 0 | 0 | 0 | 0 | 0 | 0 | 0 | 0 | 0 | 0 | 0 | 0 | 0
F1_Commercial_Hospital_New_Food Preparation_Natural Gas_Conveyor Oven_Codes & Standards Forecast | F1 | Commercial | Hospital | New | Food Preparation | Natural Gas | Conveyor Oven | Codes & Standards Forecast | Units | 0 | 106.7146 | 621.4387 | 950.3835 | 1343.6858 | 1749.0199 | 2156.3908 | 2508.969 | 2856.606 | 3212.38 | 3573.9452 | 3932.7636 | 4285.9698 | 4634.3615 | 4983.2568 | 5331.097 | 5680.9529 | 6022.6469 | 6350.7686 | 6668.3034 | 6985.9941 | 7310.1178 | 7638.4655 | 7970.2875 | 8305.6743 | 8642.006 | 8979.6526 | 9317.5265 | 9656.891 | 9996.9953 | 10339.63 | 10682.5137 | 10828.1739
F2_Commercial_Hospital_New_Food Preparation_Natural Gas_Conveyor Oven_Codes & Standards Forecast | F2 | Commercial | Hospital | New | Food Preparation | Natural Gas | Conveyor Oven | Codes & Standards Forecast | Usage (MMtherm) | 0 | 1.7479e-05 | 0.00011339 | 0.00017021 | 0.00024065 | 0.00031325 | 0.00038621 | 0.00044936 | 0.00051162 | 0.00057534 | 0.0006401 | 0.00070436 | 0.00076762 | 0.00083002 | 0.0008925 | 0.0009548 | 0.0010175 | 0.0010787 | 0.0011374 | 0.0011943 | 0.0012512 | 0.0013092 | 0.0013681 | 0.0014275 | 0.0014875 | 0.0015478 | 0.0016083 | 0.0016688 | 0.0017296 | 0.0017905 | 0.0018518 | 0.0019132 | 0.0019393
F3_Commercial_Hospital_New_Food Preparation_Natural Gas_Conveyor Oven_Codes & Standards Forecast | F3 | Commercial | Hospital | New | Food Preparation | Natural Gas | Conveyor Oven | Codes & Standards Forecast | Summer Peak Demand (MW) | 0 | 0 | 0 | 0 | 0 | 0 | 0 | 0 | 0 | 0 | 0 | 0 | 0 | 0 | 0 | 0 | 0 | 0 | 0 | 0 | 0 | 0 | 0 | 0 | 0 | 0 | 0 | 0 | 0 | 0 | 0 | 0 | 0
F4_Commercial_Hospital_New_Food Preparation_Natural Gas_Conveyor Oven_Codes & Standards Forecast | F4 | Commercial | Hospital | New | Food Preparation | Natural Gas | Conveyor Oven | Codes & Standards Forecast | Winter Peak Demand (MW) | 0 | 0 | 0 | 0 | 0 | 0 | 0 | 0 | 0 | 0 | 0 | 0 | 0 | 0 | 0 | 0 | 0 | 0 | 0 | 0 | 0 | 0 | 0 | 0 | 0 | 0 | 0 | 0 | 0 | 0 | 0 | 0 | 0
F5_Commercial_Hospital_New_Food Preparation_Natural Gas_Conveyor Oven_Codes & Standards Forecast | F5 | Commercial | Hospital | New | Food Preparation | Natural Gas | Conveyor Oven | Codes & Standards Forecast | Turnover | 0 | 106.7146 | 514.7241 | 328.9448 | 393.3024 | 405.3341 | 407.3709 | 352.5782 | 347.637 | 355.774 | 361.5652 | 358.8184 | 353.2061 | 348.3917 | 348.8953 | 347.8402 | 349.856 | 363.0369 | 448.1409 | 479.3391 | 525.7947 | 571.6735 | 635.8365 | 755.2858 | 694.9843 | 712.0355 | 713.6767 | 710.9957 | 694.1395 | 692.3073 | 696.3093 | 696.9096 | 498.1319
F6_Commercial_Hospital_New_Food Preparation_Natural Gas_Conveyor Oven_Codes & Standards Forecast | F6 | Commercial | Hospital | New | Food Preparation | Natural Gas | Conveyor Oven | Codes & Standards Forecast | Avg. Replacement Usage (kWh) | 0.16958 | 0.16379 | 0.18246 | 0.1791 | 0.1791 | 0.1791 | 0.1791 | 0.1791 | 0.1791 | 0.1791 | 0.1791 | 0.1791 | 0.1791 | 0.1791 | 0.1791 | 0.1791 | 0.1791 | 0.1791 | 0.1791 | 0.1791 | 0.1791 | 0.1791 | 0.1791 | 0.1791 | 0.1791 | 0.1791 | 0.1791 | 0.1791 | 0.1791 | 0.1791 | 0.1791 | 0.1791 | 0.1791
F7_Commercial_Hospital_New_Food Preparation_Natural Gas_Conveyor Oven_Codes & Standards Forecast | F7 | Commercial | Hospital | New | Food Preparation | Natural Gas | Conveyor Oven | Codes & Standards Forecast | Avg. Replacement Summer Demand (kW) | 0 | 0 | 0 | 0 | 0 | 0 | 0 | 0 | 0 | 0 | 0 | 0 | 0 | 0 | 0 | 0 | 0 | 0 | 0 | 0 | 0 | 0 | 0 | 0 | 0 | 0 | 0 | 0 | 0 | 0 | 0 | 0 | 0
F8_Commercial_Hospital_New_Food Preparation_Natural Gas_Conveyor Oven_Codes & Standards Forecast | F8 | Commercial | Hospital | New | Food Preparation | Natural Gas | Conveyor Oven | Codes & Standards Forecast | Avg. Replacement Winter Demand (kW) | 0 | 0 | 0 | 0 | 0 | 0 | 0 | 0 | 0 | 0 | 0 | 0 | 0 | 0 | 0 | 0 | 0 | 0 | 0 | 0 | 0 | 0 | 0 | 0 | 0 | 0 | 0 | 0 | 0 | 0 | 0 | 0 | 0
F1_Commercial_Hospital_New_Food Preparation_Natural Gas_Double Rack Oven_Codes & Standards Forecast | F1 | Commercial | Hospital | New | Food Preparation | Natural Gas | Double Rack Oven | Codes & Standards Forecast | Units | 0 | 106.7146 | 621.4387 | 950.3835 | 1343.6858 | 1749.0199 | 2156.3908 | 2508.969 | 2856.606 | 3212.38 | 3573.9452 | 3932.7636 | 4285.9698 | 4634.3615 | 4983.2568 | 5331.097 | 5680.9529 | 6022.6469 | 6350.7686 | 6668.3034 | 6985.9941 | 7310.1178 | 7638.4655 | 7970.2875 | 8305.6743 | 8642.006 | 8979.6526 | 9317.5265 | 9656.891 | 9996.9953 | 10339.63 | 10682.5137 | 10828.1739
F2_Commercial_Hospital_New_Food Preparation_Natural Gas_Double Rack Oven_Codes & Standards Forecast | F2 | Commercial | Hospital | New | Food Preparation | Natural Gas | Double Rack Oven | Codes & Standards Forecast | Usage (MMtherm) | 0 | 3.115e-05 | 0.00020207 | 0.00030335 | 0.00042888 | 0.00055826 | 0.00068828 | 0.00080082 | 0.00091178 | 0.0010253 | 0.0011407 | 0.0012553 | 0.001368 | 0.0014792 | 0.0015906 | 0.0017016 | 0.0018133 | 0.0019223 | 0.0020271 | 0.0021284 | 0.0022298 | 0.0023333 | 0.0024381 | 0.002544 | 0.002651 | 0.0027584 | 0.0028662 | 0.002974 | 0.0030823 | 0.0031909 | 0.0033002 | 0.0034097 | 0.0034562
F3_Commercial_Hospital_New_Food Preparation_Natural Gas_Double Rack Oven_Codes & Standards Forecast | F3 | Commercial | Hospital | New | Food Preparation | Natural Gas | Double Rack Oven | Codes & Standards Forecast | Summer Peak Demand (MW) | 0 | 0 | 0 | 0 | 0 | 0 | 0 | 0 | 0 | 0 | 0 | 0 | 0 | 0 | 0 | 0 | 0 | 0 | 0 | 0 | 0 | 0 | 0 | 0 | 0 | 0 | 0 | 0 | 0 | 0 | 0 | 0 | 0
F4_Commercial_Hospital_New_Food Preparation_Natural Gas_Double Rack Oven_Codes & Standards Forecast | F4 | Commercial | Hospital | New | Food Preparation | Natural Gas | Double Rack Oven | Codes & Standards Forecast | Winter Peak Demand (MW) | 0 | 0 | 0 | 0 | 0 | 0 | 0 | 0 | 0 | 0 | 0 | 0 | 0 | 0 | 0 | 0 | 0 | 0 | 0 | 0 | 0 | 0 | 0 | 0 | 0 | 0 | 0 | 0 | 0 | 0 | 0 | 0 | 0
F5_Commercial_Hospital_New_Food Preparation_Natural Gas_Double Rack Oven_Codes & Standards Forecast | F5 | Commercial | Hospital | New | Food Preparation | Natural Gas | Double Rack Oven | Codes & Standards Forecast | Turnover | 0 | 106.7146 | 514.7241 | 328.9448 | 393.3024 | 405.3341 | 407.3709 | 352.5782 | 347.637 | 355.774 | 361.5652 | 358.8184 | 374.5491 | 468.4109 | 510.6996 | 555.944 | 597.4059 | 649.1827 | 751.5856 | 677.1323 | 693.3946 | 700.1537 | 701.4695 | 690.8655 | 715.0085 | 744.3021 | 776.7298 | 807.9017 | 849.3469 | 923.0126 | 955.4736 | 983.6943 | 809.2083
F6_Commercial_Hospital_New_Food Preparation_Natural Gas_Double Rack Oven_Codes & Standards Forecast | F6 | Commercial | Hospital | New | Food Preparation | Natural Gas | Double Rack Oven | Codes & Standards Forecast | Avg. Replacement Usage (kWh) | 0.30221 | 0.2919 | 0.32517 | 0.31918 | 0.31918 | 0.31918 | 0.31918 | 0.31918 | 0.31918 | 0.31918 | 0.31918 | 0.31918 | 0.31918 | 0.31918 | 0.31918 | 0.31918 | 0.31918 | 0.31918 | 0.31918 | 0.31918 | 0.31918 | 0.31918 | 0.31918 | 0.31918 | 0.31918 | 0.31918 | 0.31918 | 0.31918 | 0.31918 | 0.31918 | 0.31918 | 0.31918 | 0.31918
F7_Commercial_Hospital_New_Food Preparation_Natural Gas_Double Rack Oven_Codes & Standards Forecast | F7 | Commercial | Hospital | New | Food Preparation | Natural Gas | Double Rack Oven | Codes & Standards Forecast | Avg. Replacement Summer Demand (kW) | 0 | 0 | 0 | 0 | 0 | 0 | 0 | 0 | 0 | 0 | 0 | 0 | 0 | 0 | 0 | 0 | 0 | 0 | 0 | 0 | 0 | 0 | 0 | 0 | 0 | 0 | 0 | 0 | 0 | 0 | 0 | 0 | 0
F8_Commercial_Hospital_New_Food Preparation_Natural Gas_Double Rack Oven_Codes & Standards Forecast | F8 | Commercial | Hospital | New | Food Preparation | Natural Gas | Double Rack Oven | Codes & Standards Forecast | Avg. Replacement Winter Demand (kW) | 0 | 0 | 0 | 0 | 0 | 0 | 0 | 0 | 0 | 0 | 0 | 0 | 0 | 0 | 0 | 0 | 0 | 0 | 0 | 0 | 0 | 0 | 0 | 0 | 0 | 0 | 0 | 0 | 0 | 0 | 0 | 0 | 0
F1_Commercial_Hospital_New_Food Preparation_Natural Gas_Fryer_Codes & Standards Forecast | F1 | Commercial | Hospital | New | Food Preparation | Natural Gas | Fryer | Codes & Standards Forecast | Units | 0 | 2470.6045 | 14387.2478 | 22002.8174 | 31108.3629 | 40492.4603 | 49923.7143 | 58086.4344 | 66134.7581 | 74371.4651 | 82742.2464 | 91049.4363 | 99226.6936 | 107292.49 | 115369.9456 | 123422.9721 | 131522.6677 | 139433.4003 | 147029.9152 | 154381.3264 | 161736.3493 | 169240.302 | 176842.0508 | 184524.2313 | 192288.9435 | 200075.5327 | 207892.5621 | 215714.8568 | 223571.6592 | 231445.5881 | 239378.1 | 247316.3782 | 250688.6312
F2_Commercial_Hospital_New_Food Preparation_Natural Gas_Fryer_Codes & Standards Forecast | F2 | Commercial | Hospital | New | Food Preparation | Natural Gas | Fryer | Codes & Standards Forecast | Usage (MMtherm) | 0 | 0.00035904 | 0.0023291 | 0.0030995 | 0.0040718 | 0.0050739 | 0.006081 | 0.0069527 | 0.0078121 | 0.0086659 | 0.0094149 | 0.010186 | 0.010967 | 0.011754 | 0.012523 | 0.01318 | 0.014045 | 0.014889 | 0.015701 | 0.016486 | 0.017271 | 0.018072 | 0.018884 | 0.019704 | 0.020534 | 0.021365 | 0.0222 | 0.023035 | 0.023874 | 0.024715 | 0.025562 | 0.02641 | 0.02677
F3_Commercial_Hospital_New_Food Preparation_Natural Gas_Fryer_Codes & Standards Forecast | F3 | Commercial | Hospital | New | Food Preparation | Natural Gas | Fryer | Codes & Standards Forecast | Summer Peak Demand (MW) | 0 | 0 | 0 | 0 | 0 | 0 | 0 | 0 | 0 | 0 | 0 | 0 | 0 | 0 | 0 | 0 | 0 | 0 | 0 | 0 | 0 | 0 | 0 | 0 | 0 | 0 | 0 | 0 | 0 | 0 | 0 | 0 | 0
F4_Commercial_Hospital_New_Food Preparation_Natural Gas_Fryer_Codes & Standards Forecast | F4 | Commercial | Hospital | New | Food Preparation | Natural Gas | Fryer | Codes & Standards Forecast | Winter Peak Demand (MW) | 0 | 0 | 0 | 0 | 0 | 0 | 0 | 0 | 0 | 0 | 0 | 0 | 0 | 0 | 0 | 0 | 0 | 0 | 0 | 0 | 0 | 0 | 0 | 0 | 0 | 0 | 0 | 0 | 0 | 0 | 0 | 0 | 0
F5_Commercial_Hospital_New_Food Preparation_Natural Gas_Fryer_Codes & Standards Forecast | F5 | Commercial | Hospital | New | Food Preparation | Natural Gas | Fryer | Codes & Standards Forecast | Turnover | 0 | 2470.6045 | 11916.6432 | 7615.5696 | 9105.5454 | 9384.0974 | 9431.254 | 8162.7201 | 8048.3237 | 8730.8279 | 11149.4067 | 12053.2041 | 12995.1778 | 13796.9522 | 15196.2853 | 17856.8566 | 16424.9238 | 16707.669 | 16936.966 | 17246.7747 | 17537.8108 | 18379.585 | 19520.4262 | 21422.5096 | 22278.8853 | 22986.3942 | 23574.4471 | 24244.4105 | 25199.51 | 25048.6393 | 25650.4855 | 26457.2678 | 22724.4363
F6_Commercial_Hospital_New_Food Preparation_Natural Gas_Fryer_Codes & Standards Forecast | F6 | Commercial | Hospital | New | Food Preparation | Natural Gas | Fryer | Codes & Standards Forecast | Avg. Replacement Usage (kWh) | 0.15046 | 0.14532 | 0.16189 | 0.10678 | 0.10678 | 0.10678 | 0.10678 | 0.10678 | 0.10678 | 0.10678 | 0.10678 | 0.10678 | 0.10678 | 0.10678 | 0.10678 | 0.10678 | 0.10678 | 0.10678 | 0.10678 | 0.10678 | 0.10678 | 0.10678 | 0.10678 | 0.10678 | 0.10678 | 0.10678 | 0.10678 | 0.10678 | 0.10678 | 0.10678 | 0.10678 | 0.10678 | 0.10678
F7_Commercial_Hospital_New_Food Preparation_Natural Gas_Fryer_Codes & Standards Forecast | F7 | Commercial | Hospital | New | Food Preparation | Natural Gas | Fryer | Codes & Standards Forecast | Avg. Replacement Summer Demand (kW) | 0 | 0 | 0 | 0 | 0 | 0 | 0 | 0 | 0 | 0 | 0 | 0 | 0 | 0 | 0 | 0 | 0 | 0 | 0 | 0 | 0 | 0 | 0 | 0 | 0 | 0 | 0 | 0 | 0 | 0 | 0 | 0 | 0
F8_Commercial_Hospital_New_Food Preparation_Natural Gas_Fryer_Codes & Standards Forecast | F8 | Commercial | Hospital | New | Food Preparation | Natural Gas | Fryer | Codes & Standards Forecast | Avg. Replacement Winter Demand (kW) | 0 | 0 | 0 | 0 | 0 | 0 | 0 | 0 | 0 | 0 | 0 | 0 | 0 | 0 | 0 | 0 | 0 | 0 | 0 | 0 | 0 | 0 | 0 | 0 | 0 | 0 | 0 | 0 | 0 | 0 | 0 | 0 | 0
F1_Commercial_Hospital_New_Food Preparation_Natural Gas_Broiler_Codes & Standards Forecast | F1 | Commercial | Hospital | New | Food Preparation | Natural Gas | Broiler | Codes & Standards Forecast | Units | 0 | 556.2094 | 3239.0139 | 4953.5139 | 7003.4534 | 9116.1036 | 11239.3702 | 13077.0507 | 14888.977 | 16743.3141 | 18627.8356 | 20498.0406 | 22338.9939 | 24154.8538 | 25973.3385 | 27786.3236 | 29609.8152 | 31390.7655 | 33100.9757 | 34756.0054 | 36411.8483 | 38101.2198 | 39812.6083 | 41542.1044 | 43290.181 | 45043.1827 | 46803.0376 | 48564.0777 | 50332.8866 | 52105.5512 | 53891.4047 | 55678.5563 | 56437.7547
F2_Commercial_Hospital_New_Food Preparation_Natural Gas_Broiler_Codes & Standards Forecast | F2 | Commercial | Hospital | New | Food Preparation | Natural Gas | Broiler | Codes & Standards Forecast | Usage (MMtherm) | 0 | 8.9645e-05 | 0.00058154 | 0.000873 | 0.0012343 | 0.0016066 | 0.0019808 | 0.0023047 | 0.002624 | 0.0029508 | 0.0032829 | 0.0036125 | 0.003937 | 0.004257 | 0.0045775 | 0.004897 | 0.0052184 | 0.0055323 | 0.0058337 | 0.0061253 | 0.0064172 | 0.0067149 | 0.0070165 | 0.0073213 | 0.0076294 | 0.0079383 | 0.0082485 | 0.0085588 | 0.0088706 | 0.009183 | 0.0094977 | 0.0098127 | 0.0099465
F3_Commercial_Hospital_New_Food Preparation_Natural Gas_Broiler_Codes & Standards Forecast | F3 | Commercial | Hospital | New | Food Preparation | Natural Gas | Broiler | Codes & Standards Forecast | Summer Peak Demand (MW) | 0 | 0 | 0 | 0 | 0 | 0 | 0 | 0 | 0 | 0 | 0 | 0 | 0 | 0 | 0 | 0 | 0 | 0 | 0 | 0 | 0 | 0 | 0 | 0 | 0 | 0 | 0 | 0 | 0 | 0 | 0 | 0 | 0
F4_Commercial_Hospital_New_Food Preparation_Natural Gas_Broiler_Codes & Standards Forecast | F4 | Commercial | Hospital | New | Food Preparation | Natural Gas | Broiler | Codes & Standards Forecast | Winter Peak Demand (MW) | 0 | 0 | 0 | 0 | 0 | 0 | 0 | 0 | 0 | 0 | 0 | 0 | 0 | 0 | 0 | 0 | 0 | 0 | 0 | 0 | 0 | 0 | 0 | 0 | 0 | 0 | 0 | 0 | 0 | 0 | 0 | 0 | 0
F5_Commercial_Hospital_New_Food Preparation_Natural Gas_Broiler_Codes & Standards Forecast | F5 | Commercial | Hospital | New | Food Preparation | Natural Gas | Broiler | Codes & Standards Forecast | Turnover | 0 | 556.2094 | 2682.8045 | 1714.5 | 2049.9395 | 2112.6502 | 2123.2666 | 1837.6804 | 1811.9263 | 1854.3372 | 1884.5214 | 1870.2051 | 1952.1951 | 2441.4143 | 2661.8283 | 2897.6478 | 3113.7519 | 3383.6187 | 3917.3552 | 3529.2958 | 3614.0566 | 3649.286 | 3656.1441 | 3600.875 | 3726.7112 | 3879.3929 | 4048.4099 | 4210.8816 | 4426.8991 | 4810.8536 | 4980.044 | 5127.1341 | 4217.6919
F6_Commercial_Hospital_New_Food Preparation_Natural Gas_Broiler_Codes & Standards Forecast | F6 | Commercial | Hospital | New | Food Preparation | Natural Gas | Broiler | Codes & Standards Forecast | Avg. Replacement Usage (kWh) | 0.16687 | 0.16117 | 0.17954 | 0.17624 | 0.17624 | 0.17624 | 0.17624 | 0.17624 | 0.17624 | 0.17624 | 0.17624 | 0.17624 | 0.17624 | 0.17624 | 0.17624 | 0.17624 | 0.17624 | 0.17624 | 0.17624 | 0.17624 | 0.17624 | 0.17624 | 0.17624 | 0.17624 | 0.17624 | 0.17624 | 0.17624 | 0.17624 | 0.17624 | 0.17624 | 0.17624 | 0.17624 | 0.17624
F7_Commercial_Hospital_New_Food Preparation_Natural Gas_Broiler_Codes & Standards Forecast | F7 | Commercial | Hospital | New | Food Preparation | Natural Gas | Broiler | Codes & Standards Forecast | Avg. Replacement Summer Demand (kW) | 0 | 0 | 0 | 0 | 0 | 0 | 0 | 0 | 0 | 0 | 0 | 0 | 0 | 0 | 0 | 0 | 0 | 0 | 0 | 0 | 0 | 0 | 0 | 0 | 0 | 0 | 0 | 0 | 0 | 0 | 0 | 0 | 0
F8_Commercial_Hospital_New_Food Preparation_Natural Gas_Broiler_Codes & Standards Forecast | F8 | Commercial | Hospital | New | Food Preparation | Natural Gas | Broiler | Codes & Standards Forecast | Avg. Replacement Winter Demand (kW) | 0 | 0 | 0 | 0 | 0 | 0 | 0 | 0 | 0 | 0 | 0 | 0 | 0 | 0 | 0 | 0 | 0 | 0 | 0 | 0 | 0 | 0 | 0 | 0 | 0 | 0 | 0 | 0 | 0 | 0 | 0 | 0 | 0
F1_Commercial_Hospital_New_Food Preparation_Natural Gas_Griddle_Codes & Standards Forecast | F1 | Commercial | Hospital | New | Food Preparation | Natural Gas | Griddle | Codes & Standards Forecast | Units | 0 | 556.2094 | 3239.0139 | 4953.5139 | 7003.4534 | 9116.1036 | 11239.3702 | 13077.0507 | 14888.977 | 16743.3141 | 18627.8356 | 20498.0406 | 22338.9939 | 24154.8538 | 25973.3385 | 27786.3236 | 29609.8152 | 31390.7655 | 33100.9757 | 34756.0054 | 36411.8483 | 38101.2198 | 39812.6083 | 41542.1044 | 43290.181 | 45043.1827 | 46803.0376 | 48564.0777 | 50332.8866 | 52105.5512 | 53891.4047 | 55678.5563 | 56437.7547
F2_Commercial_Hospital_New_Food Preparation_Natural Gas_Griddle_Codes & Standards Forecast | F2 | Commercial | Hospital | New | Food Preparation | Natural Gas | Griddle | Codes & Standards Forecast | Usage (MMtherm) | 0 | 5.6202e-05 | 0.00036459 | 0.00052149 | 0.00071711 | 0.00091872 | 0.0011213 | 0.0012967 | 0.0014696 | 0.0016466 | 0.0018264 | 0.0020049 | 0.0021789 | 0.0023427 | 0.0025087 | 0.0026757 | 0.0028449 | 0.0030088 | 0.0031587 | 0.0033167 | 0.0034747 | 0.0036359 | 0.0037992 | 0.0039643 | 0.0041311 | 0.0042984 | 0.0044663 | 0.0046344 | 0.0048031 | 0.0049723 | 0.0051427 | 0.0053133 | 0.0053857
F3_Commercial_Hospital_New_Food Preparation_Natural Gas_Griddle_Codes & Standards Forecast | F3 | Commercial | Hospital | New | Food Preparation | Natural Gas | Griddle | Codes & Standards Forecast | Summer Peak Demand (MW) | 0 | 0 | 0 | 0 | 0 | 0 | 0 | 0 | 0 | 0 | 0 | 0 | 0 | 0 | 0 | 0 | 0 | 0 | 0 | 0 | 0 | 0 | 0 | 0 | 0 | 0 | 0 | 0 | 0 | 0 | 0 | 0 | 0
F4_Commercial_Hospital_New_Food Preparation_Natural Gas_Griddle_Codes & Standards Forecast | F4 | Commercial | Hospital | New | Food Preparation | Natural Gas | Griddle | Codes & Standards Forecast | Winter Peak Demand (MW) | 0 | 0 | 0 | 0 | 0 | 0 | 0 | 0 | 0 | 0 | 0 | 0 | 0 | 0 | 0 | 0 | 0 | 0 | 0 | 0 | 0 | 0 | 0 | 0 | 0 | 0 | 0 | 0 | 0 | 0 | 0 | 0 | 0
F5_Commercial_Hospital_New_Food Preparation_Natural Gas_Griddle_Codes & Standards Forecast | F5 | Commercial | Hospital | New | Food Preparation | Natural Gas | Griddle | Codes & Standards Forecast | Turnover | 0 | 556.2094 | 2682.8045 | 1714.5 | 2049.9395 | 2112.6502 | 2123.2666 | 1837.6804 | 1811.9263 | 1854.3372 | 1884.5214 | 1870.2051 | 1952.1951 | 2441.4143 | 2661.8283 | 2897.6478 | 3113.7519 | 3383.6187 | 3917.3552 | 3529.2958 | 3614.0566 | 3649.286 | 3656.1441 | 3600.875 | 3726.7112 | 3879.3929 | 4048.4099 | 4210.8816 | 4426.8991 | 4810.8536 | 4980.044 | 5127.1341 | 4217.6919
F6_Commercial_Hospital_New_Food Preparation_Natural Gas_Griddle_Codes & Standards Forecast | F6 | Commercial | Hospital | New | Food Preparation | Natural Gas | Griddle | Codes & Standards Forecast | Avg. Replacement Usage (kWh) | 0.10462 | 0.10105 | 0.11256 | 0.095428 | 0.095428 | 0.095428 | 0.095428 | 0.095428 | 0.095428 | 0.095428 | 0.095428 | 0.095428 | 0.095428 | 0.095428 | 0.095428 | 0.095428 | 0.095428 | 0.095428 | 0.095428 | 0.095428 | 0.095428 | 0.095428 | 0.095428 | 0.095428 | 0.095428 | 0.095428 | 0.095428 | 0.095428 | 0.095428 | 0.095428 | 0.095428 | 0.095428 | 0.095428
F7_Commercial_Hospital_New_Food Preparation_Natural Gas_Griddle_Codes & Standards Forecast | F7 | Commercial | Hospital | New | Food Preparation | Natural Gas | Griddle | Codes & Standards Forecast | Avg. Replacement Summer Demand (kW) | 0 | 0 | 0 | 0 | 0 | 0 | 0 | 0 | 0 | 0 | 0 | 0 | 0 | 0 | 0 | 0 | 0 | 0 | 0 | 0 | 0 | 0 | 0 | 0 | 0 | 0 | 0 | 0 | 0 | 0 | 0 | 0 | 0
F8_Commercial_Hospital_New_Food Preparation_Natural Gas_Griddle_Codes & Standards Forecast | F8 | Commercial | Hospital | New | Food Preparation | Natural Gas | Griddle | Codes & Standards Forecast | Avg. Replacement Winter Demand (kW) | 0 | 0 | 0 | 0 | 0 | 0 | 0 | 0 | 0 | 0 | 0 | 0 | 0 | 0 | 0 | 0 | 0 | 0 | 0 | 0 | 0 | 0 | 0 | 0 | 0 | 0 | 0 | 0 | 0 | 0 | 0 | 0 | 0
F1_Commercial_Hospital_New_Food Preparation_Natural Gas_Range_Codes & Standards Forecast | F1 | Commercial | Hospital | New | Food Preparation | Natural Gas | Range | Codes & Standards Forecast | Units | 0 | 2351.3726 | 13692.9159 | 20940.9564 | 29607.0662 | 38538.285 | 47514.3846 | 55283.1699 | 62943.0797 | 70782.2813 | 78749.0868 | 86655.3699 | 94437.9909 | 102114.5301 | 109802.1658 | 117466.5515 | 125175.3539 | 132704.3128 | 139934.2181 | 146930.8485 | 153930.9164 | 161072.7266 | 168307.6133 | 175619.05 | 183009.0354 | 190419.842 | 197859.6199 | 205304.4089 | 212782.0402 | 220275.9714 | 227825.6585 | 235380.8336 | 238590.3409
F2_Commercial_Hospital_New_Food Preparation_Natural Gas_Range_Codes & Standards Forecast | F2 | Commercial | Hospital | New | Food Preparation | Natural Gas | Range | Codes & Standards Forecast | Usage (MMtherm) | 0 | 0.00027767 | 0.0018013 | 0.002704 | 0.0038231 | 0.0049763 | 0.0061354 | 0.0071386 | 0.0081277 | 0.0091399 | 0.010169 | 0.01119 | 0.012195 | 0.013186 | 0.014178 | 0.015168 | 0.016164 | 0.017136 | 0.018069 | 0.018973 | 0.019877 | 0.020799 | 0.021733 | 0.022677 | 0.023631 | 0.024588 | 0.025549 | 0.02651 | 0.027476 | 0.028444 | 0.029418 | 0.030394 | 0.030809
F3_Commercial_Hospital_New_Food Preparation_Natural Gas_Range_Codes & Standards Forecast | F3 | Commercial | Hospital | New | Food Preparation | Natural Gas | Range | Codes & Standards Forecast | Summer Peak Demand (MW) | 0 | 0 | 0 | 0 | 0 | 0 | 0 | 0 | 0 | 0 | 0 | 0 | 0 | 0 | 0 | 0 | 0 | 0 | 0 | 0 | 0 | 0 | 0 | 0 | 0 | 0 | 0 | 0 | 0 | 0 | 0 | 0 | 0
F4_Commercial_Hospital_New_Food Preparation_Natural Gas_Range_Codes & Standards Forecast | F4 | Commercial | Hospital | New | Food Preparation | Natural Gas | Range | Codes & Standards Forecast | Winter Peak Demand (MW) | 0 | 0 | 0 | 0 | 0 | 0 | 0 | 0 | 0 | 0 | 0 | 0 | 0 | 0 | 0 | 0 | 0 | 0 | 0 | 0 | 0 | 0 | 0 | 0 | 0 | 0 | 0 | 0 | 0 | 0 | 0 | 0 | 0
F5_Commercial_Hospital_New_Food Preparation_Natural Gas_Range_Codes & Standards Forecast | F5 | Commercial | Hospital | New | Food Preparation | Natural Gas | Range | Codes & Standards Forecast | Turnover | 0 | 2351.3726 | 11341.5433 | 7248.0405 | 8666.1098 | 8931.2188 | 8976.0996 | 7768.7853 | 7659.9098 | 7839.2017 | 8437.08 | 10550.8113 | 11347.8517 | 12261.9457 | 13142.2047 | 14439.659 | 17039.4975 | 15452.4097 | 15508.2447 | 15376.2146 | 15825.6627 | 16155.3662 | 16869.5796 | 17694.6322 | 18741.2039 | 20453.7829 | 21173.5802 | 21773.104 | 22246.2809 | 22814.1032 | 23718.43 | 23448.0398 | 19477.3624
F6_Commercial_Hospital_New_Food Preparation_Natural Gas_Range_Codes & Standards Forecast | F6 | Commercial | Hospital | New | Food Preparation | Natural Gas | Range | Codes & Standards Forecast | Avg. Replacement Usage (kWh) | 0.12226 | 0.11809 | 0.13155 | 0.12913 | 0.12913 | 0.12913 | 0.12913 | 0.12913 | 0.12913 | 0.12913 | 0.12913 | 0.12913 | 0.12913 | 0.12913 | 0.12913 | 0.12913 | 0.12913 | 0.12913 | 0.12913 | 0.12913 | 0.12913 | 0.12913 | 0.12913 | 0.12913 | 0.12913 | 0.12913 | 0.12913 | 0.12913 | 0.12913 | 0.12913 | 0.12913 | 0.12913 | 0.12913
F7_Commercial_Hospital_New_Food Preparation_Natural Gas_Range_Codes & Standards Forecast | F7 | Commercial | Hospital | New | Food Preparation | Natural Gas | Range | Codes & Standards Forecast | Avg. Replacement Summer Demand (kW) | 0 | 0 | 0 | 0 | 0 | 0 | 0 | 0 | 0 | 0 | 0 | 0 | 0 | 0 | 0 | 0 | 0 | 0 | 0 | 0 | 0 | 0 | 0 | 0 | 0 | 0 | 0 | 0 | 0 | 0 | 0 | 0 | 0
F8_Commercial_Hospital_New_Food Preparation_Natural Gas_Range_Codes & Standards Forecast | F8 | Commercial | Hospital | New | Food Preparation | Natural Gas | Range | Codes & Standards Forecast | Avg. Replacement Winter Demand (kW) | 0 | 0 | 0 | 0 | 0 | 0 | 0 | 0 | 0 | 0 | 0 | 0 | 0 | 0 | 0 | 0 | 0 | 0 | 0 | 0 | 0 | 0 | 0 | 0 | 0 | 0 | 0 | 0 | 0 | 0 | 0 | 0 | 0
F1_Commercial_Hospital_New_Food Preparation_Natural Gas_Steamer_Codes & Standards Forecast | F1 | Commercial | Hospital | New | Food Preparation | Natural Gas | Steamer | Codes & Standards Forecast | Units | 0 | 258.3926 | 1504.716 | 2301.204 | 3253.5238 | 4234.9764 | 5221.3609 | 6075.0736 | 6916.8219 | 7778.2727 | 8653.7458 | 9522.5681 | 10377.8012 | 11221.3769 | 12066.1721 | 12908.4122 | 13755.5334 | 14582.8915 | 15377.3866 | 16146.2471 | 16915.4853 | 17700.2996 | 18495.3421 | 19298.7967 | 20110.883 | 20925.2574 | 21742.8154 | 22560.9241 | 23382.6418 | 24206.1507 | 25035.7867 | 25866.0257 | 26218.7188
F2_Commercial_Hospital_New_Food Preparation_Natural Gas_Steamer_Codes & Standards Forecast | F2 | Commercial | Hospital | New | Food Preparation | Natural Gas | Steamer | Codes & Standards Forecast | Usage (MMtherm) | 0 | 7.1894e-05 | 0.00046639 | 0.00050835 | 0.00056879 | 0.00063107 | 0.00069367 | 0.00074785 | 0.00080127 | 0.00085594 | 0.00090459 | 0.00092024 | 0.00093941 | 0.00096175 | 0.00098763 | 0.0010164 | 0.0010483 | 0.0010813 | 0.0011144 | 0.0011287 | 0.0010735 | 0.0011233 | 0.0011738 | 0.0012248 | 0.0012763 | 0.001328 | 0.0013799 | 0.0014318 | 0.0014839 | 0.0015362 | 0.0015888 | 0.0016415 | 0.0016639
F3_Commercial_Hospital_New_Food Preparation_Natural Gas_Steamer_Codes & Standards Forecast | F3 | Commercial | Hospital | New | Food Preparation | Natural Gas | Steamer | Codes & Standards Forecast | Summer Peak Demand (MW) | 0 | 0 | 0 | 0 | 0 | 0 | 0 | 0 | 0 | 0 | 0 | 0 | 0 | 0 | 0 | 0 | 0 | 0 | 0 | 0 | 0 | 0 | 0 | 0 | 0 | 0 | 0 | 0 | 0 | 0 | 0 | 0 | 0
F4_Commercial_Hospital_New_Food Preparation_Natural Gas_Steamer_Codes & Standards Forecast | F4 | Commercial | Hospital | New | Food Preparation | Natural Gas | Steamer | Codes & Standards Forecast | Winter Peak Demand (MW) | 0 | 0 | 0 | 0 | 0 | 0 | 0 | 0 | 0 | 0 | 0 | 0 | 0 | 0 | 0 | 0 | 0 | 0 | 0 | 0 | 0 | 0 | 0 | 0 | 0 | 0 | 0 | 0 | 0 | 0 | 0 | 0 | 0
F5_Commercial_Hospital_New_Food Preparation_Natural Gas_Steamer_Codes & Standards Forecast | F5 | Commercial | Hospital | New | Food Preparation | Natural Gas | Steamer | Codes & Standards Forecast | Turnover | 0 | 258.3926 | 1246.3234 | 796.488 | 952.3198 | 981.4526 | 986.3846 | 853.7127 | 841.7483 | 861.4507 | 904.1834 | 1032.823 | 1089.5101 | 1157.6353 | 1233.0095 | 1296.9179 | 1346.1361 | 1364.4545 | 1367.6309 | 1458.3503 | 1801.1057 | 1684.5614 | 1771.4316 | 1817.3284 | 1858.9283 | 1853.6154 | 1889.2495 | 1928.7496 | 1984.1524 | 2096.5211 | 2165.8324 | 2235.7738 | 1827.194
F6_Commercial_Hospital_New_Food Preparation_Natural Gas_Steamer_Codes & Standards Forecast | F6 | Commercial | Hospital | New | Food Preparation | Natural Gas | Steamer | Codes & Standards Forecast | Avg. Replacement Usage (kWh) | 0.28807 | 0.27824 | 0.30995 | 0.063463 | 0.063463 | 0.063463 | 0.063463 | 0.063463 | 0.063463 | 0.063463 | 0.063463 | 0.063463 | 0.063463 | 0.063463 | 0.063463 | 0.063463 | 0.063463 | 0.063463 | 0.063463 | 0.063463 | 0.063463 | 0.063463 | 0.063463 | 0.063463 | 0.063463 | 0.063463 | 0.063463 | 0.063463 | 0.063463 | 0.063463 | 0.063463 | 0.063463 | 0.063463
F7_Commercial_Hospital_New_Food Preparation_Natural Gas_Steamer_Codes & Standards Forecast | F7 | Commercial | Hospital | New | Food Preparation | Natural Gas | Steamer | Codes & Standards Forecast | Avg. Replacement Summer Demand (kW) | 0 | 0 | 0 | 0 | 0 | 0 | 0 | 0 | 0 | 0 | 0 | 0 | 0 | 0 | 0 | 0 | 0 | 0 | 0 | 0 | 0 | 0 | 0 | 0 | 0 | 0 | 0 | 0 | 0 | 0 | 0 | 0 | 0
F8_Commercial_Hospital_New_Food Preparation_Natural Gas_Steamer_Codes & Standards Forecast | F8 | Commercial | Hospital | New | Food Preparation | Natural Gas | Steamer | Codes & Standards Forecast | Avg. Replacement Winter Demand (kW) | 0 | 0 | 0 | 0 | 0 | 0 | 0 | 0 | 0 | 0 | 0 | 0 | 0 | 0 | 0 | 0 | 0 | 0 | 0 | 0 | 0 | 0 | 0 | 0 | 0 | 0 | 0 | 0 | 0 | 0 | 0 | 0 | 0
F1_Commercial_Hospital_New_Food Preparation_Natural Gas_Food Prep Other_Codes & Standards Forecast | F1 | Commercial | Hospital | New | Food Preparation | Natural Gas | Food Prep Other | Codes & Standards Forecast | Units | 0 | 0 | 0 | 0 | 0 | 0 | 0 | 0 | 0 | 0 | 0 | 0 | 0 | 0 | 0 | 0 | 0 | 0 | 0 | 0 | 0 | 0 | 0 | 0 | 0 | 0 | 0 | 0 | 0 | 0 | 0 | 0 | 0
F2_Commercial_Hospital_New_Food Preparation_Natural Gas_Food Prep Other_Codes & Standards Forecast | F2 | Commercial | Hospital | New | Food Preparation | Natural Gas | Food Prep Other | Codes & Standards Forecast | Usage (MMtherm) | 0 | 0 | 0 | 0 | 0 | 0 | 0 | 0 | 0 | 0 | 0 | 0 | 0 | 0 | 0 | 0 | 0 | 0 | 0 | 0 | 0 | 0 | 0 | 0 | 0 | 0 | 0 | 0 | 0 | 0 | 0 | 0 | 0
F3_Commercial_Hospital_New_Food Preparation_Natural Gas_Food Prep Other_Codes & Standards Forecast | F3 | Commercial | Hospital | New | Food Preparation | Natural Gas | Food Prep Other | Codes & Standards Forecast | Summer Peak Demand (MW) | 0 | 0 | 0 | 0 | 0 | 0 | 0 | 0 | 0 | 0 | 0 | 0 | 0 | 0 | 0 | 0 | 0 | 0 | 0 | 0 | 0 | 0 | 0 | 0 | 0 | 0 | 0 | 0 | 0 | 0 | 0 | 0 | 0
F4_Commercial_Hospital_New_Food Preparation_Natural Gas_Food Prep Other_Codes & Standards Forecast | F4 | Commercial | Hospital | New | Food Preparation | Natural Gas | Food Prep Other | Codes & Standards Forecast | Winter Peak Demand (MW) | 0 | 0 | 0 | 0 | 0 | 0 | 0 | 0 | 0 | 0 | 0 | 0 | 0 | 0 | 0 | 0 | 0 | 0 | 0 | 0 | 0 | 0 | 0 | 0 | 0 | 0 | 0 | 0 | 0 | 0 | 0 | 0 | 0
F5_Commercial_Hospital_New_Food Preparation_Natural Gas_Food Prep Other_Codes & Standards Forecast | F5 | Commercial | Hospital | New | Food Preparation | Natural Gas | Food Prep Other | Codes & Standards Forecast | Turnover | 0 | 0 | 0 | 0 | 0 | 0 | 0 | 0 | 0 | 0 | 0 | 0 | 0 | 0 | 0 | 0 | 0 | 0 | 0 | 0 | 0 | 0 | 0 | 0 | 0 | 0 | 0 | 0 | 0 | 0 | 0 | 0 | 0
F6_Commercial_Hospital_New_Food Preparation_Natural Gas_Food Prep Other_Codes & Standards Forecast | F6 | Commercial | Hospital | New | Food Preparation | Natural Gas | Food Prep Other | Codes & Standards Forecast | Avg. Replacement Usage (kWh) | 0.043498 | 0.042013 | 0.046802 | 0.045941 | 0.045941 | 0.045941 | 0.045941 | 0.045941 | 0.045941 | 0.045941 | 0.045941 | 0.045941 | 0.045941 | 0.045941 | 0.045941 | 0.045941 | 0.045941 | 0.045941 | 0.045941 | 0.045941 | 0.045941 | 0.045941 | 0.045941 | 0.045941 | 0.045941 | 0.045941 | 0.045941 | 0.045941 | 0.045941 | 0.045941 | 0.045941 | 0.045941 | 0.045941
F7_Commercial_Hospital_New_Food Preparation_Natural Gas_Food Prep Other_Codes & Standards Forecast | F7 | Commercial | Hospital | New | Food Preparation | Natural Gas | Food Prep Other | Codes & Standards Forecast | Avg. Replacement Summer Demand (kW) | 0 | 0 | 0 | 0 | 0 | 0 | 0 | 0 | 0 | 0 | 0 | 0 | 0 | 0 | 0 | 0 | 0 | 0 | 0 | 0 | 0 | 0 | 0 | 0 | 0 | 0 | 0 | 0 | 0 | 0 | 0 | 0 | 0
F8_Commercial_Hospital_New_Food Preparation_Natural Gas_Food Prep Other_Codes & Standards Forecast | F8 | Commercial | Hospital | New | Food Preparation | Natural Gas | Food Prep Other | Codes & Standards Forecast | Avg. Replacement Winter Demand (kW) | 0 | 0 | 0 | 0 | 0 | 0 | 0 | 0 | 0 | 0 | 0 | 0 | 0 | 0 | 0 | 0 | 0 | 0 | 0 | 0 | 0 | 0 | 0 | 0 | 0 | 0 | 0 | 0 | 0 | 0 | 0 | 0 | 0
F1_Commercial_Hospital_New_Miscellaneous_Natural Gas_Pool Heater_Codes & Standards Forecast | F1 | Commercial | Hospital | New | Miscellaneous | Natural Gas | Pool Heater | Codes & Standards Forecast | Units | 0 | 0 | 0 | 0 | 0 | 0 | 0 | 0 | 0 | 0 | 0 | 0 | 0 | 0 | 0 | 0 | 0 | 0 | 0 | 0 | 0 | 0 | 0 | 0 | 0 | 0 | 0 | 0 | 0 | 0 | 0 | 0 | 0
F2_Commercial_Hospital_New_Miscellaneous_Natural Gas_Pool Heater_Codes & Standards Forecast | F2 | Commercial | Hospital | New | Miscellaneous | Natural Gas | Pool Heater | Codes & Standards Forecast | Usage (MMtherm) | 0 | 0 | 0 | 0 | 0 | 0 | 0 | 0 | 0 | 0 | 0 | 0 | 0 | 0 | 0 | 0 | 0 | 0 | 0 | 0 | 0 | 0 | 0 | 0 | 0 | 0 | 0 | 0 | 0 | 0 | 0 | 0 | 0
F3_Commercial_Hospital_New_Miscellaneous_Natural Gas_Pool Heater_Codes & Standards Forecast | F3 | Commercial | Hospital | New | Miscellaneous | Natural Gas | Pool Heater | Codes & Standards Forecast | Summer Peak Demand (MW) | 0 | 0 | 0 | 0 | 0 | 0 | 0 | 0 | 0 | 0 | 0 | 0 | 0 | 0 | 0 | 0 | 0 | 0 | 0 | 0 | 0 | 0 | 0 | 0 | 0 | 0 | 0 | 0 | 0 | 0 | 0 | 0 | 0
F4_Commercial_Hospital_New_Miscellaneous_Natural Gas_Pool Heater_Codes & Standards Forecast | F4 | Commercial | Hospital | New | Miscellaneous | Natural Gas | Pool Heater | Codes & Standards Forecast | Winter Peak Demand (MW) | 0 | 0 | 0 | 0 | 0 | 0 | 0 | 0 | 0 | 0 | 0 | 0 | 0 | 0 | 0 | 0 | 0 | 0 | 0 | 0 | 0 | 0 | 0 | 0 | 0 | 0 | 0 | 0 | 0 | 0 | 0 | 0 | 0
F5_Commercial_Hospital_New_Miscellaneous_Natural Gas_Pool Heater_Codes & Standards Forecast | F5 | Commercial | Hospital | New | Miscellaneous | Natural Gas | Pool Heater | Codes & Standards Forecast | Turnover | 0 | 0 | 0 | 0 | 0 | 0 | 0 | 0 | 0 | 0 | 0 | 0 | 0 | 0 | 0 | 0 | 0 | 0 | 0 | 0 | 0 | 0 | 0 | 0 | 0 | 0 | 0 | 0 | 0 | 0 | 0 | 0 | 0
F6_Commercial_Hospital_New_Miscellaneous_Natural Gas_Pool Heater_Codes & Standards Forecast | F6 | Commercial | Hospital | New | Miscellaneous | Natural Gas | Pool Heater | Codes & Standards Forecast | Avg. Replacement Usage (kWh) | 0.010152 | 0.0098057 | 0.010923 | 0.010722 | 0.010722 | 0.010722 | 0.010722 | 0.010722 | 0.010722 | 0.010722 | 0.010722 | 0.010722 | 0.010722 | 0.010722 | 0.010722 | 0.010722 | 0.010722 | 0.010722 | 0.010722 | 0.010722 | 0.010722 | 0.010722 | 0.010722 | 0.010722 | 0.010722 | 0.010722 | 0.010722 | 0.010722 | 0.010722 | 0.010722 | 0.010722 | 0.010722 | 0.010722
F7_Commercial_Hospital_New_Miscellaneous_Natural Gas_Pool Heater_Codes & Standards Forecast | F7 | Commercial | Hospital | New | Miscellaneous | Natural Gas | Pool Heater | Codes & Standards Forecast | Avg. Replacement Summer Demand (kW) | 0 | 0 | 0 | 0 | 0 | 0 | 0 | 0 | 0 | 0 | 0 | 0 | 0 | 0 | 0 | 0 | 0 | 0 | 0 | 0 | 0 | 0 | 0 | 0 | 0 | 0 | 0 | 0 | 0 | 0 | 0 | 0 | 0
F8_Commercial_Hospital_New_Miscellaneous_Natural Gas_Pool Heater_Codes & Standards Forecast | F8 | Commercial | Hospital | New | Miscellaneous | Natural Gas | Pool Heater | Codes & Standards Forecast | Avg. Replacement Winter Demand (kW) | 0 | 0 | 0 | 0 | 0 | 0 | 0 | 0 | 0 | 0 | 0 | 0 | 0 | 0 | 0 | 0 | 0 | 0 | 0 | 0 | 0 | 0 | 0 | 0 | 0 | 0 | 0 | 0 | 0 | 0 | 0 | 0 | 0
F1_Commercial_Hospital_New_Miscellaneous_Natural Gas_Miscellaneous_Codes & Standards Forecast | F1 | Commercial | Hospital | New | Miscellaneous | Natural Gas | Miscellaneous | Codes & Standards Forecast | Units | 0 | 21601.6209 | 125794.2606 | 192380.6548 | 271994.5862 | 354044.0246 | 436505.7746 | 507876.1541 | 578246.3143 | 650263.5954 | 723453.1494 | 796086.6947 | 867584.18 | 938107.1113 | 1008731.985 | 1079143.264 | 1149962.5918 | 1219129.7307 | 1285549.5205 | 1349826.2569 | 1414134.5728 | 1479745.0489 | 1546210.6016 | 1613379.4046 | 1681269.82 | 1749351.516 | 1817699.3653 | 1886093.2506 | 1954788.853 | 2023634.1992 | 2092991.764 | 2162399.7462 | 2191884.8903
F2_Commercial_Hospital_New_Miscellaneous_Natural Gas_Miscellaneous_Codes & Standards Forecast | F2 | Commercial | Hospital | New | Miscellaneous | Natural Gas | Miscellaneous | Codes & Standards Forecast | Usage (MMtherm) | 0 | 0.00021668 | 0.0014057 | 0.0021101 | 0.0029834 | 0.0038834 | 0.0047879 | 0.0055707 | 0.0063426 | 0.0071325 | 0.0079353 | 0.008732 | 0.0095162 | 0.01029 | 0.011064 | 0.011837 | 0.012613 | 0.013372 | 0.014101 | 0.014806 | 0.015511 | 0.016231 | 0.01696 | 0.017697 | 0.018441 | 0.019188 | 0.019938 | 0.020688 | 0.021441 | 0.022196 | 0.022957 | 0.023719 | 0.024042
F3_Commercial_Hospital_New_Miscellaneous_Natural Gas_Miscellaneous_Codes & Standards Forecast | F3 | Commercial | Hospital | New | Miscellaneous | Natural Gas | Miscellaneous | Codes & Standards Forecast | Summer Peak Demand (MW) | 0 | 0 | 0 | 0 | 0 | 0 | 0 | 0 | 0 | 0 | 0 | 0 | 0 | 0 | 0 | 0 | 0 | 0 | 0 | 0 | 0 | 0 | 0 | 0 | 0 | 0 | 0 | 0 | 0 | 0 | 0 | 0 | 0
F4_Commercial_Hospital_New_Miscellaneous_Natural Gas_Miscellaneous_Codes & Standards Forecast | F4 | Commercial | Hospital | New | Miscellaneous | Natural Gas | Miscellaneous | Codes & Standards Forecast | Winter Peak Demand (MW) | 0 | 0 | 0 | 0 | 0 | 0 | 0 | 0 | 0 | 0 | 0 | 0 | 0 | 0 | 0 | 0 | 0 | 0 | 0 | 0 | 0 | 0 | 0 | 0 | 0 | 0 | 0 | 0 | 0 | 0 | 0 | 0 | 0
F5_Commercial_Hospital_New_Miscellaneous_Natural Gas_Miscellaneous_Codes & Standards Forecast | F5 | Commercial | Hospital | New | Miscellaneous | Natural Gas | Miscellaneous | Codes & Standards Forecast | Turnover | 0 | 21601.6209 | 104192.6397 | 66586.3943 | 82699.8772 | 99579.1976 | 106999.6 | 104217.0905 | 112750.0835 | 123628.5869 | 132315.9718 | 145714.2736 | 175862.8202 | 167924.3658 | 179622.9208 | 193879.3473 | 202800.2831 | 207143.3851 | 214868.342 | 223659.3512 | 233045.0297 | 244841.1135 | 260827.1439 | 264743.6742 | 275626.0647 | 287555.5563 | 296888.0044 | 304925.9926 | 314767.4954 | 324738.007 | 334989.5719 | 345496.2181 | 317180.9916
F6_Commercial_Hospital_New_Miscellaneous_Natural Gas_Miscellaneous_Codes & Standards Forecast | F6 | Commercial | Hospital | New | Miscellaneous | Natural Gas | Miscellaneous | Codes & Standards Forecast | Avg. Replacement Usage (kWh) | 0.010385 | 0.010031 | 0.011174 | 0.010969 | 0.010969 | 0.010969 | 0.010969 | 0.010969 | 0.010969 | 0.010969 | 0.010969 | 0.010969 | 0.010969 | 0.010969 | 0.010969 | 0.010969 | 0.010969 | 0.010969 | 0.010969 | 0.010969 | 0.010969 | 0.010969 | 0.010969 | 0.010969 | 0.010969 | 0.010969 | 0.010969 | 0.010969 | 0.010969 | 0.010969 | 0.010969 | 0.010969 | 0.010969
F7_Commercial_Hospital_New_Miscellaneous_Natural Gas_Miscellaneous_Codes & Standards Forecast | F7 | Commercial | Hospital | New | Miscellaneous | Natural Gas | Miscellaneous | Codes & Standards Forecast | Avg. Replacement Summer Demand (kW) | 0 | 0 | 0 | 0 | 0 | 0 | 0 | 0 | 0 | 0 | 0 | 0 | 0 | 0 | 0 | 0 | 0 | 0 | 0 | 0 | 0 | 0 | 0 | 0 | 0 | 0 | 0 | 0 | 0 | 0 | 0 | 0 | 0
F8_Commercial_Hospital_New_Miscellaneous_Natural Gas_Miscellaneous_Codes & Standards Forecast | F8 | Commercial | Hospital | New | Miscellaneous | Natural Gas | Miscellaneous | Codes & Standards Forecast | Avg. Replacement Winter Demand (kW) | 0 | 0 | 0 | 0 | 0 | 0 | 0 | 0 | 0 | 0 | 0 | 0 | 0 | 0 | 0 | 0 | 0 | 0 | 0 | 0 | 0 | 0 | 0 | 0 | 0 | 0 | 0 | 0 | 0 | 0 | 0 | 0 | 0
F1_Commercial_Other Health_Existing_Space Heating_Natural Gas_Furnace_Codes & Standards Forecast | F1 | Commercial | Other Health | Existing | Space Heating | Natural Gas | Furnace | Codes & Standards Forecast | Units | 226730.8125 | 225577.2573 | 224423.7021 | 223030.6306 | 228241.8941 | 227628.5121 | 227087.0165 | 226599.2975 | 226128.1156 | 225659.8513 | 225189.2432 | 224719.2652 | 224253.2928 | 223792.4863 | 223333.9362 | 222877.2044 | 222420.0574 | 221968.0668 | 221527.5812 | 221099.8044 | 220678.2804 | 220255.6519 | 219829.6988 | 219399.7959 | 218965.5754 | 218528.5731 | 218089.3201 | 217648.7886 | 217206.6389 | 216763.1919 | 216317.4374 | 215870.3616 | 218813.8362
F2_Commercial_Other Health_Existing_Space Heating_Natural Gas_Furnace_Codes & Standards Forecast | F2 | Commercial | Other Health | Existing | Space Heating | Natural Gas | Furnace | Codes & Standards Forecast | Usage (MMtherm) | 0.020644 | 0.019821 | 0.02183 | 0.021162 | 0.021509 | 0.02126 | 0.021016 | 0.020777 | 0.020539 | 0.020301 | 0.020063 | 0.019825 | 0.019589 | 0.019354 | 0.01912 | 0.018888 | 0.018658 | 0.01843 | 0.018204 | 0.017985 | 0.01777 | 0.01756 | 0.01735 | 0.017146 | 0.016949 | 0.016758 | 0.016571 | 0.01639 | 0.016214 | 0.016042 | 0.015873 | 0.015709 | 0.015876
F3_Commercial_Other Health_Existing_Space Heating_Natural Gas_Furnace_Codes & Standards Forecast | F3 | Commercial | Other Health | Existing | Space Heating | Natural Gas | Furnace | Codes & Standards Forecast | Summer Peak Demand (MW) | 0 | 0 | 0 | 0 | 0 | 0 | 0 | 0 | 0 | 0 | 0 | 0 | 0 | 0 | 0 | 0 | 0 | 0 | 0 | 0 | 0 | 0 | 0 | 0 | 0 | 0 | 0 | 0 | 0 | 0 | 0 | 0 | 0
F4_Commercial_Other Health_Existing_Space Heating_Natural Gas_Furnace_Codes & Standards Forecast | F4 | Commercial | Other Health | Existing | Space Heating | Natural Gas | Furnace | Codes & Standards Forecast | Winter Peak Demand (MW) | 0 | 0 | 0 | 0 | 0 | 0 | 0 | 0 | 0 | 0 | 0 | 0 | 0 | 0 | 0 | 0 | 0 | 0 | 0 | 0 | 0 | 0 | 0 | 0 | 0 | 0 | 0 | 0 | 0 | 0 | 0 | 0 | 0
F5_Commercial_Other Health_Existing_Space Heating_Natural Gas_Furnace_Codes & Standards Forecast | F5 | Commercial | Other Health | Existing | Space Heating | Natural Gas | Furnace | Codes & Standards Forecast | Turnover | 0 | 4526.6339 | 4907.6446 | 5247.9353 | 10801.4334 | 5890.2065 | 6166.3271 | 6420.3231 | 6653.1426 | 6866.1284 | 7060.6924 | 7238.3693 | 7400.6035 | 7548.6696 | 7683.6074 | 7806.4453 | 7918.0647 | 8019.548 | 8111.9482 | 7806.9914 | 7555.4499 | 7350.467 | 7572.181 | 7412.75 | 7286.3652 | 7188.7333 | 7116.0022 | 7064.7626 | 7031.9485 | 7014.8618 | 7011.0729 | 7018.4957 | 11373.6782
F6_Commercial_Other Health_Existing_Space Heating_Natural Gas_Furnace_Codes & Standards Forecast | F6 | Commercial | Other Health | Existing | Space Heating | Natural Gas | Furnace | Codes & Standards Forecast | Avg. Replacement Usage (kWh) | 0.088826 | 0.085794 | 0.095066 | 0.09282 | 0.092324 | 0.082542 | 0.082095 | 0.081649 | 0.081202 | 0.080757 | 0.08031 | 0.079863 | 0.079417 | 0.078971 | 0.078525 | 0.078078 | 0.077632 | 0.077187 | 0.07674 | 0.076294 | 0.075847 | 0.075402 | 0.074956 | 0.07451 | 0.074064 | 0.073619 | 0.073172 | 0.072726 | 0.07228 | 0.071835 | 0.071388 | 0.070942 | 0.070942
F7_Commercial_Other Health_Existing_Space Heating_Natural Gas_Furnace_Codes & Standards Forecast | F7 | Commercial | Other Health | Existing | Space Heating | Natural Gas | Furnace | Codes & Standards Forecast | Avg. Replacement Summer Demand (kW) | 0 | 0 | 0 | 0 | 0 | 0 | 0 | 0 | 0 | 0 | 0 | 0 | 0 | 0 | 0 | 0 | 0 | 0 | 0 | 0 | 0 | 0 | 0 | 0 | 0 | 0 | 0 | 0 | 0 | 0 | 0 | 0 | 0
F8_Commercial_Other Health_Existing_Space Heating_Natural Gas_Furnace_Codes & Standards Forecast | F8 | Commercial | Other Health | Existing | Space Heating | Natural Gas | Furnace | Codes & Standards Forecast | Avg. Replacement Winter Demand (kW) | 0 | 0 | 0 | 0 | 0 | 0 | 0 | 0 | 0 | 0 | 0 | 0 | 0 | 0 | 0 | 0 | 0 | 0 | 0 | 0 | 0 | 0 | 0 | 0 | 0 | 0 | 0 | 0 | 0 | 0 | 0 | 0 | 0
F1_Commercial_Other Health_Existing_Space Heating_Natural Gas_Boiler_Codes & Standards Forecast | F1 | Commercial | Other Health | Existing | Space Heating | Natural Gas | Boiler | Codes & Standards Forecast | Units | 1277847.3466 | 1271345.9477 | 1264844.5488 | 1256993.2439 | 1286363.7525 | 1282906.7518 | 1279854.9004 | 1277106.1322 | 1274450.567 | 1271811.4449 | 1269159.1131 | 1266510.3329 | 1263884.1277 | 1261287.0374 | 1258702.6644 | 1256128.539 | 1253552.0739 | 1251004.6695 | 1248522.1075 | 1246111.1717 | 1243735.4761 | 1241353.5561 | 1238952.8987 | 1236529.98 | 1234082.7278 | 1231619.7973 | 1229144.1819 | 1226661.3609 | 1224169.4196 | 1221670.1672 | 1219157.9093 | 1216638.2055 | 1233227.5308
F2_Commercial_Other Health_Existing_Space Heating_Natural Gas_Boiler_Codes & Standards Forecast | F2 | Commercial | Other Health | Existing | Space Heating | Natural Gas | Boiler | Codes & Standards Forecast | Usage (MMtherm) | 0.32766 | 0.31656 | 0.35098 | 0.34261 | 0.35232 | 0.35022 | 0.34821 | 0.34626 | 0.34431 | 0.34232 | 0.34029 | 0.33821 | 0.33608 | 0.33391 | 0.33168 | 0.32939 | 0.32704 | 0.32463 | 0.32217 | 0.31966 | 0.31708 | 0.31446 | 0.31176 | 0.309 | 0.30609 | 0.30322 | 0.30039 | 0.29761 | 0.29487 | 0.29216 | 0.28947 | 0.28683 | 0.29047
F3_Commercial_Other Health_Existing_Space Heating_Natural Gas_Boiler_Codes & Standards Forecast | F3 | Commercial | Other Health | Existing | Space Heating | Natural Gas | Boiler | Codes & Standards Forecast | Summer Peak Demand (MW) | 0 | 0 | 0 | 0 | 0 | 0 | 0 | 0 | 0 | 0 | 0 | 0 | 0 | 0 | 0 | 0 | 0 | 0 | 0 | 0 | 0 | 0 | 0 | 0 | 0 | 0 | 0 | 0 | 0 | 0 | 0 | 0 | 0
F4_Commercial_Other Health_Existing_Space Heating_Natural Gas_Boiler_Codes & Standards Forecast | F4 | Commercial | Other Health | Existing | Space Heating | Natural Gas | Boiler | Codes & Standards Forecast | Winter Peak Demand (MW) | 0 | 0 | 0 | 0 | 0 | 0 | 0 | 0 | 0 | 0 | 0 | 0 | 0 | 0 | 0 | 0 | 0 | 0 | 0 | 0 | 0 | 0 | 0 | 0 | 0 | 0 | 0 | 0 | 0 | 0 | 0 | 0 | 0
F5_Commercial_Other Health_Existing_Space Heating_Natural Gas_Boiler_Codes & Standards Forecast | F5 | Commercial | Other Health | Existing | Space Heating | Natural Gas | Boiler | Codes & Standards Forecast | Turnover | 0 | 23471.0021 | 25446.5767 | 27211.0144 | 58356.0395 | 30541.2479 | 31972.9582 | 33289.9501 | 34497.1401 | 35601.4902 | 36610.322 | 37531.5927 | 38372.7917 | 39140.5277 | 39840.192 | 40477.1177 | 41055.874 | 41582.0745 | 42061.1773 | 42497.3738 | 42893.059 | 41240.3847 | 39868.0099 | 38741.3368 | 39996.9429 | 39101.9785 | 38383.5921 | 37819.0559 | 37387.911 | 37072.0662 | 36855.2269 | 36723.2586 | 53329.1301
F6_Commercial_Other Health_Existing_Space Heating_Natural Gas_Boiler_Codes & Standards Forecast | F6 | Commercial | Other Health | Existing | Space Heating | Natural Gas | Boiler | Codes & Standards Forecast | Avg. Replacement Usage (kWh) | 0.30856 | 0.29803 | 0.33024 | 0.32244 | 0.32071 | 0.27148 | 0.27001 | 0.26854 | 0.26708 | 0.26561 | 0.26414 | 0.26267 | 0.2612 | 0.25974 | 0.25827 | 0.2568 | 0.25533 | 0.25387 | 0.2524 | 0.25093 | 0.24946 | 0.248 | 0.24653 | 0.24506 | 0.2436 | 0.24213 | 0.24066 | 0.2392 | 0.23773 | 0.23626 | 0.2348 | 0.23333 | 0.23333
F7_Commercial_Other Health_Existing_Space Heating_Natural Gas_Boiler_Codes & Standards Forecast | F7 | Commercial | Other Health | Existing | Space Heating | Natural Gas | Boiler | Codes & Standards Forecast | Avg. Replacement Summer Demand (kW) | 0 | 0 | 0 | 0 | 0 | 0 | 0 | 0 | 0 | 0 | 0 | 0 | 0 | 0 | 0 | 0 | 0 | 0 | 0 | 0 | 0 | 0 | 0 | 0 | 0 | 0 | 0 | 0 | 0 | 0 | 0 | 0 | 0
F8_Commercial_Other Health_Existing_Space Heating_Natural Gas_Boiler_Codes & Standards Forecast | F8 | Commercial | Other Health | Existing | Space Heating | Natural Gas | Boiler | Codes & Standards Forecast | Avg. Replacement Winter Demand (kW) | 0 | 0 | 0 | 0 | 0 | 0 | 0 | 0 | 0 | 0 | 0 | 0 | 0 | 0 | 0 | 0 | 0 | 0 | 0 | 0 | 0 | 0 | 0 | 0 | 0 | 0 | 0 | 0 | 0 | 0 | 0 | 0 | 0
F1_Commercial_Other Health_Existing_Space Heating_Natural Gas_Unit Heater_Codes & Standards Forecast | F1 | Commercial | Other Health | Existing | Space Heating | Natural Gas | Unit Heater | Codes & Standards Forecast | Units | 0 | 0 | 0 | 0 | 0 | 0 | 0 | 0 | 0 | 0 | 0 | 0 | 0 | 0 | 0 | 0 | 0 | 0 | 0 | 0 | 0 | 0 | 0 | 0 | 0 | 0 | 0 | 0 | 0 | 0 | 0 | 0 | 0
F2_Commercial_Other Health_Existing_Space Heating_Natural Gas_Unit Heater_Codes & Standards Forecast | F2 | Commercial | Other Health | Existing | Space Heating | Natural Gas | Unit Heater | Codes & Standards Forecast | Usage (MMtherm) | 0 | 0 | 0 | 0 | 0 | 0 | 0 | 0 | 0 | 0 | 0 | 0 | 0 | 0 | 0 | 0 | 0 | 0 | 0 | 0 | 0 | 0 | 0 | 0 | 0 | 0 | 0 | 0 | 0 | 0 | 0 | 0 | 0
F3_Commercial_Other Health_Existing_Space Heating_Natural Gas_Unit Heater_Codes & Standards Forecast | F3 | Commercial | Other Health | Existing | Space Heating | Natural Gas | Unit Heater | Codes & Standards Forecast | Summer Peak Demand (MW) | 0 | 0 | 0 | 0 | 0 | 0 | 0 | 0 | 0 | 0 | 0 | 0 | 0 | 0 | 0 | 0 | 0 | 0 | 0 | 0 | 0 | 0 | 0 | 0 | 0 | 0 | 0 | 0 | 0 | 0 | 0 | 0 | 0
F4_Commercial_Other Health_Existing_Space Heating_Natural Gas_Unit Heater_Codes & Standards Forecast | F4 | Commercial | Other Health | Existing | Space Heating | Natural Gas | Unit Heater | Codes & Standards Forecast | Winter Peak Demand (MW) | 0 | 0 | 0 | 0 | 0 | 0 | 0 | 0 | 0 | 0 | 0 | 0 | 0 | 0 | 0 | 0 | 0 | 0 | 0 | 0 | 0 | 0 | 0 | 0 | 0 | 0 | 0 | 0 | 0 | 0 | 0 | 0 | 0
F5_Commercial_Other Health_Existing_Space Heating_Natural Gas_Unit Heater_Codes & Standards Forecast | F5 | Commercial | Other Health | Existing | Space Heating | Natural Gas | Unit Heater | Codes & Standards Forecast | Turnover | 0 | 0 | 0 | 0 | 0 | 0 | 0 | 0 | 0 | 0 | 0 | 0 | 0 | 0 | 0 | 0 | 0 | 0 | 0 | 0 | 0 | 0 | 0 | 0 | 0 | 0 | 0 | 0 | 0 | 0 | 0 | 0 | 0
F6_Commercial_Other Health_Existing_Space Heating_Natural Gas_Unit Heater_Codes & Standards Forecast | F6 | Commercial | Other Health | Existing | Space Heating | Natural Gas | Unit Heater | Codes & Standards Forecast | Avg. Replacement Usage (kWh) | 0.045525 | 0.043971 | 0.048723 | 0.047572 | 0.047318 | 0.042352 | 0.042123 | 0.041894 | 0.041665 | 0.041436 | 0.041207 | 0.040978 | 0.040749 | 0.04052 | 0.040291 | 0.040062 | 0.039833 | 0.039604 | 0.039375 | 0.039146 | 0.038917 | 0.038689 | 0.03846 | 0.038231 | 0.038002 | 0.037774 | 0.037544 | 0.037316 | 0.037087 | 0.036858 | 0.036629 | 0.0364 | 0.0364
F7_Commercial_Other Health_Existing_Space Heating_Natural Gas_Unit Heater_Codes & Standards Forecast | F7 | Commercial | Other Health | Existing | Space Heating | Natural Gas | Unit Heater | Codes & Standards Forecast | Avg. Replacement Summer Demand (kW) | 0 | 0 | 0 | 0 | 0 | 0 | 0 | 0 | 0 | 0 | 0 | 0 | 0 | 0 | 0 | 0 | 0 | 0 | 0 | 0 | 0 | 0 | 0 | 0 | 0 | 0 | 0 | 0 | 0 | 0 | 0 | 0 | 0
F8_Commercial_Other Health_Existing_Space Heating_Natural Gas_Unit Heater_Codes & Standards Forecast | F8 | Commercial | Other Health | Existing | Space Heating | Natural Gas | Unit Heater | Codes & Standards Forecast | Avg. Replacement Winter Demand (kW) | 0 | 0 | 0 | 0 | 0 | 0 | 0 | 0 | 0 | 0 | 0 | 0 | 0 | 0 | 0 | 0 | 0 | 0 | 0 | 0 | 0 | 0 | 0 | 0 | 0 | 0 | 0 | 0 | 0 | 0 | 0 | 0 | 0
F1_Commercial_Other Health_Existing_Water Heating_Natural Gas_Water Heater_Codes & Standards Forecast | F1 | Commercial | Other Health | Existing | Water Heating | Natural Gas | Water Heater | Codes & Standards Forecast | Units | 1646556.6107 | 1638179.3023 | 1629801.994 | 1619685.2785 | 1657530.335 | 1653075.8535 | 1649143.4228 | 1645601.5268 | 1642179.7266 | 1638779.1138 | 1635361.4799 | 1631948.4223 | 1628564.4535 | 1625218.0005 | 1621887.9341 | 1618571.0722 | 1615251.1954 | 1611968.7646 | 1608769.8857 | 1605663.3 | 1602602.1227 | 1599532.9251 | 1596439.5835 | 1593317.5574 | 1590164.1765 | 1586990.5937 | 1583800.6658 | 1580601.4531 | 1577390.4887 | 1574170.1035 | 1570932.9604 | 1567686.2228 | 1589062.2215
F2_Commercial_Other Health_Existing_Water Heating_Natural Gas_Water Heater_Codes & Standards Forecast | F2 | Commercial | Other Health | Existing | Water Heating | Natural Gas | Water Heater | Codes & Standards Forecast | Usage (MMtherm) | 0.62535 | 0.59331 | 0.64734 | 0.62063 | 0.62227 | 0.60991 | 0.59856 | 0.5885 | 0.5799 | 0.57292 | 0.56712 | 0.56226 | 0.55815 | 0.55466 | 0.55165 | 0.54903 | 0.54671 | 0.54465 | 0.54281 | 0.54115 | 0.53963 | 0.53821 | 0.53686 | 0.53557 | 0.53431 | 0.53309 | 0.53189 | 0.53071 | 0.52956 | 0.52841 | 0.52727 | 0.52614 | 0.53328
F3_Commercial_Other Health_Existing_Water Heating_Natural Gas_Water Heater_Codes & Standards Forecast | F3 | Commercial | Other Health | Existing | Water Heating | Natural Gas | Water Heater | Codes & Standards Forecast | Summer Peak Demand (MW) | 0 | 0 | 0 | 0 | 0 | 0 | 0 | 0 | 0 | 0 | 0 | 0 | 0 | 0 | 0 | 0 | 0 | 0 | 0 | 0 | 0 | 0 | 0 | 0 | 0 | 0 | 0 | 0 | 0 | 0 | 0 | 0 | 0
F4_Commercial_Other Health_Existing_Water Heating_Natural Gas_Water Heater_Codes & Standards Forecast | F4 | Commercial | Other Health | Existing | Water Heating | Natural Gas | Water Heater | Codes & Standards Forecast | Winter Peak Demand (MW) | 0 | 0 | 0 | 0 | 0 | 0 | 0 | 0 | 0 | 0 | 0 | 0 | 0 | 0 | 0 | 0 | 0 | 0 | 0 | 0 | 0 | 0 | 0 | 0 | 0 | 0 | 0 | 0 | 0 | 0 | 0 | 0 | 0
F5_Commercial_Other Health_Existing_Water Heating_Natural Gas_Water Heater_Codes & Standards Forecast | F5 | Commercial | Other Health | Existing | Water Heating | Natural Gas | Water Heater | Codes & Standards Forecast | Turnover | 0 | 65527.1721 | 84749.7037 | 99772.6132 | 150056.8526 | 121834.8387 | 129465.806 | 135510.7765 | 140276.9037 | 144016.3793 | 127757.01 | 118577.0508 | 114270.7487 | 120655.0726 | 120233.5266 | 137987.6996 | 141731.166 | 144657.7973 | 156566.3546 | 143015.2461 | 139500.8124 | 135444.8016 | 133136.428 | 130951.0849 | 127598.7793 | 127453.3774 | 129148.5929 | 135562.703 | 136284.805 | 140799.6005 | 140039.2119 | 138767.0826 | 161273.9324
F6_Commercial_Other Health_Existing_Water Heating_Natural Gas_Water Heater_Codes & Standards Forecast | F6 | Commercial | Other Health | Existing | Water Heating | Natural Gas | Water Heater | Codes & Standards Forecast | Avg. Replacement Usage (kWh) | 0.31767 | 0.30683 | 0.3418 | 0.33551 | 0.33551 | 0.33551 | 0.33551 | 0.33551 | 0.33551 | 0.33551 | 0.33551 | 0.33551 | 0.33551 | 0.33551 | 0.33551 | 0.33551 | 0.33551 | 0.33551 | 0.33551 | 0.33551 | 0.33551 | 0.33551 | 0.33551 | 0.33551 | 0.33551 | 0.33551 | 0.33551 | 0.33551 | 0.33551 | 0.33551 | 0.33551 | 0.33551 | 0.33551
F7_Commercial_Other Health_Existing_Water Heating_Natural Gas_Water Heater_Codes & Standards Forecast | F7 | Commercial | Other Health | Existing | Water Heating | Natural Gas | Water Heater | Codes & Standards Forecast | Avg. Replacement Summer Demand (kW) | 0 | 0 | 0 | 0 | 0 | 0 | 0 | 0 | 0 | 0 | 0 | 0 | 0 | 0 | 0 | 0 | 0 | 0 | 0 | 0 | 0 | 0 | 0 | 0 | 0 | 0 | 0 | 0 | 0 | 0 | 0 | 0 | 0
F8_Commercial_Other Health_Existing_Water Heating_Natural Gas_Water Heater_Codes & Standards Forecast | F8 | Commercial | Other Health | Existing | Water Heating | Natural Gas | Water Heater | Codes & Standards Forecast | Avg. Replacement Winter Demand (kW) | 0 | 0 | 0 | 0 | 0 | 0 | 0 | 0 | 0 | 0 | 0 | 0 | 0 | 0 | 0 | 0 | 0 | 0 | 0 | 0 | 0 | 0 | 0 | 0 | 0 | 0 | 0 | 0 | 0 | 0 | 0 | 0 | 0
F1_Commercial_Other Health_Existing_Food Preparation_Natural Gas_Oven_Codes & Standards Forecast | F1 | Commercial | Other Health | Existing | Food Preparation | Natural Gas | Oven | Codes & Standards Forecast | Units | 33387.2765 | 33217.4096 | 33047.5426 | 32842.4057 | 33609.791 | 33519.4674 | 33439.7294 | 33367.9102 | 33298.5263 | 33229.572 | 33160.2725 | 33091.0658 | 33022.449 | 32954.5929 | 32887.069 | 32819.8129 | 32752.4957 | 32685.9377 | 32621.074 | 32558.0816 | 32496.0101 | 32433.7758 | 32371.0521 | 32307.7467 | 32243.8055 | 32179.4546 | 32114.7724 | 32049.9018 | 31984.793 | 31919.4932 | 31853.8535 | 31788.0193 | 32221.4611
F2_Commercial_Other Health_Existing_Food Preparation_Natural Gas_Oven_Codes & Standards Forecast | F2 | Commercial | Other Health | Existing | Food Preparation | Natural Gas | Oven | Codes & Standards Forecast | Usage (MMtherm) | 0.0029299 | 0.0028682 | 0.0032422 | 0.0032285 | 0.0033926 | 0.0034551 | 0.0035205 | 0.0035884 | 0.0036578 | 0.0037282 | 0.0037853 | 0.0038314 | 0.0038683 | 0.0038976 | 0.0039207 | 0.0039385 | 0.0039518 | 0.0039616 | 0.0039686 | 0.0039733 | 0.003976 | 0.0039769 | 0.0039763 | 0.0039745 | 0.0039715 | 0.0039677 | 0.0039631 | 0.0039579 | 0.0039522 | 0.0039461 | 0.0039396 | 0.0039328 | 0.0039877
F3_Commercial_Other Health_Existing_Food Preparation_Natural Gas_Oven_Codes & Standards Forecast | F3 | Commercial | Other Health | Existing | Food Preparation | Natural Gas | Oven | Codes & Standards Forecast | Summer Peak Demand (MW) | 0 | 0 | 0 | 0 | 0 | 0 | 0 | 0 | 0 | 0 | 0 | 0 | 0 | 0 | 0 | 0 | 0 | 0 | 0 | 0 | 0 | 0 | 0 | 0 | 0 | 0 | 0 | 0 | 0 | 0 | 0 | 0 | 0
F4_Commercial_Other Health_Existing_Food Preparation_Natural Gas_Oven_Codes & Standards Forecast | F4 | Commercial | Other Health | Existing | Food Preparation | Natural Gas | Oven | Codes & Standards Forecast | Winter Peak Demand (MW) | 0 | 0 | 0 | 0 | 0 | 0 | 0 | 0 | 0 | 0 | 0 | 0 | 0 | 0 | 0 | 0 | 0 | 0 | 0 | 0 | 0 | 0 | 0 | 0 | 0 | 0 | 0 | 0 | 0 | 0 | 0 | 0 | 0
F5_Commercial_Other Health_Existing_Food Preparation_Natural Gas_Oven_Codes & Standards Forecast | F5 | Commercial | Other Health | Existing | Food Preparation | Natural Gas | Oven | Codes & Standards Forecast | Turnover | 0 | 1845.4116 | 1988.9725 | 2103.3331 | 2976.3074 | 2290.7402 | 2358.2455 | 2413.8456 | 2459.2754 | 2496.1366 | 2375.805 | 2300.0587 | 2257.1706 | 2363.4915 | 2340.1275 | 2331.8728 | 2830.347 | 2797.4356 | 2769.2961 | 2928.0746 | 2628.5367 | 2575.4889 | 2545.4549 | 2513.8754 | 2483.9358 | 2498.1073 | 2516.491 | 2535.9828 | 2618.5006 | 2602.9293 | 2585.2806 | 2702.8634 | 3090.6955
F6_Commercial_Other Health_Existing_Food Preparation_Natural Gas_Oven_Codes & Standards Forecast | F6 | Commercial | Other Health | Existing | Food Preparation | Natural Gas | Oven | Codes & Standards Forecast | Avg. Replacement Usage (kWh) | 0.11734 | 0.11334 | 0.12626 | 0.12393 | 0.12393 | 0.12393 | 0.12393 | 0.12393 | 0.12393 | 0.12393 | 0.12393 | 0.12393 | 0.12393 | 0.12393 | 0.12393 | 0.12393 | 0.12393 | 0.12393 | 0.12393 | 0.12393 | 0.12393 | 0.12393 | 0.12393 | 0.12393 | 0.12393 | 0.12393 | 0.12393 | 0.12393 | 0.12393 | 0.12393 | 0.12393 | 0.12393 | 0.12393
F7_Commercial_Other Health_Existing_Food Preparation_Natural Gas_Oven_Codes & Standards Forecast | F7 | Commercial | Other Health | Existing | Food Preparation | Natural Gas | Oven | Codes & Standards Forecast | Avg. Replacement Summer Demand (kW) | 0 | 0 | 0 | 0 | 0 | 0 | 0 | 0 | 0 | 0 | 0 | 0 | 0 | 0 | 0 | 0 | 0 | 0 | 0 | 0 | 0 | 0 | 0 | 0 | 0 | 0 | 0 | 0 | 0 | 0 | 0 | 0 | 0
F8_Commercial_Other Health_Existing_Food Preparation_Natural Gas_Oven_Codes & Standards Forecast | F8 | Commercial | Other Health | Existing | Food Preparation | Natural Gas | Oven | Codes & Standards Forecast | Avg. Replacement Winter Demand (kW) | 0 | 0 | 0 | 0 | 0 | 0 | 0 | 0 | 0 | 0 | 0 | 0 | 0 | 0 | 0 | 0 | 0 | 0 | 0 | 0 | 0 | 0 | 0 | 0 | 0 | 0 | 0 | 0 | 0 | 0 | 0 | 0 | 0
F1_Commercial_Other Health_Existing_Food Preparation_Natural Gas_Conveyor Oven_Codes & Standards Forecast | F1 | Commercial | Other Health | Existing | Food Preparation | Natural Gas | Conveyor Oven | Codes & Standards Forecast | Units | 16693.6382 | 16608.7048 | 16523.7713 | 16421.2029 | 16804.8955 | 16759.7337 | 16719.8647 | 16683.9551 | 16649.2631 | 16614.786 | 16580.1362 | 16545.5329 | 16511.2245 | 16477.2964 | 16443.5345 | 16409.9065 | 16376.2478 | 16342.9689 | 16310.537 | 16279.0408 | 16248.005 | 16216.8879 | 16185.526 | 16153.8733 | 16121.9027 | 16089.7273 | 16057.3862 | 16024.9509 | 15992.3965 | 15959.7466 | 15926.9268 | 15894.0097 | 16110.7305
F2_Commercial_Other Health_Existing_Food Preparation_Natural Gas_Conveyor Oven_Codes & Standards Forecast | F2 | Commercial | Other Health | Existing | Food Preparation | Natural Gas | Conveyor Oven | Codes & Standards Forecast | Usage (MMtherm) | 0.0025066 | 0.0024181 | 0.0026934 | 0.002643 | 0.0027314 | 0.002743 | 0.0027567 | 0.0027719 | 0.002788 | 0.0028047 | 0.0028217 | 0.0028391 | 0.0028567 | 0.0028746 | 0.0028926 | 0.0029107 | 0.0029288 | 0.0029421 | 0.0029516 | 0.0029582 | 0.0029623 | 0.0029645 | 0.002965 | 0.0029641 | 0.0029623 | 0.0029595 | 0.0029561 | 0.0029522 | 0.0029478 | 0.0029431 | 0.002938 | 0.0029328 | 0.0029735
F3_Commercial_Other Health_Existing_Food Preparation_Natural Gas_Conveyor Oven_Codes & Standards Forecast | F3 | Commercial | Other Health | Existing | Food Preparation | Natural Gas | Conveyor Oven | Codes & Standards Forecast | Summer Peak Demand (MW) | 0 | 0 | 0 | 0 | 0 | 0 | 0 | 0 | 0 | 0 | 0 | 0 | 0 | 0 | 0 | 0 | 0 | 0 | 0 | 0 | 0 | 0 | 0 | 0 | 0 | 0 | 0 | 0 | 0 | 0 | 0 | 0 | 0
F4_Commercial_Other Health_Existing_Food Preparation_Natural Gas_Conveyor Oven_Codes & Standards Forecast | F4 | Commercial | Other Health | Existing | Food Preparation | Natural Gas | Conveyor Oven | Codes & Standards Forecast | Winter Peak Demand (MW) | 0 | 0 | 0 | 0 | 0 | 0 | 0 | 0 | 0 | 0 | 0 | 0 | 0 | 0 | 0 | 0 | 0 | 0 | 0 | 0 | 0 | 0 | 0 | 0 | 0 | 0 | 0 | 0 | 0 | 0 | 0 | 0 | 0
F5_Commercial_Other Health_Existing_Food Preparation_Natural Gas_Conveyor Oven_Codes & Standards Forecast | F5 | Commercial | Other Health | Existing | Food Preparation | Natural Gas | Conveyor Oven | Codes & Standards Forecast | Turnover | 0 | 390.7931 | 505.433 | 595.0271 | 1052.905 | 726.6025 | 772.1123 | 808.1635 | 836.5879 | 858.8895 | 876.2854 | 889.7742 | 900.1579 | 908.0711 | 914.0048 | 918.3582 | 921.4425 | 810.8081 | 744.8631 | 710.0214 | 770.5368 | 755.8625 | 850.5624 | 864.8256 | 875.8301 | 980.5369 | 871.3413 | 879.8893 | 886.3315 | 891.0923 | 894.5053 | 896.8443 | 1116.9153
F6_Commercial_Other Health_Existing_Food Preparation_Natural Gas_Conveyor Oven_Codes & Standards Forecast | F6 | Commercial | Other Health | Existing | Food Preparation | Natural Gas | Conveyor Oven | Codes & Standards Forecast | Avg. Replacement Usage (kWh) | 0.17491 | 0.16894 | 0.18819 | 0.18473 | 0.18473 | 0.18473 | 0.18473 | 0.18473 | 0.18473 | 0.18473 | 0.18473 | 0.18473 | 0.18473 | 0.18473 | 0.18473 | 0.18473 | 0.18473 | 0.18473 | 0.18473 | 0.18473 | 0.18473 | 0.18473 | 0.18473 | 0.18473 | 0.18473 | 0.18473 | 0.18473 | 0.18473 | 0.18473 | 0.18473 | 0.18473 | 0.18473 | 0.18473
F7_Commercial_Other Health_Existing_Food Preparation_Natural Gas_Conveyor Oven_Codes & Standards Forecast | F7 | Commercial | Other Health | Existing | Food Preparation | Natural Gas | Conveyor Oven | Codes & Standards Forecast | Avg. Replacement Summer Demand (kW) | 0 | 0 | 0 | 0 | 0 | 0 | 0 | 0 | 0 | 0 | 0 | 0 | 0 | 0 | 0 | 0 | 0 | 0 | 0 | 0 | 0 | 0 | 0 | 0 | 0 | 0 | 0 | 0 | 0 | 0 | 0 | 0 | 0
F8_Commercial_Other Health_Existing_Food Preparation_Natural Gas_Conveyor Oven_Codes & Standards Forecast | F8 | Commercial | Other Health | Existing | Food Preparation | Natural Gas | Conveyor Oven | Codes & Standards Forecast | Avg. Replacement Winter Demand (kW) | 0 | 0 | 0 | 0 | 0 | 0 | 0 | 0 | 0 | 0 | 0 | 0 | 0 | 0 | 0 | 0 | 0 | 0 | 0 | 0 | 0 | 0 | 0 | 0 | 0 | 0 | 0 | 0 | 0 | 0 | 0 | 0 | 0
F1_Commercial_Other Health_Existing_Food Preparation_Natural Gas_Double Rack Oven_Codes & Standards Forecast | F1 | Commercial | Other Health | Existing | Food Preparation | Natural Gas | Double Rack Oven | Codes & Standards Forecast | Units | 16693.6382 | 16608.7048 | 16523.7713 | 16421.2029 | 16804.8955 | 16759.7337 | 16719.8647 | 16683.9551 | 16649.2631 | 16614.786 | 16580.1362 | 16545.5329 | 16511.2245 | 16477.2964 | 16443.5345 | 16409.9065 | 16376.2478 | 16342.9689 | 16310.537 | 16279.0408 | 16248.005 | 16216.8879 | 16185.526 | 16153.8733 | 16121.9027 | 16089.7273 | 16057.3862 | 16024.9509 | 15992.3965 | 15959.7466 | 15926.9268 | 15894.0097 | 16110.7305
F2_Commercial_Other Health_Existing_Food Preparation_Natural Gas_Double Rack Oven_Codes & Standards Forecast | F2 | Commercial | Other Health | Existing | Food Preparation | Natural Gas | Double Rack Oven | Codes & Standards Forecast | Usage (MMtherm) | 0.003808 | 0.003704 | 0.0041695 | 0.0041418 | 0.0043519 | 0.004431 | 0.0045171 | 0.0046084 | 0.0047035 | 0.0048012 | 0.0049008 | 0.0050018 | 0.0050803 | 0.0051408 | 0.0051869 | 0.0052215 | 0.0052469 | 0.005265 | 0.0052776 | 0.0052858 | 0.0052904 | 0.005292 | 0.0052911 | 0.0052882 | 0.0052837 | 0.0052779 | 0.0052711 | 0.0052635 | 0.0052552 | 0.0052464 | 0.0052372 | 0.0052276 | 0.0052999
F3_Commercial_Other Health_Existing_Food Preparation_Natural Gas_Double Rack Oven_Codes & Standards Forecast | F3 | Commercial | Other Health | Existing | Food Preparation | Natural Gas | Double Rack Oven | Codes & Standards Forecast | Summer Peak Demand (MW) | 0 | 0 | 0 | 0 | 0 | 0 | 0 | 0 | 0 | 0 | 0 | 0 | 0 | 0 | 0 | 0 | 0 | 0 | 0 | 0 | 0 | 0 | 0 | 0 | 0 | 0 | 0 | 0 | 0 | 0 | 0 | 0 | 0
F4_Commercial_Other Health_Existing_Food Preparation_Natural Gas_Double Rack Oven_Codes & Standards Forecast | F4 | Commercial | Other Health | Existing | Food Preparation | Natural Gas | Double Rack Oven | Codes & Standards Forecast | Winter Peak Demand (MW) | 0 | 0 | 0 | 0 | 0 | 0 | 0 | 0 | 0 | 0 | 0 | 0 | 0 | 0 | 0 | 0 | 0 | 0 | 0 | 0 | 0 | 0 | 0 | 0 | 0 | 0 | 0 | 0 | 0 | 0 | 0 | 0 | 0
F5_Commercial_Other Health_Existing_Food Preparation_Natural Gas_Double Rack Oven_Codes & Standards Forecast | F5 | Commercial | Other Health | Existing | Food Preparation | Natural Gas | Double Rack Oven | Codes & Standards Forecast | Turnover | 0 | 553.6235 | 716.0301 | 842.9551 | 1331.7434 | 1029.3536 | 1093.8258 | 1144.8983 | 1185.1662 | 1216.7601 | 1241.4043 | 1260.5135 | 1113.8814 | 1028.8167 | 986.3327 | 1047.5408 | 1037.4738 | 1181.6727 | 1209.0977 | 1230.5329 | 1344.4162 | 1240.5202 | 1254.0965 | 1232.8292 | 1196.4626 | 1156.9253 | 1135.5882 | 1115.1887 | 1085.0363 | 1081.858 | 1094.2381 | 1152.6594 | 1379.9981
F6_Commercial_Other Health_Existing_Food Preparation_Natural Gas_Double Rack Oven_Codes & Standards Forecast | F6 | Commercial | Other Health | Existing | Food Preparation | Natural Gas | Double Rack Oven | Codes & Standards Forecast | Avg. Replacement Usage (kWh) | 0.31171 | 0.30107 | 0.33538 | 0.32921 | 0.32921 | 0.32921 | 0.32921 | 0.32921 | 0.32921 | 0.32921 | 0.32921 | 0.32921 | 0.32921 | 0.32921 | 0.32921 | 0.32921 | 0.32921 | 0.32921 | 0.32921 | 0.32921 | 0.32921 | 0.32921 | 0.32921 | 0.32921 | 0.32921 | 0.32921 | 0.32921 | 0.32921 | 0.32921 | 0.32921 | 0.32921 | 0.32921 | 0.32921
F7_Commercial_Other Health_Existing_Food Preparation_Natural Gas_Double Rack Oven_Codes & Standards Forecast | F7 | Commercial | Other Health | Existing | Food Preparation | Natural Gas | Double Rack Oven | Codes & Standards Forecast | Avg. Replacement Summer Demand (kW) | 0 | 0 | 0 | 0 | 0 | 0 | 0 | 0 | 0 | 0 | 0 | 0 | 0 | 0 | 0 | 0 | 0 | 0 | 0 | 0 | 0 | 0 | 0 | 0 | 0 | 0 | 0 | 0 | 0 | 0 | 0 | 0 | 0
F8_Commercial_Other Health_Existing_Food Preparation_Natural Gas_Double Rack Oven_Codes & Standards Forecast | F8 | Commercial | Other Health | Existing | Food Preparation | Natural Gas | Double Rack Oven | Codes & Standards Forecast | Avg. Replacement Winter Demand (kW) | 0 | 0 | 0 | 0 | 0 | 0 | 0 | 0 | 0 | 0 | 0 | 0 | 0 | 0 | 0 | 0 | 0 | 0 | 0 | 0 | 0 | 0 | 0 | 0 | 0 | 0 | 0 | 0 | 0 | 0 | 0 | 0 | 0
F1_Commercial_Other Health_Existing_Food Preparation_Natural Gas_Fryer_Codes & Standards Forecast | F1 | Commercial | Other Health | Existing | Food Preparation | Natural Gas | Fryer | Codes & Standards Forecast | Units | 386483.0188 | 384516.6804 | 382550.3421 | 380175.7267 | 389058.793 | 388013.2284 | 387090.2004 | 386258.8396 | 385455.6679 | 384657.4694 | 383855.2756 | 383054.156 | 382259.8641 | 381474.3781 | 380692.7383 | 379914.198 | 379134.9499 | 378364.4913 | 377613.6441 | 376884.4602 | 376165.9346 | 375445.5265 | 374719.4512 | 373986.6431 | 373246.4753 | 372501.5657 | 371752.8195 | 371001.894 | 370248.2101 | 369492.3149 | 368732.4863 | 367970.4056 | 372987.8223
F2_Commercial_Other Health_Existing_Food Preparation_Natural Gas_Fryer_Codes & Standards Forecast | F2 | Commercial | Other Health | Existing | Food Preparation | Natural Gas | Fryer | Codes & Standards Forecast | Usage (MMtherm) | 0.054862 | 0.05272 | 0.058429 | 0.056722 | 0.056931 | 0.055615 | 0.054007 | 0.052168 | 0.050138 | 0.048501 | 0.047175 | 0.046099 | 0.045223 | 0.044508 | 0.043919 | 0.043432 | 0.043026 | 0.042685 | 0.042399 | 0.042156 | 0.041946 | 0.041763 | 0.0416 | 0.041453 | 0.041319 | 0.041195 | 0.041078 | 0.040969 | 0.040864 | 0.040764 | 0.040667 | 0.040572 | 0.041116
F3_Commercial_Other Health_Existing_Food Preparation_Natural Gas_Fryer_Codes & Standards Forecast | F3 | Commercial | Other Health | Existing | Food Preparation | Natural Gas | Fryer | Codes & Standards Forecast | Summer Peak Demand (MW) | 0 | 0 | 0 | 0 | 0 | 0 | 0 | 0 | 0 | 0 | 0 | 0 | 0 | 0 | 0 | 0 | 0 | 0 | 0 | 0 | 0 | 0 | 0 | 0 | 0 | 0 | 0 | 0 | 0 | 0 | 0 | 0 | 0
F4_Commercial_Other Health_Existing_Food Preparation_Natural Gas_Fryer_Codes & Standards Forecast | F4 | Commercial | Other Health | Existing | Food Preparation | Natural Gas | Fryer | Codes & Standards Forecast | Winter Peak Demand (MW) | 0 | 0 | 0 | 0 | 0 | 0 | 0 | 0 | 0 | 0 | 0 | 0 | 0 | 0 | 0 | 0 | 0 | 0 | 0 | 0 | 0 | 0 | 0 | 0 | 0 | 0 | 0 | 0 | 0 | 0 | 0 | 0 | 0
F5_Commercial_Other Health_Existing_Food Preparation_Natural Gas_Fryer_Codes & Standards Forecast | F5 | Commercial | Other Health | Existing | Food Preparation | Natural Gas | Fryer | Codes & Standards Forecast | Turnover | 0 | 0 | 0 | 6912.2859 | 28237.467 | 29229.3292 | 37082.4586 | 43327.3328 | 48286.3324 | 38549.0731 | 30774.944 | 25929.6932 | 26249.5424 | 26703.8334 | 28613.2128 | 31366.8862 | 36306.7402 | 42006.6551 | 39865.9439 | 38955.7009 | 37885.9736 | 36796.3105 | 32551.8898 | 30201.0678 | 30040.3798 | 32350.9309 | 33807.9967 | 35163.0669 | 36249.742 | 37461.6135 | 37789.0315 | 35586.2413 | 39196.2899
F6_Commercial_Other Health_Existing_Food Preparation_Natural Gas_Fryer_Codes & Standards Forecast | F6 | Commercial | Other Health | Existing | Food Preparation | Natural Gas | Fryer | Codes & Standards Forecast | Avg. Replacement Usage (kWh) | 0.15519 | 0.14989 | 0.16697 | 0.11014 | 0.11014 | 0.11014 | 0.11014 | 0.11014 | 0.11014 | 0.11014 | 0.11014 | 0.11014 | 0.11014 | 0.11014 | 0.11014 | 0.11014 | 0.11014 | 0.11014 | 0.11014 | 0.11014 | 0.11014 | 0.11014 | 0.11014 | 0.11014 | 0.11014 | 0.11014 | 0.11014 | 0.11014 | 0.11014 | 0.11014 | 0.11014 | 0.11014 | 0.11014
F7_Commercial_Other Health_Existing_Food Preparation_Natural Gas_Fryer_Codes & Standards Forecast | F7 | Commercial | Other Health | Existing | Food Preparation | Natural Gas | Fryer | Codes & Standards Forecast | Avg. Replacement Summer Demand (kW) | 0 | 0 | 0 | 0 | 0 | 0 | 0 | 0 | 0 | 0 | 0 | 0 | 0 | 0 | 0 | 0 | 0 | 0 | 0 | 0 | 0 | 0 | 0 | 0 | 0 | 0 | 0 | 0 | 0 | 0 | 0 | 0 | 0
F8_Commercial_Other Health_Existing_Food Preparation_Natural Gas_Fryer_Codes & Standards Forecast | F8 | Commercial | Other Health | Existing | Food Preparation | Natural Gas | Fryer | Codes & Standards Forecast | Avg. Replacement Winter Demand (kW) | 0 | 0 | 0 | 0 | 0 | 0 | 0 | 0 | 0 | 0 | 0 | 0 | 0 | 0 | 0 | 0 | 0 | 0 | 0 | 0 | 0 | 0 | 0 | 0 | 0 | 0 | 0 | 0 | 0 | 0 | 0 | 0 | 0
F1_Commercial_Other Health_Existing_Food Preparation_Natural Gas_Broiler_Codes & Standards Forecast | F1 | Commercial | Other Health | Existing | Food Preparation | Natural Gas | Broiler | Codes & Standards Forecast | Units | 87009.266 | 86566.5825 | 86123.899 | 85589.2997 | 87589.1524 | 87353.7635 | 87145.9614 | 86958.7964 | 86777.9776 | 86598.2784 | 86417.6798 | 86237.3231 | 86058.5034 | 85881.6663 | 85705.695 | 85530.4215 | 85354.9887 | 85181.5347 | 85012.4958 | 84848.334 | 84686.5717 | 84524.3855 | 84360.9236 | 84195.9458 | 84029.3112 | 83861.609 | 83693.0431 | 83523.9866 | 83354.3091 | 83184.1337 | 83013.0728 | 82841.5049 | 83971.0804
F2_Commercial_Other Health_Existing_Food Preparation_Natural Gas_Broiler_Codes & Standards Forecast | F2 | Commercial | Other Health | Existing | Food Preparation | Natural Gas | Broiler | Codes & Standards Forecast | Usage (MMtherm) | 0.013585 | 0.013099 | 0.014581 | 0.014298 | 0.014745 | 0.014796 | 0.014857 | 0.014926 | 0.014999 | 0.015075 | 0.015153 | 0.015232 | 0.015289 | 0.015329 | 0.015354 | 0.015367 | 0.015372 | 0.015369 | 0.015362 | 0.01535 | 0.015336 | 0.015318 | 0.015298 | 0.015275 | 0.015251 | 0.015225 | 0.015198 | 0.015171 | 0.015142 | 0.015113 | 0.015084 | 0.015054 | 0.01526
F3_Commercial_Other Health_Existing_Food Preparation_Natural Gas_Broiler_Codes & Standards Forecast | F3 | Commercial | Other Health | Existing | Food Preparation | Natural Gas | Broiler | Codes & Standards Forecast | Summer Peak Demand (MW) | 0 | 0 | 0 | 0 | 0 | 0 | 0 | 0 | 0 | 0 | 0 | 0 | 0 | 0 | 0 | 0 | 0 | 0 | 0 | 0 | 0 | 0 | 0 | 0 | 0 | 0 | 0 | 0 | 0 | 0 | 0 | 0 | 0
F4_Commercial_Other Health_Existing_Food Preparation_Natural Gas_Broiler_Codes & Standards Forecast | F4 | Commercial | Other Health | Existing | Food Preparation | Natural Gas | Broiler | Codes & Standards Forecast | Winter Peak Demand (MW) | 0 | 0 | 0 | 0 | 0 | 0 | 0 | 0 | 0 | 0 | 0 | 0 | 0 | 0 | 0 | 0 | 0 | 0 | 0 | 0 | 0 | 0 | 0 | 0 | 0 | 0 | 0 | 0 | 0 | 0 | 0 | 0 | 0
F5_Commercial_Other Health_Existing_Food Preparation_Natural Gas_Broiler_Codes & Standards Forecast | F5 | Commercial | Other Health | Existing | Food Preparation | Natural Gas | Broiler | Codes & Standards Forecast | Turnover | 0 | 2885.5528 | 3732.0356 | 4393.5841 | 6941.2082 | 5365.1156 | 5701.1527 | 5967.3488 | 6177.2299 | 6341.9013 | 6470.3499 | 6569.9491 | 5805.6847 | 5362.3175 | 5140.8856 | 5459.9096 | 5407.4394 | 6159.0212 | 6301.9637 | 6413.6865 | 7007.2601 | 6465.7416 | 6536.503 | 6425.655 | 6236.1082 | 6030.0351 | 5918.8235 | 5812.4988 | 5655.3407 | 5638.775 | 5703.3017 | 6007.8005 | 7192.7172
F6_Commercial_Other Health_Existing_Food Preparation_Natural Gas_Broiler_Codes & Standards Forecast | F6 | Commercial | Other Health | Existing | Food Preparation | Natural Gas | Broiler | Codes & Standards Forecast | Avg. Replacement Usage (kWh) | 0.17211 | 0.16624 | 0.18518 | 0.18178 | 0.18178 | 0.18178 | 0.18178 | 0.18178 | 0.18178 | 0.18178 | 0.18178 | 0.18178 | 0.18178 | 0.18178 | 0.18178 | 0.18178 | 0.18178 | 0.18178 | 0.18178 | 0.18178 | 0.18178 | 0.18178 | 0.18178 | 0.18178 | 0.18178 | 0.18178 | 0.18178 | 0.18178 | 0.18178 | 0.18178 | 0.18178 | 0.18178 | 0.18178
F7_Commercial_Other Health_Existing_Food Preparation_Natural Gas_Broiler_Codes & Standards Forecast | F7 | Commercial | Other Health | Existing | Food Preparation | Natural Gas | Broiler | Codes & Standards Forecast | Avg. Replacement Summer Demand (kW) | 0 | 0 | 0 | 0 | 0 | 0 | 0 | 0 | 0 | 0 | 0 | 0 | 0 | 0 | 0 | 0 | 0 | 0 | 0 | 0 | 0 | 0 | 0 | 0 | 0 | 0 | 0 | 0 | 0 | 0 | 0 | 0 | 0
F8_Commercial_Other Health_Existing_Food Preparation_Natural Gas_Broiler_Codes & Standards Forecast | F8 | Commercial | Other Health | Existing | Food Preparation | Natural Gas | Broiler | Codes & Standards Forecast | Avg. Replacement Winter Demand (kW) | 0 | 0 | 0 | 0 | 0 | 0 | 0 | 0 | 0 | 0 | 0 | 0 | 0 | 0 | 0 | 0 | 0 | 0 | 0 | 0 | 0 | 0 | 0 | 0 | 0 | 0 | 0 | 0 | 0 | 0 | 0 | 0 | 0
F1_Commercial_Other Health_Existing_Food Preparation_Natural Gas_Griddle_Codes & Standards Forecast | F1 | Commercial | Other Health | Existing | Food Preparation | Natural Gas | Griddle | Codes & Standards Forecast | Units | 87009.266 | 86566.5825 | 86123.899 | 85589.2997 | 87589.1524 | 87353.7635 | 87145.9614 | 86958.7964 | 86777.9776 | 86598.2784 | 86417.6798 | 86237.3231 | 86058.5034 | 85881.6663 | 85705.695 | 85530.4215 | 85354.9887 | 85181.5347 | 85012.4958 | 84848.334 | 84686.5717 | 84524.3855 | 84360.9236 | 84195.9458 | 84029.3112 | 83861.609 | 83693.0431 | 83523.9866 | 83354.3091 | 83184.1337 | 83013.0728 | 82841.5049 | 83971.0804
F2_Commercial_Other Health_Existing_Food Preparation_Natural Gas_Griddle_Codes & Standards Forecast | F2 | Commercial | Other Health | Existing | Food Preparation | Natural Gas | Griddle | Codes & Standards Forecast | Usage (MMtherm) | 0.0090174 | 0.0086772 | 0.0096339 | 0.0093495 | 0.0094918 | 0.0094071 | 0.0093219 | 0.009236 | 0.0091487 | 0.0090598 | 0.0089695 | 0.0088783 | 0.0087933 | 0.0087108 | 0.0086415 | 0.0085827 | 0.0085324 | 0.0084775 | 0.0084274 | 0.0083992 | 0.0083736 | 0.0083499 | 0.0083277 | 0.0083065 | 0.0082862 | 0.0082666 | 0.0082475 | 0.0082289 | 0.0082106 | 0.0081925 | 0.0081747 | 0.008157 | 0.0082675
F3_Commercial_Other Health_Existing_Food Preparation_Natural Gas_Griddle_Codes & Standards Forecast | F3 | Commercial | Other Health | Existing | Food Preparation | Natural Gas | Griddle | Codes & Standards Forecast | Summer Peak Demand (MW) | 0 | 0 | 0 | 0 | 0 | 0 | 0 | 0 | 0 | 0 | 0 | 0 | 0 | 0 | 0 | 0 | 0 | 0 | 0 | 0 | 0 | 0 | 0 | 0 | 0 | 0 | 0 | 0 | 0 | 0 | 0 | 0 | 0
F4_Commercial_Other Health_Existing_Food Preparation_Natural Gas_Griddle_Codes & Standards Forecast | F4 | Commercial | Other Health | Existing | Food Preparation | Natural Gas | Griddle | Codes & Standards Forecast | Winter Peak Demand (MW) | 0 | 0 | 0 | 0 | 0 | 0 | 0 | 0 | 0 | 0 | 0 | 0 | 0 | 0 | 0 | 0 | 0 | 0 | 0 | 0 | 0 | 0 | 0 | 0 | 0 | 0 | 0 | 0 | 0 | 0 | 0 | 0 | 0
F5_Commercial_Other Health_Existing_Food Preparation_Natural Gas_Griddle_Codes & Standards Forecast | F5 | Commercial | Other Health | Existing | Food Preparation | Natural Gas | Griddle | Codes & Standards Forecast | Turnover | 0 | 2885.5528 | 3732.0356 | 4393.5841 | 6941.2082 | 5365.1156 | 5701.1527 | 5967.3488 | 6177.2299 | 6341.9013 | 6470.3499 | 6569.9491 | 5805.6847 | 5362.3175 | 5140.8856 | 5459.9096 | 5407.4394 | 6159.0212 | 6301.9637 | 6413.6865 | 7007.2601 | 6465.7416 | 6536.503 | 6425.655 | 6236.1082 | 6030.0351 | 5918.8235 | 5812.4988 | 5655.3407 | 5638.775 | 5703.3017 | 6007.8005 | 7192.7172
F6_Commercial_Other Health_Existing_Food Preparation_Natural Gas_Griddle_Codes & Standards Forecast | F6 | Commercial | Other Health | Existing | Food Preparation | Natural Gas | Griddle | Codes & Standards Forecast | Avg. Replacement Usage (kWh) | 0.1079 | 0.10422 | 0.1161 | 0.098426 | 0.098426 | 0.098426 | 0.098426 | 0.098426 | 0.098426 | 0.098426 | 0.098426 | 0.098426 | 0.098426 | 0.098426 | 0.098426 | 0.098426 | 0.098426 | 0.098426 | 0.098426 | 0.098426 | 0.098426 | 0.098426 | 0.098426 | 0.098426 | 0.098426 | 0.098426 | 0.098426 | 0.098426 | 0.098426 | 0.098426 | 0.098426 | 0.098426 | 0.098426
F7_Commercial_Other Health_Existing_Food Preparation_Natural Gas_Griddle_Codes & Standards Forecast | F7 | Commercial | Other Health | Existing | Food Preparation | Natural Gas | Griddle | Codes & Standards Forecast | Avg. Replacement Summer Demand (kW) | 0 | 0 | 0 | 0 | 0 | 0 | 0 | 0 | 0 | 0 | 0 | 0 | 0 | 0 | 0 | 0 | 0 | 0 | 0 | 0 | 0 | 0 | 0 | 0 | 0 | 0 | 0 | 0 | 0 | 0 | 0 | 0 | 0
F8_Commercial_Other Health_Existing_Food Preparation_Natural Gas_Griddle_Codes & Standards Forecast | F8 | Commercial | Other Health | Existing | Food Preparation | Natural Gas | Griddle | Codes & Standards Forecast | Avg. Replacement Winter Demand (kW) | 0 | 0 | 0 | 0 | 0 | 0 | 0 | 0 | 0 | 0 | 0 | 0 | 0 | 0 | 0 | 0 | 0 | 0 | 0 | 0 | 0 | 0 | 0 | 0 | 0 | 0 | 0 | 0 | 0 | 0 | 0 | 0 | 0
F1_Commercial_Other Health_Existing_Food Preparation_Natural Gas_Range_Codes & Standards Forecast | F1 | Commercial | Other Health | Existing | Food Preparation | Natural Gas | Range | Codes & Standards Forecast | Units | 367831.2606 | 365959.8182 | 364088.3757 | 361828.3598 | 370282.7274 | 369287.6219 | 368409.1395 | 367617.9004 | 366853.4899 | 366093.8126 | 365330.3329 | 364567.8755 | 363811.9163 | 363064.338 | 362320.4204 | 361579.4525 | 360837.8112 | 360104.5351 | 359389.9239 | 358695.9306 | 358012.0812 | 357326.4402 | 356635.4055 | 355937.9628 | 355233.5157 | 354524.5556 | 353811.9441 | 353097.2584 | 352379.9474 | 351660.5319 | 350937.3728 | 350212.0703 | 354987.3453
F2_Commercial_Other Health_Existing_Food Preparation_Natural Gas_Range_Codes & Standards Forecast | F2 | Commercial | Other Health | Existing | Food Preparation | Natural Gas | Range | Codes & Standards Forecast | Usage (MMtherm) | 0.039543 | 0.038262 | 0.042784 | 0.042174 | 0.043792 | 0.044209 | 0.044672 | 0.045171 | 0.045693 | 0.04623 | 0.046638 | 0.046944 | 0.047168 | 0.047328 | 0.047436 | 0.047502 | 0.047536 | 0.047543 | 0.047532 | 0.047507 | 0.047469 | 0.047421 | 0.047363 | 0.047297 | 0.047225 | 0.047148 | 0.047067 | 0.046983 | 0.046897 | 0.046808 | 0.046717 | 0.046625 | 0.047265
F3_Commercial_Other Health_Existing_Food Preparation_Natural Gas_Range_Codes & Standards Forecast | F3 | Commercial | Other Health | Existing | Food Preparation | Natural Gas | Range | Codes & Standards Forecast | Summer Peak Demand (MW) | 0 | 0 | 0 | 0 | 0 | 0 | 0 | 0 | 0 | 0 | 0 | 0 | 0 | 0 | 0 | 0 | 0 | 0 | 0 | 0 | 0 | 0 | 0 | 0 | 0 | 0 | 0 | 0 | 0 | 0 | 0 | 0 | 0
F4_Commercial_Other Health_Existing_Food Preparation_Natural Gas_Range_Codes & Standards Forecast | F4 | Commercial | Other Health | Existing | Food Preparation | Natural Gas | Range | Codes & Standards Forecast | Winter Peak Demand (MW) | 0 | 0 | 0 | 0 | 0 | 0 | 0 | 0 | 0 | 0 | 0 | 0 | 0 | 0 | 0 | 0 | 0 | 0 | 0 | 0 | 0 | 0 | 0 | 0 | 0 | 0 | 0 | 0 | 0 | 0 | 0 | 0 | 0
F5_Commercial_Other Health_Existing_Food Preparation_Natural Gas_Range_Codes & Standards Forecast | F5 | Commercial | Other Health | Existing | Food Preparation | Natural Gas | Range | Codes & Standards Forecast | Turnover | 0 | 14638.3927 | 18932.5955 | 22288.627 | 33521.8364 | 27217.201 | 28921.9152 | 30272.3268 | 31337.0521 | 32172.4294 | 28540.18 | 26489.43 | 25527.4269 | 26953.6481 | 26859.4771 | 30825.6571 | 31661.9259 | 32315.7185 | 34976.0216 | 31948.782 | 31163.6778 | 30257.5884 | 29741.911 | 29253.7179 | 28504.8322 | 28472.3502 | 28851.0516 | 30283.9268 | 30445.2403 | 31453.8196 | 31283.9531 | 30999.7668 | 36027.6674
F6_Commercial_Other Health_Existing_Food Preparation_Natural Gas_Range_Codes & Standards Forecast | F6 | Commercial | Other Health | Existing | Food Preparation | Natural Gas | Range | Codes & Standards Forecast | Avg. Replacement Usage (kWh) | 0.1261 | 0.1218 | 0.13568 | 0.13318 | 0.13318 | 0.13318 | 0.13318 | 0.13318 | 0.13318 | 0.13318 | 0.13318 | 0.13318 | 0.13318 | 0.13318 | 0.13318 | 0.13318 | 0.13318 | 0.13318 | 0.13318 | 0.13318 | 0.13318 | 0.13318 | 0.13318 | 0.13318 | 0.13318 | 0.13318 | 0.13318 | 0.13318 | 0.13318 | 0.13318 | 0.13318 | 0.13318 | 0.13318
F7_Commercial_Other Health_Existing_Food Preparation_Natural Gas_Range_Codes & Standards Forecast | F7 | Commercial | Other Health | Existing | Food Preparation | Natural Gas | Range | Codes & Standards Forecast | Avg. Replacement Summer Demand (kW) | 0 | 0 | 0 | 0 | 0 | 0 | 0 | 0 | 0 | 0 | 0 | 0 | 0 | 0 | 0 | 0 | 0 | 0 | 0 | 0 | 0 | 0 | 0 | 0 | 0 | 0 | 0 | 0 | 0 | 0 | 0 | 0 | 0
F8_Commercial_Other Health_Existing_Food Preparation_Natural Gas_Range_Codes & Standards Forecast | F8 | Commercial | Other Health | Existing | Food Preparation | Natural Gas | Range | Codes & Standards Forecast | Avg. Replacement Winter Demand (kW) | 0 | 0 | 0 | 0 | 0 | 0 | 0 | 0 | 0 | 0 | 0 | 0 | 0 | 0 | 0 | 0 | 0 | 0 | 0 | 0 | 0 | 0 | 0 | 0 | 0 | 0 | 0 | 0 | 0 | 0 | 0 | 0 | 0
F1_Commercial_Other Health_Existing_Food Preparation_Natural Gas_Steamer_Codes & Standards Forecast | F1 | Commercial | Other Health | Existing | Food Preparation | Natural Gas | Steamer | Codes & Standards Forecast | Units | 40421.0176 | 40215.3646 | 40009.7116 | 39761.3582 | 40690.4096 | 40581.0574 | 40484.5208 | 40397.5715 | 40313.5703 | 40230.0893 | 40146.1904 | 40062.4039 | 39979.3315 | 39897.18 | 39815.4308 | 39734.0058 | 39652.5067 | 39571.9269 | 39493.3982 | 39417.1352 | 39341.9869 | 39266.6418 | 39190.7039 | 39114.0618 | 39036.6501 | 38958.7424 | 38880.4334 | 38801.8965 | 38723.0711 | 38644.0145 | 38564.5465 | 38484.8429 | 39009.5984
F2_Commercial_Other Health_Existing_Food Preparation_Natural Gas_Steamer_Codes & Standards Forecast | F2 | Commercial | Other Health | Existing | Food Preparation | Natural Gas | Steamer | Codes & Standards Forecast | Usage (MMtherm) | 0.0072575 | 0.0071433 | 0.0081303 | 0.0077003 | 0.0075102 | 0.007222 | 0.0069217 | 0.0066102 | 0.0062882 | 0.0059564 | 0.0056212 | 0.0052776 | 0.0049722 | 0.0047008 | 0.0044595 | 0.0042449 | 0.0040539 | 0.003884 | 0.0037328 | 0.0034892 | 0.0032577 | 0.0031758 | 0.0031025 | 0.0030369 | 0.002978 | 0.0029252 | 0.0028777 | 0.002835 | 0.0027965 | 0.0027618 | 0.0027303 | 0.0027019 | 0.0027159
F3_Commercial_Other Health_Existing_Food Preparation_Natural Gas_Steamer_Codes & Standards Forecast | F3 | Commercial | Other Health | Existing | Food Preparation | Natural Gas | Steamer | Codes & Standards Forecast | Summer Peak Demand (MW) | 0 | 0 | 0 | 0 | 0 | 0 | 0 | 0 | 0 | 0 | 0 | 0 | 0 | 0 | 0 | 0 | 0 | 0 | 0 | 0 | 0 | 0 | 0 | 0 | 0 | 0 | 0 | 0 | 0 | 0 | 0 | 0 | 0
F4_Commercial_Other Health_Existing_Food Preparation_Natural Gas_Steamer_Codes & Standards Forecast | F4 | Commercial | Other Health | Existing | Food Preparation | Natural Gas | Steamer | Codes & Standards Forecast | Winter Peak Demand (MW) | 0 | 0 | 0 | 0 | 0 | 0 | 0 | 0 | 0 | 0 | 0 | 0 | 0 | 0 | 0 | 0 | 0 | 0 | 0 | 0 | 0 | 0 | 0 | 0 | 0 | 0 | 0 | 0 | 0 | 0 | 0 | 0 | 0
F5_Commercial_Other Health_Existing_Food Preparation_Natural Gas_Steamer_Codes & Standards Forecast | F5 | Commercial | Other Health | Existing | Food Preparation | Natural Gas | Steamer | Codes & Standards Forecast | Turnover | 0 | 1489.4579 | 1687.6524 | 1858.9844 | 2949.6427 | 2158.4257 | 2280.3344 | 2388.1217 | 2483.112 | 2566.6358 | 2438.1347 | 2346.1845 | 2284.1172 | 2347.5034 | 2317.6945 | 2304.6331 | 2304.8139 | 2315.3858 | 2333.996 | 2775.9452 | 2779.7001 | 2769.4071 | 3036.6348 | 2714.4461 | 2697.3651 | 2677.9475 | 2658.0695 | 2639.0829 | 2607.5145 | 2590.6331 | 2583.2675 | 2643.0417 | 3163.4381
F6_Commercial_Other Health_Existing_Food Preparation_Natural Gas_Steamer_Codes & Standards Forecast | F6 | Commercial | Other Health | Existing | Food Preparation | Natural Gas | Steamer | Codes & Standards Forecast | Avg. Replacement Usage (kWh) | 0.29712 | 0.28698 | 0.31969 | 0.065457 | 0.065457 | 0.065457 | 0.065457 | 0.065457 | 0.065457 | 0.065457 | 0.065457 | 0.065457 | 0.065457 | 0.065457 | 0.065457 | 0.065457 | 0.065457 | 0.065457 | 0.065457 | 0.065457 | 0.065457 | 0.065457 | 0.065457 | 0.065457 | 0.065457 | 0.065457 | 0.065457 | 0.065457 | 0.065457 | 0.065457 | 0.065457 | 0.065457 | 0.065457
F7_Commercial_Other Health_Existing_Food Preparation_Natural Gas_Steamer_Codes & Standards Forecast | F7 | Commercial | Other Health | Existing | Food Preparation | Natural Gas | Steamer | Codes & Standards Forecast | Avg. Replacement Summer Demand (kW) | 0 | 0 | 0 | 0 | 0 | 0 | 0 | 0 | 0 | 0 | 0 | 0 | 0 | 0 | 0 | 0 | 0 | 0 | 0 | 0 | 0 | 0 | 0 | 0 | 0 | 0 | 0 | 0 | 0 | 0 | 0 | 0 | 0
F8_Commercial_Other Health_Existing_Food Preparation_Natural Gas_Steamer_Codes & Standards Forecast | F8 | Commercial | Other Health | Existing | Food Preparation | Natural Gas | Steamer | Codes & Standards Forecast | Avg. Replacement Winter Demand (kW) | 0 | 0 | 0 | 0 | 0 | 0 | 0 | 0 | 0 | 0 | 0 | 0 | 0 | 0 | 0 | 0 | 0 | 0 | 0 | 0 | 0 | 0 | 0 | 0 | 0 | 0 | 0 | 0 | 0 | 0 | 0 | 0 | 0
F1_Commercial_Other Health_Existing_Food Preparation_Natural Gas_Food Prep Other_Codes & Standards Forecast | F1 | Commercial | Other Health | Existing | Food Preparation | Natural Gas | Food Prep Other | Codes & Standards Forecast | Units | 0 | 0 | 0 | 0 | 0 | 0 | 0 | 0 | 0 | 0 | 0 | 0 | 0 | 0 | 0 | 0 | 0 | 0 | 0 | 0 | 0 | 0 | 0 | 0 | 0 | 0 | 0 | 0 | 0 | 0 | 0 | 0 | 0
F2_Commercial_Other Health_Existing_Food Preparation_Natural Gas_Food Prep Other_Codes & Standards Forecast | F2 | Commercial | Other Health | Existing | Food Preparation | Natural Gas | Food Prep Other | Codes & Standards Forecast | Usage (MMtherm) | 0 | 0 | 0 | 0 | 0 | 0 | 0 | 0 | 0 | 0 | 0 | 0 | 0 | 0 | 0 | 0 | 0 | 0 | 0 | 0 | 0 | 0 | 0 | 0 | 0 | 0 | 0 | 0 | 0 | 0 | 0 | 0 | 0
F3_Commercial_Other Health_Existing_Food Preparation_Natural Gas_Food Prep Other_Codes & Standards Forecast | F3 | Commercial | Other Health | Existing | Food Preparation | Natural Gas | Food Prep Other | Codes & Standards Forecast | Summer Peak Demand (MW) | 0 | 0 | 0 | 0 | 0 | 0 | 0 | 0 | 0 | 0 | 0 | 0 | 0 | 0 | 0 | 0 | 0 | 0 | 0 | 0 | 0 | 0 | 0 | 0 | 0 | 0 | 0 | 0 | 0 | 0 | 0 | 0 | 0
F4_Commercial_Other Health_Existing_Food Preparation_Natural Gas_Food Prep Other_Codes & Standards Forecast | F4 | Commercial | Other Health | Existing | Food Preparation | Natural Gas | Food Prep Other | Codes & Standards Forecast | Winter Peak Demand (MW) | 0 | 0 | 0 | 0 | 0 | 0 | 0 | 0 | 0 | 0 | 0 | 0 | 0 | 0 | 0 | 0 | 0 | 0 | 0 | 0 | 0 | 0 | 0 | 0 | 0 | 0 | 0 | 0 | 0 | 0 | 0 | 0 | 0
F5_Commercial_Other Health_Existing_Food Preparation_Natural Gas_Food Prep Other_Codes & Standards Forecast | F5 | Commercial | Other Health | Existing | Food Preparation | Natural Gas | Food Prep Other | Codes & Standards Forecast | Turnover | 0 | 0 | 0 | 0 | 0 | 0 | 0 | 0 | 0 | 0 | 0 | 0 | 0 | 0 | 0 | 0 | 0 | 0 | 0 | 0 | 0 | 0 | 0 | 0 | 0 | 0 | 0 | 0 | 0 | 0 | 0 | 0 | 0
F6_Commercial_Other Health_Existing_Food Preparation_Natural Gas_Food Prep Other_Codes & Standards Forecast | F6 | Commercial | Other Health | Existing | Food Preparation | Natural Gas | Food Prep Other | Codes & Standards Forecast | Avg. Replacement Usage (kWh) | 0.044865 | 0.043333 | 0.048273 | 0.047384 | 0.047384 | 0.047384 | 0.047384 | 0.047384 | 0.047384 | 0.047384 | 0.047384 | 0.047384 | 0.047384 | 0.047384 | 0.047384 | 0.047384 | 0.047384 | 0.047384 | 0.047384 | 0.047384 | 0.047384 | 0.047384 | 0.047384 | 0.047384 | 0.047384 | 0.047384 | 0.047384 | 0.047384 | 0.047384 | 0.047384 | 0.047384 | 0.047384 | 0.047384
F7_Commercial_Other Health_Existing_Food Preparation_Natural Gas_Food Prep Other_Codes & Standards Forecast | F7 | Commercial | Other Health | Existing | Food Preparation | Natural Gas | Food Prep Other | Codes & Standards Forecast | Avg. Replacement Summer Demand (kW) | 0 | 0 | 0 | 0 | 0 | 0 | 0 | 0 | 0 | 0 | 0 | 0 | 0 | 0 | 0 | 0 | 0 | 0 | 0 | 0 | 0 | 0 | 0 | 0 | 0 | 0 | 0 | 0 | 0 | 0 | 0 | 0 | 0
F8_Commercial_Other Health_Existing_Food Preparation_Natural Gas_Food Prep Other_Codes & Standards Forecast | F8 | Commercial | Other Health | Existing | Food Preparation | Natural Gas | Food Prep Other | Codes & Standards Forecast | Avg. Replacement Winter Demand (kW) | 0 | 0 | 0 | 0 | 0 | 0 | 0 | 0 | 0 | 0 | 0 | 0 | 0 | 0 | 0 | 0 | 0 | 0 | 0 | 0 | 0 | 0 | 0 | 0 | 0 | 0 | 0 | 0 | 0 | 0 | 0 | 0 | 0
F1_Commercial_Other Health_Existing_Miscellaneous_Natural Gas_Pool Heater_Codes & Standards Forecast | F1 | Commercial | Other Health | Existing | Miscellaneous | Natural Gas | Pool Heater | Codes & Standards Forecast | Units | 0 | 0 | 0 | 0 | 0 | 0 | 0 | 0 | 0 | 0 | 0 | 0 | 0 | 0 | 0 | 0 | 0 | 0 | 0 | 0 | 0 | 0 | 0 | 0 | 0 | 0 | 0 | 0 | 0 | 0 | 0 | 0 | 0
F2_Commercial_Other Health_Existing_Miscellaneous_Natural Gas_Pool Heater_Codes & Standards Forecast | F2 | Commercial | Other Health | Existing | Miscellaneous | Natural Gas | Pool Heater | Codes & Standards Forecast | Usage (MMtherm) | 0 | 0 | 0 | 0 | 0 | 0 | 0 | 0 | 0 | 0 | 0 | 0 | 0 | 0 | 0 | 0 | 0 | 0 | 0 | 0 | 0 | 0 | 0 | 0 | 0 | 0 | 0 | 0 | 0 | 0 | 0 | 0 | 0
F3_Commercial_Other Health_Existing_Miscellaneous_Natural Gas_Pool Heater_Codes & Standards Forecast | F3 | Commercial | Other Health | Existing | Miscellaneous | Natural Gas | Pool Heater | Codes & Standards Forecast | Summer Peak Demand (MW) | 0 | 0 | 0 | 0 | 0 | 0 | 0 | 0 | 0 | 0 | 0 | 0 | 0 | 0 | 0 | 0 | 0 | 0 | 0 | 0 | 0 | 0 | 0 | 0 | 0 | 0 | 0 | 0 | 0 | 0 | 0 | 0 | 0
F4_Commercial_Other Health_Existing_Miscellaneous_Natural Gas_Pool Heater_Codes & Standards Forecast | F4 | Commercial | Other Health | Existing | Miscellaneous | Natural Gas | Pool Heater | Codes & Standards Forecast | Winter Peak Demand (MW) | 0 | 0 | 0 | 0 | 0 | 0 | 0 | 0 | 0 | 0 | 0 | 0 | 0 | 0 | 0 | 0 | 0 | 0 | 0 | 0 | 0 | 0 | 0 | 0 | 0 | 0 | 0 | 0 | 0 | 0 | 0 | 0 | 0
F5_Commercial_Other Health_Existing_Miscellaneous_Natural Gas_Pool Heater_Codes & Standards Forecast | F5 | Commercial | Other Health | Existing | Miscellaneous | Natural Gas | Pool Heater | Codes & Standards Forecast | Turnover | 0 | 0 | 0 | 0 | 0 | 0 | 0 | 0 | 0 | 0 | 0 | 0 | 0 | 0 | 0 | 0 | 0 | 0 | 0 | 0 | 0 | 0 | 0 | 0 | 0 | 0 | 0 | 0 | 0 | 0 | 0 | 0 | 0
F6_Commercial_Other Health_Existing_Miscellaneous_Natural Gas_Pool Heater_Codes & Standards Forecast | F6 | Commercial | Other Health | Existing | Miscellaneous | Natural Gas | Pool Heater | Codes & Standards Forecast | Avg. Replacement Usage (kWh) | 0.010152 | 0.0098057 | 0.010923 | 0.010722 | 0.010722 | 0.010722 | 0.010722 | 0.010722 | 0.010722 | 0.010722 | 0.010722 | 0.010722 | 0.010722 | 0.010722 | 0.010722 | 0.010722 | 0.010722 | 0.010722 | 0.010722 | 0.010722 | 0.010722 | 0.010722 | 0.010722 | 0.010722 | 0.010722 | 0.010722 | 0.010722 | 0.010722 | 0.010722 | 0.010722 | 0.010722 | 0.010722 | 0.010722
F7_Commercial_Other Health_Existing_Miscellaneous_Natural Gas_Pool Heater_Codes & Standards Forecast | F7 | Commercial | Other Health | Existing | Miscellaneous | Natural Gas | Pool Heater | Codes & Standards Forecast | Avg. Replacement Summer Demand (kW) | 0 | 0 | 0 | 0 | 0 | 0 | 0 | 0 | 0 | 0 | 0 | 0 | 0 | 0 | 0 | 0 | 0 | 0 | 0 | 0 | 0 | 0 | 0 | 0 | 0 | 0 | 0 | 0 | 0 | 0 | 0 | 0 | 0
F8_Commercial_Other Health_Existing_Miscellaneous_Natural Gas_Pool Heater_Codes & Standards Forecast | F8 | Commercial | Other Health | Existing | Miscellaneous | Natural Gas | Pool Heater | Codes & Standards Forecast | Avg. Replacement Winter Demand (kW) | 0 | 0 | 0 | 0 | 0 | 0 | 0 | 0 | 0 | 0 | 0 | 0 | 0 | 0 | 0 | 0 | 0 | 0 | 0 | 0 | 0 | 0 | 0 | 0 | 0 | 0 | 0 | 0 | 0 | 0 | 0 | 0 | 0
F1_Commercial_Other Health_Existing_Miscellaneous_Natural Gas_Miscellaneous_Codes & Standards Forecast | F1 | Commercial | Other Health | Existing | Miscellaneous | Natural Gas | Miscellaneous | Codes & Standards Forecast | Units | 1689598.5377 | 1681002.2417 | 1672405.9457 | 1662024.7736 | 1700859.1214 | 1696288.1972 | 1692252.9705 | 1688618.4874 | 1685107.2393 | 1681617.7326 | 1678110.7598 | 1674608.483 | 1671136.0553 | 1667702.124 | 1664285.0078 | 1660881.4413 | 1657474.781 | 1654106.5456 | 1650824.0462 | 1647636.2526 | 1644495.0544 | 1641345.6262 | 1638171.4229 | 1634967.7852 | 1631731.9732 | 1628475.4311 | 1625202.1166 | 1621919.2747 | 1618624.3739 | 1615319.806 | 1611998.0422 | 1608666.433 | 1630601.2125
F2_Commercial_Other Health_Existing_Miscellaneous_Natural Gas_Miscellaneous_Codes & Standards Forecast | F2 | Commercial | Other Health | Existing | Miscellaneous | Natural Gas | Miscellaneous | Codes & Standards Forecast | Usage (MMtherm) | 0.013346 | 0.012825 | 0.014214 | 0.013866 | 0.01419 | 0.014152 | 0.014118 | 0.014088 | 0.014058 | 0.014029 | 0.014 | 0.013971 | 0.013942 | 0.013913 | 0.013885 | 0.013856 | 0.013828 | 0.0138 | 0.013772 | 0.013746 | 0.01372 | 0.013693 | 0.013667 | 0.01364 | 0.013613 | 0.013586 | 0.013559 | 0.013531 | 0.013504 | 0.013476 | 0.013448 | 0.013421 | 0.013604
F3_Commercial_Other Health_Existing_Miscellaneous_Natural Gas_Miscellaneous_Codes & Standards Forecast | F3 | Commercial | Other Health | Existing | Miscellaneous | Natural Gas | Miscellaneous | Codes & Standards Forecast | Summer Peak Demand (MW) | 0 | 0 | 0 | 0 | 0 | 0 | 0 | 0 | 0 | 0 | 0 | 0 | 0 | 0 | 0 | 0 | 0 | 0 | 0 | 0 | 0 | 0 | 0 | 0 | 0 | 0 | 0 | 0 | 0 | 0 | 0 | 0 | 0
F4_Commercial_Other Health_Existing_Miscellaneous_Natural Gas_Miscellaneous_Codes & Standards Forecast | F4 | Commercial | Other Health | Existing | Miscellaneous | Natural Gas | Miscellaneous | Codes & Standards Forecast | Winter Peak Demand (MW) | 0 | 0 | 0 | 0 | 0 | 0 | 0 | 0 | 0 | 0 | 0 | 0 | 0 | 0 | 0 | 0 | 0 | 0 | 0 | 0 | 0 | 0 | 0 | 0 | 0 | 0 | 0 | 0 | 0 | 0 | 0 | 0 | 0
F5_Commercial_Other Health_Existing_Miscellaneous_Natural Gas_Miscellaneous_Codes & Standards Forecast | F5 | Commercial | Other Health | Existing | Miscellaneous | Natural Gas | Miscellaneous | Codes & Standards Forecast | Turnover | 0 | 144085.9064 | 170653.6679 | 192853.0204 | 224488.2605 | 182866.9269 | 183781.2403 | 189027.4082 | 187638.2406 | 186589.1889 | 186435.9317 | 226973.0952 | 228402.2531 | 228484.0531 | 236685.9844 | 223186.0367 | 223735.3983 | 226598.9008 | 225248.5228 | 224281.2643 | 224125.0965 | 235420.2275 | 233797.2553 | 231995.5481 | 234370.9304 | 229972.0789 | 229954.6933 | 230934.0542 | 229938.4659 | 229186.6064 | 228907.984 | 231795.5615 | 252888.6879
F6_Commercial_Other Health_Existing_Miscellaneous_Natural Gas_Miscellaneous_Codes & Standards Forecast | F6 | Commercial | Other Health | Existing | Miscellaneous | Natural Gas | Miscellaneous | Codes & Standards Forecast | Avg. Replacement Usage (kWh) | 0.0078991 | 0.0076295 | 0.0084991 | 0.0083427 | 0.0083427 | 0.0083427 | 0.0083427 | 0.0083427 | 0.0083427 | 0.0083427 | 0.0083427 | 0.0083427 | 0.0083427 | 0.0083427 | 0.0083427 | 0.0083427 | 0.0083427 | 0.0083427 | 0.0083427 | 0.0083427 | 0.0083427 | 0.0083427 | 0.0083427 | 0.0083427 | 0.0083427 | 0.0083427 | 0.0083427 | 0.0083427 | 0.0083427 | 0.0083427 | 0.0083427 | 0.0083427 | 0.0083427
F7_Commercial_Other Health_Existing_Miscellaneous_Natural Gas_Miscellaneous_Codes & Standards Forecast | F7 | Commercial | Other Health | Existing | Miscellaneous | Natural Gas | Miscellaneous | Codes & Standards Forecast | Avg. Replacement Summer Demand (kW) | 0 | 0 | 0 | 0 | 0 | 0 | 0 | 0 | 0 | 0 | 0 | 0 | 0 | 0 | 0 | 0 | 0 | 0 | 0 | 0 | 0 | 0 | 0 | 0 | 0 | 0 | 0 | 0 | 0 | 0 | 0 | 0 | 0
F8_Commercial_Other Health_Existing_Miscellaneous_Natural Gas_Miscellaneous_Codes & Standards Forecast | F8 | Commercial | Other Health | Existing | Miscellaneous | Natural Gas | Miscellaneous | Codes & Standards Forecast | Avg. Replacement Winter Demand (kW) | 0 | 0 | 0 | 0 | 0 | 0 | 0 | 0 | 0 | 0 | 0 | 0 | 0 | 0 | 0 | 0 | 0 | 0 | 0 | 0 | 0 | 0 | 0 | 0 | 0 | 0 | 0 | 0 | 0 | 0 | 0 | 0 | 0
F1_Commercial_Other Health_New_Space Heating_Natural Gas_Furnace_Codes & Standards Forecast | F1 | Commercial | Other Health | New | Space Heating | Natural Gas | Furnace | Codes & Standards Forecast | Units | 0 | 0 | 0 | 0 | 0 | 0 | 0 | 0 | 0 | 0 | 0 | 0 | 0 | 0 | 0 | 0 | 0 | 0 | 0 | 0 | 0 | 0 | 0 | 0 | 0 | 0 | 0 | 0 | 0 | 0 | 0 | 0 | 0
F2_Commercial_Other Health_New_Space Heating_Natural Gas_Furnace_Codes & Standards Forecast | F2 | Commercial | Other Health | New | Space Heating | Natural Gas | Furnace | Codes & Standards Forecast | Usage (MMtherm) | 0 | 0 | 0 | 0 | 0 | 0 | 0 | 0 | 0 | 0 | 0 | 0 | 0 | 0 | 0 | 0 | 0 | 0 | 0 | 0 | 0 | 0 | 0 | 0 | 0 | 0 | 0 | 0 | 0 | 0 | 0 | 0 | 0
F3_Commercial_Other Health_New_Space Heating_Natural Gas_Furnace_Codes & Standards Forecast | F3 | Commercial | Other Health | New | Space Heating | Natural Gas | Furnace | Codes & Standards Forecast | Summer Peak Demand (MW) | 0 | 0 | 0 | 0 | 0 | 0 | 0 | 0 | 0 | 0 | 0 | 0 | 0 | 0 | 0 | 0 | 0 | 0 | 0 | 0 | 0 | 0 | 0 | 0 | 0 | 0 | 0 | 0 | 0 | 0 | 0 | 0 | 0
F4_Commercial_Other Health_New_Space Heating_Natural Gas_Furnace_Codes & Standards Forecast | F4 | Commercial | Other Health | New | Space Heating | Natural Gas | Furnace | Codes & Standards Forecast | Winter Peak Demand (MW) | 0 | 0 | 0 | 0 | 0 | 0 | 0 | 0 | 0 | 0 | 0 | 0 | 0 | 0 | 0 | 0 | 0 | 0 | 0 | 0 | 0 | 0 | 0 | 0 | 0 | 0 | 0 | 0 | 0 | 0 | 0 | 0 | 0
F5_Commercial_Other Health_New_Space Heating_Natural Gas_Furnace_Codes & Standards Forecast | F5 | Commercial | Other Health | New | Space Heating | Natural Gas | Furnace | Codes & Standards Forecast | Turnover | 0 | 0 | 0 | 0 | 0 | 0 | 0 | 0 | 0 | 0 | 0 | 0 | 0 | 0 | 0 | 0 | 0 | 0 | 0 | 0 | 0 | 0 | 0 | 0 | 0 | 0 | 0 | 0 | 0 | 0 | 0 | 0 | 0
F6_Commercial_Other Health_New_Space Heating_Natural Gas_Furnace_Codes & Standards Forecast | F6 | Commercial | Other Health | New | Space Heating | Natural Gas | Furnace | Codes & Standards Forecast | Avg. Replacement Usage (kWh) | 0.088837 | 0.085805 | 0.095079 | 0.092832 | 0.092336 | 0.082553 | 0.082106 | 0.081659 | 0.081213 | 0.080767 | 0.08032 | 0.079874 | 0.079428 | 0.078982 | 0.078535 | 0.078089 | 0.077642 | 0.077197 | 0.07675 | 0.076304 | 0.075857 | 0.075412 | 0.074965 | 0.074519 | 0.074073 | 0.073628 | 0.073181 | 0.072736 | 0.07229 | 0.071844 | 0.071397 | 0.070951 | 0.070951
F7_Commercial_Other Health_New_Space Heating_Natural Gas_Furnace_Codes & Standards Forecast | F7 | Commercial | Other Health | New | Space Heating | Natural Gas | Furnace | Codes & Standards Forecast | Avg. Replacement Summer Demand (kW) | 0 | 0 | 0 | 0 | 0 | 0 | 0 | 0 | 0 | 0 | 0 | 0 | 0 | 0 | 0 | 0 | 0 | 0 | 0 | 0 | 0 | 0 | 0 | 0 | 0 | 0 | 0 | 0 | 0 | 0 | 0 | 0 | 0
F8_Commercial_Other Health_New_Space Heating_Natural Gas_Furnace_Codes & Standards Forecast | F8 | Commercial | Other Health | New | Space Heating | Natural Gas | Furnace | Codes & Standards Forecast | Avg. Replacement Winter Demand (kW) | 0 | 0 | 0 | 0 | 0 | 0 | 0 | 0 | 0 | 0 | 0 | 0 | 0 | 0 | 0 | 0 | 0 | 0 | 0 | 0 | 0 | 0 | 0 | 0 | 0 | 0 | 0 | 0 | 0 | 0 | 0 | 0 | 0
F1_Commercial_Other Health_New_Space Heating_Natural Gas_Boiler_Codes & Standards Forecast | F1 | Commercial | Other Health | New | Space Heating | Natural Gas | Boiler | Codes & Standards Forecast | Units | 0 | 0 | 0 | 0 | 0 | 0 | 0 | 0 | 0 | 0 | 0 | 0 | 0 | 0 | 0 | 0 | 0 | 0 | 0 | 0 | 0 | 0 | 0 | 0 | 0 | 0 | 0 | 0 | 0 | 0 | 0 | 0 | 0
F2_Commercial_Other Health_New_Space Heating_Natural Gas_Boiler_Codes & Standards Forecast | F2 | Commercial | Other Health | New | Space Heating | Natural Gas | Boiler | Codes & Standards Forecast | Usage (MMtherm) | 0 | 0 | 0 | 0 | 0 | 0 | 0 | 0 | 0 | 0 | 0 | 0 | 0 | 0 | 0 | 0 | 0 | 0 | 0 | 0 | 0 | 0 | 0 | 0 | 0 | 0 | 0 | 0 | 0 | 0 | 0 | 0 | 0
F3_Commercial_Other Health_New_Space Heating_Natural Gas_Boiler_Codes & Standards Forecast | F3 | Commercial | Other Health | New | Space Heating | Natural Gas | Boiler | Codes & Standards Forecast | Summer Peak Demand (MW) | 0 | 0 | 0 | 0 | 0 | 0 | 0 | 0 | 0 | 0 | 0 | 0 | 0 | 0 | 0 | 0 | 0 | 0 | 0 | 0 | 0 | 0 | 0 | 0 | 0 | 0 | 0 | 0 | 0 | 0 | 0 | 0 | 0
F4_Commercial_Other Health_New_Space Heating_Natural Gas_Boiler_Codes & Standards Forecast | F4 | Commercial | Other Health | New | Space Heating | Natural Gas | Boiler | Codes & Standards Forecast | Winter Peak Demand (MW) | 0 | 0 | 0 | 0 | 0 | 0 | 0 | 0 | 0 | 0 | 0 | 0 | 0 | 0 | 0 | 0 | 0 | 0 | 0 | 0 | 0 | 0 | 0 | 0 | 0 | 0 | 0 | 0 | 0 | 0 | 0 | 0 | 0
F5_Commercial_Other Health_New_Space Heating_Natural Gas_Boiler_Codes & Standards Forecast | F5 | Commercial | Other Health | New | Space Heating | Natural Gas | Boiler | Codes & Standards Forecast | Turnover | 0 | 0 | 0 | 0 | 0 | 0 | 0 | 0 | 0 | 0 | 0 | 0 | 0 | 0 | 0 | 0 | 0 | 0 | 0 | 0 | 0 | 0 | 0 | 0 | 0 | 0 | 0 | 0 | 0 | 0 | 0 | 0 | 0
F6_Commercial_Other Health_New_Space Heating_Natural Gas_Boiler_Codes & Standards Forecast | F6 | Commercial | Other Health | New | Space Heating | Natural Gas | Boiler | Codes & Standards Forecast | Avg. Replacement Usage (kWh) | 0.30855 | 0.29802 | 0.33023 | 0.32243 | 0.32071 | 0.27147 | 0.27 | 0.26854 | 0.26707 | 0.2656 | 0.26413 | 0.26267 | 0.2612 | 0.25973 | 0.25826 | 0.25679 | 0.25533 | 0.25386 | 0.25239 | 0.25092 | 0.24946 | 0.24799 | 0.24652 | 0.24506 | 0.24359 | 0.24213 | 0.24066 | 0.23919 | 0.23772 | 0.23626 | 0.23479 | 0.23332 | 0.23332
F7_Commercial_Other Health_New_Space Heating_Natural Gas_Boiler_Codes & Standards Forecast | F7 | Commercial | Other Health | New | Space Heating | Natural Gas | Boiler | Codes & Standards Forecast | Avg. Replacement Summer Demand (kW) | 0 | 0 | 0 | 0 | 0 | 0 | 0 | 0 | 0 | 0 | 0 | 0 | 0 | 0 | 0 | 0 | 0 | 0 | 0 | 0 | 0 | 0 | 0 | 0 | 0 | 0 | 0 | 0 | 0 | 0 | 0 | 0 | 0
F8_Commercial_Other Health_New_Space Heating_Natural Gas_Boiler_Codes & Standards Forecast | F8 | Commercial | Other Health | New | Space Heating | Natural Gas | Boiler | Codes & Standards Forecast | Avg. Replacement Winter Demand (kW) | 0 | 0 | 0 | 0 | 0 | 0 | 0 | 0 | 0 | 0 | 0 | 0 | 0 | 0 | 0 | 0 | 0 | 0 | 0 | 0 | 0 | 0 | 0 | 0 | 0 | 0 | 0 | 0 | 0 | 0 | 0 | 0 | 0
F1_Commercial_Other Health_New_Space Heating_Natural Gas_Unit Heater_Codes & Standards Forecast | F1 | Commercial | Other Health | New | Space Heating | Natural Gas | Unit Heater | Codes & Standards Forecast | Units | 0 | 0 | 0 | 0 | 0 | 0 | 0 | 0 | 0 | 0 | 0 | 0 | 0 | 0 | 0 | 0 | 0 | 0 | 0 | 0 | 0 | 0 | 0 | 0 | 0 | 0 | 0 | 0 | 0 | 0 | 0 | 0 | 0
F2_Commercial_Other Health_New_Space Heating_Natural Gas_Unit Heater_Codes & Standards Forecast | F2 | Commercial | Other Health | New | Space Heating | Natural Gas | Unit Heater | Codes & Standards Forecast | Usage (MMtherm) | 0 | 0 | 0 | 0 | 0 | 0 | 0 | 0 | 0 | 0 | 0 | 0 | 0 | 0 | 0 | 0 | 0 | 0 | 0 | 0 | 0 | 0 | 0 | 0 | 0 | 0 | 0 | 0 | 0 | 0 | 0 | 0 | 0
F3_Commercial_Other Health_New_Space Heating_Natural Gas_Unit Heater_Codes & Standards Forecast | F3 | Commercial | Other Health | New | Space Heating | Natural Gas | Unit Heater | Codes & Standards Forecast | Summer Peak Demand (MW) | 0 | 0 | 0 | 0 | 0 | 0 | 0 | 0 | 0 | 0 | 0 | 0 | 0 | 0 | 0 | 0 | 0 | 0 | 0 | 0 | 0 | 0 | 0 | 0 | 0 | 0 | 0 | 0 | 0 | 0 | 0 | 0 | 0
F4_Commercial_Other Health_New_Space Heating_Natural Gas_Unit Heater_Codes & Standards Forecast | F4 | Commercial | Other Health | New | Space Heating | Natural Gas | Unit Heater | Codes & Standards Forecast | Winter Peak Demand (MW) | 0 | 0 | 0 | 0 | 0 | 0 | 0 | 0 | 0 | 0 | 0 | 0 | 0 | 0 | 0 | 0 | 0 | 0 | 0 | 0 | 0 | 0 | 0 | 0 | 0 | 0 | 0 | 0 | 0 | 0 | 0 | 0 | 0
F5_Commercial_Other Health_New_Space Heating_Natural Gas_Unit Heater_Codes & Standards Forecast | F5 | Commercial | Other Health | New | Space Heating | Natural Gas | Unit Heater | Codes & Standards Forecast | Turnover | 0 | 0 | 0 | 0 | 0 | 0 | 0 | 0 | 0 | 0 | 0 | 0 | 0 | 0 | 0 | 0 | 0 | 0 | 0 | 0 | 0 | 0 | 0 | 0 | 0 | 0 | 0 | 0 | 0 | 0 | 0 | 0 | 0
F6_Commercial_Other Health_New_Space Heating_Natural Gas_Unit Heater_Codes & Standards Forecast | F6 | Commercial | Other Health | New | Space Heating | Natural Gas | Unit Heater | Codes & Standards Forecast | Avg. Replacement Usage (kWh) | 0.045525 | 0.043971 | 0.048723 | 0.047572 | 0.047318 | 0.042352 | 0.042123 | 0.041894 | 0.041665 | 0.041436 | 0.041207 | 0.040978 | 0.040749 | 0.04052 | 0.040291 | 0.040062 | 0.039833 | 0.039604 | 0.039375 | 0.039146 | 0.038917 | 0.038689 | 0.03846 | 0.038231 | 0.038002 | 0.037774 | 0.037544 | 0.037316 | 0.037087 | 0.036858 | 0.036629 | 0.0364 | 0.0364
F7_Commercial_Other Health_New_Space Heating_Natural Gas_Unit Heater_Codes & Standards Forecast | F7 | Commercial | Other Health | New | Space Heating | Natural Gas | Unit Heater | Codes & Standards Forecast | Avg. Replacement Summer Demand (kW) | 0 | 0 | 0 | 0 | 0 | 0 | 0 | 0 | 0 | 0 | 0 | 0 | 0 | 0 | 0 | 0 | 0 | 0 | 0 | 0 | 0 | 0 | 0 | 0 | 0 | 0 | 0 | 0 | 0 | 0 | 0 | 0 | 0
F8_Commercial_Other Health_New_Space Heating_Natural Gas_Unit Heater_Codes & Standards Forecast | F8 | Commercial | Other Health | New | Space Heating | Natural Gas | Unit Heater | Codes & Standards Forecast | Avg. Replacement Winter Demand (kW) | 0 | 0 | 0 | 0 | 0 | 0 | 0 | 0 | 0 | 0 | 0 | 0 | 0 | 0 | 0 | 0 | 0 | 0 | 0 | 0 | 0 | 0 | 0 | 0 | 0 | 0 | 0 | 0 | 0 | 0 | 0 | 0 | 0
F1_Commercial_Other Health_New_Water Heating_Natural Gas_Water Heater_Codes & Standards Forecast | F1 | Commercial | Other Health | New | Water Heating | Natural Gas | Water Heater | Codes & Standards Forecast | Units | 0 | 2607.5714 | 15184.8564 | 23222.6225 | 32832.9665 | 42737.305 | 52691.4145 | 61306.6642 | 69801.1756 | 78494.5139 | 87329.3596 | 96097.0883 | 104727.6812 | 113240.6339 | 121765.8922 | 130265.3671 | 138814.0984 | 147163.3909 | 155181.0458 | 162940.0088 | 170702.7838 | 178622.745 | 186645.924 | 194753.9937 | 202949.1706 | 211167.4372 | 219417.8318 | 227673.7834 | 235966.1558 | 244276.6041 | 252648.8833 | 261027.2484 | 264586.4543
F2_Commercial_Other Health_New_Water Heating_Natural Gas_Water Heater_Codes & Standards Forecast | F2 | Commercial | Other Health | New | Water Heating | Natural Gas | Water Heater | Codes & Standards Forecast | Usage (MMtherm) | 0 | 0.00080008 | 0.0051902 | 0.0077915 | 0.011016 | 0.014339 | 0.017679 | 0.020569 | 0.023419 | 0.026336 | 0.0293 | 0.032242 | 0.035138 | 0.037994 | 0.040854 | 0.043706 | 0.046574 | 0.049375 | 0.052065 | 0.054669 | 0.057273 | 0.05993 | 0.062622 | 0.065343 | 0.068092 | 0.07085 | 0.073618 | 0.076388 | 0.07917 | 0.081958 | 0.084767 | 0.087578 | 0.088772
F3_Commercial_Other Health_New_Water Heating_Natural Gas_Water Heater_Codes & Standards Forecast | F3 | Commercial | Other Health | New | Water Heating | Natural Gas | Water Heater | Codes & Standards Forecast | Summer Peak Demand (MW) | 0 | 0 | 0 | 0 | 0 | 0 | 0 | 0 | 0 | 0 | 0 | 0 | 0 | 0 | 0 | 0 | 0 | 0 | 0 | 0 | 0 | 0 | 0 | 0 | 0 | 0 | 0 | 0 | 0 | 0 | 0 | 0 | 0
F4_Commercial_Other Health_New_Water Heating_Natural Gas_Water Heater_Codes & Standards Forecast | F4 | Commercial | Other Health | New | Water Heating | Natural Gas | Water Heater | Codes & Standards Forecast | Winter Peak Demand (MW) | 0 | 0 | 0 | 0 | 0 | 0 | 0 | 0 | 0 | 0 | 0 | 0 | 0 | 0 | 0 | 0 | 0 | 0 | 0 | 0 | 0 | 0 | 0 | 0 | 0 | 0 | 0 | 0 | 0 | 0 | 0 | 0 | 0
F5_Commercial_Other Health_New_Water Heating_Natural Gas_Water Heater_Codes & Standards Forecast | F5 | Commercial | Other Health | New | Water Heating | Natural Gas | Water Heater | Codes & Standards Forecast | Turnover | 0 | 2607.5714 | 12577.2851 | 8037.7661 | 9610.344 | 9904.3385 | 9954.1094 | 8615.2497 | 8494.5114 | 8693.3384 | 9356.3599 | 11700.3972 | 12584.2808 | 13597.9718 | 14574.1414 | 16012.9624 | 18896.0718 | 17136.0595 | 17197.9781 | 17051.5624 | 17549.9812 | 17915.6082 | 18707.6402 | 19622.5882 | 20783.1912 | 22682.3679 | 23480.5922 | 24145.4384 | 24670.1713 | 25299.8619 | 26302.7215 | 26002.8704 | 21599.5594
F6_Commercial_Other Health_New_Water Heating_Natural Gas_Water Heater_Codes & Standards Forecast | F6 | Commercial | Other Health | New | Water Heating | Natural Gas | Water Heater | Codes & Standards Forecast | Avg. Replacement Usage (kWh) | 0.31767 | 0.30683 | 0.3418 | 0.33551 | 0.33551 | 0.33551 | 0.33551 | 0.33551 | 0.33551 | 0.33551 | 0.33551 | 0.33551 | 0.33551 | 0.33551 | 0.33551 | 0.33551 | 0.33551 | 0.33551 | 0.33551 | 0.33551 | 0.33551 | 0.33551 | 0.33551 | 0.33551 | 0.33551 | 0.33551 | 0.33551 | 0.33551 | 0.33551 | 0.33551 | 0.33551 | 0.33551 | 0.33551
F7_Commercial_Other Health_New_Water Heating_Natural Gas_Water Heater_Codes & Standards Forecast | F7 | Commercial | Other Health | New | Water Heating | Natural Gas | Water Heater | Codes & Standards Forecast | Avg. Replacement Summer Demand (kW) | 0 | 0 | 0 | 0 | 0 | 0 | 0 | 0 | 0 | 0 | 0 | 0 | 0 | 0 | 0 | 0 | 0 | 0 | 0 | 0 | 0 | 0 | 0 | 0 | 0 | 0 | 0 | 0 | 0 | 0 | 0 | 0 | 0
F8_Commercial_Other Health_New_Water Heating_Natural Gas_Water Heater_Codes & Standards Forecast | F8 | Commercial | Other Health | New | Water Heating | Natural Gas | Water Heater | Codes & Standards Forecast | Avg. Replacement Winter Demand (kW) | 0 | 0 | 0 | 0 | 0 | 0 | 0 | 0 | 0 | 0 | 0 | 0 | 0 | 0 | 0 | 0 | 0 | 0 | 0 | 0 | 0 | 0 | 0 | 0 | 0 | 0 | 0 | 0 | 0 | 0 | 0 | 0 | 0
F1_Commercial_Other Health_New_Food Preparation_Natural Gas_Oven_Codes & Standards Forecast | F1 | Commercial | Other Health | New | Food Preparation | Natural Gas | Oven | Codes & Standards Forecast | Units | 0 | 132.1845 | 769.7594 | 1177.2145 | 1664.3876 | 2166.464 | 2671.0634 | 3107.7926 | 3538.4012 | 3979.0889 | 4426.9499 | 4871.4087 | 5308.9156 | 5740.4591 | 6172.6264 | 6603.4866 | 7036.8438 | 7460.0909 | 7866.5265 | 8259.8483 | 8653.3633 | 9054.8465 | 9461.5621 | 9872.581 | 10288.0157 | 10704.6207 | 11122.8545 | 11541.3699 | 11961.7316 | 12383.0096 | 12807.422 | 13232.1429 | 13412.5682
F2_Commercial_Other Health_New_Food Preparation_Natural Gas_Oven_Codes & Standards Forecast | F2 | Commercial | Other Health | New | Food Preparation | Natural Gas | Oven | Codes & Standards Forecast | Usage (MMtherm) | 0 | 1.4982e-05 | 9.7187e-05 | 0.0001459 | 0.00020627 | 0.0002685 | 0.00033103 | 0.00038516 | 0.00043853 | 0.00049314 | 0.00054865 | 0.00060373 | 0.00065795 | 0.00071143 | 0.00076499 | 0.00081839 | 0.0008721 | 0.00092455 | 0.00097492 | 0.0010237 | 0.0010724 | 0.0011222 | 0.0011726 | 0.0012235 | 0.001275 | 0.0013267 | 0.0013785 | 0.0014304 | 0.0014825 | 0.0015347 | 0.0015873 | 0.0016399 | 0.0016623
F3_Commercial_Other Health_New_Food Preparation_Natural Gas_Oven_Codes & Standards Forecast | F3 | Commercial | Other Health | New | Food Preparation | Natural Gas | Oven | Codes & Standards Forecast | Summer Peak Demand (MW) | 0 | 0 | 0 | 0 | 0 | 0 | 0 | 0 | 0 | 0 | 0 | 0 | 0 | 0 | 0 | 0 | 0 | 0 | 0 | 0 | 0 | 0 | 0 | 0 | 0 | 0 | 0 | 0 | 0 | 0 | 0 | 0 | 0
F4_Commercial_Other Health_New_Food Preparation_Natural Gas_Oven_Codes & Standards Forecast | F4 | Commercial | Other Health | New | Food Preparation | Natural Gas | Oven | Codes & Standards Forecast | Winter Peak Demand (MW) | 0 | 0 | 0 | 0 | 0 | 0 | 0 | 0 | 0 | 0 | 0 | 0 | 0 | 0 | 0 | 0 | 0 | 0 | 0 | 0 | 0 | 0 | 0 | 0 | 0 | 0 | 0 | 0 | 0 | 0 | 0 | 0 | 0
F5_Commercial_Other Health_New_Food Preparation_Natural Gas_Oven_Codes & Standards Forecast | F5 | Commercial | Other Health | New | Food Preparation | Natural Gas | Oven | Codes & Standards Forecast | Turnover | 0 | 132.1845 | 637.5749 | 407.455 | 487.1731 | 502.0764 | 504.5994 | 436.7292 | 430.6086 | 440.6877 | 469.8918 | 569.0802 | 609.2673 | 655.8726 | 702.7876 | 740.4771 | 801.0497 | 942.4709 | 848.3477 | 862.1451 | 883.207 | 911.8086 | 922.3575 | 956.1436 | 995.9309 | 1042.0106 | 1124.1652 | 1159.3984 | 1194.4617 | 1226.6556 | 1258.0469 | 1290.0473 | 1100.356
F6_Commercial_Other Health_New_Food Preparation_Natural Gas_Oven_Codes & Standards Forecast | F6 | Commercial | Other Health | New | Food Preparation | Natural Gas | Oven | Codes & Standards Forecast | Avg. Replacement Usage (kWh) | 0.11734 | 0.11334 | 0.12626 | 0.12393 | 0.12393 | 0.12393 | 0.12393 | 0.12393 | 0.12393 | 0.12393 | 0.12393 | 0.12393 | 0.12393 | 0.12393 | 0.12393 | 0.12393 | 0.12393 | 0.12393 | 0.12393 | 0.12393 | 0.12393 | 0.12393 | 0.12393 | 0.12393 | 0.12393 | 0.12393 | 0.12393 | 0.12393 | 0.12393 | 0.12393 | 0.12393 | 0.12393 | 0.12393
F7_Commercial_Other Health_New_Food Preparation_Natural Gas_Oven_Codes & Standards Forecast | F7 | Commercial | Other Health | New | Food Preparation | Natural Gas | Oven | Codes & Standards Forecast | Avg. Replacement Summer Demand (kW) | 0 | 0 | 0 | 0 | 0 | 0 | 0 | 0 | 0 | 0 | 0 | 0 | 0 | 0 | 0 | 0 | 0 | 0 | 0 | 0 | 0 | 0 | 0 | 0 | 0 | 0 | 0 | 0 | 0 | 0 | 0 | 0 | 0
F8_Commercial_Other Health_New_Food Preparation_Natural Gas_Oven_Codes & Standards Forecast | F8 | Commercial | Other Health | New | Food Preparation | Natural Gas | Oven | Codes & Standards Forecast | Avg. Replacement Winter Demand (kW) | 0 | 0 | 0 | 0 | 0 | 0 | 0 | 0 | 0 | 0 | 0 | 0 | 0 | 0 | 0 | 0 | 0 | 0 | 0 | 0 | 0 | 0 | 0 | 0 | 0 | 0 | 0 | 0 | 0 | 0 | 0 | 0 | 0
F1_Commercial_Other Health_New_Food Preparation_Natural Gas_Conveyor Oven_Codes & Standards Forecast | F1 | Commercial | Other Health | New | Food Preparation | Natural Gas | Conveyor Oven | Codes & Standards Forecast | Units | 0 | 66.0923 | 384.8797 | 588.6072 | 832.1938 | 1083.232 | 1335.5317 | 1553.8963 | 1769.2006 | 1989.5444 | 2213.475 | 2435.7043 | 2654.4578 | 2870.2296 | 3086.3132 | 3301.7433 | 3518.4219 | 3730.0455 | 3933.2632 | 4129.9241 | 4326.6817 | 4527.4233 | 4730.7811 | 4936.2905 | 5144.0078 | 5352.3104 | 5561.4272 | 5770.6849 | 5980.8658 | 6191.5048 | 6403.711 | 6616.0714 | 6706.2841
F2_Commercial_Other Health_New_Food Preparation_Natural Gas_Conveyor Oven_Codes & Standards Forecast | F2 | Commercial | Other Health | New | Food Preparation | Natural Gas | Conveyor Oven | Codes & Standards Forecast | Usage (MMtherm) | 0 | 1.1165e-05 | 7.2431e-05 | 0.00010873 | 0.00015373 | 0.0002001 | 0.00024671 | 0.00028705 | 0.00032682 | 0.00036753 | 0.00040889 | 0.00044994 | 0.00049035 | 0.00053021 | 0.00057013 | 0.00060993 | 0.00064995 | 0.00068905 | 0.00072659 | 0.00076291 | 0.00079926 | 0.00083634 | 0.00087391 | 0.00091187 | 0.00095024 | 0.00098872 | 0.0010274 | 0.001066 | 0.0011048 | 0.0011437 | 0.0011829 | 0.0012222 | 0.0012388
F3_Commercial_Other Health_New_Food Preparation_Natural Gas_Conveyor Oven_Codes & Standards Forecast | F3 | Commercial | Other Health | New | Food Preparation | Natural Gas | Conveyor Oven | Codes & Standards Forecast | Summer Peak Demand (MW) | 0 | 0 | 0 | 0 | 0 | 0 | 0 | 0 | 0 | 0 | 0 | 0 | 0 | 0 | 0 | 0 | 0 | 0 | 0 | 0 | 0 | 0 | 0 | 0 | 0 | 0 | 0 | 0 | 0 | 0 | 0 | 0 | 0
F4_Commercial_Other Health_New_Food Preparation_Natural Gas_Conveyor Oven_Codes & Standards Forecast | F4 | Commercial | Other Health | New | Food Preparation | Natural Gas | Conveyor Oven | Codes & Standards Forecast | Winter Peak Demand (MW) | 0 | 0 | 0 | 0 | 0 | 0 | 0 | 0 | 0 | 0 | 0 | 0 | 0 | 0 | 0 | 0 | 0 | 0 | 0 | 0 | 0 | 0 | 0 | 0 | 0 | 0 | 0 | 0 | 0 | 0 | 0 | 0 | 0
F5_Commercial_Other Health_New_Food Preparation_Natural Gas_Conveyor Oven_Codes & Standards Forecast | F5 | Commercial | Other Health | New | Food Preparation | Natural Gas | Conveyor Oven | Codes & Standards Forecast | Turnover | 0 | 66.0923 | 318.7875 | 203.7275 | 243.5865 | 251.0382 | 252.2997 | 218.3646 | 215.3043 | 220.3438 | 223.9305 | 222.2294 | 218.7535 | 215.7717 | 216.0836 | 215.4301 | 216.6786 | 224.842 | 277.55 | 296.8722 | 325.6439 | 354.0583 | 393.7968 | 467.7761 | 430.4292 | 440.9896 | 442.0061 | 440.3456 | 429.906 | 428.7712 | 431.2498 | 431.6216 | 308.5113
F6_Commercial_Other Health_New_Food Preparation_Natural Gas_Conveyor Oven_Codes & Standards Forecast | F6 | Commercial | Other Health | New | Food Preparation | Natural Gas | Conveyor Oven | Codes & Standards Forecast | Avg. Replacement Usage (kWh) | 0.17491 | 0.16894 | 0.18819 | 0.18473 | 0.18473 | 0.18473 | 0.18473 | 0.18473 | 0.18473 | 0.18473 | 0.18473 | 0.18473 | 0.18473 | 0.18473 | 0.18473 | 0.18473 | 0.18473 | 0.18473 | 0.18473 | 0.18473 | 0.18473 | 0.18473 | 0.18473 | 0.18473 | 0.18473 | 0.18473 | 0.18473 | 0.18473 | 0.18473 | 0.18473 | 0.18473 | 0.18473 | 0.18473
F7_Commercial_Other Health_New_Food Preparation_Natural Gas_Conveyor Oven_Codes & Standards Forecast | F7 | Commercial | Other Health | New | Food Preparation | Natural Gas | Conveyor Oven | Codes & Standards Forecast | Avg. Replacement Summer Demand (kW) | 0 | 0 | 0 | 0 | 0 | 0 | 0 | 0 | 0 | 0 | 0 | 0 | 0 | 0 | 0 | 0 | 0 | 0 | 0 | 0 | 0 | 0 | 0 | 0 | 0 | 0 | 0 | 0 | 0 | 0 | 0 | 0 | 0
F8_Commercial_Other Health_New_Food Preparation_Natural Gas_Conveyor Oven_Codes & Standards Forecast | F8 | Commercial | Other Health | New | Food Preparation | Natural Gas | Conveyor Oven | Codes & Standards Forecast | Avg. Replacement Winter Demand (kW) | 0 | 0 | 0 | 0 | 0 | 0 | 0 | 0 | 0 | 0 | 0 | 0 | 0 | 0 | 0 | 0 | 0 | 0 | 0 | 0 | 0 | 0 | 0 | 0 | 0 | 0 | 0 | 0 | 0 | 0 | 0 | 0 | 0
F1_Commercial_Other Health_New_Food Preparation_Natural Gas_Double Rack Oven_Codes & Standards Forecast | F1 | Commercial | Other Health | New | Food Preparation | Natural Gas | Double Rack Oven | Codes & Standards Forecast | Units | 0 | 66.0923 | 384.8797 | 588.6072 | 832.1938 | 1083.232 | 1335.5317 | 1553.8963 | 1769.2006 | 1989.5444 | 2213.475 | 2435.7043 | 2654.4578 | 2870.2296 | 3086.3132 | 3301.7433 | 3518.4219 | 3730.0455 | 3933.2632 | 4129.9241 | 4326.6817 | 4527.4233 | 4730.7811 | 4936.2905 | 5144.0078 | 5352.3104 | 5561.4272 | 5770.6849 | 5980.8658 | 6191.5048 | 6403.711 | 6616.0714 | 6706.2841
F2_Commercial_Other Health_New_Food Preparation_Natural Gas_Double Rack Oven_Codes & Standards Forecast | F2 | Commercial | Other Health | New | Food Preparation | Natural Gas | Double Rack Oven | Codes & Standards Forecast | Usage (MMtherm) | 0 | 1.9898e-05 | 0.00012908 | 0.00019378 | 0.00027397 | 0.00035661 | 0.00043967 | 0.00051156 | 0.00058244 | 0.00065498 | 0.0007287 | 0.00080186 | 0.00087388 | 0.00094492 | 0.0010161 | 0.001087 | 0.0011583 | 0.001228 | 0.0012949 | 0.0013596 | 0.0014244 | 0.0014905 | 0.0015574 | 0.0016251 | 0.0016935 | 0.001762 | 0.0018309 | 0.0018998 | 0.001969 | 0.0020383 | 0.0021082 | 0.0021781 | 0.0022078
F3_Commercial_Other Health_New_Food Preparation_Natural Gas_Double Rack Oven_Codes & Standards Forecast | F3 | Commercial | Other Health | New | Food Preparation | Natural Gas | Double Rack Oven | Codes & Standards Forecast | Summer Peak Demand (MW) | 0 | 0 | 0 | 0 | 0 | 0 | 0 | 0 | 0 | 0 | 0 | 0 | 0 | 0 | 0 | 0 | 0 | 0 | 0 | 0 | 0 | 0 | 0 | 0 | 0 | 0 | 0 | 0 | 0 | 0 | 0 | 0 | 0
F4_Commercial_Other Health_New_Food Preparation_Natural Gas_Double Rack Oven_Codes & Standards Forecast | F4 | Commercial | Other Health | New | Food Preparation | Natural Gas | Double Rack Oven | Codes & Standards Forecast | Winter Peak Demand (MW) | 0 | 0 | 0 | 0 | 0 | 0 | 0 | 0 | 0 | 0 | 0 | 0 | 0 | 0 | 0 | 0 | 0 | 0 | 0 | 0 | 0 | 0 | 0 | 0 | 0 | 0 | 0 | 0 | 0 | 0 | 0 | 0 | 0
F5_Commercial_Other Health_New_Food Preparation_Natural Gas_Double Rack Oven_Codes & Standards Forecast | F5 | Commercial | Other Health | New | Food Preparation | Natural Gas | Double Rack Oven | Codes & Standards Forecast | Turnover | 0 | 66.0923 | 318.7875 | 203.7275 | 243.5865 | 251.0382 | 252.2997 | 218.3646 | 215.3043 | 220.3438 | 223.9305 | 222.2294 | 231.9719 | 290.104 | 316.2949 | 344.3165 | 369.9953 | 402.0626 | 465.4844 | 419.3728 | 429.4446 | 433.6308 | 434.4457 | 427.8783 | 442.8309 | 460.9735 | 481.0572 | 500.3631 | 526.0316 | 571.6555 | 591.7597 | 609.2379 | 501.1723
F6_Commercial_Other Health_New_Food Preparation_Natural Gas_Double Rack Oven_Codes & Standards Forecast | F6 | Commercial | Other Health | New | Food Preparation | Natural Gas | Double Rack Oven | Codes & Standards Forecast | Avg. Replacement Usage (kWh) | 0.31171 | 0.30107 | 0.33538 | 0.32921 | 0.32921 | 0.32921 | 0.32921 | 0.32921 | 0.32921 | 0.32921 | 0.32921 | 0.32921 | 0.32921 | 0.32921 | 0.32921 | 0.32921 | 0.32921 | 0.32921 | 0.32921 | 0.32921 | 0.32921 | 0.32921 | 0.32921 | 0.32921 | 0.32921 | 0.32921 | 0.32921 | 0.32921 | 0.32921 | 0.32921 | 0.32921 | 0.32921 | 0.32921
F7_Commercial_Other Health_New_Food Preparation_Natural Gas_Double Rack Oven_Codes & Standards Forecast | F7 | Commercial | Other Health | New | Food Preparation | Natural Gas | Double Rack Oven | Codes & Standards Forecast | Avg. Replacement Summer Demand (kW) | 0 | 0 | 0 | 0 | 0 | 0 | 0 | 0 | 0 | 0 | 0 | 0 | 0 | 0 | 0 | 0 | 0 | 0 | 0 | 0 | 0 | 0 | 0 | 0 | 0 | 0 | 0 | 0 | 0 | 0 | 0 | 0 | 0
F8_Commercial_Other Health_New_Food Preparation_Natural Gas_Double Rack Oven_Codes & Standards Forecast | F8 | Commercial | Other Health | New | Food Preparation | Natural Gas | Double Rack Oven | Codes & Standards Forecast | Avg. Replacement Winter Demand (kW) | 0 | 0 | 0 | 0 | 0 | 0 | 0 | 0 | 0 | 0 | 0 | 0 | 0 | 0 | 0 | 0 | 0 | 0 | 0 | 0 | 0 | 0 | 0 | 0 | 0 | 0 | 0 | 0 | 0 | 0 | 0 | 0 | 0
F1_Commercial_Other Health_New_Food Preparation_Natural Gas_Fryer_Codes & Standards Forecast | F1 | Commercial | Other Health | New | Food Preparation | Natural Gas | Fryer | Codes & Standards Forecast | Units | 0 | 1530.1357 | 8910.5487 | 13627.1495 | 19266.5468 | 25078.4616 | 30919.5821 | 35975.0532 | 40959.6744 | 46060.9683 | 51245.2993 | 56390.2458 | 61454.7203 | 66450.1629 | 71452.8266 | 76440.3605 | 81456.7982 | 86356.2042 | 91061.0037 | 95614.0015 | 100169.2362 | 104816.7085 | 109524.7496 | 114282.6049 | 119091.5751 | 123914.0946 | 128755.4668 | 133600.1 | 138466.105 | 143342.7171 | 148255.6119 | 153172.0779 | 155260.6375
F2_Commercial_Other Health_New_Food Preparation_Natural Gas_Fryer_Codes & Standards Forecast | F2 | Commercial | Other Health | New | Food Preparation | Natural Gas | Fryer | Codes & Standards Forecast | Usage (MMtherm) | 0 | 0.00022935 | 0.0014878 | 0.0019799 | 0.0026011 | 0.0032412 | 0.0038845 | 0.0044413 | 0.0049903 | 0.0055358 | 0.0060142 | 0.0065069 | 0.0070055 | 0.0075083 | 0.0079998 | 0.0084192 | 0.0089717 | 0.0095113 | 0.010029 | 0.010531 | 0.011033 | 0.011545 | 0.012063 | 0.012587 | 0.013117 | 0.013648 | 0.014181 | 0.014715 | 0.015251 | 0.015788 | 0.016329 | 0.01687 | 0.0171
F3_Commercial_Other Health_New_Food Preparation_Natural Gas_Fryer_Codes & Standards Forecast | F3 | Commercial | Other Health | New | Food Preparation | Natural Gas | Fryer | Codes & Standards Forecast | Summer Peak Demand (MW) | 0 | 0 | 0 | 0 | 0 | 0 | 0 | 0 | 0 | 0 | 0 | 0 | 0 | 0 | 0 | 0 | 0 | 0 | 0 | 0 | 0 | 0 | 0 | 0 | 0 | 0 | 0 | 0 | 0 | 0 | 0 | 0 | 0
F4_Commercial_Other Health_New_Food Preparation_Natural Gas_Fryer_Codes & Standards Forecast | F4 | Commercial | Other Health | New | Food Preparation | Natural Gas | Fryer | Codes & Standards Forecast | Winter Peak Demand (MW) | 0 | 0 | 0 | 0 | 0 | 0 | 0 | 0 | 0 | 0 | 0 | 0 | 0 | 0 | 0 | 0 | 0 | 0 | 0 | 0 | 0 | 0 | 0 | 0 | 0 | 0 | 0 | 0 | 0 | 0 | 0 | 0 | 0
F5_Commercial_Other Health_New_Food Preparation_Natural Gas_Fryer_Codes & Standards Forecast | F5 | Commercial | Other Health | New | Food Preparation | Natural Gas | Fryer | Codes & Standards Forecast | Turnover | 0 | 1530.1357 | 7380.413 | 4716.6008 | 5639.3973 | 5811.9147 | 5841.1206 | 5055.4711 | 4984.6212 | 5407.321 | 6905.2353 | 7464.9901 | 8048.3889 | 8544.9571 | 9411.6152 | 11059.4044 | 10172.556 | 10347.6704 | 10489.6825 | 10681.5583 | 10861.8076 | 11383.1492 | 12089.7138 | 13267.7436 | 13798.1285 | 14236.3146 | 14600.5172 | 15015.4501 | 15606.9782 | 15513.5384 | 15886.2838 | 16385.9536 | 14074.0745
F6_Commercial_Other Health_New_Food Preparation_Natural Gas_Fryer_Codes & Standards Forecast | F6 | Commercial | Other Health | New | Food Preparation | Natural Gas | Fryer | Codes & Standards Forecast | Avg. Replacement Usage (kWh) | 0.15519 | 0.14989 | 0.16697 | 0.11014 | 0.11014 | 0.11014 | 0.11014 | 0.11014 | 0.11014 | 0.11014 | 0.11014 | 0.11014 | 0.11014 | 0.11014 | 0.11014 | 0.11014 | 0.11014 | 0.11014 | 0.11014 | 0.11014 | 0.11014 | 0.11014 | 0.11014 | 0.11014 | 0.11014 | 0.11014 | 0.11014 | 0.11014 | 0.11014 | 0.11014 | 0.11014 | 0.11014 | 0.11014
F7_Commercial_Other Health_New_Food Preparation_Natural Gas_Fryer_Codes & Standards Forecast | F7 | Commercial | Other Health | New | Food Preparation | Natural Gas | Fryer | Codes & Standards Forecast | Avg. Replacement Summer Demand (kW) | 0 | 0 | 0 | 0 | 0 | 0 | 0 | 0 | 0 | 0 | 0 | 0 | 0 | 0 | 0 | 0 | 0 | 0 | 0 | 0 | 0 | 0 | 0 | 0 | 0 | 0 | 0 | 0 | 0 | 0 | 0 | 0 | 0
F8_Commercial_Other Health_New_Food Preparation_Natural Gas_Fryer_Codes & Standards Forecast | F8 | Commercial | Other Health | New | Food Preparation | Natural Gas | Fryer | Codes & Standards Forecast | Avg. Replacement Winter Demand (kW) | 0 | 0 | 0 | 0 | 0 | 0 | 0 | 0 | 0 | 0 | 0 | 0 | 0 | 0 | 0 | 0 | 0 | 0 | 0 | 0 | 0 | 0 | 0 | 0 | 0 | 0 | 0 | 0 | 0 | 0 | 0 | 0 | 0
F1_Commercial_Other Health_New_Food Preparation_Natural Gas_Broiler_Codes & Standards Forecast | F1 | Commercial | Other Health | New | Food Preparation | Natural Gas | Broiler | Codes & Standards Forecast | Units | 0 | 344.4808 | 2006.0398 | 3067.8923 | 4337.4948 | 5645.9364 | 6960.953 | 8099.0957 | 9221.2879 | 10369.7468 | 11536.8998 | 12695.1862 | 13835.3559 | 14959.9843 | 16086.2385 | 17209.0864 | 18338.4415 | 19441.4491 | 20500.6448 | 21525.6653 | 22551.1893 | 23597.4789 | 24657.4044 | 25728.5446 | 26811.1923 | 27896.8904 | 28986.8328 | 30077.5094 | 31172.9975 | 32270.8735 | 33376.9179 | 34483.7662 | 34953.9655
F2_Commercial_Other Health_New_Food Preparation_Natural Gas_Broiler_Codes & Standards Forecast | F2 | Commercial | Other Health | New | Food Preparation | Natural Gas | Broiler | Codes & Standards Forecast | Usage (MMtherm) | 0 | 5.7265e-05 | 0.00037149 | 0.00055767 | 0.00078845 | 0.0010263 | 0.0012653 | 0.0014722 | 0.0016762 | 0.001885 | 0.0020971 | 0.0023077 | 0.0025149 | 0.0027194 | 0.0029241 | 0.0031282 | 0.0033335 | 0.003534 | 0.0037265 | 0.0039129 | 0.0040993 | 0.0042895 | 0.0044821 | 0.0046768 | 0.0048736 | 0.005071 | 0.0052691 | 0.0054674 | 0.0056665 | 0.0058661 | 0.0060671 | 0.0062683 | 0.0063538
F3_Commercial_Other Health_New_Food Preparation_Natural Gas_Broiler_Codes & Standards Forecast | F3 | Commercial | Other Health | New | Food Preparation | Natural Gas | Broiler | Codes & Standards Forecast | Summer Peak Demand (MW) | 0 | 0 | 0 | 0 | 0 | 0 | 0 | 0 | 0 | 0 | 0 | 0 | 0 | 0 | 0 | 0 | 0 | 0 | 0 | 0 | 0 | 0 | 0 | 0 | 0 | 0 | 0 | 0 | 0 | 0 | 0 | 0 | 0
F4_Commercial_Other Health_New_Food Preparation_Natural Gas_Broiler_Codes & Standards Forecast | F4 | Commercial | Other Health | New | Food Preparation | Natural Gas | Broiler | Codes & Standards Forecast | Winter Peak Demand (MW) | 0 | 0 | 0 | 0 | 0 | 0 | 0 | 0 | 0 | 0 | 0 | 0 | 0 | 0 | 0 | 0 | 0 | 0 | 0 | 0 | 0 | 0 | 0 | 0 | 0 | 0 | 0 | 0 | 0 | 0 | 0 | 0 | 0
F5_Commercial_Other Health_New_Food Preparation_Natural Gas_Broiler_Codes & Standards Forecast | F5 | Commercial | Other Health | New | Food Preparation | Natural Gas | Broiler | Codes & Standards Forecast | Turnover | 0 | 344.4808 | 1661.5589 | 1061.8525 | 1269.6025 | 1308.4415 | 1315.0167 | 1138.1427 | 1122.1922 | 1148.4588 | 1167.1531 | 1158.2864 | 1209.0658 | 1512.0572 | 1648.5676 | 1794.6192 | 1928.4604 | 2095.5988 | 2426.1613 | 2185.8219 | 2238.3174 | 2260.1363 | 2264.3838 | 2230.1535 | 2308.0885 | 2402.6499 | 2507.3283 | 2607.953 | 2741.7405 | 2979.5376 | 3084.3234 | 3175.4216 | 2612.1708
F6_Commercial_Other Health_New_Food Preparation_Natural Gas_Broiler_Codes & Standards Forecast | F6 | Commercial | Other Health | New | Food Preparation | Natural Gas | Broiler | Codes & Standards Forecast | Avg. Replacement Usage (kWh) | 0.17211 | 0.16624 | 0.18518 | 0.18178 | 0.18178 | 0.18178 | 0.18178 | 0.18178 | 0.18178 | 0.18178 | 0.18178 | 0.18178 | 0.18178 | 0.18178 | 0.18178 | 0.18178 | 0.18178 | 0.18178 | 0.18178 | 0.18178 | 0.18178 | 0.18178 | 0.18178 | 0.18178 | 0.18178 | 0.18178 | 0.18178 | 0.18178 | 0.18178 | 0.18178 | 0.18178 | 0.18178 | 0.18178
F7_Commercial_Other Health_New_Food Preparation_Natural Gas_Broiler_Codes & Standards Forecast | F7 | Commercial | Other Health | New | Food Preparation | Natural Gas | Broiler | Codes & Standards Forecast | Avg. Replacement Summer Demand (kW) | 0 | 0 | 0 | 0 | 0 | 0 | 0 | 0 | 0 | 0 | 0 | 0 | 0 | 0 | 0 | 0 | 0 | 0 | 0 | 0 | 0 | 0 | 0 | 0 | 0 | 0 | 0 | 0 | 0 | 0 | 0 | 0 | 0
F8_Commercial_Other Health_New_Food Preparation_Natural Gas_Broiler_Codes & Standards Forecast | F8 | Commercial | Other Health | New | Food Preparation | Natural Gas | Broiler | Codes & Standards Forecast | Avg. Replacement Winter Demand (kW) | 0 | 0 | 0 | 0 | 0 | 0 | 0 | 0 | 0 | 0 | 0 | 0 | 0 | 0 | 0 | 0 | 0 | 0 | 0 | 0 | 0 | 0 | 0 | 0 | 0 | 0 | 0 | 0 | 0 | 0 | 0 | 0 | 0
F1_Commercial_Other Health_New_Food Preparation_Natural Gas_Griddle_Codes & Standards Forecast | F1 | Commercial | Other Health | New | Food Preparation | Natural Gas | Griddle | Codes & Standards Forecast | Units | 0 | 344.4808 | 2006.0398 | 3067.8923 | 4337.4948 | 5645.9364 | 6960.953 | 8099.0957 | 9221.2879 | 10369.7468 | 11536.8998 | 12695.1862 | 13835.3559 | 14959.9843 | 16086.2385 | 17209.0864 | 18338.4415 | 19441.4491 | 20500.6448 | 21525.6653 | 22551.1893 | 23597.4789 | 24657.4044 | 25728.5446 | 26811.1923 | 27896.8904 | 28986.8328 | 30077.5094 | 31172.9975 | 32270.8735 | 33376.9179 | 34483.7662 | 34953.9655
F2_Commercial_Other Health_New_Food Preparation_Natural Gas_Griddle_Codes & Standards Forecast | F2 | Commercial | Other Health | New | Food Preparation | Natural Gas | Griddle | Codes & Standards Forecast | Usage (MMtherm) | 0 | 3.5902e-05 | 0.0002329 | 0.00033313 | 0.00045809 | 0.00058688 | 0.00071631 | 0.00082833 | 0.00093878 | 0.0010518 | 0.0011667 | 0.0012807 | 0.0013919 | 0.0014965 | 0.0016026 | 0.0017092 | 0.0018173 | 0.001922 | 0.0020178 | 0.0021187 | 0.0022196 | 0.0023226 | 0.0024269 | 0.0025324 | 0.0026389 | 0.0027458 | 0.0028531 | 0.0029604 | 0.0030682 | 0.0031763 | 0.0032852 | 0.0033941 | 0.0034404
F3_Commercial_Other Health_New_Food Preparation_Natural Gas_Griddle_Codes & Standards Forecast | F3 | Commercial | Other Health | New | Food Preparation | Natural Gas | Griddle | Codes & Standards Forecast | Summer Peak Demand (MW) | 0 | 0 | 0 | 0 | 0 | 0 | 0 | 0 | 0 | 0 | 0 | 0 | 0 | 0 | 0 | 0 | 0 | 0 | 0 | 0 | 0 | 0 | 0 | 0 | 0 | 0 | 0 | 0 | 0 | 0 | 0 | 0 | 0
F4_Commercial_Other Health_New_Food Preparation_Natural Gas_Griddle_Codes & Standards Forecast | F4 | Commercial | Other Health | New | Food Preparation | Natural Gas | Griddle | Codes & Standards Forecast | Winter Peak Demand (MW) | 0 | 0 | 0 | 0 | 0 | 0 | 0 | 0 | 0 | 0 | 0 | 0 | 0 | 0 | 0 | 0 | 0 | 0 | 0 | 0 | 0 | 0 | 0 | 0 | 0 | 0 | 0 | 0 | 0 | 0 | 0 | 0 | 0
F5_Commercial_Other Health_New_Food Preparation_Natural Gas_Griddle_Codes & Standards Forecast | F5 | Commercial | Other Health | New | Food Preparation | Natural Gas | Griddle | Codes & Standards Forecast | Turnover | 0 | 344.4808 | 1661.5589 | 1061.8525 | 1269.6025 | 1308.4415 | 1315.0167 | 1138.1427 | 1122.1922 | 1148.4588 | 1167.1531 | 1158.2864 | 1209.0658 | 1512.0572 | 1648.5676 | 1794.6192 | 1928.4604 | 2095.5988 | 2426.1613 | 2185.8219 | 2238.3174 | 2260.1363 | 2264.3838 | 2230.1535 | 2308.0885 | 2402.6499 | 2507.3283 | 2607.953 | 2741.7405 | 2979.5376 | 3084.3234 | 3175.4216 | 2612.1708
F6_Commercial_Other Health_New_Food Preparation_Natural Gas_Griddle_Codes & Standards Forecast | F6 | Commercial | Other Health | New | Food Preparation | Natural Gas | Griddle | Codes & Standards Forecast | Avg. Replacement Usage (kWh) | 0.1079 | 0.10422 | 0.1161 | 0.098426 | 0.098426 | 0.098426 | 0.098426 | 0.098426 | 0.098426 | 0.098426 | 0.098426 | 0.098426 | 0.098426 | 0.098426 | 0.098426 | 0.098426 | 0.098426 | 0.098426 | 0.098426 | 0.098426 | 0.098426 | 0.098426 | 0.098426 | 0.098426 | 0.098426 | 0.098426 | 0.098426 | 0.098426 | 0.098426 | 0.098426 | 0.098426 | 0.098426 | 0.098426
F7_Commercial_Other Health_New_Food Preparation_Natural Gas_Griddle_Codes & Standards Forecast | F7 | Commercial | Other Health | New | Food Preparation | Natural Gas | Griddle | Codes & Standards Forecast | Avg. Replacement Summer Demand (kW) | 0 | 0 | 0 | 0 | 0 | 0 | 0 | 0 | 0 | 0 | 0 | 0 | 0 | 0 | 0 | 0 | 0 | 0 | 0 | 0 | 0 | 0 | 0 | 0 | 0 | 0 | 0 | 0 | 0 | 0 | 0 | 0 | 0
F8_Commercial_Other Health_New_Food Preparation_Natural Gas_Griddle_Codes & Standards Forecast | F8 | Commercial | Other Health | New | Food Preparation | Natural Gas | Griddle | Codes & Standards Forecast | Avg. Replacement Winter Demand (kW) | 0 | 0 | 0 | 0 | 0 | 0 | 0 | 0 | 0 | 0 | 0 | 0 | 0 | 0 | 0 | 0 | 0 | 0 | 0 | 0 | 0 | 0 | 0 | 0 | 0 | 0 | 0 | 0 | 0 | 0 | 0 | 0 | 0
F1_Commercial_Other Health_New_Food Preparation_Natural Gas_Range_Codes & Standards Forecast | F1 | Commercial | Other Health | New | Food Preparation | Natural Gas | Range | Codes & Standards Forecast | Units | 0 | 1456.291 | 8480.5236 | 12969.5002 | 18336.7389 | 23868.1693 | 29427.3961 | 34238.8889 | 38982.9512 | 43838.0555 | 48772.1895 | 53668.8397 | 58488.9015 | 63243.263 | 68004.497 | 72751.3313 | 77525.6746 | 82188.6342 | 86666.379 | 90999.6481 | 95335.0461 | 99758.2304 | 104239.0603 | 108767.3004 | 113344.1887 | 117933.9722 | 122541.6987 | 127152.5288 | 131783.6994 | 136424.9651 | 141100.7624 | 145779.9586 | 147767.7239
F2_Commercial_Other Health_New_Food Preparation_Natural Gas_Range_Codes & Standards Forecast | F2 | Commercial | Other Health | New | Food Preparation | Natural Gas | Range | Codes & Standards Forecast | Usage (MMtherm) | 0 | 0.00017737 | 0.0011507 | 0.0017273 | 0.0024422 | 0.0031789 | 0.0039193 | 0.0045601 | 0.0051919 | 0.0058386 | 0.0064957 | 0.0071479 | 0.0077898 | 0.008423 | 0.0090572 | 0.0096894 | 0.010325 | 0.010946 | 0.011543 | 0.01212 | 0.012697 | 0.013286 | 0.013883 | 0.014486 | 0.015096 | 0.015707 | 0.016321 | 0.016935 | 0.017552 | 0.01817 | 0.018792 | 0.019416 | 0.01968
F3_Commercial_Other Health_New_Food Preparation_Natural Gas_Range_Codes & Standards Forecast | F3 | Commercial | Other Health | New | Food Preparation | Natural Gas | Range | Codes & Standards Forecast | Summer Peak Demand (MW) | 0 | 0 | 0 | 0 | 0 | 0 | 0 | 0 | 0 | 0 | 0 | 0 | 0 | 0 | 0 | 0 | 0 | 0 | 0 | 0 | 0 | 0 | 0 | 0 | 0 | 0 | 0 | 0 | 0 | 0 | 0 | 0 | 0
F4_Commercial_Other Health_New_Food Preparation_Natural Gas_Range_Codes & Standards Forecast | F4 | Commercial | Other Health | New | Food Preparation | Natural Gas | Range | Codes & Standards Forecast | Winter Peak Demand (MW) | 0 | 0 | 0 | 0 | 0 | 0 | 0 | 0 | 0 | 0 | 0 | 0 | 0 | 0 | 0 | 0 | 0 | 0 | 0 | 0 | 0 | 0 | 0 | 0 | 0 | 0 | 0 | 0 | 0 | 0 | 0 | 0 | 0
F5_Commercial_Other Health_New_Food Preparation_Natural Gas_Range_Codes & Standards Forecast | F5 | Commercial | Other Health | New | Food Preparation | Natural Gas | Range | Codes & Standards Forecast | Turnover | 0 | 1456.291 | 7024.2326 | 4488.9766 | 5367.2387 | 5531.4304 | 5559.2267 | 4811.4929 | 4744.0623 | 4855.1043 | 5225.3922 | 6534.5033 | 7028.1396 | 7594.2714 | 8139.448 | 8943.0089 | 10553.184 | 9570.2424 | 9604.8231 | 9523.052 | 9801.4117 | 10005.6091 | 10447.9476 | 10958.9329 | 11607.113 | 12667.7758 | 13113.5726 | 13484.8796 | 13777.9354 | 14129.6085 | 14689.6911 | 14522.2286 | 12063.0428
F6_Commercial_Other Health_New_Food Preparation_Natural Gas_Range_Codes & Standards Forecast | F6 | Commercial | Other Health | New | Food Preparation | Natural Gas | Range | Codes & Standards Forecast | Avg. Replacement Usage (kWh) | 0.1261 | 0.1218 | 0.13568 | 0.13318 | 0.13318 | 0.13318 | 0.13318 | 0.13318 | 0.13318 | 0.13318 | 0.13318 | 0.13318 | 0.13318 | 0.13318 | 0.13318 | 0.13318 | 0.13318 | 0.13318 | 0.13318 | 0.13318 | 0.13318 | 0.13318 | 0.13318 | 0.13318 | 0.13318 | 0.13318 | 0.13318 | 0.13318 | 0.13318 | 0.13318 | 0.13318 | 0.13318 | 0.13318
F7_Commercial_Other Health_New_Food Preparation_Natural Gas_Range_Codes & Standards Forecast | F7 | Commercial | Other Health | New | Food Preparation | Natural Gas | Range | Codes & Standards Forecast | Avg. Replacement Summer Demand (kW) | 0 | 0 | 0 | 0 | 0 | 0 | 0 | 0 | 0 | 0 | 0 | 0 | 0 | 0 | 0 | 0 | 0 | 0 | 0 | 0 | 0 | 0 | 0 | 0 | 0 | 0 | 0 | 0 | 0 | 0 | 0 | 0 | 0
F8_Commercial_Other Health_New_Food Preparation_Natural Gas_Range_Codes & Standards Forecast | F8 | Commercial | Other Health | New | Food Preparation | Natural Gas | Range | Codes & Standards Forecast | Avg. Replacement Winter Demand (kW) | 0 | 0 | 0 | 0 | 0 | 0 | 0 | 0 | 0 | 0 | 0 | 0 | 0 | 0 | 0 | 0 | 0 | 0 | 0 | 0 | 0 | 0 | 0 | 0 | 0 | 0 | 0 | 0 | 0 | 0 | 0 | 0 | 0
F1_Commercial_Other Health_New_Food Preparation_Natural Gas_Steamer_Codes & Standards Forecast | F1 | Commercial | Other Health | New | Food Preparation | Natural Gas | Steamer | Codes & Standards Forecast | Units | 0 | 160.032 | 931.9257 | 1425.2198 | 2015.0263 | 2622.8757 | 3233.7798 | 3762.5153 | 4283.8408 | 4817.3687 | 5359.5813 | 5897.6747 | 6427.3518 | 6949.8091 | 7473.0216 | 7994.6518 | 8519.3049 | 9031.718 | 9523.7779 | 9999.9613 | 10476.3787 | 10962.4429 | 11454.8418 | 11952.4506 | 12455.4053 | 12959.7772 | 13466.1207 | 13972.8054 | 14481.7252 | 14991.7544 | 15505.5783 | 16019.7757 | 16238.2114
F2_Commercial_Other Health_New_Food Preparation_Natural Gas_Steamer_Codes & Standards Forecast | F2 | Commercial | Other Health | New | Food Preparation | Natural Gas | Steamer | Codes & Standards Forecast | Usage (MMtherm) | 0 | 4.5926e-05 | 0.00029793 | 0.00032473 | 0.00036334 | 0.00040313 | 0.00044312 | 0.00047773 | 0.00051185 | 0.00054677 | 0.00057785 | 0.00058785 | 0.00060009 | 0.00061436 | 0.00063089 | 0.00064929 | 0.00066963 | 0.00069073 | 0.00071188 | 0.00072098 | 0.00068575 | 0.00071757 | 0.0007498 | 0.00078237 | 0.00081529 | 0.00084831 | 0.00088145 | 0.00091462 | 0.00094793 | 0.00098132 | 0.001015 | 0.0010486 | 0.0010629
F3_Commercial_Other Health_New_Food Preparation_Natural Gas_Steamer_Codes & Standards Forecast | F3 | Commercial | Other Health | New | Food Preparation | Natural Gas | Steamer | Codes & Standards Forecast | Summer Peak Demand (MW) | 0 | 0 | 0 | 0 | 0 | 0 | 0 | 0 | 0 | 0 | 0 | 0 | 0 | 0 | 0 | 0 | 0 | 0 | 0 | 0 | 0 | 0 | 0 | 0 | 0 | 0 | 0 | 0 | 0 | 0 | 0 | 0 | 0
F4_Commercial_Other Health_New_Food Preparation_Natural Gas_Steamer_Codes & Standards Forecast | F4 | Commercial | Other Health | New | Food Preparation | Natural Gas | Steamer | Codes & Standards Forecast | Winter Peak Demand (MW) | 0 | 0 | 0 | 0 | 0 | 0 | 0 | 0 | 0 | 0 | 0 | 0 | 0 | 0 | 0 | 0 | 0 | 0 | 0 | 0 | 0 | 0 | 0 | 0 | 0 | 0 | 0 | 0 | 0 | 0 | 0 | 0 | 0
F5_Commercial_Other Health_New_Food Preparation_Natural Gas_Steamer_Codes & Standards Forecast | F5 | Commercial | Other Health | New | Food Preparation | Natural Gas | Steamer | Codes & Standards Forecast | Turnover | 0 | 160.032 | 771.8937 | 493.2941 | 589.8065 | 607.8495 | 610.904 | 528.7355 | 521.3255 | 533.5279 | 559.9939 | 639.665 | 674.7734 | 716.9659 | 763.6479 | 803.2287 | 833.7113 | 845.0566 | 847.0238 | 903.2097 | 1115.4906 | 1043.3105 | 1097.1124 | 1125.538 | 1151.3023 | 1148.0118 | 1170.0813 | 1194.5452 | 1228.8582 | 1298.4522 | 1341.3792 | 1384.6965 | 1131.648
F6_Commercial_Other Health_New_Food Preparation_Natural Gas_Steamer_Codes & Standards Forecast | F6 | Commercial | Other Health | New | Food Preparation | Natural Gas | Steamer | Codes & Standards Forecast | Avg. Replacement Usage (kWh) | 0.29712 | 0.28698 | 0.31969 | 0.065457 | 0.065457 | 0.065457 | 0.065457 | 0.065457 | 0.065457 | 0.065457 | 0.065457 | 0.065457 | 0.065457 | 0.065457 | 0.065457 | 0.065457 | 0.065457 | 0.065457 | 0.065457 | 0.065457 | 0.065457 | 0.065457 | 0.065457 | 0.065457 | 0.065457 | 0.065457 | 0.065457 | 0.065457 | 0.065457 | 0.065457 | 0.065457 | 0.065457 | 0.065457
F7_Commercial_Other Health_New_Food Preparation_Natural Gas_Steamer_Codes & Standards Forecast | F7 | Commercial | Other Health | New | Food Preparation | Natural Gas | Steamer | Codes & Standards Forecast | Avg. Replacement Summer Demand (kW) | 0 | 0 | 0 | 0 | 0 | 0 | 0 | 0 | 0 | 0 | 0 | 0 | 0 | 0 | 0 | 0 | 0 | 0 | 0 | 0 | 0 | 0 | 0 | 0 | 0 | 0 | 0 | 0 | 0 | 0 | 0 | 0 | 0
F8_Commercial_Other Health_New_Food Preparation_Natural Gas_Steamer_Codes & Standards Forecast | F8 | Commercial | Other Health | New | Food Preparation | Natural Gas | Steamer | Codes & Standards Forecast | Avg. Replacement Winter Demand (kW) | 0 | 0 | 0 | 0 | 0 | 0 | 0 | 0 | 0 | 0 | 0 | 0 | 0 | 0 | 0 | 0 | 0 | 0 | 0 | 0 | 0 | 0 | 0 | 0 | 0 | 0 | 0 | 0 | 0 | 0 | 0 | 0 | 0
F1_Commercial_Other Health_New_Food Preparation_Natural Gas_Food Prep Other_Codes & Standards Forecast | F1 | Commercial | Other Health | New | Food Preparation | Natural Gas | Food Prep Other | Codes & Standards Forecast | Units | 0 | 0 | 0 | 0 | 0 | 0 | 0 | 0 | 0 | 0 | 0 | 0 | 0 | 0 | 0 | 0 | 0 | 0 | 0 | 0 | 0 | 0 | 0 | 0 | 0 | 0 | 0 | 0 | 0 | 0 | 0 | 0 | 0
F2_Commercial_Other Health_New_Food Preparation_Natural Gas_Food Prep Other_Codes & Standards Forecast | F2 | Commercial | Other Health | New | Food Preparation | Natural Gas | Food Prep Other | Codes & Standards Forecast | Usage (MMtherm) | 0 | 0 | 0 | 0 | 0 | 0 | 0 | 0 | 0 | 0 | 0 | 0 | 0 | 0 | 0 | 0 | 0 | 0 | 0 | 0 | 0 | 0 | 0 | 0 | 0 | 0 | 0 | 0 | 0 | 0 | 0 | 0 | 0
F3_Commercial_Other Health_New_Food Preparation_Natural Gas_Food Prep Other_Codes & Standards Forecast | F3 | Commercial | Other Health | New | Food Preparation | Natural Gas | Food Prep Other | Codes & Standards Forecast | Summer Peak Demand (MW) | 0 | 0 | 0 | 0 | 0 | 0 | 0 | 0 | 0 | 0 | 0 | 0 | 0 | 0 | 0 | 0 | 0 | 0 | 0 | 0 | 0 | 0 | 0 | 0 | 0 | 0 | 0 | 0 | 0 | 0 | 0 | 0 | 0
F4_Commercial_Other Health_New_Food Preparation_Natural Gas_Food Prep Other_Codes & Standards Forecast | F4 | Commercial | Other Health | New | Food Preparation | Natural Gas | Food Prep Other | Codes & Standards Forecast | Winter Peak Demand (MW) | 0 | 0 | 0 | 0 | 0 | 0 | 0 | 0 | 0 | 0 | 0 | 0 | 0 | 0 | 0 | 0 | 0 | 0 | 0 | 0 | 0 | 0 | 0 | 0 | 0 | 0 | 0 | 0 | 0 | 0 | 0 | 0 | 0
F5_Commercial_Other Health_New_Food Preparation_Natural Gas_Food Prep Other_Codes & Standards Forecast | F5 | Commercial | Other Health | New | Food Preparation | Natural Gas | Food Prep Other | Codes & Standards Forecast | Turnover | 0 | 0 | 0 | 0 | 0 | 0 | 0 | 0 | 0 | 0 | 0 | 0 | 0 | 0 | 0 | 0 | 0 | 0 | 0 | 0 | 0 | 0 | 0 | 0 | 0 | 0 | 0 | 0 | 0 | 0 | 0 | 0 | 0
F6_Commercial_Other Health_New_Food Preparation_Natural Gas_Food Prep Other_Codes & Standards Forecast | F6 | Commercial | Other Health | New | Food Preparation | Natural Gas | Food Prep Other | Codes & Standards Forecast | Avg. Replacement Usage (kWh) | 0.044865 | 0.043333 | 0.048273 | 0.047384 | 0.047384 | 0.047384 | 0.047384 | 0.047384 | 0.047384 | 0.047384 | 0.047384 | 0.047384 | 0.047384 | 0.047384 | 0.047384 | 0.047384 | 0.047384 | 0.047384 | 0.047384 | 0.047384 | 0.047384 | 0.047384 | 0.047384 | 0.047384 | 0.047384 | 0.047384 | 0.047384 | 0.047384 | 0.047384 | 0.047384 | 0.047384 | 0.047384 | 0.047384
F7_Commercial_Other Health_New_Food Preparation_Natural Gas_Food Prep Other_Codes & Standards Forecast | F7 | Commercial | Other Health | New | Food Preparation | Natural Gas | Food Prep Other | Codes & Standards Forecast | Avg. Replacement Summer Demand (kW) | 0 | 0 | 0 | 0 | 0 | 0 | 0 | 0 | 0 | 0 | 0 | 0 | 0 | 0 | 0 | 0 | 0 | 0 | 0 | 0 | 0 | 0 | 0 | 0 | 0 | 0 | 0 | 0 | 0 | 0 | 0 | 0 | 0
F8_Commercial_Other Health_New_Food Preparation_Natural Gas_Food Prep Other_Codes & Standards Forecast | F8 | Commercial | Other Health | New | Food Preparation | Natural Gas | Food Prep Other | Codes & Standards Forecast | Avg. Replacement Winter Demand (kW) | 0 | 0 | 0 | 0 | 0 | 0 | 0 | 0 | 0 | 0 | 0 | 0 | 0 | 0 | 0 | 0 | 0 | 0 | 0 | 0 | 0 | 0 | 0 | 0 | 0 | 0 | 0 | 0 | 0 | 0 | 0 | 0 | 0
F1_Commercial_Other Health_New_Miscellaneous_Natural Gas_Pool Heater_Codes & Standards Forecast | F1 | Commercial | Other Health | New | Miscellaneous | Natural Gas | Pool Heater | Codes & Standards Forecast | Units | 0 | 0 | 0 | 0 | 0 | 0 | 0 | 0 | 0 | 0 | 0 | 0 | 0 | 0 | 0 | 0 | 0 | 0 | 0 | 0 | 0 | 0 | 0 | 0 | 0 | 0 | 0 | 0 | 0 | 0 | 0 | 0 | 0
F2_Commercial_Other Health_New_Miscellaneous_Natural Gas_Pool Heater_Codes & Standards Forecast | F2 | Commercial | Other Health | New | Miscellaneous | Natural Gas | Pool Heater | Codes & Standards Forecast | Usage (MMtherm) | 0 | 0 | 0 | 0 | 0 | 0 | 0 | 0 | 0 | 0 | 0 | 0 | 0 | 0 | 0 | 0 | 0 | 0 | 0 | 0 | 0 | 0 | 0 | 0 | 0 | 0 | 0 | 0 | 0 | 0 | 0 | 0 | 0
F3_Commercial_Other Health_New_Miscellaneous_Natural Gas_Pool Heater_Codes & Standards Forecast | F3 | Commercial | Other Health | New | Miscellaneous | Natural Gas | Pool Heater | Codes & Standards Forecast | Summer Peak Demand (MW) | 0 | 0 | 0 | 0 | 0 | 0 | 0 | 0 | 0 | 0 | 0 | 0 | 0 | 0 | 0 | 0 | 0 | 0 | 0 | 0 | 0 | 0 | 0 | 0 | 0 | 0 | 0 | 0 | 0 | 0 | 0 | 0 | 0
F4_Commercial_Other Health_New_Miscellaneous_Natural Gas_Pool Heater_Codes & Standards Forecast | F4 | Commercial | Other Health | New | Miscellaneous | Natural Gas | Pool Heater | Codes & Standards Forecast | Winter Peak Demand (MW) | 0 | 0 | 0 | 0 | 0 | 0 | 0 | 0 | 0 | 0 | 0 | 0 | 0 | 0 | 0 | 0 | 0 | 0 | 0 | 0 | 0 | 0 | 0 | 0 | 0 | 0 | 0 | 0 | 0 | 0 | 0 | 0 | 0
F5_Commercial_Other Health_New_Miscellaneous_Natural Gas_Pool Heater_Codes & Standards Forecast | F5 | Commercial | Other Health | New | Miscellaneous | Natural Gas | Pool Heater | Codes & Standards Forecast | Turnover | 0 | 0 | 0 | 0 | 0 | 0 | 0 | 0 | 0 | 0 | 0 | 0 | 0 | 0 | 0 | 0 | 0 | 0 | 0 | 0 | 0 | 0 | 0 | 0 | 0 | 0 | 0 | 0 | 0 | 0 | 0 | 0 | 0
F6_Commercial_Other Health_New_Miscellaneous_Natural Gas_Pool Heater_Codes & Standards Forecast | F6 | Commercial | Other Health | New | Miscellaneous | Natural Gas | Pool Heater | Codes & Standards Forecast | Avg. Replacement Usage (kWh) | 0.010152 | 0.0098057 | 0.010923 | 0.010722 | 0.010722 | 0.010722 | 0.010722 | 0.010722 | 0.010722 | 0.010722 | 0.010722 | 0.010722 | 0.010722 | 0.010722 | 0.010722 | 0.010722 | 0.010722 | 0.010722 | 0.010722 | 0.010722 | 0.010722 | 0.010722 | 0.010722 | 0.010722 | 0.010722 | 0.010722 | 0.010722 | 0.010722 | 0.010722 | 0.010722 | 0.010722 | 0.010722 | 0.010722
F7_Commercial_Other Health_New_Miscellaneous_Natural Gas_Pool Heater_Codes & Standards Forecast | F7 | Commercial | Other Health | New | Miscellaneous | Natural Gas | Pool Heater | Codes & Standards Forecast | Avg. Replacement Summer Demand (kW) | 0 | 0 | 0 | 0 | 0 | 0 | 0 | 0 | 0 | 0 | 0 | 0 | 0 | 0 | 0 | 0 | 0 | 0 | 0 | 0 | 0 | 0 | 0 | 0 | 0 | 0 | 0 | 0 | 0 | 0 | 0 | 0 | 0
F8_Commercial_Other Health_New_Miscellaneous_Natural Gas_Pool Heater_Codes & Standards Forecast | F8 | Commercial | Other Health | New | Miscellaneous | Natural Gas | Pool Heater | Codes & Standards Forecast | Avg. Replacement Winter Demand (kW) | 0 | 0 | 0 | 0 | 0 | 0 | 0 | 0 | 0 | 0 | 0 | 0 | 0 | 0 | 0 | 0 | 0 | 0 | 0 | 0 | 0 | 0 | 0 | 0 | 0 | 0 | 0 | 0 | 0 | 0 | 0 | 0 | 0
F1_Commercial_Other Health_New_Miscellaneous_Natural Gas_Miscellaneous_Codes & Standards Forecast | F1 | Commercial | Other Health | New | Miscellaneous | Natural Gas | Miscellaneous | Codes & Standards Forecast | Units | 0 | 13378.6738 | 77908.9861 | 119148.3753 | 168456.1946 | 219272.4125 | 270343.9901 | 314546.2763 | 358129.0901 | 402732.0261 | 448060.9936 | 493045.6046 | 537326.612 | 581004.0425 | 624744.6097 | 668352.8898 | 712213.8896 | 755051.6283 | 796187.8333 | 835996.7668 | 875825.2588 | 916460.2261 | 957624.7736 | 999224.8698 | 1041271.887 | 1083437.3712 | 1125767.6939 | 1168126.5284 | 1210672.2273 | 1253310.668 | 1296266.3445 | 1339253.2462 | 1357514.4743
F2_Commercial_Other Health_New_Miscellaneous_Natural Gas_Miscellaneous_Codes & Standards Forecast | F2 | Commercial | Other Health | New | Miscellaneous | Natural Gas | Miscellaneous | Codes & Standards Forecast | Usage (MMtherm) | 0 | 0.00010207 | 0.00066216 | 0.00099402 | 0.0014054 | 0.0018293 | 0.0022554 | 0.0026242 | 0.0029878 | 0.0033599 | 0.003738 | 0.0041133 | 0.0044828 | 0.0048472 | 0.0052121 | 0.0055759 | 0.0059418 | 0.0062992 | 0.0066424 | 0.0069745 | 0.0073068 | 0.0076458 | 0.0079892 | 0.0083362 | 0.008687 | 0.0090388 | 0.009392 | 0.0097453 | 0.0101 | 0.010456 | 0.010814 | 0.011173 | 0.011325
F3_Commercial_Other Health_New_Miscellaneous_Natural Gas_Miscellaneous_Codes & Standards Forecast | F3 | Commercial | Other Health | New | Miscellaneous | Natural Gas | Miscellaneous | Codes & Standards Forecast | Summer Peak Demand (MW) | 0 | 0 | 0 | 0 | 0 | 0 | 0 | 0 | 0 | 0 | 0 | 0 | 0 | 0 | 0 | 0 | 0 | 0 | 0 | 0 | 0 | 0 | 0 | 0 | 0 | 0 | 0 | 0 | 0 | 0 | 0 | 0 | 0
F4_Commercial_Other Health_New_Miscellaneous_Natural Gas_Miscellaneous_Codes & Standards Forecast | F4 | Commercial | Other Health | New | Miscellaneous | Natural Gas | Miscellaneous | Codes & Standards Forecast | Winter Peak Demand (MW) | 0 | 0 | 0 | 0 | 0 | 0 | 0 | 0 | 0 | 0 | 0 | 0 | 0 | 0 | 0 | 0 | 0 | 0 | 0 | 0 | 0 | 0 | 0 | 0 | 0 | 0 | 0 | 0 | 0 | 0 | 0 | 0 | 0
F5_Commercial_Other Health_New_Miscellaneous_Natural Gas_Miscellaneous_Codes & Standards Forecast | F5 | Commercial | Other Health | New | Miscellaneous | Natural Gas | Miscellaneous | Codes & Standards Forecast | Turnover | 0 | 13378.6738 | 64530.3123 | 41239.3892 | 51219.0584 | 61673.0389 | 66268.7655 | 64545.4556 | 69830.2502 | 76567.7052 | 81948.1204 | 90246.1787 | 108918.2762 | 104001.7011 | 111247.044 | 120076.5703 | 125601.6322 | 128291.4741 | 133075.8224 | 138520.4159 | 144333.3099 | 151639.0559 | 161539.7892 | 163965.4397 | 170705.3021 | 178093.6725 | 183873.5989 | 188851.819 | 194947.0216 | 201122.1241 | 207471.2931 | 213978.4434 | 196441.7881
F6_Commercial_Other Health_New_Miscellaneous_Natural Gas_Miscellaneous_Codes & Standards Forecast | F6 | Commercial | Other Health | New | Miscellaneous | Natural Gas | Miscellaneous | Codes & Standards Forecast | Avg. Replacement Usage (kWh) | 0.0078991 | 0.0076295 | 0.0084991 | 0.0083427 | 0.0083427 | 0.0083427 | 0.0083427 | 0.0083427 | 0.0083427 | 0.0083427 | 0.0083427 | 0.0083427 | 0.0083427 | 0.0083427 | 0.0083427 | 0.0083427 | 0.0083427 | 0.0083427 | 0.0083427 | 0.0083427 | 0.0083427 | 0.0083427 | 0.0083427 | 0.0083427 | 0.0083427 | 0.0083427 | 0.0083427 | 0.0083427 | 0.0083427 | 0.0083427 | 0.0083427 | 0.0083427 | 0.0083427
F7_Commercial_Other Health_New_Miscellaneous_Natural Gas_Miscellaneous_Codes & Standards Forecast | F7 | Commercial | Other Health | New | Miscellaneous | Natural Gas | Miscellaneous | Codes & Standards Forecast | Avg. Replacement Summer Demand (kW) | 0 | 0 | 0 | 0 | 0 | 0 | 0 | 0 | 0 | 0 | 0 | 0 | 0 | 0 | 0 | 0 | 0 | 0 | 0 | 0 | 0 | 0 | 0 | 0 | 0 | 0 | 0 | 0 | 0 | 0 | 0 | 0 | 0
F8_Commercial_Other Health_New_Miscellaneous_Natural Gas_Miscellaneous_Codes & Standards Forecast | F8 | Commercial | Other Health | New | Miscellaneous | Natural Gas | Miscellaneous | Codes & Standards Forecast | Avg. Replacement Winter Demand (kW) | 0 | 0 | 0 | 0 | 0 | 0 | 0 | 0 | 0 | 0 | 0 | 0 | 0 | 0 | 0 | 0 | 0 | 0 | 0 | 0 | 0 | 0 | 0 | 0 | 0 | 0 | 0 | 0 | 0 | 0 | 0 | 0 | 0
F1_Commercial_Lodging_Existing_Space Heating_Natural Gas_Furnace_Codes & Standards Forecast | F1 | Commercial | Lodging | Existing | Space Heating | Natural Gas | Furnace | Codes & Standards Forecast | Units | 203999.8182 | 202961.9132 | 201924.0081 | 200670.5996 | 205359.4057 | 204807.5185 | 204320.3108 | 203881.4883 | 203457.545 | 203036.2267 | 202612.7996 | 202189.9395 | 201770.6833 | 201356.0751 | 200943.4972 | 200532.5552 | 200121.2397 | 199714.5636 | 199318.2391 | 198933.3492 | 198554.0853 | 198173.8276 | 197790.5786 | 197403.7758 | 197013.0883 | 196619.8978 | 196224.6823 | 195828.3165 | 195430.4947 | 195031.5057 | 194630.4404 | 194228.1865 | 196876.5618
F2_Commercial_Lodging_Existing_Space Heating_Natural Gas_Furnace_Codes & Standards Forecast | F2 | Commercial | Lodging | Existing | Space Heating | Natural Gas | Furnace | Codes & Standards Forecast | Usage (MMtherm) | 0.1087 | 0.10436 | 0.11494 | 0.11142 | 0.11325 | 0.11194 | 0.11066 | 0.1094 | 0.10814 | 0.10689 | 0.10564 | 0.10438 | 0.10314 | 0.1019 | 0.10067 | 0.099452 | 0.098238 | 0.097037 | 0.095849 | 0.094694 | 0.093566 | 0.09246 | 0.091351 | 0.090279 | 0.08924 | 0.088233 | 0.087252 | 0.086299 | 0.08537 | 0.084464 | 0.083577 | 0.08271 | 0.083592
F3_Commercial_Lodging_Existing_Space Heating_Natural Gas_Furnace_Codes & Standards Forecast | F3 | Commercial | Lodging | Existing | Space Heating | Natural Gas | Furnace | Codes & Standards Forecast | Summer Peak Demand (MW) | 0 | 0 | 0 | 0 | 0 | 0 | 0 | 0 | 0 | 0 | 0 | 0 | 0 | 0 | 0 | 0 | 0 | 0 | 0 | 0 | 0 | 0 | 0 | 0 | 0 | 0 | 0 | 0 | 0 | 0 | 0 | 0 | 0
F4_Commercial_Lodging_Existing_Space Heating_Natural Gas_Furnace_Codes & Standards Forecast | F4 | Commercial | Lodging | Existing | Space Heating | Natural Gas | Furnace | Codes & Standards Forecast | Winter Peak Demand (MW) | 0 | 0 | 0 | 0 | 0 | 0 | 0 | 0 | 0 | 0 | 0 | 0 | 0 | 0 | 0 | 0 | 0 | 0 | 0 | 0 | 0 | 0 | 0 | 0 | 0 | 0 | 0 | 0 | 0 | 0 | 0 | 0 | 0
F5_Commercial_Lodging_Existing_Space Heating_Natural Gas_Furnace_Codes & Standards Forecast | F5 | Commercial | Lodging | Existing | Space Heating | Natural Gas | Furnace | Codes & Standards Forecast | Turnover | 0 | 4072.8143 | 4415.6266 | 4721.8013 | 9718.531 | 5299.6813 | 5548.1194 | 5776.6509 | 5986.129 | 6177.7617 | 6352.8197 | 6512.6835 | 6658.6529 | 6791.8745 | 6913.284 | 7023.8068 | 7124.2357 | 7215.5448 | 7298.6813 | 7024.2982 | 6797.975 | 6613.5428 | 6813.0288 | 6669.5816 | 6555.8675 | 6468.0238 | 6402.5843 | 6356.4818 | 6326.9575 | 6311.5839 | 6308.1748 | 6314.8534 | 10233.4053
F6_Commercial_Lodging_Existing_Space Heating_Natural Gas_Furnace_Codes & Standards Forecast | F6 | Commercial | Lodging | Existing | Space Heating | Natural Gas | Furnace | Codes & Standards Forecast | Avg. Replacement Usage (kWh) | 0.5198 | 0.50206 | 0.55632 | 0.54318 | 0.54027 | 0.48303 | 0.48041 | 0.4778 | 0.47519 | 0.47258 | 0.46997 | 0.46735 | 0.46474 | 0.46213 | 0.45952 | 0.45691 | 0.4543 | 0.45169 | 0.44907 | 0.44646 | 0.44385 | 0.44125 | 0.43863 | 0.43602 | 0.43341 | 0.43081 | 0.42819 | 0.42559 | 0.42298 | 0.42037 | 0.41776 | 0.41515 | 0.41515
F7_Commercial_Lodging_Existing_Space Heating_Natural Gas_Furnace_Codes & Standards Forecast | F7 | Commercial | Lodging | Existing | Space Heating | Natural Gas | Furnace | Codes & Standards Forecast | Avg. Replacement Summer Demand (kW) | 0 | 0 | 0 | 0 | 0 | 0 | 0 | 0 | 0 | 0 | 0 | 0 | 0 | 0 | 0 | 0 | 0 | 0 | 0 | 0 | 0 | 0 | 0 | 0 | 0 | 0 | 0 | 0 | 0 | 0 | 0 | 0 | 0
F8_Commercial_Lodging_Existing_Space Heating_Natural Gas_Furnace_Codes & Standards Forecast | F8 | Commercial | Lodging | Existing | Space Heating | Natural Gas | Furnace | Codes & Standards Forecast | Avg. Replacement Winter Demand (kW) | 0 | 0 | 0 | 0 | 0 | 0 | 0 | 0 | 0 | 0 | 0 | 0 | 0 | 0 | 0 | 0 | 0 | 0 | 0 | 0 | 0 | 0 | 0 | 0 | 0 | 0 | 0 | 0 | 0 | 0 | 0 | 0 | 0
F1_Commercial_Lodging_Existing_Space Heating_Natural Gas_Boiler_Codes & Standards Forecast | F1 | Commercial | Lodging | Existing | Space Heating | Natural Gas | Boiler | Codes & Standards Forecast | Units | 141284.251 | 140565.4286 | 139846.6063 | 138978.5325 | 142225.8612 | 141843.6404 | 141506.2147 | 141202.2992 | 140908.6886 | 140616.896 | 140323.6429 | 140030.7824 | 139740.418 | 139453.2726 | 139167.5333 | 138882.927 | 138598.0621 | 138316.4102 | 138041.9275 | 137775.3642 | 137512.6972 | 137249.3419 | 136983.915 | 136716.0268 | 136445.4482 | 136173.1361 | 135899.4215 | 135624.9102 | 135349.3905 | 135073.0625 | 134795.2966 | 134516.7074 | 136350.8939
F2_Commercial_Lodging_Existing_Space Heating_Natural Gas_Boiler_Codes & Standards Forecast | F2 | Commercial | Lodging | Existing | Space Heating | Natural Gas | Boiler | Codes & Standards Forecast | Usage (MMtherm) | 0.17417 | 0.16829 | 0.1866 | 0.18217 | 0.18735 | 0.18626 | 0.1852 | 0.18418 | 0.18316 | 0.18212 | 0.18105 | 0.17995 | 0.17883 | 0.17768 | 0.17649 | 0.17528 | 0.17402 | 0.17274 | 0.17142 | 0.17007 | 0.16869 | 0.16728 | 0.16584 | 0.16436 | 0.1628 | 0.16127 | 0.15976 | 0.15827 | 0.15681 | 0.15536 | 0.15393 | 0.15252 | 0.15445
F3_Commercial_Lodging_Existing_Space Heating_Natural Gas_Boiler_Codes & Standards Forecast | F3 | Commercial | Lodging | Existing | Space Heating | Natural Gas | Boiler | Codes & Standards Forecast | Summer Peak Demand (MW) | 0 | 0 | 0 | 0 | 0 | 0 | 0 | 0 | 0 | 0 | 0 | 0 | 0 | 0 | 0 | 0 | 0 | 0 | 0 | 0 | 0 | 0 | 0 | 0 | 0 | 0 | 0 | 0 | 0 | 0 | 0 | 0 | 0
F4_Commercial_Lodging_Existing_Space Heating_Natural Gas_Boiler_Codes & Standards Forecast | F4 | Commercial | Lodging | Existing | Space Heating | Natural Gas | Boiler | Codes & Standards Forecast | Winter Peak Demand (MW) | 0 | 0 | 0 | 0 | 0 | 0 | 0 | 0 | 0 | 0 | 0 | 0 | 0 | 0 | 0 | 0 | 0 | 0 | 0 | 0 | 0 | 0 | 0 | 0 | 0 | 0 | 0 | 0 | 0 | 0 | 0 | 0 | 0
F5_Commercial_Lodging_Existing_Space Heating_Natural Gas_Boiler_Codes & Standards Forecast | F5 | Commercial | Lodging | Existing | Space Heating | Natural Gas | Boiler | Codes & Standards Forecast | Turnover | 0 | 2595.0541 | 2813.482 | 3008.5658 | 6452.0925 | 3376.7706 | 3535.0666 | 3680.6788 | 3814.1509 | 3936.2525 | 4047.7933 | 4149.6529 | 4242.6595 | 4327.5436 | 4404.9015 | 4475.3227 | 4539.3125 | 4597.4914 | 4650.4631 | 4698.6908 | 4742.4395 | 4559.7128 | 4407.9772 | 4283.4074 | 4422.2325 | 4323.2815 | 4243.8536 | 4181.4361 | 4133.7669 | 4098.8457 | 4074.871 | 4060.2801 | 5896.296
F6_Commercial_Lodging_Existing_Space Heating_Natural Gas_Boiler_Codes & Standards Forecast | F6 | Commercial | Lodging | Existing | Space Heating | Natural Gas | Boiler | Codes & Standards Forecast | Avg. Replacement Usage (kWh) | 1.4834 | 1.4328 | 1.5876 | 1.5501 | 1.5418 | 1.3051 | 1.2981 | 1.291 | 1.284 | 1.2769 | 1.2698 | 1.2628 | 1.2557 | 1.2487 | 1.2416 | 1.2346 | 1.2275 | 1.2205 | 1.2134 | 1.2063 | 1.1993 | 1.1923 | 1.1852 | 1.1781 | 1.1711 | 1.1641 | 1.157 | 1.1499 | 1.1429 | 1.1358 | 1.1288 | 1.1217 | 1.1217
F7_Commercial_Lodging_Existing_Space Heating_Natural Gas_Boiler_Codes & Standards Forecast | F7 | Commercial | Lodging | Existing | Space Heating | Natural Gas | Boiler | Codes & Standards Forecast | Avg. Replacement Summer Demand (kW) | 0 | 0 | 0 | 0 | 0 | 0 | 0 | 0 | 0 | 0 | 0 | 0 | 0 | 0 | 0 | 0 | 0 | 0 | 0 | 0 | 0 | 0 | 0 | 0 | 0 | 0 | 0 | 0 | 0 | 0 | 0 | 0 | 0
F8_Commercial_Lodging_Existing_Space Heating_Natural Gas_Boiler_Codes & Standards Forecast | F8 | Commercial | Lodging | Existing | Space Heating | Natural Gas | Boiler | Codes & Standards Forecast | Avg. Replacement Winter Demand (kW) | 0 | 0 | 0 | 0 | 0 | 0 | 0 | 0 | 0 | 0 | 0 | 0 | 0 | 0 | 0 | 0 | 0 | 0 | 0 | 0 | 0 | 0 | 0 | 0 | 0 | 0 | 0 | 0 | 0 | 0 | 0 | 0 | 0
F1_Commercial_Lodging_Existing_Space Heating_Natural Gas_Unit Heater_Codes & Standards Forecast | F1 | Commercial | Lodging | Existing | Space Heating | Natural Gas | Unit Heater | Codes & Standards Forecast | Units | 9447.8617 | 9399.7931 | 9351.7245 | 9293.6753 | 9510.8284 | 9485.2688 | 9462.7047 | 9442.3815 | 9422.7474 | 9403.2348 | 9383.6246 | 9364.0406 | 9344.6236 | 9325.4218 | 9306.314 | 9287.282 | 9268.2328 | 9249.3983 | 9231.0433 | 9213.2179 | 9195.653 | 9178.0421 | 9160.2926 | 9142.3786 | 9124.2847 | 9106.0748 | 9087.7711 | 9069.4142 | 9050.9899 | 9032.5114 | 9013.9369 | 8995.3073 | 9117.9617
F2_Commercial_Lodging_Existing_Space Heating_Natural Gas_Unit Heater_Codes & Standards Forecast | F2 | Commercial | Lodging | Existing | Space Heating | Natural Gas | Unit Heater | Codes & Standards Forecast | Usage (MMtherm) | 0.002517 | 0.0024188 | 0.0026665 | 0.0025873 | 0.0026336 | 0.0025977 | 0.0025619 | 0.0025263 | 0.0024905 | 0.0024545 | 0.0024182 | 0.0023836 | 0.0023501 | 0.0023175 | 0.0022846 | 0.0022542 | 0.0022258 | 0.0021993 | 0.0021719 | 0.0021459 | 0.0021211 | 0.0020957 | 0.0020768 | 0.0020582 | 0.0020401 | 0.0020222 | 0.0020046 | 0.0019872 | 0.0019701 | 0.0019531 | 0.0019363 | 0.0019196 | 0.0019453
F3_Commercial_Lodging_Existing_Space Heating_Natural Gas_Unit Heater_Codes & Standards Forecast | F3 | Commercial | Lodging | Existing | Space Heating | Natural Gas | Unit Heater | Codes & Standards Forecast | Summer Peak Demand (MW) | 0 | 0 | 0 | 0 | 0 | 0 | 0 | 0 | 0 | 0 | 0 | 0 | 0 | 0 | 0 | 0 | 0 | 0 | 0 | 0 | 0 | 0 | 0 | 0 | 0 | 0 | 0 | 0 | 0 | 0 | 0 | 0 | 0
F4_Commercial_Lodging_Existing_Space Heating_Natural Gas_Unit Heater_Codes & Standards Forecast | F4 | Commercial | Lodging | Existing | Space Heating | Natural Gas | Unit Heater | Codes & Standards Forecast | Winter Peak Demand (MW) | 0 | 0 | 0 | 0 | 0 | 0 | 0 | 0 | 0 | 0 | 0 | 0 | 0 | 0 | 0 | 0 | 0 | 0 | 0 | 0 | 0 | 0 | 0 | 0 | 0 | 0 | 0 | 0 | 0 | 0 | 0 | 0 | 0
F5_Commercial_Lodging_Existing_Space Heating_Natural Gas_Unit Heater_Codes & Standards Forecast | F5 | Commercial | Lodging | Existing | Space Heating | Natural Gas | Unit Heater | Codes & Standards Forecast | Turnover | 0 | 335.7069 | 397.6073 | 449.3298 | 712.9319 | 534.1529 | 566.8354 | 594.6581 | 618.2615 | 638.2284 | 655.0713 | 607.0027 | 574.6712 | 554.5018 | 573.9707 | 565.6836 | 563.1894 | 564.9677 | 663.6847 | 674.951 | 684.3991 | 744.6116 | 667.7158 | 658.4259 | 651.8161 | 643.8137 | 635.603 | 627.9591 | 616.9681 | 613.5296 | 615.2926 | 636.3617 | 759.7699
F6_Commercial_Lodging_Existing_Space Heating_Natural Gas_Unit Heater_Codes & Standards Forecast | F6 | Commercial | Lodging | Existing | Space Heating | Natural Gas | Unit Heater | Codes & Standards Forecast | Avg. Replacement Usage (kWh) | 0.26641 | 0.25732 | 0.28513 | 0.27839 | 0.27691 | 0.24784 | 0.2465 | 0.24516 | 0.24382 | 0.24248 | 0.24114 | 0.2398 | 0.23846 | 0.23712 | 0.23578 | 0.23444 | 0.2331 | 0.23176 | 0.23042 | 0.22908 | 0.22774 | 0.22641 | 0.22507 | 0.22373 | 0.22239 | 0.22105 | 0.21971 | 0.21837 | 0.21703 | 0.21569 | 0.21435 | 0.21301 | 0.21301
F7_Commercial_Lodging_Existing_Space Heating_Natural Gas_Unit Heater_Codes & Standards Forecast | F7 | Commercial | Lodging | Existing | Space Heating | Natural Gas | Unit Heater | Codes & Standards Forecast | Avg. Replacement Summer Demand (kW) | 0 | 0 | 0 | 0 | 0 | 0 | 0 | 0 | 0 | 0 | 0 | 0 | 0 | 0 | 0 | 0 | 0 | 0 | 0 | 0 | 0 | 0 | 0 | 0 | 0 | 0 | 0 | 0 | 0 | 0 | 0 | 0 | 0
F8_Commercial_Lodging_Existing_Space Heating_Natural Gas_Unit Heater_Codes & Standards Forecast | F8 | Commercial | Lodging | Existing | Space Heating | Natural Gas | Unit Heater | Codes & Standards Forecast | Avg. Replacement Winter Demand (kW) | 0 | 0 | 0 | 0 | 0 | 0 | 0 | 0 | 0 | 0 | 0 | 0 | 0 | 0 | 0 | 0 | 0 | 0 | 0 | 0 | 0 | 0 | 0 | 0 | 0 | 0 | 0 | 0 | 0 | 0 | 0 | 0 | 0
F1_Commercial_Lodging_Existing_Water Heating_Natural Gas_Water Heater_Codes & Standards Forecast | F1 | Commercial | Lodging | Existing | Water Heating | Natural Gas | Water Heater | Codes & Standards Forecast | Units | 501803.6871 | 499250.6232 | 496697.5593 | 493614.3947 | 505148.0333 | 503790.488 | 502592.0425 | 501512.6163 | 500469.7903 | 499433.4214 | 498391.8652 | 497351.7037 | 496320.4072 | 495300.544 | 494285.6748 | 493274.8298 | 492263.066 | 491262.7142 | 490287.8256 | 489341.0642 | 488408.1415 | 487472.7745 | 486530.0494 | 485578.5825 | 484617.5599 | 483650.3805 | 482678.2198 | 481703.2295 | 480724.6578 | 479743.215 | 478756.665 | 477767.1911 | 484281.7287
F2_Commercial_Lodging_Existing_Water Heating_Natural Gas_Water Heater_Codes & Standards Forecast | F2 | Commercial | Lodging | Existing | Water Heating | Natural Gas | Water Heater | Codes & Standards Forecast | Usage (MMtherm) | 0.42316 | 0.40148 | 0.43804 | 0.41997 | 0.42109 | 0.41273 | 0.40505 | 0.39824 | 0.39242 | 0.38771 | 0.38378 | 0.38049 | 0.37772 | 0.37535 | 0.37332 | 0.37154 | 0.36997 | 0.36858 | 0.36733 | 0.36621 | 0.36519 | 0.36423 | 0.36331 | 0.36243 | 0.36158 | 0.36076 | 0.35995 | 0.35915 | 0.35837 | 0.35759 | 0.35682 | 0.35606 | 0.36089
F3_Commercial_Lodging_Existing_Water Heating_Natural Gas_Water Heater_Codes & Standards Forecast | F3 | Commercial | Lodging | Existing | Water Heating | Natural Gas | Water Heater | Codes & Standards Forecast | Summer Peak Demand (MW) | 0 | 0 | 0 | 0 | 0 | 0 | 0 | 0 | 0 | 0 | 0 | 0 | 0 | 0 | 0 | 0 | 0 | 0 | 0 | 0 | 0 | 0 | 0 | 0 | 0 | 0 | 0 | 0 | 0 | 0 | 0 | 0 | 0
F4_Commercial_Lodging_Existing_Water Heating_Natural Gas_Water Heater_Codes & Standards Forecast | F4 | Commercial | Lodging | Existing | Water Heating | Natural Gas | Water Heater | Codes & Standards Forecast | Winter Peak Demand (MW) | 0 | 0 | 0 | 0 | 0 | 0 | 0 | 0 | 0 | 0 | 0 | 0 | 0 | 0 | 0 | 0 | 0 | 0 | 0 | 0 | 0 | 0 | 0 | 0 | 0 | 0 | 0 | 0 | 0 | 0 | 0 | 0 | 0
F5_Commercial_Lodging_Existing_Water Heating_Natural Gas_Water Heater_Codes & Standards Forecast | F5 | Commercial | Lodging | Existing | Water Heating | Natural Gas | Water Heater | Codes & Standards Forecast | Turnover | 0 | 19970.0249 | 25828.2731 | 30406.6467 | 45731.2439 | 37130.3184 | 39455.9278 | 41298.1897 | 42750.712 | 43890.3525 | 38935.1561 | 36137.4768 | 34825.0905 | 36770.7736 | 36642.3034 | 42053.0555 | 43193.9122 | 44085.8308 | 47715.0761 | 43585.2478 | 42514.1909 | 41278.0833 | 40574.5846 | 39908.5806 | 38886.9338 | 38842.6212 | 39359.2541 | 41314.0148 | 41534.0822 | 42910.0088 | 42678.2732 | 42290.5798 | 49149.7549
F6_Commercial_Lodging_Existing_Water Heating_Natural Gas_Water Heater_Codes & Standards Forecast | F6 | Commercial | Lodging | Existing | Water Heating | Natural Gas | Water Heater | Codes & Standards Forecast | Avg. Replacement Usage (kWh) | 0.70541 | 0.68133 | 0.75899 | 0.74502 | 0.74502 | 0.74502 | 0.74502 | 0.74502 | 0.74502 | 0.74502 | 0.74502 | 0.74502 | 0.74502 | 0.74502 | 0.74502 | 0.74502 | 0.74502 | 0.74502 | 0.74502 | 0.74502 | 0.74502 | 0.74502 | 0.74502 | 0.74502 | 0.74502 | 0.74502 | 0.74502 | 0.74502 | 0.74502 | 0.74502 | 0.74502 | 0.74502 | 0.74502
F7_Commercial_Lodging_Existing_Water Heating_Natural Gas_Water Heater_Codes & Standards Forecast | F7 | Commercial | Lodging | Existing | Water Heating | Natural Gas | Water Heater | Codes & Standards Forecast | Avg. Replacement Summer Demand (kW) | 0 | 0 | 0 | 0 | 0 | 0 | 0 | 0 | 0 | 0 | 0 | 0 | 0 | 0 | 0 | 0 | 0 | 0 | 0 | 0 | 0 | 0 | 0 | 0 | 0 | 0 | 0 | 0 | 0 | 0 | 0 | 0 | 0
F8_Commercial_Lodging_Existing_Water Heating_Natural Gas_Water Heater_Codes & Standards Forecast | F8 | Commercial | Lodging | Existing | Water Heating | Natural Gas | Water Heater | Codes & Standards Forecast | Avg. Replacement Winter Demand (kW) | 0 | 0 | 0 | 0 | 0 | 0 | 0 | 0 | 0 | 0 | 0 | 0 | 0 | 0 | 0 | 0 | 0 | 0 | 0 | 0 | 0 | 0 | 0 | 0 | 0 | 0 | 0 | 0 | 0 | 0 | 0 | 0 | 0
F1_Commercial_Lodging_Existing_Food Preparation_Natural Gas_Oven_Codes & Standards Forecast | F1 | Commercial | Lodging | Existing | Food Preparation | Natural Gas | Oven | Codes & Standards Forecast | Units | 67076.9516 | 66735.6793 | 66394.4069 | 65982.275 | 67523.9961 | 67342.5307 | 67182.3325 | 67038.0437 | 66898.6474 | 66760.1142 | 66620.8876 | 66481.8474 | 66343.9923 | 66207.6654 | 66072.0062 | 65936.8848 | 65801.6406 | 65667.9219 | 65537.6069 | 65411.0517 | 65286.3463 | 65161.3142 | 65035.2985 | 64908.1143 | 64779.6528 | 64650.3683 | 64520.4179 | 64390.0893 | 64259.282 | 64128.0908 | 63996.217 | 63863.9524 | 64734.7617
F2_Commercial_Lodging_Existing_Food Preparation_Natural Gas_Oven_Codes & Standards Forecast | F2 | Commercial | Lodging | Existing | Food Preparation | Natural Gas | Oven | Codes & Standards Forecast | Usage (MMtherm) | 0.0063204 | 0.0061874 | 0.006994 | 0.0069644 | 0.0073185 | 0.0074533 | 0.0075945 | 0.0077409 | 0.0078906 | 0.0080425 | 0.0081657 | 0.008265 | 0.0083446 | 0.008408 | 0.0084577 | 0.008496 | 0.0085249 | 0.0085461 | 0.0085611 | 0.0085712 | 0.008577 | 0.008579 | 0.0085777 | 0.0085737 | 0.0085673 | 0.0085591 | 0.0085492 | 0.008538 | 0.0085257 | 0.0085125 | 0.0084985 | 0.0084839 | 0.0086022
F3_Commercial_Lodging_Existing_Food Preparation_Natural Gas_Oven_Codes & Standards Forecast | F3 | Commercial | Lodging | Existing | Food Preparation | Natural Gas | Oven | Codes & Standards Forecast | Summer Peak Demand (MW) | 0 | 0 | 0 | 0 | 0 | 0 | 0 | 0 | 0 | 0 | 0 | 0 | 0 | 0 | 0 | 0 | 0 | 0 | 0 | 0 | 0 | 0 | 0 | 0 | 0 | 0 | 0 | 0 | 0 | 0 | 0 | 0 | 0
F4_Commercial_Lodging_Existing_Food Preparation_Natural Gas_Oven_Codes & Standards Forecast | F4 | Commercial | Lodging | Existing | Food Preparation | Natural Gas | Oven | Codes & Standards Forecast | Winter Peak Demand (MW) | 0 | 0 | 0 | 0 | 0 | 0 | 0 | 0 | 0 | 0 | 0 | 0 | 0 | 0 | 0 | 0 | 0 | 0 | 0 | 0 | 0 | 0 | 0 | 0 | 0 | 0 | 0 | 0 | 0 | 0 | 0 | 0 | 0
F5_Commercial_Lodging_Existing_Food Preparation_Natural Gas_Oven_Codes & Standards Forecast | F5 | Commercial | Lodging | Existing | Food Preparation | Natural Gas | Oven | Codes & Standards Forecast | Turnover | 0 | 3707.5377 | 3995.9597 | 4225.7167 | 5979.5721 | 4602.2282 | 4737.8503 | 4849.5542 | 4940.8253 | 5014.8815 | 4773.1283 | 4620.9498 | 4534.7851 | 4748.3898 | 4701.4503 | 4684.866 | 5686.3294 | 5620.2085 | 5563.6745 | 5882.6697 | 5280.8808 | 5174.3049 | 5113.9647 | 5050.5198 | 4990.3694 | 5018.8408 | 5055.7746 | 5094.9348 | 5260.7178 | 5229.4341 | 5193.9769 | 5430.2074 | 6209.3844
F6_Commercial_Lodging_Existing_Food Preparation_Natural Gas_Oven_Codes & Standards Forecast | F6 | Commercial | Lodging | Existing | Food Preparation | Natural Gas | Oven | Codes & Standards Forecast | Avg. Replacement Usage (kWh) | 0.126 | 0.1217 | 0.13557 | 0.13307 | 0.13307 | 0.13307 | 0.13307 | 0.13307 | 0.13307 | 0.13307 | 0.13307 | 0.13307 | 0.13307 | 0.13307 | 0.13307 | 0.13307 | 0.13307 | 0.13307 | 0.13307 | 0.13307 | 0.13307 | 0.13307 | 0.13307 | 0.13307 | 0.13307 | 0.13307 | 0.13307 | 0.13307 | 0.13307 | 0.13307 | 0.13307 | 0.13307 | 0.13307
F7_Commercial_Lodging_Existing_Food Preparation_Natural Gas_Oven_Codes & Standards Forecast | F7 | Commercial | Lodging | Existing | Food Preparation | Natural Gas | Oven | Codes & Standards Forecast | Avg. Replacement Summer Demand (kW) | 0 | 0 | 0 | 0 | 0 | 0 | 0 | 0 | 0 | 0 | 0 | 0 | 0 | 0 | 0 | 0 | 0 | 0 | 0 | 0 | 0 | 0 | 0 | 0 | 0 | 0 | 0 | 0 | 0 | 0 | 0 | 0 | 0
F8_Commercial_Lodging_Existing_Food Preparation_Natural Gas_Oven_Codes & Standards Forecast | F8 | Commercial | Lodging | Existing | Food Preparation | Natural Gas | Oven | Codes & Standards Forecast | Avg. Replacement Winter Demand (kW) | 0 | 0 | 0 | 0 | 0 | 0 | 0 | 0 | 0 | 0 | 0 | 0 | 0 | 0 | 0 | 0 | 0 | 0 | 0 | 0 | 0 | 0 | 0 | 0 | 0 | 0 | 0 | 0 | 0 | 0 | 0 | 0 | 0
F1_Commercial_Lodging_Existing_Food Preparation_Natural Gas_Conveyor Oven_Codes & Standards Forecast | F1 | Commercial | Lodging | Existing | Food Preparation | Natural Gas | Conveyor Oven | Codes & Standards Forecast | Units | 33538.4758 | 33367.8396 | 33197.2034 | 32991.1375 | 33761.998 | 33671.2653 | 33591.1662 | 33519.0219 | 33449.3237 | 33380.0571 | 33310.4438 | 33240.9237 | 33171.9961 | 33103.8327 | 33036.0031 | 32968.4424 | 32900.8203 | 32833.9609 | 32768.8034 | 32705.5258 | 32643.1731 | 32580.6571 | 32517.6493 | 32454.0572 | 32389.8264 | 32325.1842 | 32260.209 | 32195.0447 | 32129.641 | 32064.0454 | 31998.1085 | 31931.9762 | 32367.3808
F2_Commercial_Lodging_Existing_Food Preparation_Natural Gas_Conveyor Oven_Codes & Standards Forecast | F2 | Commercial | Lodging | Existing | Food Preparation | Natural Gas | Conveyor Oven | Codes & Standards Forecast | Usage (MMtherm) | 0.0054073 | 0.0052163 | 0.0058102 | 0.0057014 | 0.0058921 | 0.0059172 | 0.0059467 | 0.0059795 | 0.0060142 | 0.0060502 | 0.006087 | 0.0061245 | 0.0061625 | 0.0062011 | 0.0062399 | 0.0062789 | 0.006318 | 0.0063467 | 0.0063672 | 0.0063813 | 0.0063903 | 0.0063949 | 0.006396 | 0.0063943 | 0.0063902 | 0.0063843 | 0.0063769 | 0.0063684 | 0.006359 | 0.0063488 | 0.0063379 | 0.0063266 | 0.0064144
F3_Commercial_Lodging_Existing_Food Preparation_Natural Gas_Conveyor Oven_Codes & Standards Forecast | F3 | Commercial | Lodging | Existing | Food Preparation | Natural Gas | Conveyor Oven | Codes & Standards Forecast | Summer Peak Demand (MW) | 0 | 0 | 0 | 0 | 0 | 0 | 0 | 0 | 0 | 0 | 0 | 0 | 0 | 0 | 0 | 0 | 0 | 0 | 0 | 0 | 0 | 0 | 0 | 0 | 0 | 0 | 0 | 0 | 0 | 0 | 0 | 0 | 0
F4_Commercial_Lodging_Existing_Food Preparation_Natural Gas_Conveyor Oven_Codes & Standards Forecast | F4 | Commercial | Lodging | Existing | Food Preparation | Natural Gas | Conveyor Oven | Codes & Standards Forecast | Winter Peak Demand (MW) | 0 | 0 | 0 | 0 | 0 | 0 | 0 | 0 | 0 | 0 | 0 | 0 | 0 | 0 | 0 | 0 | 0 | 0 | 0 | 0 | 0 | 0 | 0 | 0 | 0 | 0 | 0 | 0 | 0 | 0 | 0 | 0 | 0
F5_Commercial_Lodging_Existing_Food Preparation_Natural Gas_Conveyor Oven_Codes & Standards Forecast | F5 | Commercial | Lodging | Existing | Food Preparation | Natural Gas | Conveyor Oven | Codes & Standards Forecast | Turnover | 0 | 785.1256 | 1015.4439 | 1195.4436 | 2115.3464 | 1459.7861 | 1551.2179 | 1623.6468 | 1680.753 | 1725.5582 | 1760.5076 | 1787.6074 | 1808.4689 | 1824.3669 | 1836.2879 | 1845.0343 | 1851.2308 | 1628.96 | 1496.4727 | 1426.4736 | 1548.0526 | 1518.5711 | 1708.8286 | 1737.4842 | 1759.5928 | 1969.9549 | 1750.5747 | 1767.7481 | 1780.6908 | 1790.2555 | 1797.1124 | 1801.8115 | 2243.9468
F6_Commercial_Lodging_Existing_Food Preparation_Natural Gas_Conveyor Oven_Codes & Standards Forecast | F6 | Commercial | Lodging | Existing | Food Preparation | Natural Gas | Conveyor Oven | Codes & Standards Forecast | Avg. Replacement Usage (kWh) | 0.1878 | 0.18139 | 0.20207 | 0.19835 | 0.19835 | 0.19835 | 0.19835 | 0.19835 | 0.19835 | 0.19835 | 0.19835 | 0.19835 | 0.19835 | 0.19835 | 0.19835 | 0.19835 | 0.19835 | 0.19835 | 0.19835 | 0.19835 | 0.19835 | 0.19835 | 0.19835 | 0.19835 | 0.19835 | 0.19835 | 0.19835 | 0.19835 | 0.19835 | 0.19835 | 0.19835 | 0.19835 | 0.19835
F7_Commercial_Lodging_Existing_Food Preparation_Natural Gas_Conveyor Oven_Codes & Standards Forecast | F7 | Commercial | Lodging | Existing | Food Preparation | Natural Gas | Conveyor Oven | Codes & Standards Forecast | Avg. Replacement Summer Demand (kW) | 0 | 0 | 0 | 0 | 0 | 0 | 0 | 0 | 0 | 0 | 0 | 0 | 0 | 0 | 0 | 0 | 0 | 0 | 0 | 0 | 0 | 0 | 0 | 0 | 0 | 0 | 0 | 0 | 0 | 0 | 0 | 0 | 0
F8_Commercial_Lodging_Existing_Food Preparation_Natural Gas_Conveyor Oven_Codes & Standards Forecast | F8 | Commercial | Lodging | Existing | Food Preparation | Natural Gas | Conveyor Oven | Codes & Standards Forecast | Avg. Replacement Winter Demand (kW) | 0 | 0 | 0 | 0 | 0 | 0 | 0 | 0 | 0 | 0 | 0 | 0 | 0 | 0 | 0 | 0 | 0 | 0 | 0 | 0 | 0 | 0 | 0 | 0 | 0 | 0 | 0 | 0 | 0 | 0 | 0 | 0 | 0
F1_Commercial_Lodging_Existing_Food Preparation_Natural Gas_Double Rack Oven_Codes & Standards Forecast | F1 | Commercial | Lodging | Existing | Food Preparation | Natural Gas | Double Rack Oven | Codes & Standards Forecast | Units | 33538.4758 | 33367.8396 | 33197.2034 | 32991.1375 | 33761.998 | 33671.2653 | 33591.1662 | 33519.0219 | 33449.3237 | 33380.0571 | 33310.4438 | 33240.9237 | 33171.9961 | 33103.8327 | 33036.0031 | 32968.4424 | 32900.8203 | 32833.9609 | 32768.8034 | 32705.5258 | 32643.1731 | 32580.6571 | 32517.6493 | 32454.0572 | 32389.8264 | 32325.1842 | 32260.209 | 32195.0447 | 32129.641 | 32064.0454 | 31998.1085 | 31931.9762 | 32367.3808
F2_Commercial_Lodging_Existing_Food Preparation_Natural Gas_Double Rack Oven_Codes & Standards Forecast | F2 | Commercial | Lodging | Existing | Food Preparation | Natural Gas | Double Rack Oven | Codes & Standards Forecast | Usage (MMtherm) | 0.0082147 | 0.0079904 | 0.0089945 | 0.0089348 | 0.0093878 | 0.0095586 | 0.0097442 | 0.0099413 | 0.010146 | 0.010357 | 0.010572 | 0.01079 | 0.010959 | 0.01109 | 0.011189 | 0.011264 | 0.011319 | 0.011358 | 0.011385 | 0.011402 | 0.011412 | 0.011416 | 0.011414 | 0.011408 | 0.011398 | 0.011385 | 0.011371 | 0.011354 | 0.011337 | 0.011318 | 0.011298 | 0.011277 | 0.011433
F3_Commercial_Lodging_Existing_Food Preparation_Natural Gas_Double Rack Oven_Codes & Standards Forecast | F3 | Commercial | Lodging | Existing | Food Preparation | Natural Gas | Double Rack Oven | Codes & Standards Forecast | Summer Peak Demand (MW) | 0 | 0 | 0 | 0 | 0 | 0 | 0 | 0 | 0 | 0 | 0 | 0 | 0 | 0 | 0 | 0 | 0 | 0 | 0 | 0 | 0 | 0 | 0 | 0 | 0 | 0 | 0 | 0 | 0 | 0 | 0 | 0 | 0
F4_Commercial_Lodging_Existing_Food Preparation_Natural Gas_Double Rack Oven_Codes & Standards Forecast | F4 | Commercial | Lodging | Existing | Food Preparation | Natural Gas | Double Rack Oven | Codes & Standards Forecast | Winter Peak Demand (MW) | 0 | 0 | 0 | 0 | 0 | 0 | 0 | 0 | 0 | 0 | 0 | 0 | 0 | 0 | 0 | 0 | 0 | 0 | 0 | 0 | 0 | 0 | 0 | 0 | 0 | 0 | 0 | 0 | 0 | 0 | 0 | 0 | 0
F5_Commercial_Lodging_Existing_Food Preparation_Natural Gas_Double Rack Oven_Codes & Standards Forecast | F5 | Commercial | Lodging | Existing | Food Preparation | Natural Gas | Double Rack Oven | Codes & Standards Forecast | Turnover | 0 | 1112.2613 | 1438.5455 | 1693.5451 | 2675.5489 | 2068.0303 | 2197.5587 | 2300.1663 | 2381.0668 | 2444.5408 | 2494.0525 | 2532.4438 | 2237.8515 | 2066.9518 | 1981.5989 | 2104.5695 | 2084.3444 | 2374.0481 | 2429.1465 | 2472.2111 | 2701.0092 | 2492.2762 | 2519.5517 | 2476.8244 | 2403.762 | 2324.3293 | 2281.4618 | 2240.478 | 2179.9001 | 2173.5147 | 2198.3871 | 2315.7588 | 2772.4952
F6_Commercial_Lodging_Existing_Food Preparation_Natural Gas_Double Rack Oven_Codes & Standards Forecast | F6 | Commercial | Lodging | Existing | Food Preparation | Natural Gas | Double Rack Oven | Codes & Standards Forecast | Avg. Replacement Usage (kWh) | 0.33469 | 0.32327 | 0.36011 | 0.35349 | 0.35349 | 0.35349 | 0.35349 | 0.35349 | 0.35349 | 0.35349 | 0.35349 | 0.35349 | 0.35349 | 0.35349 | 0.35349 | 0.35349 | 0.35349 | 0.35349 | 0.35349 | 0.35349 | 0.35349 | 0.35349 | 0.35349 | 0.35349 | 0.35349 | 0.35349 | 0.35349 | 0.35349 | 0.35349 | 0.35349 | 0.35349 | 0.35349 | 0.35349
F7_Commercial_Lodging_Existing_Food Preparation_Natural Gas_Double Rack Oven_Codes & Standards Forecast | F7 | Commercial | Lodging | Existing | Food Preparation | Natural Gas | Double Rack Oven | Codes & Standards Forecast | Avg. Replacement Summer Demand (kW) | 0 | 0 | 0 | 0 | 0 | 0 | 0 | 0 | 0 | 0 | 0 | 0 | 0 | 0 | 0 | 0 | 0 | 0 | 0 | 0 | 0 | 0 | 0 | 0 | 0 | 0 | 0 | 0 | 0 | 0 | 0 | 0 | 0
F8_Commercial_Lodging_Existing_Food Preparation_Natural Gas_Double Rack Oven_Codes & Standards Forecast | F8 | Commercial | Lodging | Existing | Food Preparation | Natural Gas | Double Rack Oven | Codes & Standards Forecast | Avg. Replacement Winter Demand (kW) | 0 | 0 | 0 | 0 | 0 | 0 | 0 | 0 | 0 | 0 | 0 | 0 | 0 | 0 | 0 | 0 | 0 | 0 | 0 | 0 | 0 | 0 | 0 | 0 | 0 | 0 | 0 | 0 | 0 | 0 | 0 | 0 | 0
F1_Commercial_Lodging_Existing_Food Preparation_Natural Gas_Fryer_Codes & Standards Forecast | F1 | Commercial | Lodging | Existing | Food Preparation | Natural Gas | Fryer | Codes & Standards Forecast | Units | 50957.6842 | 50698.423 | 50439.1618 | 50126.0694 | 51297.2993 | 51159.4419 | 51037.7409 | 50928.1262 | 50822.2282 | 50716.986 | 50611.2169 | 50505.5895 | 50400.8624 | 50297.2962 | 50194.2372 | 50091.5869 | 49988.8432 | 49887.2585 | 49788.2595 | 49692.1168 | 49597.3794 | 49502.3937 | 49406.6609 | 49310.0403 | 49212.4494 | 49114.2333 | 49015.5113 | 48916.502 | 48817.1289 | 48717.4644 | 48617.2812 | 48516.801 | 49178.3461
F2_Commercial_Lodging_Existing_Food Preparation_Natural Gas_Fryer_Codes & Standards Forecast | F2 | Commercial | Lodging | Existing | Food Preparation | Natural Gas | Fryer | Codes & Standards Forecast | Usage (MMtherm) | 0.0077669 | 0.0074636 | 0.0082718 | 0.0080303 | 0.0080598 | 0.0078735 | 0.0076459 | 0.0073855 | 0.0070981 | 0.0068663 | 0.0066787 | 0.0065264 | 0.0064024 | 0.006301 | 0.0062177 | 0.0061488 | 0.0060913 | 0.0060431 | 0.0060025 | 0.005968 | 0.0059384 | 0.0059125 | 0.0058894 | 0.0058686 | 0.0058496 | 0.005832 | 0.0058156 | 0.0058 | 0.0057852 | 0.005771 | 0.0057572 | 0.0057438 | 0.0058208
F3_Commercial_Lodging_Existing_Food Preparation_Natural Gas_Fryer_Codes & Standards Forecast | F3 | Commercial | Lodging | Existing | Food Preparation | Natural Gas | Fryer | Codes & Standards Forecast | Summer Peak Demand (MW) | 0 | 0 | 0 | 0 | 0 | 0 | 0 | 0 | 0 | 0 | 0 | 0 | 0 | 0 | 0 | 0 | 0 | 0 | 0 | 0 | 0 | 0 | 0 | 0 | 0 | 0 | 0 | 0 | 0 | 0 | 0 | 0 | 0
F4_Commercial_Lodging_Existing_Food Preparation_Natural Gas_Fryer_Codes & Standards Forecast | F4 | Commercial | Lodging | Existing | Food Preparation | Natural Gas | Fryer | Codes & Standards Forecast | Winter Peak Demand (MW) | 0 | 0 | 0 | 0 | 0 | 0 | 0 | 0 | 0 | 0 | 0 | 0 | 0 | 0 | 0 | 0 | 0 | 0 | 0 | 0 | 0 | 0 | 0 | 0 | 0 | 0 | 0 | 0 | 0 | 0 | 0 | 0 | 0
F5_Commercial_Lodging_Existing_Food Preparation_Natural Gas_Fryer_Codes & Standards Forecast | F5 | Commercial | Lodging | Existing | Food Preparation | Natural Gas | Fryer | Codes & Standards Forecast | Turnover | 0 | 0 | 0 | 911.3831 | 3723.1026 | 3853.8794 | 4889.3124 | 5712.6974 | 6366.5402 | 5082.6851 | 4057.6683 | 3418.8232 | 3460.9952 | 3520.8934 | 3772.6446 | 4135.7157 | 4787.0341 | 5538.5664 | 5256.3142 | 5136.2989 | 4995.2556 | 4851.5838 | 4291.9581 | 3982.0028 | 3960.8162 | 4265.4617 | 4457.5755 | 4636.2411 | 4779.5189 | 4939.3039 | 4982.4739 | 4692.0365 | 5168.0205
F6_Commercial_Lodging_Existing_Food Preparation_Natural Gas_Fryer_Codes & Standards Forecast | F6 | Commercial | Lodging | Existing | Food Preparation | Natural Gas | Fryer | Codes & Standards Forecast | Avg. Replacement Usage (kWh) | 0.16663 | 0.16094 | 0.17929 | 0.11826 | 0.11826 | 0.11826 | 0.11826 | 0.11826 | 0.11826 | 0.11826 | 0.11826 | 0.11826 | 0.11826 | 0.11826 | 0.11826 | 0.11826 | 0.11826 | 0.11826 | 0.11826 | 0.11826 | 0.11826 | 0.11826 | 0.11826 | 0.11826 | 0.11826 | 0.11826 | 0.11826 | 0.11826 | 0.11826 | 0.11826 | 0.11826 | 0.11826 | 0.11826
F7_Commercial_Lodging_Existing_Food Preparation_Natural Gas_Fryer_Codes & Standards Forecast | F7 | Commercial | Lodging | Existing | Food Preparation | Natural Gas | Fryer | Codes & Standards Forecast | Avg. Replacement Summer Demand (kW) | 0 | 0 | 0 | 0 | 0 | 0 | 0 | 0 | 0 | 0 | 0 | 0 | 0 | 0 | 0 | 0 | 0 | 0 | 0 | 0 | 0 | 0 | 0 | 0 | 0 | 0 | 0 | 0 | 0 | 0 | 0 | 0 | 0
F8_Commercial_Lodging_Existing_Food Preparation_Natural Gas_Fryer_Codes & Standards Forecast | F8 | Commercial | Lodging | Existing | Food Preparation | Natural Gas | Fryer | Codes & Standards Forecast | Avg. Replacement Winter Demand (kW) | 0 | 0 | 0 | 0 | 0 | 0 | 0 | 0 | 0 | 0 | 0 | 0 | 0 | 0 | 0 | 0 | 0 | 0 | 0 | 0 | 0 | 0 | 0 | 0 | 0 | 0 | 0 | 0 | 0 | 0 | 0 | 0 | 0
F1_Commercial_Lodging_Existing_Food Preparation_Natural Gas_Broiler_Codes & Standards Forecast | F1 | Commercial | Lodging | Existing | Food Preparation | Natural Gas | Broiler | Codes & Standards Forecast | Units | 50957.6842 | 50698.423 | 50439.1618 | 50126.0694 | 51297.2993 | 51159.4419 | 51037.7409 | 50928.1262 | 50822.2282 | 50716.986 | 50611.2169 | 50505.5895 | 50400.8624 | 50297.2962 | 50194.2372 | 50091.5869 | 49988.8432 | 49887.2585 | 49788.2595 | 49692.1168 | 49597.3794 | 49502.3937 | 49406.6609 | 49310.0403 | 49212.4494 | 49114.2333 | 49015.5113 | 48916.502 | 48817.1289 | 48717.4644 | 48617.2812 | 48516.801 | 49178.3461
F2_Commercial_Lodging_Existing_Food Preparation_Natural Gas_Broiler_Codes & Standards Forecast | F2 | Commercial | Lodging | Existing | Food Preparation | Natural Gas | Broiler | Codes & Standards Forecast | Usage (MMtherm) | 0.0085426 | 0.0082371 | 0.0091694 | 0.0089914 | 0.0092724 | 0.0093045 | 0.0093429 | 0.0093861 | 0.0094322 | 0.00948 | 0.0095289 | 0.0095787 | 0.0096145 | 0.0096392 | 0.009655 | 0.0096635 | 0.0096663 | 0.0096648 | 0.00966 | 0.0096528 | 0.0096436 | 0.0096325 | 0.0096197 | 0.0096056 | 0.0095903 | 0.0095742 | 0.0095573 | 0.0095399 | 0.009522 | 0.0095038 | 0.0094852 | 0.0094664 | 0.0095961
F3_Commercial_Lodging_Existing_Food Preparation_Natural Gas_Broiler_Codes & Standards Forecast | F3 | Commercial | Lodging | Existing | Food Preparation | Natural Gas | Broiler | Codes & Standards Forecast | Summer Peak Demand (MW) | 0 | 0 | 0 | 0 | 0 | 0 | 0 | 0 | 0 | 0 | 0 | 0 | 0 | 0 | 0 | 0 | 0 | 0 | 0 | 0 | 0 | 0 | 0 | 0 | 0 | 0 | 0 | 0 | 0 | 0 | 0 | 0 | 0
F4_Commercial_Lodging_Existing_Food Preparation_Natural Gas_Broiler_Codes & Standards Forecast | F4 | Commercial | Lodging | Existing | Food Preparation | Natural Gas | Broiler | Codes & Standards Forecast | Winter Peak Demand (MW) | 0 | 0 | 0 | 0 | 0 | 0 | 0 | 0 | 0 | 0 | 0 | 0 | 0 | 0 | 0 | 0 | 0 | 0 | 0 | 0 | 0 | 0 | 0 | 0 | 0 | 0 | 0 | 0 | 0 | 0 | 0 | 0 | 0
F5_Commercial_Lodging_Existing_Food Preparation_Natural Gas_Broiler_Codes & Standards Forecast | F5 | Commercial | Lodging | Existing | Food Preparation | Natural Gas | Broiler | Codes & Standards Forecast | Turnover | 0 | 1689.9474 | 2185.697 | 2573.1382 | 4065.175 | 3142.1236 | 3338.9264 | 3494.8264 | 3617.7449 | 3714.1861 | 3789.4131 | 3847.7441 | 3400.1464 | 3140.4848 | 3010.8014 | 3197.6404 | 3166.9109 | 3607.0809 | 3690.7963 | 3756.2277 | 4103.8589 | 3786.7142 | 3828.1561 | 3763.2371 | 3652.2275 | 3531.5391 | 3466.4071 | 3404.1372 | 3312.0962 | 3302.3944 | 3340.185 | 3518.5172 | 4212.4733
F6_Commercial_Lodging_Existing_Food Preparation_Natural Gas_Broiler_Codes & Standards Forecast | F6 | Commercial | Lodging | Existing | Food Preparation | Natural Gas | Broiler | Codes & Standards Forecast | Avg. Replacement Usage (kWh) | 0.1848 | 0.17849 | 0.19884 | 0.19518 | 0.19518 | 0.19518 | 0.19518 | 0.19518 | 0.19518 | 0.19518 | 0.19518 | 0.19518 | 0.19518 | 0.19518 | 0.19518 | 0.19518 | 0.19518 | 0.19518 | 0.19518 | 0.19518 | 0.19518 | 0.19518 | 0.19518 | 0.19518 | 0.19518 | 0.19518 | 0.19518 | 0.19518 | 0.19518 | 0.19518 | 0.19518 | 0.19518 | 0.19518
F7_Commercial_Lodging_Existing_Food Preparation_Natural Gas_Broiler_Codes & Standards Forecast | F7 | Commercial | Lodging | Existing | Food Preparation | Natural Gas | Broiler | Codes & Standards Forecast | Avg. Replacement Summer Demand (kW) | 0 | 0 | 0 | 0 | 0 | 0 | 0 | 0 | 0 | 0 | 0 | 0 | 0 | 0 | 0 | 0 | 0 | 0 | 0 | 0 | 0 | 0 | 0 | 0 | 0 | 0 | 0 | 0 | 0 | 0 | 0 | 0 | 0
F8_Commercial_Lodging_Existing_Food Preparation_Natural Gas_Broiler_Codes & Standards Forecast | F8 | Commercial | Lodging | Existing | Food Preparation | Natural Gas | Broiler | Codes & Standards Forecast | Avg. Replacement Winter Demand (kW) | 0 | 0 | 0 | 0 | 0 | 0 | 0 | 0 | 0 | 0 | 0 | 0 | 0 | 0 | 0 | 0 | 0 | 0 | 0 | 0 | 0 | 0 | 0 | 0 | 0 | 0 | 0 | 0 | 0 | 0 | 0 | 0 | 0
F1_Commercial_Lodging_Existing_Food Preparation_Natural Gas_Griddle_Codes & Standards Forecast | F1 | Commercial | Lodging | Existing | Food Preparation | Natural Gas | Griddle | Codes & Standards Forecast | Units | 136233.8088 | 135540.6819 | 134847.555 | 134010.512 | 137141.7595 | 136773.2019 | 136447.838 | 136154.7864 | 135871.6714 | 135590.3095 | 135307.5392 | 135025.1475 | 134745.1626 | 134468.2818 | 134192.7567 | 133918.3241 | 133643.6421 | 133372.0584 | 133107.3876 | 132850.353 | 132597.0754 | 132343.1343 | 132087.1955 | 131828.8834 | 131567.977 | 131305.3992 | 131041.469 | 130776.7706 | 130511.0998 | 130244.6496 | 129976.8129 | 129708.1823 | 131476.8028
F2_Commercial_Lodging_Existing_Food Preparation_Natural Gas_Griddle_Codes & Standards Forecast | F2 | Commercial | Lodging | Existing | Food Preparation | Natural Gas | Griddle | Codes & Standards Forecast | Usage (MMtherm) | 0.01516 | 0.014588 | 0.016196 | 0.015718 | 0.015958 | 0.015815 | 0.015672 | 0.015527 | 0.015381 | 0.015231 | 0.015079 | 0.014926 | 0.014783 | 0.014645 | 0.014528 | 0.014429 | 0.014345 | 0.014252 | 0.014168 | 0.014121 | 0.014078 | 0.014038 | 0.014 | 0.013965 | 0.013931 | 0.013898 | 0.013866 | 0.013834 | 0.013804 | 0.013773 | 0.013743 | 0.013713 | 0.013899
F3_Commercial_Lodging_Existing_Food Preparation_Natural Gas_Griddle_Codes & Standards Forecast | F3 | Commercial | Lodging | Existing | Food Preparation | Natural Gas | Griddle | Codes & Standards Forecast | Summer Peak Demand (MW) | 0 | 0 | 0 | 0 | 0 | 0 | 0 | 0 | 0 | 0 | 0 | 0 | 0 | 0 | 0 | 0 | 0 | 0 | 0 | 0 | 0 | 0 | 0 | 0 | 0 | 0 | 0 | 0 | 0 | 0 | 0 | 0 | 0
F4_Commercial_Lodging_Existing_Food Preparation_Natural Gas_Griddle_Codes & Standards Forecast | F4 | Commercial | Lodging | Existing | Food Preparation | Natural Gas | Griddle | Codes & Standards Forecast | Winter Peak Demand (MW) | 0 | 0 | 0 | 0 | 0 | 0 | 0 | 0 | 0 | 0 | 0 | 0 | 0 | 0 | 0 | 0 | 0 | 0 | 0 | 0 | 0 | 0 | 0 | 0 | 0 | 0 | 0 | 0 | 0 | 0 | 0 | 0 | 0
F5_Commercial_Lodging_Existing_Food Preparation_Natural Gas_Griddle_Codes & Standards Forecast | F5 | Commercial | Lodging | Existing | Food Preparation | Natural Gas | Griddle | Codes & Standards Forecast | Turnover | 0 | 4518.0227 | 5843.3941 | 6879.2063 | 10868.121 | 8400.3712 | 8926.5176 | 9343.3113 | 9671.9303 | 9929.7628 | 10130.8798 | 10286.8261 | 9090.1874 | 8395.9901 | 8049.2855 | 8548.7938 | 8466.6392 | 9643.4202 | 9867.2309 | 10042.1597 | 10971.5411 | 10123.6644 | 10234.4582 | 10060.8993 | 9764.1184 | 9441.4616 | 9267.3333 | 9100.8565 | 8854.7879 | 8828.8504 | 8929.8824 | 9406.6481 | 11261.9185
F6_Commercial_Lodging_Existing_Food Preparation_Natural Gas_Griddle_Codes & Standards Forecast | F6 | Commercial | Lodging | Existing | Food Preparation | Natural Gas | Griddle | Codes & Standards Forecast | Avg. Replacement Usage (kWh) | 0.11586 | 0.11191 | 0.12466 | 0.10568 | 0.10568 | 0.10568 | 0.10568 | 0.10568 | 0.10568 | 0.10568 | 0.10568 | 0.10568 | 0.10568 | 0.10568 | 0.10568 | 0.10568 | 0.10568 | 0.10568 | 0.10568 | 0.10568 | 0.10568 | 0.10568 | 0.10568 | 0.10568 | 0.10568 | 0.10568 | 0.10568 | 0.10568 | 0.10568 | 0.10568 | 0.10568 | 0.10568 | 0.10568
F7_Commercial_Lodging_Existing_Food Preparation_Natural Gas_Griddle_Codes & Standards Forecast | F7 | Commercial | Lodging | Existing | Food Preparation | Natural Gas | Griddle | Codes & Standards Forecast | Avg. Replacement Summer Demand (kW) | 0 | 0 | 0 | 0 | 0 | 0 | 0 | 0 | 0 | 0 | 0 | 0 | 0 | 0 | 0 | 0 | 0 | 0 | 0 | 0 | 0 | 0 | 0 | 0 | 0 | 0 | 0 | 0 | 0 | 0 | 0 | 0 | 0
F8_Commercial_Lodging_Existing_Food Preparation_Natural Gas_Griddle_Codes & Standards Forecast | F8 | Commercial | Lodging | Existing | Food Preparation | Natural Gas | Griddle | Codes & Standards Forecast | Avg. Replacement Winter Demand (kW) | 0 | 0 | 0 | 0 | 0 | 0 | 0 | 0 | 0 | 0 | 0 | 0 | 0 | 0 | 0 | 0 | 0 | 0 | 0 | 0 | 0 | 0 | 0 | 0 | 0 | 0 | 0 | 0 | 0 | 0 | 0 | 0 | 0
F1_Commercial_Lodging_Existing_Food Preparation_Natural Gas_Range_Codes & Standards Forecast | F1 | Commercial | Lodging | Existing | Food Preparation | Natural Gas | Range | Codes & Standards Forecast | Units | 2079.9055 | 2069.3234 | 2058.7413 | 2045.962 | 2093.7673 | 2088.1405 | 2083.1731 | 2078.699 | 2074.3767 | 2070.0811 | 2065.764 | 2061.4526 | 2057.1781 | 2052.9509 | 2048.7444 | 2044.5546 | 2040.3609 | 2036.2146 | 2032.1739 | 2028.2497 | 2024.3828 | 2020.5059 | 2016.5984 | 2012.6547 | 2008.6714 | 2004.6626 | 2000.6331 | 1996.5919 | 1992.5359 | 1988.4679 | 1984.3788 | 1980.2776 | 2007.2794
F2_Commercial_Lodging_Existing_Food Preparation_Natural Gas_Range_Codes & Standards Forecast | F2 | Commercial | Lodging | Existing | Food Preparation | Natural Gas | Range | Codes & Standards Forecast | Usage (MMtherm) | 0.00024008 | 0.0002323 | 0.00025976 | 0.00025606 | 0.00026588 | 0.00026841 | 0.00027123 | 0.00027425 | 0.00027742 | 0.00028068 | 0.00028316 | 0.00028502 | 0.00028638 | 0.00028735 | 0.000288 | 0.00028841 | 0.00028861 | 0.00028866 | 0.00028859 | 0.00028844 | 0.00028821 | 0.00028791 | 0.00028756 | 0.00028716 | 0.00028673 | 0.00028626 | 0.00028577 | 0.00028526 | 0.00028473 | 0.00028419 | 0.00028364 | 0.00028308 | 0.00028697
F3_Commercial_Lodging_Existing_Food Preparation_Natural Gas_Range_Codes & Standards Forecast | F3 | Commercial | Lodging | Existing | Food Preparation | Natural Gas | Range | Codes & Standards Forecast | Summer Peak Demand (MW) | 0 | 0 | 0 | 0 | 0 | 0 | 0 | 0 | 0 | 0 | 0 | 0 | 0 | 0 | 0 | 0 | 0 | 0 | 0 | 0 | 0 | 0 | 0 | 0 | 0 | 0 | 0 | 0 | 0 | 0 | 0 | 0 | 0
F4_Commercial_Lodging_Existing_Food Preparation_Natural Gas_Range_Codes & Standards Forecast | F4 | Commercial | Lodging | Existing | Food Preparation | Natural Gas | Range | Codes & Standards Forecast | Winter Peak Demand (MW) | 0 | 0 | 0 | 0 | 0 | 0 | 0 | 0 | 0 | 0 | 0 | 0 | 0 | 0 | 0 | 0 | 0 | 0 | 0 | 0 | 0 | 0 | 0 | 0 | 0 | 0 | 0 | 0 | 0 | 0 | 0 | 0 | 0
F5_Commercial_Lodging_Existing_Food Preparation_Natural Gas_Range_Codes & Standards Forecast | F5 | Commercial | Lodging | Existing | Food Preparation | Natural Gas | Range | Codes & Standards Forecast | Turnover | 0 | 82.7729 | 107.0545 | 126.0313 | 189.5496 | 153.8999 | 163.5393 | 171.1752 | 177.1957 | 181.9193 | 161.3807 | 149.7847 | 144.3451 | 152.4097 | 151.8772 | 174.304 | 179.0327 | 182.7295 | 197.7723 | 180.6547 | 176.2153 | 171.0918 | 168.1759 | 165.4154 | 161.1809 | 160.9972 | 163.1386 | 171.2408 | 172.1529 | 177.8559 | 176.8954 | 175.2885 | 203.7188
F6_Commercial_Lodging_Existing_Food Preparation_Natural Gas_Range_Codes & Standards Forecast | F6 | Commercial | Lodging | Existing | Food Preparation | Natural Gas | Range | Codes & Standards Forecast | Avg. Replacement Usage (kWh) | 0.1354 | 0.13078 | 0.14569 | 0.14301 | 0.14301 | 0.14301 | 0.14301 | 0.14301 | 0.14301 | 0.14301 | 0.14301 | 0.14301 | 0.14301 | 0.14301 | 0.14301 | 0.14301 | 0.14301 | 0.14301 | 0.14301 | 0.14301 | 0.14301 | 0.14301 | 0.14301 | 0.14301 | 0.14301 | 0.14301 | 0.14301 | 0.14301 | 0.14301 | 0.14301 | 0.14301 | 0.14301 | 0.14301
F7_Commercial_Lodging_Existing_Food Preparation_Natural Gas_Range_Codes & Standards Forecast | F7 | Commercial | Lodging | Existing | Food Preparation | Natural Gas | Range | Codes & Standards Forecast | Avg. Replacement Summer Demand (kW) | 0 | 0 | 0 | 0 | 0 | 0 | 0 | 0 | 0 | 0 | 0 | 0 | 0 | 0 | 0 | 0 | 0 | 0 | 0 | 0 | 0 | 0 | 0 | 0 | 0 | 0 | 0 | 0 | 0 | 0 | 0 | 0 | 0
F8_Commercial_Lodging_Existing_Food Preparation_Natural Gas_Range_Codes & Standards Forecast | F8 | Commercial | Lodging | Existing | Food Preparation | Natural Gas | Range | Codes & Standards Forecast | Avg. Replacement Winter Demand (kW) | 0 | 0 | 0 | 0 | 0 | 0 | 0 | 0 | 0 | 0 | 0 | 0 | 0 | 0 | 0 | 0 | 0 | 0 | 0 | 0 | 0 | 0 | 0 | 0 | 0 | 0 | 0 | 0 | 0 | 0 | 0 | 0 | 0
F1_Commercial_Lodging_Existing_Food Preparation_Natural Gas_Steamer_Codes & Standards Forecast | F1 | Commercial | Lodging | Existing | Food Preparation | Natural Gas | Steamer | Codes & Standards Forecast | Units | 2079.9055 | 2069.3234 | 2058.7413 | 2045.962 | 2093.7673 | 2088.1405 | 2083.1731 | 2078.699 | 2074.3767 | 2070.0811 | 2065.764 | 2061.4526 | 2057.1781 | 2052.9509 | 2048.7444 | 2044.5546 | 2040.3609 | 2036.2146 | 2032.1739 | 2028.2497 | 2024.3828 | 2020.5059 | 2016.5984 | 2012.6547 | 2008.6714 | 2004.6626 | 2000.6331 | 1996.5919 | 1992.5359 | 1988.4679 | 1984.3788 | 1980.2776 | 2007.2794
F2_Commercial_Lodging_Existing_Food Preparation_Natural Gas_Steamer_Codes & Standards Forecast | F2 | Commercial | Lodging | Existing | Food Preparation | Natural Gas | Steamer | Codes & Standards Forecast | Usage (MMtherm) | 0.00040098 | 0.00039467 | 0.0004492 | 0.00042544 | 0.00041494 | 0.00039902 | 0.00038242 | 0.00036522 | 0.00034742 | 0.00032909 | 0.00031057 | 0.00029159 | 0.00027472 | 0.00025972 | 0.00024639 | 0.00023453 | 0.00022398 | 0.00021459 | 0.00020624 | 0.00019278 | 0.00017999 | 0.00017546 | 0.00017141 | 0.00016779 | 0.00016454 | 0.00016162 | 0.00015899 | 0.00015663 | 0.00015451 | 0.00015259 | 0.00015085 | 0.00014928 | 0.00015005
F3_Commercial_Lodging_Existing_Food Preparation_Natural Gas_Steamer_Codes & Standards Forecast | F3 | Commercial | Lodging | Existing | Food Preparation | Natural Gas | Steamer | Codes & Standards Forecast | Summer Peak Demand (MW) | 0 | 0 | 0 | 0 | 0 | 0 | 0 | 0 | 0 | 0 | 0 | 0 | 0 | 0 | 0 | 0 | 0 | 0 | 0 | 0 | 0 | 0 | 0 | 0 | 0 | 0 | 0 | 0 | 0 | 0 | 0 | 0 | 0
F4_Commercial_Lodging_Existing_Food Preparation_Natural Gas_Steamer_Codes & Standards Forecast | F4 | Commercial | Lodging | Existing | Food Preparation | Natural Gas | Steamer | Codes & Standards Forecast | Winter Peak Demand (MW) | 0 | 0 | 0 | 0 | 0 | 0 | 0 | 0 | 0 | 0 | 0 | 0 | 0 | 0 | 0 | 0 | 0 | 0 | 0 | 0 | 0 | 0 | 0 | 0 | 0 | 0 | 0 | 0 | 0 | 0 | 0 | 0 | 0
F5_Commercial_Lodging_Existing_Food Preparation_Natural Gas_Steamer_Codes & Standards Forecast | F5 | Commercial | Lodging | Existing | Food Preparation | Natural Gas | Steamer | Codes & Standards Forecast | Turnover | 0 | 76.6416 | 86.8399 | 95.656 | 151.7769 | 111.064 | 117.337 | 122.8833 | 127.7711 | 132.0689 | 125.4568 | 120.7254 | 117.5316 | 120.7932 | 119.2594 | 118.5873 | 118.5966 | 119.1406 | 120.0982 | 142.8391 | 143.0324 | 142.5027 | 156.2532 | 139.6746 | 138.7957 | 137.7966 | 136.7737 | 135.7968 | 134.1724 | 133.3037 | 132.9247 | 136.0005 | 162.778
F6_Commercial_Lodging_Existing_Food Preparation_Natural Gas_Steamer_Codes & Standards Forecast | F6 | Commercial | Lodging | Existing | Food Preparation | Natural Gas | Steamer | Codes & Standards Forecast | Avg. Replacement Usage (kWh) | 0.31903 | 0.30814 | 0.34326 | 0.070284 | 0.070284 | 0.070284 | 0.070284 | 0.070284 | 0.070284 | 0.070284 | 0.070284 | 0.070284 | 0.070284 | 0.070284 | 0.070284 | 0.070284 | 0.070284 | 0.070284 | 0.070284 | 0.070284 | 0.070284 | 0.070284 | 0.070284 | 0.070284 | 0.070284 | 0.070284 | 0.070284 | 0.070284 | 0.070284 | 0.070284 | 0.070284 | 0.070284 | 0.070284
F7_Commercial_Lodging_Existing_Food Preparation_Natural Gas_Steamer_Codes & Standards Forecast | F7 | Commercial | Lodging | Existing | Food Preparation | Natural Gas | Steamer | Codes & Standards Forecast | Avg. Replacement Summer Demand (kW) | 0 | 0 | 0 | 0 | 0 | 0 | 0 | 0 | 0 | 0 | 0 | 0 | 0 | 0 | 0 | 0 | 0 | 0 | 0 | 0 | 0 | 0 | 0 | 0 | 0 | 0 | 0 | 0 | 0 | 0 | 0 | 0 | 0
F8_Commercial_Lodging_Existing_Food Preparation_Natural Gas_Steamer_Codes & Standards Forecast | F8 | Commercial | Lodging | Existing | Food Preparation | Natural Gas | Steamer | Codes & Standards Forecast | Avg. Replacement Winter Demand (kW) | 0 | 0 | 0 | 0 | 0 | 0 | 0 | 0 | 0 | 0 | 0 | 0 | 0 | 0 | 0 | 0 | 0 | 0 | 0 | 0 | 0 | 0 | 0 | 0 | 0 | 0 | 0 | 0 | 0 | 0 | 0 | 0 | 0
F1_Commercial_Lodging_Existing_Food Preparation_Natural Gas_Food Prep Other_Codes & Standards Forecast | F1 | Commercial | Lodging | Existing | Food Preparation | Natural Gas | Food Prep Other | Codes & Standards Forecast | Units | 0 | 0 | 0 | 0 | 0 | 0 | 0 | 0 | 0 | 0 | 0 | 0 | 0 | 0 | 0 | 0 | 0 | 0 | 0 | 0 | 0 | 0 | 0 | 0 | 0 | 0 | 0 | 0 | 0 | 0 | 0 | 0 | 0
F2_Commercial_Lodging_Existing_Food Preparation_Natural Gas_Food Prep Other_Codes & Standards Forecast | F2 | Commercial | Lodging | Existing | Food Preparation | Natural Gas | Food Prep Other | Codes & Standards Forecast | Usage (MMtherm) | 0 | 0 | 0 | 0 | 0 | 0 | 0 | 0 | 0 | 0 | 0 | 0 | 0 | 0 | 0 | 0 | 0 | 0 | 0 | 0 | 0 | 0 | 0 | 0 | 0 | 0 | 0 | 0 | 0 | 0 | 0 | 0 | 0
F3_Commercial_Lodging_Existing_Food Preparation_Natural Gas_Food Prep Other_Codes & Standards Forecast | F3 | Commercial | Lodging | Existing | Food Preparation | Natural Gas | Food Prep Other | Codes & Standards Forecast | Summer Peak Demand (MW) | 0 | 0 | 0 | 0 | 0 | 0 | 0 | 0 | 0 | 0 | 0 | 0 | 0 | 0 | 0 | 0 | 0 | 0 | 0 | 0 | 0 | 0 | 0 | 0 | 0 | 0 | 0 | 0 | 0 | 0 | 0 | 0 | 0
F4_Commercial_Lodging_Existing_Food Preparation_Natural Gas_Food Prep Other_Codes & Standards Forecast | F4 | Commercial | Lodging | Existing | Food Preparation | Natural Gas | Food Prep Other | Codes & Standards Forecast | Winter Peak Demand (MW) | 0 | 0 | 0 | 0 | 0 | 0 | 0 | 0 | 0 | 0 | 0 | 0 | 0 | 0 | 0 | 0 | 0 | 0 | 0 | 0 | 0 | 0 | 0 | 0 | 0 | 0 | 0 | 0 | 0 | 0 | 0 | 0 | 0
F5_Commercial_Lodging_Existing_Food Preparation_Natural Gas_Food Prep Other_Codes & Standards Forecast | F5 | Commercial | Lodging | Existing | Food Preparation | Natural Gas | Food Prep Other | Codes & Standards Forecast | Turnover | 0 | 0 | 0 | 0 | 0 | 0 | 0 | 0 | 0 | 0 | 0 | 0 | 0 | 0 | 0 | 0 | 0 | 0 | 0 | 0 | 0 | 0 | 0 | 0 | 0 | 0 | 0 | 0 | 0 | 0 | 0 | 0 | 0
F6_Commercial_Lodging_Existing_Food Preparation_Natural Gas_Food Prep Other_Codes & Standards Forecast | F6 | Commercial | Lodging | Existing | Food Preparation | Natural Gas | Food Prep Other | Codes & Standards Forecast | Avg. Replacement Usage (kWh) | 0.048173 | 0.046529 | 0.051832 | 0.050878 | 0.050878 | 0.050878 | 0.050878 | 0.050878 | 0.050878 | 0.050878 | 0.050878 | 0.050878 | 0.050878 | 0.050878 | 0.050878 | 0.050878 | 0.050878 | 0.050878 | 0.050878 | 0.050878 | 0.050878 | 0.050878 | 0.050878 | 0.050878 | 0.050878 | 0.050878 | 0.050878 | 0.050878 | 0.050878 | 0.050878 | 0.050878 | 0.050878 | 0.050878
F7_Commercial_Lodging_Existing_Food Preparation_Natural Gas_Food Prep Other_Codes & Standards Forecast | F7 | Commercial | Lodging | Existing | Food Preparation | Natural Gas | Food Prep Other | Codes & Standards Forecast | Avg. Replacement Summer Demand (kW) | 0 | 0 | 0 | 0 | 0 | 0 | 0 | 0 | 0 | 0 | 0 | 0 | 0 | 0 | 0 | 0 | 0 | 0 | 0 | 0 | 0 | 0 | 0 | 0 | 0 | 0 | 0 | 0 | 0 | 0 | 0 | 0 | 0
F8_Commercial_Lodging_Existing_Food Preparation_Natural Gas_Food Prep Other_Codes & Standards Forecast | F8 | Commercial | Lodging | Existing | Food Preparation | Natural Gas | Food Prep Other | Codes & Standards Forecast | Avg. Replacement Winter Demand (kW) | 0 | 0 | 0 | 0 | 0 | 0 | 0 | 0 | 0 | 0 | 0 | 0 | 0 | 0 | 0 | 0 | 0 | 0 | 0 | 0 | 0 | 0 | 0 | 0 | 0 | 0 | 0 | 0 | 0 | 0 | 0 | 0 | 0
F1_Commercial_Lodging_Existing_Miscellaneous_Natural Gas_Pool Heater_Codes & Standards Forecast | F1 | Commercial | Lodging | Existing | Miscellaneous | Natural Gas | Pool Heater | Codes & Standards Forecast | Units | 52834.4122 | 52565.6026 | 52296.793 | 51972.1697 | 53186.535 | 53043.6004 | 52917.4173 | 52803.7656 | 52693.9675 | 52584.8492 | 52475.1848 | 52365.6672 | 52257.0831 | 52149.7027 | 52042.8481 | 51936.4172 | 51829.8896 | 51724.5636 | 51621.9185 | 51522.235 | 51424.0085 | 51325.5246 | 51226.266 | 51126.087 | 51024.9019 | 50923.0685 | 50820.7107 | 50718.0549 | 50615.0221 | 50511.6869 | 50407.8141 | 50303.6333 | 50989.5425
F2_Commercial_Lodging_Existing_Miscellaneous_Natural Gas_Pool Heater_Codes & Standards Forecast | F2 | Commercial | Lodging | Existing | Miscellaneous | Natural Gas | Pool Heater | Codes & Standards Forecast | Usage (MMtherm) | 0.0004747 | 0.00045663 | 0.00050674 | 0.0004951 | 0.00050767 | 0.00050725 | 0.00050679 | 0.0005063 | 0.00050573 | 0.00050506 | 0.00050432 | 0.00050351 | 0.00050266 | 0.00050178 | 0.00050088 | 0.00049995 | 0.000499 | 0.00049805 | 0.00049711 | 0.0004962 | 0.00049528 | 0.00049436 | 0.00049342 | 0.00049247 | 0.00049151 | 0.00049054 | 0.00048956 | 0.00048858 | 0.00048759 | 0.0004866 | 0.00048561 | 0.00048461 | 0.00049122
F3_Commercial_Lodging_Existing_Miscellaneous_Natural Gas_Pool Heater_Codes & Standards Forecast | F3 | Commercial | Lodging | Existing | Miscellaneous | Natural Gas | Pool Heater | Codes & Standards Forecast | Summer Peak Demand (MW) | 0 | 0 | 0 | 0 | 0 | 0 | 0 | 0 | 0 | 0 | 0 | 0 | 0 | 0 | 0 | 0 | 0 | 0 | 0 | 0 | 0 | 0 | 0 | 0 | 0 | 0 | 0 | 0 | 0 | 0 | 0 | 0 | 0
F4_Commercial_Lodging_Existing_Miscellaneous_Natural Gas_Pool Heater_Codes & Standards Forecast | F4 | Commercial | Lodging | Existing | Miscellaneous | Natural Gas | Pool Heater | Codes & Standards Forecast | Winter Peak Demand (MW) | 0 | 0 | 0 | 0 | 0 | 0 | 0 | 0 | 0 | 0 | 0 | 0 | 0 | 0 | 0 | 0 | 0 | 0 | 0 | 0 | 0 | 0 | 0 | 0 | 0 | 0 | 0 | 0 | 0 | 0 | 0 | 0 | 0
F5_Commercial_Lodging_Existing_Miscellaneous_Natural Gas_Pool Heater_Codes & Standards Forecast | F5 | Commercial | Lodging | Existing | Miscellaneous | Natural Gas | Pool Heater | Codes & Standards Forecast | Turnover | 0 | 3504.3735 | 4532.3887 | 5335.8094 | 7215.4186 | 6515.6906 | 5889.6085 | 5595.9352 | 5524.7181 | 5837.3806 | 5949.3392 | 6809.4394 | 6811.5777 | 6745.3333 | 7022.7854 | 6609.7664 | 6468.15 | 6440.2745 | 6462.1075 | 6633.4545 | 6637.4458 | 6805.0107 | 6713.3045 | 6626.7208 | 6679.6312 | 6545.1313 | 6540.2799 | 6547.209 | 6548.1193 | 6597.5335 | 6567.2295 | 6583.9899 | 7231.6238
F6_Commercial_Lodging_Existing_Miscellaneous_Natural Gas_Pool Heater_Codes & Standards Forecast | F6 | Commercial | Lodging | Existing | Miscellaneous | Natural Gas | Pool Heater | Codes & Standards Forecast | Avg. Replacement Usage (kWh) | 0.0091216 | 0.0088102 | 0.0098144 | 0.0096338 | 0.0096338 | 0.0096338 | 0.0096338 | 0.0096338 | 0.0096338 | 0.0096338 | 0.0096338 | 0.0096338 | 0.0096338 | 0.0096338 | 0.0096338 | 0.0096338 | 0.0096338 | 0.0096338 | 0.0096338 | 0.0096338 | 0.0096338 | 0.0096338 | 0.0096338 | 0.0096338 | 0.0096338 | 0.0096338 | 0.0096338 | 0.0096338 | 0.0096338 | 0.0096338 | 0.0096338 | 0.0096338 | 0.0096338
F7_Commercial_Lodging_Existing_Miscellaneous_Natural Gas_Pool Heater_Codes & Standards Forecast | F7 | Commercial | Lodging | Existing | Miscellaneous | Natural Gas | Pool Heater | Codes & Standards Forecast | Avg. Replacement Summer Demand (kW) | 0 | 0 | 0 | 0 | 0 | 0 | 0 | 0 | 0 | 0 | 0 | 0 | 0 | 0 | 0 | 0 | 0 | 0 | 0 | 0 | 0 | 0 | 0 | 0 | 0 | 0 | 0 | 0 | 0 | 0 | 0 | 0 | 0
F8_Commercial_Lodging_Existing_Miscellaneous_Natural Gas_Pool Heater_Codes & Standards Forecast | F8 | Commercial | Lodging | Existing | Miscellaneous | Natural Gas | Pool Heater | Codes & Standards Forecast | Avg. Replacement Winter Demand (kW) | 0 | 0 | 0 | 0 | 0 | 0 | 0 | 0 | 0 | 0 | 0 | 0 | 0 | 0 | 0 | 0 | 0 | 0 | 0 | 0 | 0 | 0 | 0 | 0 | 0 | 0 | 0 | 0 | 0 | 0 | 0 | 0 | 0
F1_Commercial_Lodging_Existing_Miscellaneous_Natural Gas_Miscellaneous_Codes & Standards Forecast | F1 | Commercial | Lodging | Existing | Miscellaneous | Natural Gas | Miscellaneous | Codes & Standards Forecast | Units | 535575.6604 | 532850.7723 | 530125.8843 | 526835.219 | 539145.085 | 537696.1753 | 536417.0731 | 535265.0002 | 534151.9908 | 533045.8731 | 531934.2189 | 530824.0533 | 529723.3493 | 528634.8482 | 527551.6771 | 526472.801 | 525392.9443 | 524325.2677 | 523284.768 | 522274.2885 | 521278.579 | 520280.2607 | 519274.0891 | 518258.5873 | 517232.8868 | 516200.6151 | 515163.0269 | 514122.4186 | 513077.9878 | 512030.4928 | 510977.5469 | 509921.4801 | 516874.4537
F2_Commercial_Lodging_Existing_Miscellaneous_Natural Gas_Miscellaneous_Codes & Standards Forecast | F2 | Commercial | Lodging | Existing | Miscellaneous | Natural Gas | Miscellaneous | Codes & Standards Forecast | Usage (MMtherm) | 0.018565 | 0.01784 | 0.019772 | 0.019287 | 0.019738 | 0.019685 | 0.019638 | 0.019596 | 0.019555 | 0.019515 | 0.019474 | 0.019433 | 0.019393 | 0.019353 | 0.019314 | 0.019274 | 0.019235 | 0.019195 | 0.019157 | 0.01912 | 0.019084 | 0.019047 | 0.019011 | 0.018973 | 0.018936 | 0.018898 | 0.01886 | 0.018822 | 0.018784 | 0.018745 | 0.018707 | 0.018668 | 0.018923
F3_Commercial_Lodging_Existing_Miscellaneous_Natural Gas_Miscellaneous_Codes & Standards Forecast | F3 | Commercial | Lodging | Existing | Miscellaneous | Natural Gas | Miscellaneous | Codes & Standards Forecast | Summer Peak Demand (MW) | 0 | 0 | 0 | 0 | 0 | 0 | 0 | 0 | 0 | 0 | 0 | 0 | 0 | 0 | 0 | 0 | 0 | 0 | 0 | 0 | 0 | 0 | 0 | 0 | 0 | 0 | 0 | 0 | 0 | 0 | 0 | 0 | 0
F4_Commercial_Lodging_Existing_Miscellaneous_Natural Gas_Miscellaneous_Codes & Standards Forecast | F4 | Commercial | Lodging | Existing | Miscellaneous | Natural Gas | Miscellaneous | Codes & Standards Forecast | Winter Peak Demand (MW) | 0 | 0 | 0 | 0 | 0 | 0 | 0 | 0 | 0 | 0 | 0 | 0 | 0 | 0 | 0 | 0 | 0 | 0 | 0 | 0 | 0 | 0 | 0 | 0 | 0 | 0 | 0 | 0 | 0 | 0 | 0 | 0 | 0
F5_Commercial_Lodging_Existing_Miscellaneous_Natural Gas_Miscellaneous_Codes & Standards Forecast | F5 | Commercial | Lodging | Existing | Miscellaneous | Natural Gas | Miscellaneous | Codes & Standards Forecast | Turnover | 0 | 45672.9233 | 54094.478 | 61131.317 | 71159.1811 | 57965.8853 | 58255.7081 | 59918.6592 | 59478.3153 | 59145.7828 | 59097.2027 | 71946.8339 | 72399.8541 | 72425.7833 | 75025.6641 | 70746.3971 | 70920.5359 | 71828.2203 | 71400.1721 | 71093.5666 | 71044.0639 | 74624.4395 | 74109.9833 | 73538.871 | 74291.8291 | 72897.4637 | 72891.9527 | 73202.3944 | 72886.8089 | 72648.4815 | 72560.1626 | 73475.4784 | 80161.6615
F6_Commercial_Lodging_Existing_Miscellaneous_Natural Gas_Miscellaneous_Codes & Standards Forecast | F6 | Commercial | Lodging | Existing | Miscellaneous | Natural Gas | Miscellaneous | Codes & Standards Forecast | Avg. Replacement Usage (kWh) | 0.034663 | 0.03348 | 0.037296 | 0.03661 | 0.03661 | 0.03661 | 0.03661 | 0.03661 | 0.03661 | 0.03661 | 0.03661 | 0.03661 | 0.03661 | 0.03661 | 0.03661 | 0.03661 | 0.03661 | 0.03661 | 0.03661 | 0.03661 | 0.03661 | 0.03661 | 0.03661 | 0.03661 | 0.03661 | 0.03661 | 0.03661 | 0.03661 | 0.03661 | 0.03661 | 0.03661 | 0.03661 | 0.03661
F7_Commercial_Lodging_Existing_Miscellaneous_Natural Gas_Miscellaneous_Codes & Standards Forecast | F7 | Commercial | Lodging | Existing | Miscellaneous | Natural Gas | Miscellaneous | Codes & Standards Forecast | Avg. Replacement Summer Demand (kW) | 0 | 0 | 0 | 0 | 0 | 0 | 0 | 0 | 0 | 0 | 0 | 0 | 0 | 0 | 0 | 0 | 0 | 0 | 0 | 0 | 0 | 0 | 0 | 0 | 0 | 0 | 0 | 0 | 0 | 0 | 0 | 0 | 0
F8_Commercial_Lodging_Existing_Miscellaneous_Natural Gas_Miscellaneous_Codes & Standards Forecast | F8 | Commercial | Lodging | Existing | Miscellaneous | Natural Gas | Miscellaneous | Codes & Standards Forecast | Avg. Replacement Winter Demand (kW) | 0 | 0 | 0 | 0 | 0 | 0 | 0 | 0 | 0 | 0 | 0 | 0 | 0 | 0 | 0 | 0 | 0 | 0 | 0 | 0 | 0 | 0 | 0 | 0 | 0 | 0 | 0 | 0 | 0 | 0 | 0 | 0 | 0
F1_Commercial_Lodging_New_Space Heating_Natural Gas_Furnace_Codes & Standards Forecast | F1 | Commercial | Lodging | New | Space Heating | Natural Gas | Furnace | Codes & Standards Forecast | Units | 0 | 0 | 0 | 0 | 0 | 0 | 0 | 0 | 0 | 0 | 0 | 0 | 0 | 0 | 0 | 0 | 0 | 0 | 0 | 0 | 0 | 0 | 0 | 0 | 0 | 0 | 0 | 0 | 0 | 0 | 0 | 0 | 0
F2_Commercial_Lodging_New_Space Heating_Natural Gas_Furnace_Codes & Standards Forecast | F2 | Commercial | Lodging | New | Space Heating | Natural Gas | Furnace | Codes & Standards Forecast | Usage (MMtherm) | 0 | 0 | 0 | 0 | 0 | 0 | 0 | 0 | 0 | 0 | 0 | 0 | 0 | 0 | 0 | 0 | 0 | 0 | 0 | 0 | 0 | 0 | 0 | 0 | 0 | 0 | 0 | 0 | 0 | 0 | 0 | 0 | 0
F3_Commercial_Lodging_New_Space Heating_Natural Gas_Furnace_Codes & Standards Forecast | F3 | Commercial | Lodging | New | Space Heating | Natural Gas | Furnace | Codes & Standards Forecast | Summer Peak Demand (MW) | 0 | 0 | 0 | 0 | 0 | 0 | 0 | 0 | 0 | 0 | 0 | 0 | 0 | 0 | 0 | 0 | 0 | 0 | 0 | 0 | 0 | 0 | 0 | 0 | 0 | 0 | 0 | 0 | 0 | 0 | 0 | 0 | 0
F4_Commercial_Lodging_New_Space Heating_Natural Gas_Furnace_Codes & Standards Forecast | F4 | Commercial | Lodging | New | Space Heating | Natural Gas | Furnace | Codes & Standards Forecast | Winter Peak Demand (MW) | 0 | 0 | 0 | 0 | 0 | 0 | 0 | 0 | 0 | 0 | 0 | 0 | 0 | 0 | 0 | 0 | 0 | 0 | 0 | 0 | 0 | 0 | 0 | 0 | 0 | 0 | 0 | 0 | 0 | 0 | 0 | 0 | 0
F5_Commercial_Lodging_New_Space Heating_Natural Gas_Furnace_Codes & Standards Forecast | F5 | Commercial | Lodging | New | Space Heating | Natural Gas | Furnace | Codes & Standards Forecast | Turnover | 0 | 0 | 0 | 0 | 0 | 0 | 0 | 0 | 0 | 0 | 0 | 0 | 0 | 0 | 0 | 0 | 0 | 0 | 0 | 0 | 0 | 0 | 0 | 0 | 0 | 0 | 0 | 0 | 0 | 0 | 0 | 0 | 0
F6_Commercial_Lodging_New_Space Heating_Natural Gas_Furnace_Codes & Standards Forecast | F6 | Commercial | Lodging | New | Space Heating | Natural Gas | Furnace | Codes & Standards Forecast | Avg. Replacement Usage (kWh) | 0.51987 | 0.50212 | 0.55639 | 0.54325 | 0.54034 | 0.48309 | 0.48048 | 0.47786 | 0.47525 | 0.47264 | 0.47003 | 0.46741 | 0.4648 | 0.46219 | 0.45958 | 0.45697 | 0.45436 | 0.45175 | 0.44913 | 0.44652 | 0.44391 | 0.44131 | 0.43869 | 0.43608 | 0.43347 | 0.43087 | 0.42825 | 0.42564 | 0.42303 | 0.42042 | 0.41781 | 0.4152 | 0.4152
F7_Commercial_Lodging_New_Space Heating_Natural Gas_Furnace_Codes & Standards Forecast | F7 | Commercial | Lodging | New | Space Heating | Natural Gas | Furnace | Codes & Standards Forecast | Avg. Replacement Summer Demand (kW) | 0 | 0 | 0 | 0 | 0 | 0 | 0 | 0 | 0 | 0 | 0 | 0 | 0 | 0 | 0 | 0 | 0 | 0 | 0 | 0 | 0 | 0 | 0 | 0 | 0 | 0 | 0 | 0 | 0 | 0 | 0 | 0 | 0
F8_Commercial_Lodging_New_Space Heating_Natural Gas_Furnace_Codes & Standards Forecast | F8 | Commercial | Lodging | New | Space Heating | Natural Gas | Furnace | Codes & Standards Forecast | Avg. Replacement Winter Demand (kW) | 0 | 0 | 0 | 0 | 0 | 0 | 0 | 0 | 0 | 0 | 0 | 0 | 0 | 0 | 0 | 0 | 0 | 0 | 0 | 0 | 0 | 0 | 0 | 0 | 0 | 0 | 0 | 0 | 0 | 0 | 0 | 0 | 0
F1_Commercial_Lodging_New_Space Heating_Natural Gas_Boiler_Codes & Standards Forecast | F1 | Commercial | Lodging | New | Space Heating | Natural Gas | Boiler | Codes & Standards Forecast | Units | 0 | 0 | 0 | 0 | 0 | 0 | 0 | 0 | 0 | 0 | 0 | 0 | 0 | 0 | 0 | 0 | 0 | 0 | 0 | 0 | 0 | 0 | 0 | 0 | 0 | 0 | 0 | 0 | 0 | 0 | 0 | 0 | 0
F2_Commercial_Lodging_New_Space Heating_Natural Gas_Boiler_Codes & Standards Forecast | F2 | Commercial | Lodging | New | Space Heating | Natural Gas | Boiler | Codes & Standards Forecast | Usage (MMtherm) | 0 | 0 | 0 | 0 | 0 | 0 | 0 | 0 | 0 | 0 | 0 | 0 | 0 | 0 | 0 | 0 | 0 | 0 | 0 | 0 | 0 | 0 | 0 | 0 | 0 | 0 | 0 | 0 | 0 | 0 | 0 | 0 | 0
F3_Commercial_Lodging_New_Space Heating_Natural Gas_Boiler_Codes & Standards Forecast | F3 | Commercial | Lodging | New | Space Heating | Natural Gas | Boiler | Codes & Standards Forecast | Summer Peak Demand (MW) | 0 | 0 | 0 | 0 | 0 | 0 | 0 | 0 | 0 | 0 | 0 | 0 | 0 | 0 | 0 | 0 | 0 | 0 | 0 | 0 | 0 | 0 | 0 | 0 | 0 | 0 | 0 | 0 | 0 | 0 | 0 | 0 | 0
F4_Commercial_Lodging_New_Space Heating_Natural Gas_Boiler_Codes & Standards Forecast | F4 | Commercial | Lodging | New | Space Heating | Natural Gas | Boiler | Codes & Standards Forecast | Winter Peak Demand (MW) | 0 | 0 | 0 | 0 | 0 | 0 | 0 | 0 | 0 | 0 | 0 | 0 | 0 | 0 | 0 | 0 | 0 | 0 | 0 | 0 | 0 | 0 | 0 | 0 | 0 | 0 | 0 | 0 | 0 | 0 | 0 | 0 | 0
F5_Commercial_Lodging_New_Space Heating_Natural Gas_Boiler_Codes & Standards Forecast | F5 | Commercial | Lodging | New | Space Heating | Natural Gas | Boiler | Codes & Standards Forecast | Turnover | 0 | 0 | 0 | 0 | 0 | 0 | 0 | 0 | 0 | 0 | 0 | 0 | 0 | 0 | 0 | 0 | 0 | 0 | 0 | 0 | 0 | 0 | 0 | 0 | 0 | 0 | 0 | 0 | 0 | 0 | 0 | 0 | 0
F6_Commercial_Lodging_New_Space Heating_Natural Gas_Boiler_Codes & Standards Forecast | F6 | Commercial | Lodging | New | Space Heating | Natural Gas | Boiler | Codes & Standards Forecast | Avg. Replacement Usage (kWh) | 1.4835 | 1.4328 | 1.5877 | 1.5502 | 1.5419 | 1.3052 | 1.2981 | 1.2911 | 1.284 | 1.277 | 1.2699 | 1.2629 | 1.2558 | 1.2487 | 1.2417 | 1.2346 | 1.2276 | 1.2205 | 1.2135 | 1.2064 | 1.1993 | 1.1923 | 1.1852 | 1.1782 | 1.1711 | 1.1641 | 1.157 | 1.15 | 1.1429 | 1.1359 | 1.1288 | 1.1218 | 1.1218
F7_Commercial_Lodging_New_Space Heating_Natural Gas_Boiler_Codes & Standards Forecast | F7 | Commercial | Lodging | New | Space Heating | Natural Gas | Boiler | Codes & Standards Forecast | Avg. Replacement Summer Demand (kW) | 0 | 0 | 0 | 0 | 0 | 0 | 0 | 0 | 0 | 0 | 0 | 0 | 0 | 0 | 0 | 0 | 0 | 0 | 0 | 0 | 0 | 0 | 0 | 0 | 0 | 0 | 0 | 0 | 0 | 0 | 0 | 0 | 0
F8_Commercial_Lodging_New_Space Heating_Natural Gas_Boiler_Codes & Standards Forecast | F8 | Commercial | Lodging | New | Space Heating | Natural Gas | Boiler | Codes & Standards Forecast | Avg. Replacement Winter Demand (kW) | 0 | 0 | 0 | 0 | 0 | 0 | 0 | 0 | 0 | 0 | 0 | 0 | 0 | 0 | 0 | 0 | 0 | 0 | 0 | 0 | 0 | 0 | 0 | 0 | 0 | 0 | 0 | 0 | 0 | 0 | 0 | 0 | 0
F1_Commercial_Lodging_New_Space Heating_Natural Gas_Unit Heater_Codes & Standards Forecast | F1 | Commercial | Lodging | New | Space Heating | Natural Gas | Unit Heater | Codes & Standards Forecast | Units | 0 | 14.9621 | 87.13 | 133.2503 | 188.394 | 245.2246 | 302.3408 | 351.7747 | 400.5157 | 450.3977 | 501.0916 | 551.4004 | 600.9223 | 649.7692 | 698.6868 | 747.4563 | 796.5085 | 844.4164 | 890.4213 | 934.9418 | 979.4843 | 1024.9286 | 1070.9652 | 1117.4889 | 1164.5125 | 1211.6685 | 1259.0088 | 1306.3811 | 1353.9623 | 1401.6473 | 1449.687 | 1497.7616 | 1518.1842
F2_Commercial_Lodging_New_Space Heating_Natural Gas_Unit Heater_Codes & Standards Forecast | F2 | Commercial | Lodging | New | Space Heating | Natural Gas | Unit Heater | Codes & Standards Forecast | Usage (MMtherm) | 0 | 3.85e-06 | 2.4843e-05 | 3.7096e-05 | 5.2167e-05 | 6.5972e-05 | 7.9694e-05 | 9.138e-05 | 0.00010277 | 0.0001143 | 0.00012589 | 0.0001372 | 0.00014792 | 0.00015822 | 0.00016827 | 0.00017825 | 0.00018823 | 0.00019789 | 0.00020693 | 0.00021514 | 0.00022355 | 0.00023205 | 0.00024104 | 0.00025001 | 0.00025897 | 0.00026784 | 0.00027662 | 0.00028528 | 0.00029385 | 0.00030233 | 0.00031075 | 0.00031904 | 0.0003234
F3_Commercial_Lodging_New_Space Heating_Natural Gas_Unit Heater_Codes & Standards Forecast | F3 | Commercial | Lodging | New | Space Heating | Natural Gas | Unit Heater | Codes & Standards Forecast | Summer Peak Demand (MW) | 0 | 0 | 0 | 0 | 0 | 0 | 0 | 0 | 0 | 0 | 0 | 0 | 0 | 0 | 0 | 0 | 0 | 0 | 0 | 0 | 0 | 0 | 0 | 0 | 0 | 0 | 0 | 0 | 0 | 0 | 0 | 0 | 0
F4_Commercial_Lodging_New_Space Heating_Natural Gas_Unit Heater_Codes & Standards Forecast | F4 | Commercial | Lodging | New | Space Heating | Natural Gas | Unit Heater | Codes & Standards Forecast | Winter Peak Demand (MW) | 0 | 0 | 0 | 0 | 0 | 0 | 0 | 0 | 0 | 0 | 0 | 0 | 0 | 0 | 0 | 0 | 0 | 0 | 0 | 0 | 0 | 0 | 0 | 0 | 0 | 0 | 0 | 0 | 0 | 0 | 0 | 0 | 0
F5_Commercial_Lodging_New_Space Heating_Natural Gas_Unit Heater_Codes & Standards Forecast | F5 | Commercial | Lodging | New | Space Heating | Natural Gas | Unit Heater | Codes & Standards Forecast | Turnover | 0 | 14.9621 | 72.1678 | 46.1203 | 55.1437 | 56.8306 | 57.1162 | 49.4339 | 48.7411 | 49.882 | 50.6939 | 52.4462 | 61.6637 | 65.8428 | 71.3631 | 76.1273 | 80.6611 | 82.0632 | 86.6033 | 103.1124 | 94.4169 | 98.3152 | 100.6551 | 102.8289 | 103.2415 | 106.0163 | 109.6475 | 112.7382 | 116.4917 | 124.167 | 128.3015 | 132.5238 | 108.575
F6_Commercial_Lodging_New_Space Heating_Natural Gas_Unit Heater_Codes & Standards Forecast | F6 | Commercial | Lodging | New | Space Heating | Natural Gas | Unit Heater | Codes & Standards Forecast | Avg. Replacement Usage (kWh) | 0.26641 | 0.25732 | 0.28513 | 0.27839 | 0.27691 | 0.24784 | 0.2465 | 0.24516 | 0.24382 | 0.24248 | 0.24114 | 0.2398 | 0.23846 | 0.23712 | 0.23578 | 0.23444 | 0.2331 | 0.23176 | 0.23042 | 0.22908 | 0.22774 | 0.22641 | 0.22507 | 0.22373 | 0.22239 | 0.22105 | 0.21971 | 0.21837 | 0.21703 | 0.21569 | 0.21435 | 0.21301 | 0.21301
F7_Commercial_Lodging_New_Space Heating_Natural Gas_Unit Heater_Codes & Standards Forecast | F7 | Commercial | Lodging | New | Space Heating | Natural Gas | Unit Heater | Codes & Standards Forecast | Avg. Replacement Summer Demand (kW) | 0 | 0 | 0 | 0 | 0 | 0 | 0 | 0 | 0 | 0 | 0 | 0 | 0 | 0 | 0 | 0 | 0 | 0 | 0 | 0 | 0 | 0 | 0 | 0 | 0 | 0 | 0 | 0 | 0 | 0 | 0 | 0 | 0
F8_Commercial_Lodging_New_Space Heating_Natural Gas_Unit Heater_Codes & Standards Forecast | F8 | Commercial | Lodging | New | Space Heating | Natural Gas | Unit Heater | Codes & Standards Forecast | Avg. Replacement Winter Demand (kW) | 0 | 0 | 0 | 0 | 0 | 0 | 0 | 0 | 0 | 0 | 0 | 0 | 0 | 0 | 0 | 0 | 0 | 0 | 0 | 0 | 0 | 0 | 0 | 0 | 0 | 0 | 0 | 0 | 0 | 0 | 0 | 0 | 0
F1_Commercial_Lodging_New_Water Heating_Natural Gas_Water Heater_Codes & Standards Forecast | F1 | Commercial | Lodging | New | Water Heating | Natural Gas | Water Heater | Codes & Standards Forecast | Units | 0 | 0 | 0 | 0 | 0 | 0 | 0 | 0 | 0 | 0 | 0 | 0 | 0 | 0 | 0 | 0 | 0 | 0 | 0 | 0 | 0 | 0 | 0 | 0 | 0 | 0 | 0 | 0 | 0 | 0 | 0 | 0 | 0
F2_Commercial_Lodging_New_Water Heating_Natural Gas_Water Heater_Codes & Standards Forecast | F2 | Commercial | Lodging | New | Water Heating | Natural Gas | Water Heater | Codes & Standards Forecast | Usage (MMtherm) | 0 | 0 | 0 | 0 | 0 | 0 | 0 | 0 | 0 | 0 | 0 | 0 | 0 | 0 | 0 | 0 | 0 | 0 | 0 | 0 | 0 | 0 | 0 | 0 | 0 | 0 | 0 | 0 | 0 | 0 | 0 | 0 | 0
F3_Commercial_Lodging_New_Water Heating_Natural Gas_Water Heater_Codes & Standards Forecast | F3 | Commercial | Lodging | New | Water Heating | Natural Gas | Water Heater | Codes & Standards Forecast | Summer Peak Demand (MW) | 0 | 0 | 0 | 0 | 0 | 0 | 0 | 0 | 0 | 0 | 0 | 0 | 0 | 0 | 0 | 0 | 0 | 0 | 0 | 0 | 0 | 0 | 0 | 0 | 0 | 0 | 0 | 0 | 0 | 0 | 0 | 0 | 0
F4_Commercial_Lodging_New_Water Heating_Natural Gas_Water Heater_Codes & Standards Forecast | F4 | Commercial | Lodging | New | Water Heating | Natural Gas | Water Heater | Codes & Standards Forecast | Winter Peak Demand (MW) | 0 | 0 | 0 | 0 | 0 | 0 | 0 | 0 | 0 | 0 | 0 | 0 | 0 | 0 | 0 | 0 | 0 | 0 | 0 | 0 | 0 | 0 | 0 | 0 | 0 | 0 | 0 | 0 | 0 | 0 | 0 | 0 | 0
F5_Commercial_Lodging_New_Water Heating_Natural Gas_Water Heater_Codes & Standards Forecast | F5 | Commercial | Lodging | New | Water Heating | Natural Gas | Water Heater | Codes & Standards Forecast | Turnover | 0 | 0 | 0 | 0 | 0 | 0 | 0 | 0 | 0 | 0 | 0 | 0 | 0 | 0 | 0 | 0 | 0 | 0 | 0 | 0 | 0 | 0 | 0 | 0 | 0 | 0 | 0 | 0 | 0 | 0 | 0 | 0 | 0
F6_Commercial_Lodging_New_Water Heating_Natural Gas_Water Heater_Codes & Standards Forecast | F6 | Commercial | Lodging | New | Water Heating | Natural Gas | Water Heater | Codes & Standards Forecast | Avg. Replacement Usage (kWh) | 0.70541 | 0.68133 | 0.75899 | 0.74503 | 0.74503 | 0.74503 | 0.74503 | 0.74503 | 0.74503 | 0.74503 | 0.74503 | 0.74503 | 0.74503 | 0.74503 | 0.74503 | 0.74503 | 0.74503 | 0.74503 | 0.74503 | 0.74503 | 0.74503 | 0.74503 | 0.74503 | 0.74503 | 0.74503 | 0.74503 | 0.74503 | 0.74503 | 0.74503 | 0.74503 | 0.74503 | 0.74503 | 0.74503
F7_Commercial_Lodging_New_Water Heating_Natural Gas_Water Heater_Codes & Standards Forecast | F7 | Commercial | Lodging | New | Water Heating | Natural Gas | Water Heater | Codes & Standards Forecast | Avg. Replacement Summer Demand (kW) | 0 | 0 | 0 | 0 | 0 | 0 | 0 | 0 | 0 | 0 | 0 | 0 | 0 | 0 | 0 | 0 | 0 | 0 | 0 | 0 | 0 | 0 | 0 | 0 | 0 | 0 | 0 | 0 | 0 | 0 | 0 | 0 | 0
F8_Commercial_Lodging_New_Water Heating_Natural Gas_Water Heater_Codes & Standards Forecast | F8 | Commercial | Lodging | New | Water Heating | Natural Gas | Water Heater | Codes & Standards Forecast | Avg. Replacement Winter Demand (kW) | 0 | 0 | 0 | 0 | 0 | 0 | 0 | 0 | 0 | 0 | 0 | 0 | 0 | 0 | 0 | 0 | 0 | 0 | 0 | 0 | 0 | 0 | 0 | 0 | 0 | 0 | 0 | 0 | 0 | 0 | 0 | 0 | 0
F1_Commercial_Lodging_New_Food Preparation_Natural Gas_Oven_Codes & Standards Forecast | F1 | Commercial | Lodging | New | Food Preparation | Natural Gas | Oven | Codes & Standards Forecast | Units | 0 | 265.5662 | 1546.4908 | 2365.0914 | 3343.85 | 4352.5502 | 5366.3194 | 6243.7333 | 7108.8507 | 7994.2176 | 8893.9961 | 9786.9392 | 10665.9157 | 11532.9113 | 12401.1601 | 13266.783 | 14137.4225 | 14987.7502 | 15804.3025 | 16594.5085 | 17385.1028 | 18191.7056 | 19008.8205 | 19834.581 | 20669.213 | 21506.1965 | 22346.452 | 23187.2735 | 24031.8042 | 24878.1758 | 25730.8446 | 26584.1332 | 26946.618
F2_Commercial_Lodging_New_Food Preparation_Natural Gas_Oven_Codes & Standards Forecast | F2 | Commercial | Lodging | New | Food Preparation | Natural Gas | Oven | Codes & Standards Forecast | Usage (MMtherm) | 0 | 3.2318e-05 | 0.00020965 | 0.00031473 | 0.00044497 | 0.0005792 | 0.0007141 | 0.00083086 | 0.00094599 | 0.0010638 | 0.0011835 | 0.0013024 | 0.0014193 | 0.0015347 | 0.0016502 | 0.0017654 | 0.0018813 | 0.0019944 | 0.0021031 | 0.0022083 | 0.0023135 | 0.0024208 | 0.0025295 | 0.0026394 | 0.0027505 | 0.0028619 | 0.0029737 | 0.0030856 | 0.0031979 | 0.0033106 | 0.003424 | 0.0035376 | 0.0035858
F3_Commercial_Lodging_New_Food Preparation_Natural Gas_Oven_Codes & Standards Forecast | F3 | Commercial | Lodging | New | Food Preparation | Natural Gas | Oven | Codes & Standards Forecast | Summer Peak Demand (MW) | 0 | 0 | 0 | 0 | 0 | 0 | 0 | 0 | 0 | 0 | 0 | 0 | 0 | 0 | 0 | 0 | 0 | 0 | 0 | 0 | 0 | 0 | 0 | 0 | 0 | 0 | 0 | 0 | 0 | 0 | 0 | 0 | 0
F4_Commercial_Lodging_New_Food Preparation_Natural Gas_Oven_Codes & Standards Forecast | F4 | Commercial | Lodging | New | Food Preparation | Natural Gas | Oven | Codes & Standards Forecast | Winter Peak Demand (MW) | 0 | 0 | 0 | 0 | 0 | 0 | 0 | 0 | 0 | 0 | 0 | 0 | 0 | 0 | 0 | 0 | 0 | 0 | 0 | 0 | 0 | 0 | 0 | 0 | 0 | 0 | 0 | 0 | 0 | 0 | 0 | 0 | 0
F5_Commercial_Lodging_New_Food Preparation_Natural Gas_Oven_Codes & Standards Forecast | F5 | Commercial | Lodging | New | Food Preparation | Natural Gas | Oven | Codes & Standards Forecast | Turnover | 0 | 265.5662 | 1280.9246 | 818.6005 | 978.7586 | 1008.7003 | 1013.7691 | 877.4139 | 865.1174 | 885.3668 | 944.0396 | 1143.3147 | 1224.053 | 1317.6857 | 1411.9407 | 1487.661 | 1609.3548 | 1893.478 | 1704.3792 | 1732.0988 | 1774.4136 | 1831.8757 | 1853.069 | 1920.9474 | 2000.8823 | 2093.4591 | 2258.5122 | 2329.2978 | 2399.742 | 2464.4215 | 2527.4884 | 2591.779 | 2210.6782
F6_Commercial_Lodging_New_Food Preparation_Natural Gas_Oven_Codes & Standards Forecast | F6 | Commercial | Lodging | New | Food Preparation | Natural Gas | Oven | Codes & Standards Forecast | Avg. Replacement Usage (kWh) | 0.126 | 0.1217 | 0.13557 | 0.13307 | 0.13307 | 0.13307 | 0.13307 | 0.13307 | 0.13307 | 0.13307 | 0.13307 | 0.13307 | 0.13307 | 0.13307 | 0.13307 | 0.13307 | 0.13307 | 0.13307 | 0.13307 | 0.13307 | 0.13307 | 0.13307 | 0.13307 | 0.13307 | 0.13307 | 0.13307 | 0.13307 | 0.13307 | 0.13307 | 0.13307 | 0.13307 | 0.13307 | 0.13307
F7_Commercial_Lodging_New_Food Preparation_Natural Gas_Oven_Codes & Standards Forecast | F7 | Commercial | Lodging | New | Food Preparation | Natural Gas | Oven | Codes & Standards Forecast | Avg. Replacement Summer Demand (kW) | 0 | 0 | 0 | 0 | 0 | 0 | 0 | 0 | 0 | 0 | 0 | 0 | 0 | 0 | 0 | 0 | 0 | 0 | 0 | 0 | 0 | 0 | 0 | 0 | 0 | 0 | 0 | 0 | 0 | 0 | 0 | 0 | 0
F8_Commercial_Lodging_New_Food Preparation_Natural Gas_Oven_Codes & Standards Forecast | F8 | Commercial | Lodging | New | Food Preparation | Natural Gas | Oven | Codes & Standards Forecast | Avg. Replacement Winter Demand (kW) | 0 | 0 | 0 | 0 | 0 | 0 | 0 | 0 | 0 | 0 | 0 | 0 | 0 | 0 | 0 | 0 | 0 | 0 | 0 | 0 | 0 | 0 | 0 | 0 | 0 | 0 | 0 | 0 | 0 | 0 | 0 | 0 | 0
F1_Commercial_Lodging_New_Food Preparation_Natural Gas_Conveyor Oven_Codes & Standards Forecast | F1 | Commercial | Lodging | New | Food Preparation | Natural Gas | Conveyor Oven | Codes & Standards Forecast | Units | 0 | 132.7831 | 773.2454 | 1182.5457 | 1671.925 | 2176.2751 | 2683.1597 | 3121.8667 | 3554.4254 | 3997.1088 | 4446.998 | 4893.4696 | 5332.9579 | 5766.4556 | 6200.5801 | 6633.3915 | 7068.7112 | 7493.8751 | 7902.1513 | 8297.2543 | 8692.5514 | 9095.8528 | 9504.4102 | 9917.2905 | 10334.6065 | 10753.0982 | 11173.226 | 11593.6367 | 12015.9021 | 12439.0879 | 12865.4223 | 13292.0666 | 13473.309
F2_Commercial_Lodging_New_Food Preparation_Natural Gas_Conveyor Oven_Codes & Standards Forecast | F2 | Commercial | Lodging | New | Food Preparation | Natural Gas | Conveyor Oven | Codes & Standards Forecast | Usage (MMtherm) | 0 | 2.4086e-05 | 0.00015625 | 0.00023456 | 0.00033163 | 0.00043166 | 0.0005322 | 0.00061922 | 0.00070502 | 0.00079282 | 0.00088206 | 0.00097062 | 0.0010578 | 0.0011438 | 0.0012299 | 0.0013157 | 0.0014021 | 0.0014864 | 0.0015674 | 0.0016458 | 0.0017242 | 0.0018042 | 0.0018852 | 0.0019671 | 0.0020499 | 0.0021329 | 0.0022162 | 0.0022996 | 0.0023833 | 0.0024673 | 0.0025519 | 0.0026365 | 0.0026724
F3_Commercial_Lodging_New_Food Preparation_Natural Gas_Conveyor Oven_Codes & Standards Forecast | F3 | Commercial | Lodging | New | Food Preparation | Natural Gas | Conveyor Oven | Codes & Standards Forecast | Summer Peak Demand (MW) | 0 | 0 | 0 | 0 | 0 | 0 | 0 | 0 | 0 | 0 | 0 | 0 | 0 | 0 | 0 | 0 | 0 | 0 | 0 | 0 | 0 | 0 | 0 | 0 | 0 | 0 | 0 | 0 | 0 | 0 | 0 | 0 | 0
F4_Commercial_Lodging_New_Food Preparation_Natural Gas_Conveyor Oven_Codes & Standards Forecast | F4 | Commercial | Lodging | New | Food Preparation | Natural Gas | Conveyor Oven | Codes & Standards Forecast | Winter Peak Demand (MW) | 0 | 0 | 0 | 0 | 0 | 0 | 0 | 0 | 0 | 0 | 0 | 0 | 0 | 0 | 0 | 0 | 0 | 0 | 0 | 0 | 0 | 0 | 0 | 0 | 0 | 0 | 0 | 0 | 0 | 0 | 0 | 0 | 0
F5_Commercial_Lodging_New_Food Preparation_Natural Gas_Conveyor Oven_Codes & Standards Forecast | F5 | Commercial | Lodging | New | Food Preparation | Natural Gas | Conveyor Oven | Codes & Standards Forecast | Turnover | 0 | 132.7831 | 640.4623 | 409.3003 | 489.3793 | 504.3501 | 506.8846 | 438.707 | 432.5587 | 442.6834 | 449.8893 | 446.4715 | 439.4883 | 433.4978 | 434.1244 | 432.8115 | 435.3197 | 451.7205 | 557.6139 | 596.4333 | 654.2372 | 711.3235 | 791.1603 | 939.789 | 864.757 | 885.9735 | 888.0155 | 884.6796 | 863.7058 | 861.426 | 866.4055 | 867.1525 | 619.8169
F6_Commercial_Lodging_New_Food Preparation_Natural Gas_Conveyor Oven_Codes & Standards Forecast | F6 | Commercial | Lodging | New | Food Preparation | Natural Gas | Conveyor Oven | Codes & Standards Forecast | Avg. Replacement Usage (kWh) | 0.1878 | 0.18139 | 0.20207 | 0.19835 | 0.19835 | 0.19835 | 0.19835 | 0.19835 | 0.19835 | 0.19835 | 0.19835 | 0.19835 | 0.19835 | 0.19835 | 0.19835 | 0.19835 | 0.19835 | 0.19835 | 0.19835 | 0.19835 | 0.19835 | 0.19835 | 0.19835 | 0.19835 | 0.19835 | 0.19835 | 0.19835 | 0.19835 | 0.19835 | 0.19835 | 0.19835 | 0.19835 | 0.19835
F7_Commercial_Lodging_New_Food Preparation_Natural Gas_Conveyor Oven_Codes & Standards Forecast | F7 | Commercial | Lodging | New | Food Preparation | Natural Gas | Conveyor Oven | Codes & Standards Forecast | Avg. Replacement Summer Demand (kW) | 0 | 0 | 0 | 0 | 0 | 0 | 0 | 0 | 0 | 0 | 0 | 0 | 0 | 0 | 0 | 0 | 0 | 0 | 0 | 0 | 0 | 0 | 0 | 0 | 0 | 0 | 0 | 0 | 0 | 0 | 0 | 0 | 0
F8_Commercial_Lodging_New_Food Preparation_Natural Gas_Conveyor Oven_Codes & Standards Forecast | F8 | Commercial | Lodging | New | Food Preparation | Natural Gas | Conveyor Oven | Codes & Standards Forecast | Avg. Replacement Winter Demand (kW) | 0 | 0 | 0 | 0 | 0 | 0 | 0 | 0 | 0 | 0 | 0 | 0 | 0 | 0 | 0 | 0 | 0 | 0 | 0 | 0 | 0 | 0 | 0 | 0 | 0 | 0 | 0 | 0 | 0 | 0 | 0 | 0 | 0
F1_Commercial_Lodging_New_Food Preparation_Natural Gas_Double Rack Oven_Codes & Standards Forecast | F1 | Commercial | Lodging | New | Food Preparation | Natural Gas | Double Rack Oven | Codes & Standards Forecast | Units | 0 | 132.7831 | 773.2454 | 1182.5457 | 1671.925 | 2176.2751 | 2683.1597 | 3121.8667 | 3554.4254 | 3997.1088 | 4446.998 | 4893.4696 | 5332.9579 | 5766.4556 | 6200.5801 | 6633.3915 | 7068.7112 | 7493.8751 | 7902.1513 | 8297.2543 | 8692.5514 | 9095.8528 | 9504.4102 | 9917.2905 | 10334.6065 | 10753.0982 | 11173.226 | 11593.6367 | 12015.9021 | 12439.0879 | 12865.4223 | 13292.0666 | 13473.309
F2_Commercial_Lodging_New_Food Preparation_Natural Gas_Double Rack Oven_Codes & Standards Forecast | F2 | Commercial | Lodging | New | Food Preparation | Natural Gas | Double Rack Oven | Codes & Standards Forecast | Usage (MMtherm) | 0 | 4.2924e-05 | 0.00027846 | 0.00041802 | 0.000591 | 0.00076929 | 0.00094846 | 0.0011035 | 0.0012564 | 0.0014129 | 0.001572 | 0.0017298 | 0.0018851 | 0.0020384 | 0.0021918 | 0.0023448 | 0.0024987 | 0.002649 | 0.0027933 | 0.002933 | 0.0030727 | 0.0032153 | 0.0033597 | 0.0035056 | 0.0036532 | 0.0038011 | 0.0039496 | 0.0040982 | 0.0042475 | 0.0043971 | 0.0045478 | 0.0046986 | 0.0047626
F3_Commercial_Lodging_New_Food Preparation_Natural Gas_Double Rack Oven_Codes & Standards Forecast | F3 | Commercial | Lodging | New | Food Preparation | Natural Gas | Double Rack Oven | Codes & Standards Forecast | Summer Peak Demand (MW) | 0 | 0 | 0 | 0 | 0 | 0 | 0 | 0 | 0 | 0 | 0 | 0 | 0 | 0 | 0 | 0 | 0 | 0 | 0 | 0 | 0 | 0 | 0 | 0 | 0 | 0 | 0 | 0 | 0 | 0 | 0 | 0 | 0
F4_Commercial_Lodging_New_Food Preparation_Natural Gas_Double Rack Oven_Codes & Standards Forecast | F4 | Commercial | Lodging | New | Food Preparation | Natural Gas | Double Rack Oven | Codes & Standards Forecast | Winter Peak Demand (MW) | 0 | 0 | 0 | 0 | 0 | 0 | 0 | 0 | 0 | 0 | 0 | 0 | 0 | 0 | 0 | 0 | 0 | 0 | 0 | 0 | 0 | 0 | 0 | 0 | 0 | 0 | 0 | 0 | 0 | 0 | 0 | 0 | 0
F5_Commercial_Lodging_New_Food Preparation_Natural Gas_Double Rack Oven_Codes & Standards Forecast | F5 | Commercial | Lodging | New | Food Preparation | Natural Gas | Double Rack Oven | Codes & Standards Forecast | Turnover | 0 | 132.7831 | 640.4623 | 409.3003 | 489.3793 | 504.3501 | 506.8846 | 438.707 | 432.5587 | 442.6834 | 449.8893 | 446.4715 | 466.0449 | 582.8355 | 635.4547 | 691.7515 | 743.3418 | 807.7667 | 935.1849 | 842.544 | 862.7789 | 871.1891 | 872.8264 | 859.632 | 889.6727 | 926.1222 | 966.4714 | 1005.2581 | 1056.8276 | 1148.4886 | 1188.8792 | 1223.9938 | 1006.8839
F6_Commercial_Lodging_New_Food Preparation_Natural Gas_Double Rack Oven_Codes & Standards Forecast | F6 | Commercial | Lodging | New | Food Preparation | Natural Gas | Double Rack Oven | Codes & Standards Forecast | Avg. Replacement Usage (kWh) | 0.33469 | 0.32327 | 0.36011 | 0.35349 | 0.35349 | 0.35349 | 0.35349 | 0.35349 | 0.35349 | 0.35349 | 0.35349 | 0.35349 | 0.35349 | 0.35349 | 0.35349 | 0.35349 | 0.35349 | 0.35349 | 0.35349 | 0.35349 | 0.35349 | 0.35349 | 0.35349 | 0.35349 | 0.35349 | 0.35349 | 0.35349 | 0.35349 | 0.35349 | 0.35349 | 0.35349 | 0.35349 | 0.35349
F7_Commercial_Lodging_New_Food Preparation_Natural Gas_Double Rack Oven_Codes & Standards Forecast | F7 | Commercial | Lodging | New | Food Preparation | Natural Gas | Double Rack Oven | Codes & Standards Forecast | Avg. Replacement Summer Demand (kW) | 0 | 0 | 0 | 0 | 0 | 0 | 0 | 0 | 0 | 0 | 0 | 0 | 0 | 0 | 0 | 0 | 0 | 0 | 0 | 0 | 0 | 0 | 0 | 0 | 0 | 0 | 0 | 0 | 0 | 0 | 0 | 0 | 0
F8_Commercial_Lodging_New_Food Preparation_Natural Gas_Double Rack Oven_Codes & Standards Forecast | F8 | Commercial | Lodging | New | Food Preparation | Natural Gas | Double Rack Oven | Codes & Standards Forecast | Avg. Replacement Winter Demand (kW) | 0 | 0 | 0 | 0 | 0 | 0 | 0 | 0 | 0 | 0 | 0 | 0 | 0 | 0 | 0 | 0 | 0 | 0 | 0 | 0 | 0 | 0 | 0 | 0 | 0 | 0 | 0 | 0 | 0 | 0 | 0 | 0 | 0
F1_Commercial_Lodging_New_Food Preparation_Natural Gas_Fryer_Codes & Standards Forecast | F1 | Commercial | Lodging | New | Food Preparation | Natural Gas | Fryer | Codes & Standards Forecast | Units | 0 | 201.748 | 1174.8535 | 1796.7361 | 2540.2891 | 3306.5885 | 4076.7388 | 4743.3013 | 5400.5223 | 6073.1265 | 6756.6792 | 7435.039 | 8102.7887 | 8761.4365 | 9421.0364 | 10078.6414 | 10740.0574 | 11386.0428 | 12006.3693 | 12606.6809 | 13207.2874 | 13820.0554 | 14440.8094 | 15068.1313 | 15702.1928 | 16338.0407 | 16976.3744 | 17615.138 | 18256.7195 | 18899.6995 | 19547.4634 | 20195.6981 | 20471.0741
F2_Commercial_Lodging_New_Food Preparation_Natural Gas_Fryer_Codes & Standards Forecast | F2 | Commercial | Lodging | New | Food Preparation | Natural Gas | Fryer | Codes & Standards Forecast | Usage (MMtherm) | 0 | 3.247e-05 | 0.00021064 | 0.0002803 | 0.00036824 | 0.00045886 | 0.00054994 | 0.00062877 | 0.00070649 | 0.00078371 | 0.00085145 | 0.00092119 | 0.00099178 | 0.001063 | 0.0011326 | 0.0011919 | 0.0012701 | 0.0013465 | 0.0014199 | 0.0014909 | 0.0015619 | 0.0016344 | 0.0017078 | 0.001782 | 0.001857 | 0.0019322 | 0.0020077 | 0.0020832 | 0.0021591 | 0.0022351 | 0.0023117 | 0.0023884 | 0.0024209
F3_Commercial_Lodging_New_Food Preparation_Natural Gas_Fryer_Codes & Standards Forecast | F3 | Commercial | Lodging | New | Food Preparation | Natural Gas | Fryer | Codes & Standards Forecast | Summer Peak Demand (MW) | 0 | 0 | 0 | 0 | 0 | 0 | 0 | 0 | 0 | 0 | 0 | 0 | 0 | 0 | 0 | 0 | 0 | 0 | 0 | 0 | 0 | 0 | 0 | 0 | 0 | 0 | 0 | 0 | 0 | 0 | 0 | 0 | 0
F4_Commercial_Lodging_New_Food Preparation_Natural Gas_Fryer_Codes & Standards Forecast | F4 | Commercial | Lodging | New | Food Preparation | Natural Gas | Fryer | Codes & Standards Forecast | Winter Peak Demand (MW) | 0 | 0 | 0 | 0 | 0 | 0 | 0 | 0 | 0 | 0 | 0 | 0 | 0 | 0 | 0 | 0 | 0 | 0 | 0 | 0 | 0 | 0 | 0 | 0 | 0 | 0 | 0 | 0 | 0 | 0 | 0 | 0 | 0
F5_Commercial_Lodging_New_Food Preparation_Natural Gas_Fryer_Codes & Standards Forecast | F5 | Commercial | Lodging | New | Food Preparation | Natural Gas | Fryer | Codes & Standards Forecast | Turnover | 0 | 201.748 | 973.1055 | 621.8826 | 743.553 | 766.2994 | 770.1502 | 666.5625 | 657.221 | 712.9539 | 910.4535 | 984.257 | 1061.1779 | 1126.6503 | 1240.919 | 1458.1796 | 1341.2488 | 1364.3376 | 1383.0619 | 1408.3607 | 1432.1265 | 1500.8652 | 1594.0256 | 1749.3485 | 1819.2796 | 1877.0543 | 1925.0744 | 1979.7831 | 2057.776 | 2045.456 | 2094.6023 | 2160.4837 | 1855.663
F6_Commercial_Lodging_New_Food Preparation_Natural Gas_Fryer_Codes & Standards Forecast | F6 | Commercial | Lodging | New | Food Preparation | Natural Gas | Fryer | Codes & Standards Forecast | Avg. Replacement Usage (kWh) | 0.16663 | 0.16094 | 0.17929 | 0.11826 | 0.11826 | 0.11826 | 0.11826 | 0.11826 | 0.11826 | 0.11826 | 0.11826 | 0.11826 | 0.11826 | 0.11826 | 0.11826 | 0.11826 | 0.11826 | 0.11826 | 0.11826 | 0.11826 | 0.11826 | 0.11826 | 0.11826 | 0.11826 | 0.11826 | 0.11826 | 0.11826 | 0.11826 | 0.11826 | 0.11826 | 0.11826 | 0.11826 | 0.11826
F7_Commercial_Lodging_New_Food Preparation_Natural Gas_Fryer_Codes & Standards Forecast | F7 | Commercial | Lodging | New | Food Preparation | Natural Gas | Fryer | Codes & Standards Forecast | Avg. Replacement Summer Demand (kW) | 0 | 0 | 0 | 0 | 0 | 0 | 0 | 0 | 0 | 0 | 0 | 0 | 0 | 0 | 0 | 0 | 0 | 0 | 0 | 0 | 0 | 0 | 0 | 0 | 0 | 0 | 0 | 0 | 0 | 0 | 0 | 0 | 0
F8_Commercial_Lodging_New_Food Preparation_Natural Gas_Fryer_Codes & Standards Forecast | F8 | Commercial | Lodging | New | Food Preparation | Natural Gas | Fryer | Codes & Standards Forecast | Avg. Replacement Winter Demand (kW) | 0 | 0 | 0 | 0 | 0 | 0 | 0 | 0 | 0 | 0 | 0 | 0 | 0 | 0 | 0 | 0 | 0 | 0 | 0 | 0 | 0 | 0 | 0 | 0 | 0 | 0 | 0 | 0 | 0 | 0 | 0 | 0 | 0
F1_Commercial_Lodging_New_Food Preparation_Natural Gas_Broiler_Codes & Standards Forecast | F1 | Commercial | Lodging | New | Food Preparation | Natural Gas | Broiler | Codes & Standards Forecast | Units | 0 | 201.748 | 1174.8535 | 1796.7361 | 2540.2891 | 3306.5885 | 4076.7388 | 4743.3013 | 5400.5223 | 6073.1265 | 6756.6792 | 7435.039 | 8102.7887 | 8761.4365 | 9421.0364 | 10078.6414 | 10740.0574 | 11386.0428 | 12006.3693 | 12606.6809 | 13207.2874 | 13820.0554 | 14440.8094 | 15068.1313 | 15702.1928 | 16338.0407 | 16976.3744 | 17615.138 | 18256.7195 | 18899.6995 | 19547.4634 | 20195.6981 | 20471.0741
F2_Commercial_Lodging_New_Food Preparation_Natural Gas_Broiler_Codes & Standards Forecast | F2 | Commercial | Lodging | New | Food Preparation | Natural Gas | Broiler | Codes & Standards Forecast | Usage (MMtherm) | 0 | 3.6011e-05 | 0.00023361 | 0.00035069 | 0.00049581 | 0.00064538 | 0.0007957 | 0.0009258 | 0.0010541 | 0.0011854 | 0.0013188 | 0.0014512 | 0.0015815 | 0.0017101 | 0.0018388 | 0.0019671 | 0.0020962 | 0.0022223 | 0.0023434 | 0.0024606 | 0.0025778 | 0.0026974 | 0.0028186 | 0.002941 | 0.0030647 | 0.0031889 | 0.0033134 | 0.0034381 | 0.0035633 | 0.0036888 | 0.0038153 | 0.0039418 | 0.0039955
F3_Commercial_Lodging_New_Food Preparation_Natural Gas_Broiler_Codes & Standards Forecast | F3 | Commercial | Lodging | New | Food Preparation | Natural Gas | Broiler | Codes & Standards Forecast | Summer Peak Demand (MW) | 0 | 0 | 0 | 0 | 0 | 0 | 0 | 0 | 0 | 0 | 0 | 0 | 0 | 0 | 0 | 0 | 0 | 0 | 0 | 0 | 0 | 0 | 0 | 0 | 0 | 0 | 0 | 0 | 0 | 0 | 0 | 0 | 0
F4_Commercial_Lodging_New_Food Preparation_Natural Gas_Broiler_Codes & Standards Forecast | F4 | Commercial | Lodging | New | Food Preparation | Natural Gas | Broiler | Codes & Standards Forecast | Winter Peak Demand (MW) | 0 | 0 | 0 | 0 | 0 | 0 | 0 | 0 | 0 | 0 | 0 | 0 | 0 | 0 | 0 | 0 | 0 | 0 | 0 | 0 | 0 | 0 | 0 | 0 | 0 | 0 | 0 | 0 | 0 | 0 | 0 | 0 | 0
F5_Commercial_Lodging_New_Food Preparation_Natural Gas_Broiler_Codes & Standards Forecast | F5 | Commercial | Lodging | New | Food Preparation | Natural Gas | Broiler | Codes & Standards Forecast | Turnover | 0 | 201.748 | 973.1055 | 621.8826 | 743.553 | 766.2994 | 770.1502 | 666.5625 | 657.221 | 672.6043 | 683.5527 | 678.3598 | 708.0992 | 885.5486 | 965.497 | 1051.0333 | 1129.4185 | 1227.3045 | 1420.9011 | 1280.1444 | 1310.8888 | 1323.6672 | 1326.1548 | 1306.1076 | 1351.7508 | 1407.1314 | 1468.4372 | 1527.3689 | 1605.7226 | 1744.9904 | 1806.3591 | 1859.7115 | 1529.8391
F6_Commercial_Lodging_New_Food Preparation_Natural Gas_Broiler_Codes & Standards Forecast | F6 | Commercial | Lodging | New | Food Preparation | Natural Gas | Broiler | Codes & Standards Forecast | Avg. Replacement Usage (kWh) | 0.1848 | 0.17849 | 0.19884 | 0.19518 | 0.19518 | 0.19518 | 0.19518 | 0.19518 | 0.19518 | 0.19518 | 0.19518 | 0.19518 | 0.19518 | 0.19518 | 0.19518 | 0.19518 | 0.19518 | 0.19518 | 0.19518 | 0.19518 | 0.19518 | 0.19518 | 0.19518 | 0.19518 | 0.19518 | 0.19518 | 0.19518 | 0.19518 | 0.19518 | 0.19518 | 0.19518 | 0.19518 | 0.19518
F7_Commercial_Lodging_New_Food Preparation_Natural Gas_Broiler_Codes & Standards Forecast | F7 | Commercial | Lodging | New | Food Preparation | Natural Gas | Broiler | Codes & Standards Forecast | Avg. Replacement Summer Demand (kW) | 0 | 0 | 0 | 0 | 0 | 0 | 0 | 0 | 0 | 0 | 0 | 0 | 0 | 0 | 0 | 0 | 0 | 0 | 0 | 0 | 0 | 0 | 0 | 0 | 0 | 0 | 0 | 0 | 0 | 0 | 0 | 0 | 0
F8_Commercial_Lodging_New_Food Preparation_Natural Gas_Broiler_Codes & Standards Forecast | F8 | Commercial | Lodging | New | Food Preparation | Natural Gas | Broiler | Codes & Standards Forecast | Avg. Replacement Winter Demand (kW) | 0 | 0 | 0 | 0 | 0 | 0 | 0 | 0 | 0 | 0 | 0 | 0 | 0 | 0 | 0 | 0 | 0 | 0 | 0 | 0 | 0 | 0 | 0 | 0 | 0 | 0 | 0 | 0 | 0 | 0 | 0 | 0 | 0
F1_Commercial_Lodging_New_Food Preparation_Natural Gas_Griddle_Codes & Standards Forecast | F1 | Commercial | Lodging | New | Food Preparation | Natural Gas | Griddle | Codes & Standards Forecast | Units | 0 | 539.3671 | 3140.9349 | 4803.5189 | 6791.3852 | 8840.0633 | 10899.0363 | 12681.0708 | 14438.131 | 16236.3179 | 18063.775 | 19877.3493 | 21662.5575 | 23423.4322 | 25186.8523 | 26944.9392 | 28713.2146 | 30440.2368 | 32098.6609 | 33703.5755 | 35309.2785 | 36947.495 | 38607.0618 | 40284.1879 | 41979.3318 | 43679.2517 | 45385.8172 | 47093.5321 | 48808.7806 | 50527.768 | 52259.5449 | 53992.5807 | 54728.7901
F2_Commercial_Lodging_New_Food Preparation_Natural Gas_Griddle_Codes & Standards Forecast | F2 | Commercial | Lodging | New | Food Preparation | Natural Gas | Griddle | Codes & Standards Forecast | Usage (MMtherm) | 0 | 6.0358e-05 | 0.00039155 | 0.00056005 | 0.00077014 | 0.00098665 | 0.0012043 | 0.0013926 | 0.0015783 | 0.0017683 | 0.0019614 | 0.0021531 | 0.00234 | 0.002516 | 0.0026942 | 0.0028736 | 0.0030552 | 0.0032313 | 0.0033923 | 0.0035619 | 0.0037316 | 0.0039048 | 0.0040801 | 0.0042574 | 0.0044365 | 0.0046162 | 0.0047965 | 0.004977 | 0.0051583 | 0.00534 | 0.005523 | 0.0057061 | 0.005784
F3_Commercial_Lodging_New_Food Preparation_Natural Gas_Griddle_Codes & Standards Forecast | F3 | Commercial | Lodging | New | Food Preparation | Natural Gas | Griddle | Codes & Standards Forecast | Summer Peak Demand (MW) | 0 | 0 | 0 | 0 | 0 | 0 | 0 | 0 | 0 | 0 | 0 | 0 | 0 | 0 | 0 | 0 | 0 | 0 | 0 | 0 | 0 | 0 | 0 | 0 | 0 | 0 | 0 | 0 | 0 | 0 | 0 | 0 | 0
F4_Commercial_Lodging_New_Food Preparation_Natural Gas_Griddle_Codes & Standards Forecast | F4 | Commercial | Lodging | New | Food Preparation | Natural Gas | Griddle | Codes & Standards Forecast | Winter Peak Demand (MW) | 0 | 0 | 0 | 0 | 0 | 0 | 0 | 0 | 0 | 0 | 0 | 0 | 0 | 0 | 0 | 0 | 0 | 0 | 0 | 0 | 0 | 0 | 0 | 0 | 0 | 0 | 0 | 0 | 0 | 0 | 0 | 0 | 0
F5_Commercial_Lodging_New_Food Preparation_Natural Gas_Griddle_Codes & Standards Forecast | F5 | Commercial | Lodging | New | Food Preparation | Natural Gas | Griddle | Codes & Standards Forecast | Turnover | 0 | 539.3671 | 2601.5678 | 1662.584 | 1987.8663 | 2048.6781 | 2058.973 | 1782.0345 | 1757.0602 | 1798.1869 | 1827.4572 | 1813.5743 | 1893.0816 | 2367.487 | 2581.2267 | 2809.9055 | 3019.4659 | 3281.161 | 3798.7356 | 3422.4269 | 3504.6211 | 3538.7838 | 3545.4342 | 3491.8386 | 3613.8644 | 3761.9228 | 3925.8219 | 4083.374 | 4292.8502 | 4665.1785 | 4829.2457 | 4971.8818 | 4089.978
F6_Commercial_Lodging_New_Food Preparation_Natural Gas_Griddle_Codes & Standards Forecast | F6 | Commercial | Lodging | New | Food Preparation | Natural Gas | Griddle | Codes & Standards Forecast | Avg. Replacement Usage (kWh) | 0.11586 | 0.11191 | 0.12466 | 0.10568 | 0.10568 | 0.10568 | 0.10568 | 0.10568 | 0.10568 | 0.10568 | 0.10568 | 0.10568 | 0.10568 | 0.10568 | 0.10568 | 0.10568 | 0.10568 | 0.10568 | 0.10568 | 0.10568 | 0.10568 | 0.10568 | 0.10568 | 0.10568 | 0.10568 | 0.10568 | 0.10568 | 0.10568 | 0.10568 | 0.10568 | 0.10568 | 0.10568 | 0.10568
F7_Commercial_Lodging_New_Food Preparation_Natural Gas_Griddle_Codes & Standards Forecast | F7 | Commercial | Lodging | New | Food Preparation | Natural Gas | Griddle | Codes & Standards Forecast | Avg. Replacement Summer Demand (kW) | 0 | 0 | 0 | 0 | 0 | 0 | 0 | 0 | 0 | 0 | 0 | 0 | 0 | 0 | 0 | 0 | 0 | 0 | 0 | 0 | 0 | 0 | 0 | 0 | 0 | 0 | 0 | 0 | 0 | 0 | 0 | 0 | 0
F8_Commercial_Lodging_New_Food Preparation_Natural Gas_Griddle_Codes & Standards Forecast | F8 | Commercial | Lodging | New | Food Preparation | Natural Gas | Griddle | Codes & Standards Forecast | Avg. Replacement Winter Demand (kW) | 0 | 0 | 0 | 0 | 0 | 0 | 0 | 0 | 0 | 0 | 0 | 0 | 0 | 0 | 0 | 0 | 0 | 0 | 0 | 0 | 0 | 0 | 0 | 0 | 0 | 0 | 0 | 0 | 0 | 0 | 0 | 0 | 0
F1_Commercial_Lodging_New_Food Preparation_Natural Gas_Range_Codes & Standards Forecast | F1 | Commercial | Lodging | New | Food Preparation | Natural Gas | Range | Codes & Standards Forecast | Units | 0 | 8.2346 | 47.9532 | 73.3362 | 103.6853 | 134.9628 | 166.3975 | 193.6041 | 220.4295 | 247.8827 | 275.7828 | 303.471 | 330.7261 | 357.6097 | 384.5321 | 411.3731 | 438.3697 | 464.7364 | 490.0559 | 514.5584 | 539.073 | 564.0839 | 589.4208 | 615.0258 | 640.9058 | 666.8588 | 692.9132 | 718.9852 | 745.1722 | 771.4163 | 797.8556 | 824.3142 | 835.554
F2_Commercial_Lodging_New_Food Preparation_Natural Gas_Range_Codes & Standards Forecast | F2 | Commercial | Lodging | New | Food Preparation | Natural Gas | Range | Codes & Standards Forecast | Usage (MMtherm) | 0 | 1.0769e-06 | 6.9861e-06 | 1.0487e-05 | 1.4828e-05 | 1.93e-05 | 2.3796e-05 | 2.7686e-05 | 3.1523e-05 | 3.5449e-05 | 3.9438e-05 | 4.3398e-05 | 4.7296e-05 | 5.114e-05 | 5.499e-05 | 5.8829e-05 | 6.2689e-05 | 6.646e-05 | 7.0081e-05 | 7.3585e-05 | 7.709e-05 | 8.0667e-05 | 8.429e-05 | 8.7952e-05 | 9.1653e-05 | 9.5364e-05 | 9.909e-05 | 0.00010282 | 0.00010656 | 0.00011032 | 0.0001141 | 0.00011788 | 0.00011949
F3_Commercial_Lodging_New_Food Preparation_Natural Gas_Range_Codes & Standards Forecast | F3 | Commercial | Lodging | New | Food Preparation | Natural Gas | Range | Codes & Standards Forecast | Summer Peak Demand (MW) | 0 | 0 | 0 | 0 | 0 | 0 | 0 | 0 | 0 | 0 | 0 | 0 | 0 | 0 | 0 | 0 | 0 | 0 | 0 | 0 | 0 | 0 | 0 | 0 | 0 | 0 | 0 | 0 | 0 | 0 | 0 | 0 | 0
F4_Commercial_Lodging_New_Food Preparation_Natural Gas_Range_Codes & Standards Forecast | F4 | Commercial | Lodging | New | Food Preparation | Natural Gas | Range | Codes & Standards Forecast | Winter Peak Demand (MW) | 0 | 0 | 0 | 0 | 0 | 0 | 0 | 0 | 0 | 0 | 0 | 0 | 0 | 0 | 0 | 0 | 0 | 0 | 0 | 0 | 0 | 0 | 0 | 0 | 0 | 0 | 0 | 0 | 0 | 0 | 0 | 0 | 0
F5_Commercial_Lodging_New_Food Preparation_Natural Gas_Range_Codes & Standards Forecast | F5 | Commercial | Lodging | New | Food Preparation | Natural Gas | Range | Codes & Standards Forecast | Turnover | 0 | 8.2346 | 39.7186 | 25.383 | 30.3491 | 31.2775 | 31.4347 | 27.2066 | 26.8253 | 27.4532 | 29.547 | 36.9494 | 39.7407 | 42.9419 | 46.0246 | 50.5683 | 59.6731 | 54.115 | 54.3106 | 53.8482 | 55.4222 | 56.5768 | 59.078 | 61.9674 | 65.6325 | 71.6301 | 74.1508 | 76.2504 | 77.9075 | 79.896 | 83.063 | 82.1161 | 68.2106
F6_Commercial_Lodging_New_Food Preparation_Natural Gas_Range_Codes & Standards Forecast | F6 | Commercial | Lodging | New | Food Preparation | Natural Gas | Range | Codes & Standards Forecast | Avg. Replacement Usage (kWh) | 0.1354 | 0.13078 | 0.14569 | 0.14301 | 0.14301 | 0.14301 | 0.14301 | 0.14301 | 0.14301 | 0.14301 | 0.14301 | 0.14301 | 0.14301 | 0.14301 | 0.14301 | 0.14301 | 0.14301 | 0.14301 | 0.14301 | 0.14301 | 0.14301 | 0.14301 | 0.14301 | 0.14301 | 0.14301 | 0.14301 | 0.14301 | 0.14301 | 0.14301 | 0.14301 | 0.14301 | 0.14301 | 0.14301
F7_Commercial_Lodging_New_Food Preparation_Natural Gas_Range_Codes & Standards Forecast | F7 | Commercial | Lodging | New | Food Preparation | Natural Gas | Range | Codes & Standards Forecast | Avg. Replacement Summer Demand (kW) | 0 | 0 | 0 | 0 | 0 | 0 | 0 | 0 | 0 | 0 | 0 | 0 | 0 | 0 | 0 | 0 | 0 | 0 | 0 | 0 | 0 | 0 | 0 | 0 | 0 | 0 | 0 | 0 | 0 | 0 | 0 | 0 | 0
F8_Commercial_Lodging_New_Food Preparation_Natural Gas_Range_Codes & Standards Forecast | F8 | Commercial | Lodging | New | Food Preparation | Natural Gas | Range | Codes & Standards Forecast | Avg. Replacement Winter Demand (kW) | 0 | 0 | 0 | 0 | 0 | 0 | 0 | 0 | 0 | 0 | 0 | 0 | 0 | 0 | 0 | 0 | 0 | 0 | 0 | 0 | 0 | 0 | 0 | 0 | 0 | 0 | 0 | 0 | 0 | 0 | 0 | 0 | 0
F1_Commercial_Lodging_New_Food Preparation_Natural Gas_Steamer_Codes & Standards Forecast | F1 | Commercial | Lodging | New | Food Preparation | Natural Gas | Steamer | Codes & Standards Forecast | Units | 0 | 8.2346 | 47.9532 | 73.3362 | 103.6853 | 134.9628 | 166.3975 | 193.6041 | 220.4295 | 247.8827 | 275.7828 | 303.471 | 330.7261 | 357.6097 | 384.5321 | 411.3731 | 438.3697 | 464.7364 | 490.0559 | 514.5584 | 539.073 | 564.0839 | 589.4208 | 615.0258 | 640.9058 | 666.8588 | 692.9132 | 718.9852 | 745.1722 | 771.4163 | 797.8556 | 824.3142 | 835.554
F2_Commercial_Lodging_New_Food Preparation_Natural Gas_Steamer_Codes & Standards Forecast | F2 | Commercial | Lodging | New | Food Preparation | Natural Gas | Steamer | Codes & Standards Forecast | Usage (MMtherm) | 0 | 2.5374e-06 | 1.646e-05 | 1.7942e-05 | 2.0075e-05 | 2.2273e-05 | 2.4482e-05 | 2.6394e-05 | 2.828e-05 | 3.0209e-05 | 3.1926e-05 | 3.2479e-05 | 3.3155e-05 | 3.3944e-05 | 3.4857e-05 | 3.5873e-05 | 3.6997e-05 | 3.8163e-05 | 3.9332e-05 | 3.9834e-05 | 3.7888e-05 | 3.9646e-05 | 4.1427e-05 | 4.3226e-05 | 4.5045e-05 | 4.6869e-05 | 4.87e-05 | 5.0533e-05 | 5.2373e-05 | 5.4218e-05 | 5.6076e-05 | 5.7936e-05 | 5.8726e-05
F3_Commercial_Lodging_New_Food Preparation_Natural Gas_Steamer_Codes & Standards Forecast | F3 | Commercial | Lodging | New | Food Preparation | Natural Gas | Steamer | Codes & Standards Forecast | Summer Peak Demand (MW) | 0 | 0 | 0 | 0 | 0 | 0 | 0 | 0 | 0 | 0 | 0 | 0 | 0 | 0 | 0 | 0 | 0 | 0 | 0 | 0 | 0 | 0 | 0 | 0 | 0 | 0 | 0 | 0 | 0 | 0 | 0 | 0 | 0
F4_Commercial_Lodging_New_Food Preparation_Natural Gas_Steamer_Codes & Standards Forecast | F4 | Commercial | Lodging | New | Food Preparation | Natural Gas | Steamer | Codes & Standards Forecast | Winter Peak Demand (MW) | 0 | 0 | 0 | 0 | 0 | 0 | 0 | 0 | 0 | 0 | 0 | 0 | 0 | 0 | 0 | 0 | 0 | 0 | 0 | 0 | 0 | 0 | 0 | 0 | 0 | 0 | 0 | 0 | 0 | 0 | 0 | 0 | 0
F5_Commercial_Lodging_New_Food Preparation_Natural Gas_Steamer_Codes & Standards Forecast | F5 | Commercial | Lodging | New | Food Preparation | Natural Gas | Steamer | Codes & Standards Forecast | Turnover | 0 | 8.2346 | 39.7186 | 25.383 | 30.3491 | 31.2775 | 31.4347 | 27.2066 | 26.8253 | 27.4532 | 28.8151 | 32.9146 | 34.7212 | 36.8922 | 39.2943 | 41.331 | 42.8995 | 43.4833 | 43.5845 | 46.4756 | 57.3987 | 53.6846 | 56.4531 | 57.9157 | 59.2415 | 59.0721 | 60.2078 | 61.4666 | 63.2322 | 66.8132 | 69.0221 | 71.251 | 58.2301
F6_Commercial_Lodging_New_Food Preparation_Natural Gas_Steamer_Codes & Standards Forecast | F6 | Commercial | Lodging | New | Food Preparation | Natural Gas | Steamer | Codes & Standards Forecast | Avg. Replacement Usage (kWh) | 0.31903 | 0.30814 | 0.34326 | 0.070284 | 0.070284 | 0.070284 | 0.070284 | 0.070284 | 0.070284 | 0.070284 | 0.070284 | 0.070284 | 0.070284 | 0.070284 | 0.070284 | 0.070284 | 0.070284 | 0.070284 | 0.070284 | 0.070284 | 0.070284 | 0.070284 | 0.070284 | 0.070284 | 0.070284 | 0.070284 | 0.070284 | 0.070284 | 0.070284 | 0.070284 | 0.070284 | 0.070284 | 0.070284
F7_Commercial_Lodging_New_Food Preparation_Natural Gas_Steamer_Codes & Standards Forecast | F7 | Commercial | Lodging | New | Food Preparation | Natural Gas | Steamer | Codes & Standards Forecast | Avg. Replacement Summer Demand (kW) | 0 | 0 | 0 | 0 | 0 | 0 | 0 | 0 | 0 | 0 | 0 | 0 | 0 | 0 | 0 | 0 | 0 | 0 | 0 | 0 | 0 | 0 | 0 | 0 | 0 | 0 | 0 | 0 | 0 | 0 | 0 | 0 | 0
F8_Commercial_Lodging_New_Food Preparation_Natural Gas_Steamer_Codes & Standards Forecast | F8 | Commercial | Lodging | New | Food Preparation | Natural Gas | Steamer | Codes & Standards Forecast | Avg. Replacement Winter Demand (kW) | 0 | 0 | 0 | 0 | 0 | 0 | 0 | 0 | 0 | 0 | 0 | 0 | 0 | 0 | 0 | 0 | 0 | 0 | 0 | 0 | 0 | 0 | 0 | 0 | 0 | 0 | 0 | 0 | 0 | 0 | 0 | 0 | 0
F1_Commercial_Lodging_New_Food Preparation_Natural Gas_Food Prep Other_Codes & Standards Forecast | F1 | Commercial | Lodging | New | Food Preparation | Natural Gas | Food Prep Other | Codes & Standards Forecast | Units | 0 | 0 | 0 | 0 | 0 | 0 | 0 | 0 | 0 | 0 | 0 | 0 | 0 | 0 | 0 | 0 | 0 | 0 | 0 | 0 | 0 | 0 | 0 | 0 | 0 | 0 | 0 | 0 | 0 | 0 | 0 | 0 | 0
F2_Commercial_Lodging_New_Food Preparation_Natural Gas_Food Prep Other_Codes & Standards Forecast | F2 | Commercial | Lodging | New | Food Preparation | Natural Gas | Food Prep Other | Codes & Standards Forecast | Usage (MMtherm) | 0 | 0 | 0 | 0 | 0 | 0 | 0 | 0 | 0 | 0 | 0 | 0 | 0 | 0 | 0 | 0 | 0 | 0 | 0 | 0 | 0 | 0 | 0 | 0 | 0 | 0 | 0 | 0 | 0 | 0 | 0 | 0 | 0
F3_Commercial_Lodging_New_Food Preparation_Natural Gas_Food Prep Other_Codes & Standards Forecast | F3 | Commercial | Lodging | New | Food Preparation | Natural Gas | Food Prep Other | Codes & Standards Forecast | Summer Peak Demand (MW) | 0 | 0 | 0 | 0 | 0 | 0 | 0 | 0 | 0 | 0 | 0 | 0 | 0 | 0 | 0 | 0 | 0 | 0 | 0 | 0 | 0 | 0 | 0 | 0 | 0 | 0 | 0 | 0 | 0 | 0 | 0 | 0 | 0
F4_Commercial_Lodging_New_Food Preparation_Natural Gas_Food Prep Other_Codes & Standards Forecast | F4 | Commercial | Lodging | New | Food Preparation | Natural Gas | Food Prep Other | Codes & Standards Forecast | Winter Peak Demand (MW) | 0 | 0 | 0 | 0 | 0 | 0 | 0 | 0 | 0 | 0 | 0 | 0 | 0 | 0 | 0 | 0 | 0 | 0 | 0 | 0 | 0 | 0 | 0 | 0 | 0 | 0 | 0 | 0 | 0 | 0 | 0 | 0 | 0
F5_Commercial_Lodging_New_Food Preparation_Natural Gas_Food Prep Other_Codes & Standards Forecast | F5 | Commercial | Lodging | New | Food Preparation | Natural Gas | Food Prep Other | Codes & Standards Forecast | Turnover | 0 | 0 | 0 | 0 | 0 | 0 | 0 | 0 | 0 | 0 | 0 | 0 | 0 | 0 | 0 | 0 | 0 | 0 | 0 | 0 | 0 | 0 | 0 | 0 | 0 | 0 | 0 | 0 | 0 | 0 | 0 | 0 | 0
F6_Commercial_Lodging_New_Food Preparation_Natural Gas_Food Prep Other_Codes & Standards Forecast | F6 | Commercial | Lodging | New | Food Preparation | Natural Gas | Food Prep Other | Codes & Standards Forecast | Avg. Replacement Usage (kWh) | 0.048173 | 0.046529 | 0.051832 | 0.050878 | 0.050878 | 0.050878 | 0.050878 | 0.050878 | 0.050878 | 0.050878 | 0.050878 | 0.050878 | 0.050878 | 0.050878 | 0.050878 | 0.050878 | 0.050878 | 0.050878 | 0.050878 | 0.050878 | 0.050878 | 0.050878 | 0.050878 | 0.050878 | 0.050878 | 0.050878 | 0.050878 | 0.050878 | 0.050878 | 0.050878 | 0.050878 | 0.050878 | 0.050878
F7_Commercial_Lodging_New_Food Preparation_Natural Gas_Food Prep Other_Codes & Standards Forecast | F7 | Commercial | Lodging | New | Food Preparation | Natural Gas | Food Prep Other | Codes & Standards Forecast | Avg. Replacement Summer Demand (kW) | 0 | 0 | 0 | 0 | 0 | 0 | 0 | 0 | 0 | 0 | 0 | 0 | 0 | 0 | 0 | 0 | 0 | 0 | 0 | 0 | 0 | 0 | 0 | 0 | 0 | 0 | 0 | 0 | 0 | 0 | 0 | 0 | 0
F8_Commercial_Lodging_New_Food Preparation_Natural Gas_Food Prep Other_Codes & Standards Forecast | F8 | Commercial | Lodging | New | Food Preparation | Natural Gas | Food Prep Other | Codes & Standards Forecast | Avg. Replacement Winter Demand (kW) | 0 | 0 | 0 | 0 | 0 | 0 | 0 | 0 | 0 | 0 | 0 | 0 | 0 | 0 | 0 | 0 | 0 | 0 | 0 | 0 | 0 | 0 | 0 | 0 | 0 | 0 | 0 | 0 | 0 | 0 | 0 | 0 | 0
F1_Commercial_Lodging_New_Miscellaneous_Natural Gas_Pool Heater_Codes & Standards Forecast | F1 | Commercial | Lodging | New | Miscellaneous | Natural Gas | Pool Heater | Codes & Standards Forecast | Units | 0 | 0 | 0 | 0 | 0 | 0 | 0 | 0 | 0 | 0 | 0 | 0 | 0 | 0 | 0 | 0 | 0 | 0 | 0 | 0 | 0 | 0 | 0 | 0 | 0 | 0 | 0 | 0 | 0 | 0 | 0 | 0 | 0
F2_Commercial_Lodging_New_Miscellaneous_Natural Gas_Pool Heater_Codes & Standards Forecast | F2 | Commercial | Lodging | New | Miscellaneous | Natural Gas | Pool Heater | Codes & Standards Forecast | Usage (MMtherm) | 0 | 0 | 0 | 0 | 0 | 0 | 0 | 0 | 0 | 0 | 0 | 0 | 0 | 0 | 0 | 0 | 0 | 0 | 0 | 0 | 0 | 0 | 0 | 0 | 0 | 0 | 0 | 0 | 0 | 0 | 0 | 0 | 0
F3_Commercial_Lodging_New_Miscellaneous_Natural Gas_Pool Heater_Codes & Standards Forecast | F3 | Commercial | Lodging | New | Miscellaneous | Natural Gas | Pool Heater | Codes & Standards Forecast | Summer Peak Demand (MW) | 0 | 0 | 0 | 0 | 0 | 0 | 0 | 0 | 0 | 0 | 0 | 0 | 0 | 0 | 0 | 0 | 0 | 0 | 0 | 0 | 0 | 0 | 0 | 0 | 0 | 0 | 0 | 0 | 0 | 0 | 0 | 0 | 0
F4_Commercial_Lodging_New_Miscellaneous_Natural Gas_Pool Heater_Codes & Standards Forecast | F4 | Commercial | Lodging | New | Miscellaneous | Natural Gas | Pool Heater | Codes & Standards Forecast | Winter Peak Demand (MW) | 0 | 0 | 0 | 0 | 0 | 0 | 0 | 0 | 0 | 0 | 0 | 0 | 0 | 0 | 0 | 0 | 0 | 0 | 0 | 0 | 0 | 0 | 0 | 0 | 0 | 0 | 0 | 0 | 0 | 0 | 0 | 0 | 0
F5_Commercial_Lodging_New_Miscellaneous_Natural Gas_Pool Heater_Codes & Standards Forecast | F5 | Commercial | Lodging | New | Miscellaneous | Natural Gas | Pool Heater | Codes & Standards Forecast | Turnover | 0 | 0 | 0 | 0 | 0 | 0 | 0 | 0 | 0 | 0 | 0 | 0 | 0 | 0 | 0 | 0 | 0 | 0 | 0 | 0 | 0 | 0 | 0 | 0 | 0 | 0 | 0 | 0 | 0 | 0 | 0 | 0 | 0
F6_Commercial_Lodging_New_Miscellaneous_Natural Gas_Pool Heater_Codes & Standards Forecast | F6 | Commercial | Lodging | New | Miscellaneous | Natural Gas | Pool Heater | Codes & Standards Forecast | Avg. Replacement Usage (kWh) | 0.0091216 | 0.0088102 | 0.0098144 | 0.0096338 | 0.0096338 | 0.0096338 | 0.0096338 | 0.0096338 | 0.0096338 | 0.0096338 | 0.0096338 | 0.0096338 | 0.0096338 | 0.0096338 | 0.0096338 | 0.0096338 | 0.0096338 | 0.0096338 | 0.0096338 | 0.0096338 | 0.0096338 | 0.0096338 | 0.0096338 | 0.0096338 | 0.0096338 | 0.0096338 | 0.0096338 | 0.0096338 | 0.0096338 | 0.0096338 | 0.0096338 | 0.0096338 | 0.0096338
F7_Commercial_Lodging_New_Miscellaneous_Natural Gas_Pool Heater_Codes & Standards Forecast | F7 | Commercial | Lodging | New | Miscellaneous | Natural Gas | Pool Heater | Codes & Standards Forecast | Avg. Replacement Summer Demand (kW) | 0 | 0 | 0 | 0 | 0 | 0 | 0 | 0 | 0 | 0 | 0 | 0 | 0 | 0 | 0 | 0 | 0 | 0 | 0 | 0 | 0 | 0 | 0 | 0 | 0 | 0 | 0 | 0 | 0 | 0 | 0 | 0 | 0
F8_Commercial_Lodging_New_Miscellaneous_Natural Gas_Pool Heater_Codes & Standards Forecast | F8 | Commercial | Lodging | New | Miscellaneous | Natural Gas | Pool Heater | Codes & Standards Forecast | Avg. Replacement Winter Demand (kW) | 0 | 0 | 0 | 0 | 0 | 0 | 0 | 0 | 0 | 0 | 0 | 0 | 0 | 0 | 0 | 0 | 0 | 0 | 0 | 0 | 0 | 0 | 0 | 0 | 0 | 0 | 0 | 0 | 0 | 0 | 0 | 0 | 0
F1_Commercial_Lodging_New_Miscellaneous_Natural Gas_Miscellaneous_Codes & Standards Forecast | F1 | Commercial | Lodging | New | Miscellaneous | Natural Gas | Miscellaneous | Codes & Standards Forecast | Units | 0 | 4240.8252 | 24695.9001 | 37768.1256 | 53397.9142 | 69505.8409 | 85694.7126 | 99706.1289 | 113521.1825 | 127659.5984 | 142028.1547 | 156287.5555 | 170323.9253 | 184168.9708 | 198034.0296 | 211857.1556 | 225760.3897 | 239339.2664 | 252378.7841 | 264997.5781 | 277622.5718 | 290503.2053 | 303551.7072 | 316738.271 | 330066.5017 | 343432.2844 | 356850.3184 | 370277.3901 | 383763.6949 | 397279.3973 | 410895.6583 | 424521.8173 | 430310.334
F2_Commercial_Lodging_New_Miscellaneous_Natural Gas_Miscellaneous_Codes & Standards Forecast | F2 | Commercial | Lodging | New | Miscellaneous | Natural Gas | Miscellaneous | Codes & Standards Forecast | Usage (MMtherm) | 0 | 0.00014198 | 0.00092106 | 0.0013827 | 0.0019549 | 0.0025446 | 0.0031373 | 0.0036502 | 0.004156 | 0.0046736 | 0.0051996 | 0.0057217 | 0.0062355 | 0.0067424 | 0.00725 | 0.0077561 | 0.008265 | 0.0087622 | 0.0092395 | 0.0097015 | 0.010164 | 0.010635 | 0.011113 | 0.011596 | 0.012084 | 0.012573 | 0.013064 | 0.013556 | 0.01405 | 0.014544 | 0.015043 | 0.015542 | 0.015754
F3_Commercial_Lodging_New_Miscellaneous_Natural Gas_Miscellaneous_Codes & Standards Forecast | F3 | Commercial | Lodging | New | Miscellaneous | Natural Gas | Miscellaneous | Codes & Standards Forecast | Summer Peak Demand (MW) | 0 | 0 | 0 | 0 | 0 | 0 | 0 | 0 | 0 | 0 | 0 | 0 | 0 | 0 | 0 | 0 | 0 | 0 | 0 | 0 | 0 | 0 | 0 | 0 | 0 | 0 | 0 | 0 | 0 | 0 | 0 | 0 | 0
F4_Commercial_Lodging_New_Miscellaneous_Natural Gas_Miscellaneous_Codes & Standards Forecast | F4 | Commercial | Lodging | New | Miscellaneous | Natural Gas | Miscellaneous | Codes & Standards Forecast | Winter Peak Demand (MW) | 0 | 0 | 0 | 0 | 0 | 0 | 0 | 0 | 0 | 0 | 0 | 0 | 0 | 0 | 0 | 0 | 0 | 0 | 0 | 0 | 0 | 0 | 0 | 0 | 0 | 0 | 0 | 0 | 0 | 0 | 0 | 0 | 0
F5_Commercial_Lodging_New_Miscellaneous_Natural Gas_Miscellaneous_Codes & Standards Forecast | F5 | Commercial | Lodging | New | Miscellaneous | Natural Gas | Miscellaneous | Codes & Standards Forecast | Turnover | 0 | 4240.8252 | 20455.0749 | 13072.2255 | 16235.6207 | 19549.365 | 21006.1367 | 20459.8751 | 22135.0703 | 24270.7355 | 25976.2409 | 28606.5924 | 34525.3481 | 32966.8726 | 35263.5302 | 38062.3486 | 39813.7046 | 40666.3414 | 42182.9031 | 43908.752 | 45751.3463 | 48067.1507 | 51205.5245 | 51974.4168 | 54110.8452 | 56452.8402 | 58284.9843 | 59863.0002 | 61795.0818 | 63752.4903 | 65765.0752 | 67827.7375 | 62268.8988
F6_Commercial_Lodging_New_Miscellaneous_Natural Gas_Miscellaneous_Codes & Standards Forecast | F6 | Commercial | Lodging | New | Miscellaneous | Natural Gas | Miscellaneous | Codes & Standards Forecast | Avg. Replacement Usage (kWh) | 0.034663 | 0.03348 | 0.037296 | 0.03661 | 0.03661 | 0.03661 | 0.03661 | 0.03661 | 0.03661 | 0.03661 | 0.03661 | 0.03661 | 0.03661 | 0.03661 | 0.03661 | 0.03661 | 0.03661 | 0.03661 | 0.03661 | 0.03661 | 0.03661 | 0.03661 | 0.03661 | 0.03661 | 0.03661 | 0.03661 | 0.03661 | 0.03661 | 0.03661 | 0.03661 | 0.03661 | 0.03661 | 0.03661
F7_Commercial_Lodging_New_Miscellaneous_Natural Gas_Miscellaneous_Codes & Standards Forecast | F7 | Commercial | Lodging | New | Miscellaneous | Natural Gas | Miscellaneous | Codes & Standards Forecast | Avg. Replacement Summer Demand (kW) | 0 | 0 | 0 | 0 | 0 | 0 | 0 | 0 | 0 | 0 | 0 | 0 | 0 | 0 | 0 | 0 | 0 | 0 | 0 | 0 | 0 | 0 | 0 | 0 | 0 | 0 | 0 | 0 | 0 | 0 | 0 | 0 | 0
F8_Commercial_Lodging_New_Miscellaneous_Natural Gas_Miscellaneous_Codes & Standards Forecast | F8 | Commercial | Lodging | New | Miscellaneous | Natural Gas | Miscellaneous | Codes & Standards Forecast | Avg. Replacement Winter Demand (kW) | 0 | 0 | 0 | 0 | 0 | 0 | 0 | 0 | 0 | 0 | 0 | 0 | 0 | 0 | 0 | 0 | 0 | 0 | 0 | 0 | 0 | 0 | 0 | 0 | 0 | 0 | 0 | 0 | 0 | 0 | 0 | 0 | 0
F1_Commercial_Warehouse_Existing_Space Heating_Natural Gas_Furnace_Codes & Standards Forecast | F1 | Commercial | Warehouse | Existing | Space Heating | Natural Gas | Furnace | Codes & Standards Forecast | Units | 440687.8495 | 438445.7292 | 436203.6089 | 433495.9501 | 443624.88 | 442432.6733 | 441380.1893 | 440432.2289 | 439516.4111 | 438606.264 | 437691.5613 | 436778.0835 | 435872.391 | 434976.7393 | 434085.4734 | 433197.7416 | 432309.2028 | 431430.6862 | 430574.5315 | 429743.0785 | 428923.7786 | 428102.3321 | 427274.4237 | 426438.8381 | 425594.8607 | 424745.4764 | 423891.7174 | 423035.4734 | 422176.0842 | 421314.1736 | 420447.7778 | 419578.8142 | 425299.9311
F2_Commercial_Warehouse_Existing_Space Heating_Natural Gas_Furnace_Codes & Standards Forecast | F2 | Commercial | Warehouse | Existing | Space Heating | Natural Gas | Furnace | Codes & Standards Forecast | Usage (MMtherm) | 0.12156 | 0.11671 | 0.12855 | 0.12461 | 0.12666 | 0.12519 | 0.12376 | 0.12235 | 0.12095 | 0.11955 | 0.11814 | 0.11675 | 0.11535 | 0.11397 | 0.1126 | 0.11123 | 0.10987 | 0.10853 | 0.1072 | 0.10591 | 0.10465 | 0.10341 | 0.10217 | 0.10097 | 0.099812 | 0.098686 | 0.097589 | 0.096523 | 0.095484 | 0.094471 | 0.093479 | 0.09251 | 0.093496
F3_Commercial_Warehouse_Existing_Space Heating_Natural Gas_Furnace_Codes & Standards Forecast | F3 | Commercial | Warehouse | Existing | Space Heating | Natural Gas | Furnace | Codes & Standards Forecast | Summer Peak Demand (MW) | 0 | 0 | 0 | 0 | 0 | 0 | 0 | 0 | 0 | 0 | 0 | 0 | 0 | 0 | 0 | 0 | 0 | 0 | 0 | 0 | 0 | 0 | 0 | 0 | 0 | 0 | 0 | 0 | 0 | 0 | 0 | 0 | 0
F4_Commercial_Warehouse_Existing_Space Heating_Natural Gas_Furnace_Codes & Standards Forecast | F4 | Commercial | Warehouse | Existing | Space Heating | Natural Gas | Furnace | Codes & Standards Forecast | Winter Peak Demand (MW) | 0 | 0 | 0 | 0 | 0 | 0 | 0 | 0 | 0 | 0 | 0 | 0 | 0 | 0 | 0 | 0 | 0 | 0 | 0 | 0 | 0 | 0 | 0 | 0 | 0 | 0 | 0 | 0 | 0 | 0 | 0 | 0 | 0
F5_Commercial_Warehouse_Existing_Space Heating_Natural Gas_Furnace_Codes & Standards Forecast | F5 | Commercial | Warehouse | Existing | Space Heating | Natural Gas | Furnace | Codes & Standards Forecast | Turnover | 0 | 8798.2421 | 9538.7977 | 10200.2075 | 20994.3253 | 11448.5649 | 11985.2499 | 12478.932 | 12931.4542 | 13345.4263 | 13723.5928 | 14068.9365 | 14384.2648 | 14672.0551 | 14934.3284 | 15173.0837 | 15390.0339 | 15587.2832 | 15766.8777 | 15174.1452 | 14685.2336 | 14286.8164 | 14717.7533 | 14407.8734 | 14162.2242 | 13972.4609 | 13831.0962 | 13731.5039 | 13667.7244 | 13634.5137 | 13627.1494 | 13641.5767 | 22106.5754
F6_Commercial_Warehouse_Existing_Space Heating_Natural Gas_Furnace_Codes & Standards Forecast | F6 | Commercial | Warehouse | Existing | Space Heating | Natural Gas | Furnace | Codes & Standards Forecast | Avg. Replacement Usage (kWh) | 0.26913 | 0.25995 | 0.28804 | 0.28124 | 0.27973 | 0.25009 | 0.24874 | 0.24739 | 0.24604 | 0.24469 | 0.24333 | 0.24198 | 0.24063 | 0.23928 | 0.23792 | 0.23657 | 0.23522 | 0.23387 | 0.23252 | 0.23116 | 0.22981 | 0.22846 | 0.22711 | 0.22576 | 0.22441 | 0.22306 | 0.2217 | 0.22035 | 0.219 | 0.21765 | 0.2163 | 0.21495 | 0.21495
F7_Commercial_Warehouse_Existing_Space Heating_Natural Gas_Furnace_Codes & Standards Forecast | F7 | Commercial | Warehouse | Existing | Space Heating | Natural Gas | Furnace | Codes & Standards Forecast | Avg. Replacement Summer Demand (kW) | 0 | 0 | 0 | 0 | 0 | 0 | 0 | 0 | 0 | 0 | 0 | 0 | 0 | 0 | 0 | 0 | 0 | 0 | 0 | 0 | 0 | 0 | 0 | 0 | 0 | 0 | 0 | 0 | 0 | 0 | 0 | 0 | 0
F8_Commercial_Warehouse_Existing_Space Heating_Natural Gas_Furnace_Codes & Standards Forecast | F8 | Commercial | Warehouse | Existing | Space Heating | Natural Gas | Furnace | Codes & Standards Forecast | Avg. Replacement Winter Demand (kW) | 0 | 0 | 0 | 0 | 0 | 0 | 0 | 0 | 0 | 0 | 0 | 0 | 0 | 0 | 0 | 0 | 0 | 0 | 0 | 0 | 0 | 0 | 0 | 0 | 0 | 0 | 0 | 0 | 0 | 0 | 0 | 0 | 0
F1_Commercial_Warehouse_Existing_Space Heating_Natural Gas_Boiler_Codes & Standards Forecast | F1 | Commercial | Warehouse | Existing | Space Heating | Natural Gas | Boiler | Codes & Standards Forecast | Units | 22569.3075 | 22454.4799 | 22339.6524 | 22200.9828 | 22719.724 | 22658.6665 | 22604.7648 | 22556.2161 | 22509.3136 | 22462.7015 | 22415.8561 | 22369.0734 | 22322.6894 | 22276.8197 | 22231.1746 | 22185.7104 | 22140.205 | 22095.2128 | 22051.3658 | 22008.7839 | 21966.8245 | 21924.7551 | 21882.3547 | 21839.5612 | 21796.3379 | 21752.8377 | 21709.1134 | 21665.2619 | 21621.2493 | 21577.1075 | 21532.7361 | 21488.2332 | 21781.2334
F2_Commercial_Warehouse_Existing_Space Heating_Natural Gas_Boiler_Codes & Standards Forecast | F2 | Commercial | Warehouse | Existing | Space Heating | Natural Gas | Boiler | Codes & Standards Forecast | Usage (MMtherm) | 0.02414 | 0.023353 | 0.025928 | 0.025344 | 0.026093 | 0.02597 | 0.025852 | 0.025737 | 0.025618 | 0.025494 | 0.025363 | 0.025225 | 0.02508 | 0.024928 | 0.024767 | 0.024597 | 0.024419 | 0.024231 | 0.024035 | 0.023831 | 0.023618 | 0.023403 | 0.023184 | 0.022963 | 0.022731 | 0.022505 | 0.022283 | 0.022065 | 0.021851 | 0.02164 | 0.021433 | 0.021229 | 0.02149
F3_Commercial_Warehouse_Existing_Space Heating_Natural Gas_Boiler_Codes & Standards Forecast | F3 | Commercial | Warehouse | Existing | Space Heating | Natural Gas | Boiler | Codes & Standards Forecast | Summer Peak Demand (MW) | 0 | 0 | 0 | 0 | 0 | 0 | 0 | 0 | 0 | 0 | 0 | 0 | 0 | 0 | 0 | 0 | 0 | 0 | 0 | 0 | 0 | 0 | 0 | 0 | 0 | 0 | 0 | 0 | 0 | 0 | 0 | 0 | 0
F4_Commercial_Warehouse_Existing_Space Heating_Natural Gas_Boiler_Codes & Standards Forecast | F4 | Commercial | Warehouse | Existing | Space Heating | Natural Gas | Boiler | Codes & Standards Forecast | Winter Peak Demand (MW) | 0 | 0 | 0 | 0 | 0 | 0 | 0 | 0 | 0 | 0 | 0 | 0 | 0 | 0 | 0 | 0 | 0 | 0 | 0 | 0 | 0 | 0 | 0 | 0 | 0 | 0 | 0 | 0 | 0 | 0 | 0 | 0 | 0
F5_Commercial_Warehouse_Existing_Space Heating_Natural Gas_Boiler_Codes & Standards Forecast | F5 | Commercial | Warehouse | Existing | Space Heating | Natural Gas | Boiler | Codes & Standards Forecast | Turnover | 0 | 414.5442 | 449.4368 | 480.6002 | 1030.6829 | 539.4187 | 564.7056 | 587.9663 | 609.2876 | 628.7926 | 646.6106 | 662.882 | 677.7393 | 691.299 | 703.6565 | 714.9058 | 725.1278 | 734.4215 | 742.8834 | 750.5875 | 757.5761 | 728.3866 | 704.1478 | 684.2485 | 706.425 | 690.6182 | 677.93 | 667.9592 | 660.3443 | 654.7659 | 650.9361 | 648.6053 | 941.8977
F6_Commercial_Warehouse_Existing_Space Heating_Natural Gas_Boiler_Codes & Standards Forecast | F6 | Commercial | Warehouse | Existing | Space Heating | Natural Gas | Boiler | Codes & Standards Forecast | Avg. Replacement Usage (kWh) | 1.287 | 1.2431 | 1.3775 | 1.3449 | 1.3377 | 1.1324 | 1.1263 | 1.1201 | 1.114 | 1.1079 | 1.1018 | 1.0956 | 1.0895 | 1.0834 | 1.0773 | 1.0711 | 1.065 | 1.0589 | 1.0528 | 1.0467 | 1.0405 | 1.0344 | 1.0283 | 1.0222 | 1.0161 | 1.01 | 1.0038 | 0.99772 | 0.9916 | 0.98549 | 0.97936 | 0.97324 | 0.97324
F7_Commercial_Warehouse_Existing_Space Heating_Natural Gas_Boiler_Codes & Standards Forecast | F7 | Commercial | Warehouse | Existing | Space Heating | Natural Gas | Boiler | Codes & Standards Forecast | Avg. Replacement Summer Demand (kW) | 0 | 0 | 0 | 0 | 0 | 0 | 0 | 0 | 0 | 0 | 0 | 0 | 0 | 0 | 0 | 0 | 0 | 0 | 0 | 0 | 0 | 0 | 0 | 0 | 0 | 0 | 0 | 0 | 0 | 0 | 0 | 0 | 0
F8_Commercial_Warehouse_Existing_Space Heating_Natural Gas_Boiler_Codes & Standards Forecast | F8 | Commercial | Warehouse | Existing | Space Heating | Natural Gas | Boiler | Codes & Standards Forecast | Avg. Replacement Winter Demand (kW) | 0 | 0 | 0 | 0 | 0 | 0 | 0 | 0 | 0 | 0 | 0 | 0 | 0 | 0 | 0 | 0 | 0 | 0 | 0 | 0 | 0 | 0 | 0 | 0 | 0 | 0 | 0 | 0 | 0 | 0 | 0 | 0 | 0
F1_Commercial_Warehouse_Existing_Space Heating_Natural Gas_Unit Heater_Codes & Standards Forecast | F1 | Commercial | Warehouse | Existing | Space Heating | Natural Gas | Unit Heater | Codes & Standards Forecast | Units | 192483.9219 | 191504.6072 | 190525.2924 | 189342.6394 | 193766.76 | 193246.0271 | 192786.3225 | 192372.2718 | 191972.2603 | 191574.7256 | 191175.2012 | 190776.2118 | 190380.6228 | 189989.4195 | 189600.1318 | 189212.3877 | 188824.2912 | 188440.5721 | 188066.6204 | 187703.4578 | 187345.6034 | 186986.8115 | 186625.1972 | 186260.2295 | 185891.5965 | 185520.6019 | 185147.6965 | 184773.7057 | 184398.3412 | 184021.8753 | 183643.4504 | 183263.9039 | 185762.777
F2_Commercial_Warehouse_Existing_Space Heating_Natural Gas_Unit Heater_Codes & Standards Forecast | F2 | Commercial | Warehouse | Existing | Space Heating | Natural Gas | Unit Heater | Codes & Standards Forecast | Usage (MMtherm) | 0.026548 | 0.025511 | 0.028124 | 0.027289 | 0.027777 | 0.027399 | 0.027022 | 0.026646 | 0.026268 | 0.025888 | 0.025506 | 0.025141 | 0.024787 | 0.024443 | 0.024096 | 0.023776 | 0.023476 | 0.023196 | 0.022908 | 0.022634 | 0.022372 | 0.022105 | 0.021905 | 0.021709 | 0.021517 | 0.021329 | 0.021143 | 0.02096 | 0.020779 | 0.0206 | 0.020423 | 0.020247 | 0.020517
F3_Commercial_Warehouse_Existing_Space Heating_Natural Gas_Unit Heater_Codes & Standards Forecast | F3 | Commercial | Warehouse | Existing | Space Heating | Natural Gas | Unit Heater | Codes & Standards Forecast | Summer Peak Demand (MW) | 0 | 0 | 0 | 0 | 0 | 0 | 0 | 0 | 0 | 0 | 0 | 0 | 0 | 0 | 0 | 0 | 0 | 0 | 0 | 0 | 0 | 0 | 0 | 0 | 0 | 0 | 0 | 0 | 0 | 0 | 0 | 0 | 0
F4_Commercial_Warehouse_Existing_Space Heating_Natural Gas_Unit Heater_Codes & Standards Forecast | F4 | Commercial | Warehouse | Existing | Space Heating | Natural Gas | Unit Heater | Codes & Standards Forecast | Winter Peak Demand (MW) | 0 | 0 | 0 | 0 | 0 | 0 | 0 | 0 | 0 | 0 | 0 | 0 | 0 | 0 | 0 | 0 | 0 | 0 | 0 | 0 | 0 | 0 | 0 | 0 | 0 | 0 | 0 | 0 | 0 | 0 | 0 | 0 | 0
F5_Commercial_Warehouse_Existing_Space Heating_Natural Gas_Unit Heater_Codes & Standards Forecast | F5 | Commercial | Warehouse | Existing | Space Heating | Natural Gas | Unit Heater | Codes & Standards Forecast | Turnover | 0 | 6839.4503 | 8100.5652 | 9154.321 | 14524.7604 | 10882.4459 | 11548.2949 | 12115.1362 | 12596.0133 | 13002.8045 | 13345.9494 | 12366.6352 | 11707.9362 | 11297.019 | 11693.6655 | 11524.829 | 11474.0147 | 11510.2448 | 13521.434 | 13750.9653 | 13943.4528 | 15170.1792 | 13603.5609 | 13414.2945 | 13279.6319 | 13116.5969 | 12949.318 | 12793.5851 | 12569.6622 | 12499.609 | 12535.5282 | 12964.7744 | 15479.0042
F6_Commercial_Warehouse_Existing_Space Heating_Natural Gas_Unit Heater_Codes & Standards Forecast | F6 | Commercial | Warehouse | Existing | Space Heating | Natural Gas | Unit Heater | Codes & Standards Forecast | Avg. Replacement Usage (kWh) | 0.13792 | 0.13322 | 0.14761 | 0.14413 | 0.14336 | 0.12831 | 0.12762 | 0.12692 | 0.12623 | 0.12554 | 0.12484 | 0.12415 | 0.12345 | 0.12276 | 0.12207 | 0.12137 | 0.12068 | 0.11999 | 0.11929 | 0.1186 | 0.1179 | 0.11721 | 0.11652 | 0.11582 | 0.11513 | 0.11444 | 0.11374 | 0.11305 | 0.11236 | 0.11167 | 0.11097 | 0.11028 | 0.11028
F7_Commercial_Warehouse_Existing_Space Heating_Natural Gas_Unit Heater_Codes & Standards Forecast | F7 | Commercial | Warehouse | Existing | Space Heating | Natural Gas | Unit Heater | Codes & Standards Forecast | Avg. Replacement Summer Demand (kW) | 0 | 0 | 0 | 0 | 0 | 0 | 0 | 0 | 0 | 0 | 0 | 0 | 0 | 0 | 0 | 0 | 0 | 0 | 0 | 0 | 0 | 0 | 0 | 0 | 0 | 0 | 0 | 0 | 0 | 0 | 0 | 0 | 0
F8_Commercial_Warehouse_Existing_Space Heating_Natural Gas_Unit Heater_Codes & Standards Forecast | F8 | Commercial | Warehouse | Existing | Space Heating | Natural Gas | Unit Heater | Codes & Standards Forecast | Avg. Replacement Winter Demand (kW) | 0 | 0 | 0 | 0 | 0 | 0 | 0 | 0 | 0 | 0 | 0 | 0 | 0 | 0 | 0 | 0 | 0 | 0 | 0 | 0 | 0 | 0 | 0 | 0 | 0 | 0 | 0 | 0 | 0 | 0 | 0 | 0 | 0
F1_Commercial_Warehouse_Existing_Water Heating_Natural Gas_Water Heater_Codes & Standards Forecast | F1 | Commercial | Warehouse | Existing | Water Heating | Natural Gas | Water Heater | Codes & Standards Forecast | Units | 308160.3448 | 306592.4945 | 305024.6442 | 303131.2562 | 310214.1257 | 309380.4499 | 308644.4781 | 307981.5966 | 307341.1916 | 306704.7518 | 306065.1266 | 305426.3578 | 304793.033 | 304166.7296 | 303543.4929 | 302922.7276 | 302301.398 | 301687.0765 | 301088.3922 | 300506.981 | 299934.0681 | 299359.6542 | 298780.7217 | 298196.4207 | 297606.2515 | 297012.3015 | 296415.2924 | 295816.5456 | 295215.5994 | 294612.8901 | 294007.0445 | 293399.4032 | 297400.0158
F2_Commercial_Warehouse_Existing_Water Heating_Natural Gas_Water Heater_Codes & Standards Forecast | F2 | Commercial | Warehouse | Existing | Water Heating | Natural Gas | Water Heater | Codes & Standards Forecast | Usage (MMtherm) | 0.022994 | 0.021815 | 0.023802 | 0.02282 | 0.02288 | 0.022425 | 0.022008 | 0.021638 | 0.021321 | 0.021065 | 0.020851 | 0.020672 | 0.020521 | 0.020393 | 0.020282 | 0.020186 | 0.020101 | 0.020025 | 0.019957 | 0.019896 | 0.01984 | 0.019788 | 0.019739 | 0.019691 | 0.019645 | 0.0196 | 0.019556 | 0.019512 | 0.01947 | 0.019428 | 0.019386 | 0.019344 | 0.019607
F3_Commercial_Warehouse_Existing_Water Heating_Natural Gas_Water Heater_Codes & Standards Forecast | F3 | Commercial | Warehouse | Existing | Water Heating | Natural Gas | Water Heater | Codes & Standards Forecast | Summer Peak Demand (MW) | 0 | 0 | 0 | 0 | 0 | 0 | 0 | 0 | 0 | 0 | 0 | 0 | 0 | 0 | 0 | 0 | 0 | 0 | 0 | 0 | 0 | 0 | 0 | 0 | 0 | 0 | 0 | 0 | 0 | 0 | 0 | 0 | 0
F4_Commercial_Warehouse_Existing_Water Heating_Natural Gas_Water Heater_Codes & Standards Forecast | F4 | Commercial | Warehouse | Existing | Water Heating | Natural Gas | Water Heater | Codes & Standards Forecast | Winter Peak Demand (MW) | 0 | 0 | 0 | 0 | 0 | 0 | 0 | 0 | 0 | 0 | 0 | 0 | 0 | 0 | 0 | 0 | 0 | 0 | 0 | 0 | 0 | 0 | 0 | 0 | 0 | 0 | 0 | 0 | 0 | 0 | 0 | 0 | 0
F5_Commercial_Warehouse_Existing_Water Heating_Natural Gas_Water Heater_Codes & Standards Forecast | F5 | Commercial | Warehouse | Existing | Water Heating | Natural Gas | Water Heater | Codes & Standards Forecast | Turnover | 0 | 12263.6998 | 15861.2815 | 18672.8854 | 28083.803 | 22801.9284 | 24230.0976 | 25361.4406 | 26253.4423 | 26953.3017 | 23910.2889 | 22192.219 | 21386.2755 | 22581.1299 | 22502.2357 | 25825.0077 | 26525.6139 | 27073.3459 | 29302.085 | 26765.9352 | 26108.1934 | 25349.0931 | 24917.0707 | 24508.0741 | 23880.6753 | 23853.4627 | 24170.7298 | 25371.1588 | 25506.3034 | 26351.2673 | 26208.9573 | 25970.8726 | 30183.129
F6_Commercial_Warehouse_Existing_Water Heating_Natural Gas_Water Heater_Codes & Standards Forecast | F6 | Commercial | Warehouse | Existing | Water Heating | Natural Gas | Water Heater | Codes & Standards Forecast | Avg. Replacement Usage (kWh) | 0.062407 | 0.060276 | 0.067147 | 0.065911 | 0.065911 | 0.065911 | 0.065911 | 0.065911 | 0.065911 | 0.065911 | 0.065911 | 0.065911 | 0.065911 | 0.065911 | 0.065911 | 0.065911 | 0.065911 | 0.065911 | 0.065911 | 0.065911 | 0.065911 | 0.065911 | 0.065911 | 0.065911 | 0.065911 | 0.065911 | 0.065911 | 0.065911 | 0.065911 | 0.065911 | 0.065911 | 0.065911 | 0.065911
F7_Commercial_Warehouse_Existing_Water Heating_Natural Gas_Water Heater_Codes & Standards Forecast | F7 | Commercial | Warehouse | Existing | Water Heating | Natural Gas | Water Heater | Codes & Standards Forecast | Avg. Replacement Summer Demand (kW) | 0 | 0 | 0 | 0 | 0 | 0 | 0 | 0 | 0 | 0 | 0 | 0 | 0 | 0 | 0 | 0 | 0 | 0 | 0 | 0 | 0 | 0 | 0 | 0 | 0 | 0 | 0 | 0 | 0 | 0 | 0 | 0 | 0
F8_Commercial_Warehouse_Existing_Water Heating_Natural Gas_Water Heater_Codes & Standards Forecast | F8 | Commercial | Warehouse | Existing | Water Heating | Natural Gas | Water Heater | Codes & Standards Forecast | Avg. Replacement Winter Demand (kW) | 0 | 0 | 0 | 0 | 0 | 0 | 0 | 0 | 0 | 0 | 0 | 0 | 0 | 0 | 0 | 0 | 0 | 0 | 0 | 0 | 0 | 0 | 0 | 0 | 0 | 0 | 0 | 0 | 0 | 0 | 0 | 0 | 0
F1_Commercial_Warehouse_Existing_Food Preparation_Natural Gas_Oven_Codes & Standards Forecast | F1 | Commercial | Warehouse | Existing | Food Preparation | Natural Gas | Oven | Codes & Standards Forecast | Units | 6311.6771 | 6279.5647 | 6247.4523 | 6208.6723 | 6353.7422 | 6336.667 | 6321.593 | 6308.016 | 6294.8993 | 6281.8639 | 6268.7632 | 6255.6801 | 6242.7085 | 6229.8806 | 6217.1156 | 6204.4013 | 6191.6753 | 6179.0929 | 6166.8308 | 6154.9224 | 6143.1881 | 6131.4231 | 6119.5655 | 6107.598 | 6095.5103 | 6083.3451 | 6071.1173 | 6058.8539 | 6046.5454 | 6034.2009 | 6021.7921 | 6009.3465 | 6091.2862
F2_Commercial_Warehouse_Existing_Food Preparation_Natural Gas_Oven_Codes & Standards Forecast | F2 | Commercial | Warehouse | Existing | Food Preparation | Natural Gas | Oven | Codes & Standards Forecast | Usage (MMtherm) | 3.9836e-05 | 3.8998e-05 | 4.4082e-05 | 4.3896e-05 | 4.6127e-05 | 4.6977e-05 | 4.7867e-05 | 4.879e-05 | 4.9733e-05 | 5.0691e-05 | 5.1467e-05 | 5.2093e-05 | 5.2595e-05 | 5.2994e-05 | 5.3307e-05 | 5.3549e-05 | 5.3731e-05 | 5.3864e-05 | 5.3959e-05 | 5.4023e-05 | 5.406e-05 | 5.4072e-05 | 5.4064e-05 | 5.4039e-05 | 5.3999e-05 | 5.3946e-05 | 5.3884e-05 | 5.3814e-05 | 5.3736e-05 | 5.3653e-05 | 5.3565e-05 | 5.3473e-05 | 5.4218e-05
F3_Commercial_Warehouse_Existing_Food Preparation_Natural Gas_Oven_Codes & Standards Forecast | F3 | Commercial | Warehouse | Existing | Food Preparation | Natural Gas | Oven | Codes & Standards Forecast | Summer Peak Demand (MW) | 0 | 0 | 0 | 0 | 0 | 0 | 0 | 0 | 0 | 0 | 0 | 0 | 0 | 0 | 0 | 0 | 0 | 0 | 0 | 0 | 0 | 0 | 0 | 0 | 0 | 0 | 0 | 0 | 0 | 0 | 0 | 0 | 0
F4_Commercial_Warehouse_Existing_Food Preparation_Natural Gas_Oven_Codes & Standards Forecast | F4 | Commercial | Warehouse | Existing | Food Preparation | Natural Gas | Oven | Codes & Standards Forecast | Winter Peak Demand (MW) | 0 | 0 | 0 | 0 | 0 | 0 | 0 | 0 | 0 | 0 | 0 | 0 | 0 | 0 | 0 | 0 | 0 | 0 | 0 | 0 | 0 | 0 | 0 | 0 | 0 | 0 | 0 | 0 | 0 | 0 | 0 | 0 | 0
F5_Commercial_Warehouse_Existing_Food Preparation_Natural Gas_Oven_Codes & Standards Forecast | F5 | Commercial | Warehouse | Existing | Food Preparation | Natural Gas | Oven | Codes & Standards Forecast | Turnover | 0 | 348.8647 | 376.0041 | 397.6233 | 562.6542 | 433.0516 | 445.8131 | 456.324 | 464.9122 | 471.8806 | 449.1326 | 434.8132 | 426.7054 | 446.8048 | 442.388 | 440.8274 | 535.0612 | 528.8395 | 523.5199 | 553.5361 | 496.9101 | 486.8817 | 481.2039 | 475.234 | 469.5741 | 472.2532 | 475.7285 | 479.4133 | 495.0128 | 492.0692 | 488.7328 | 510.9611 | 584.2786
F6_Commercial_Warehouse_Existing_Food Preparation_Natural Gas_Oven_Codes & Standards Forecast | F6 | Commercial | Warehouse | Existing | Food Preparation | Natural Gas | Oven | Codes & Standards Forecast | Avg. Replacement Usage (kWh) | 0.0084396 | 0.0081515 | 0.0090806 | 0.0089135 | 0.0089135 | 0.0089135 | 0.0089135 | 0.0089135 | 0.0089135 | 0.0089135 | 0.0089135 | 0.0089135 | 0.0089135 | 0.0089135 | 0.0089135 | 0.0089135 | 0.0089135 | 0.0089135 | 0.0089135 | 0.0089135 | 0.0089135 | 0.0089135 | 0.0089135 | 0.0089135 | 0.0089135 | 0.0089135 | 0.0089135 | 0.0089135 | 0.0089135 | 0.0089135 | 0.0089135 | 0.0089135 | 0.0089135
F7_Commercial_Warehouse_Existing_Food Preparation_Natural Gas_Oven_Codes & Standards Forecast | F7 | Commercial | Warehouse | Existing | Food Preparation | Natural Gas | Oven | Codes & Standards Forecast | Avg. Replacement Summer Demand (kW) | 0 | 0 | 0 | 0 | 0 | 0 | 0 | 0 | 0 | 0 | 0 | 0 | 0 | 0 | 0 | 0 | 0 | 0 | 0 | 0 | 0 | 0 | 0 | 0 | 0 | 0 | 0 | 0 | 0 | 0 | 0 | 0 | 0
F8_Commercial_Warehouse_Existing_Food Preparation_Natural Gas_Oven_Codes & Standards Forecast | F8 | Commercial | Warehouse | Existing | Food Preparation | Natural Gas | Oven | Codes & Standards Forecast | Avg. Replacement Winter Demand (kW) | 0 | 0 | 0 | 0 | 0 | 0 | 0 | 0 | 0 | 0 | 0 | 0 | 0 | 0 | 0 | 0 | 0 | 0 | 0 | 0 | 0 | 0 | 0 | 0 | 0 | 0 | 0 | 0 | 0 | 0 | 0 | 0 | 0
F1_Commercial_Warehouse_Existing_Food Preparation_Natural Gas_Conveyor Oven_Codes & Standards Forecast | F1 | Commercial | Warehouse | Existing | Food Preparation | Natural Gas | Conveyor Oven | Codes & Standards Forecast | Units | 3155.8385 | 3139.7823 | 3123.7261 | 3104.3361 | 3176.8711 | 3168.3335 | 3160.7965 | 3154.008 | 3147.4497 | 3140.9319 | 3134.3816 | 3127.84 | 3121.3542 | 3114.9403 | 3108.5578 | 3102.2006 | 3095.8377 | 3089.5464 | 3083.4154 | 3077.4612 | 3071.5941 | 3065.7116 | 3059.7828 | 3053.799 | 3047.7551 | 3041.6726 | 3035.5586 | 3029.4269 | 3023.2727 | 3017.1004 | 3010.896 | 3004.6732 | 3045.6431
F2_Commercial_Warehouse_Existing_Food Preparation_Natural Gas_Conveyor Oven_Codes & Standards Forecast | F2 | Commercial | Warehouse | Existing | Food Preparation | Natural Gas | Conveyor Oven | Codes & Standards Forecast | Usage (MMtherm) | 3.4081e-05 | 3.2878e-05 | 3.6621e-05 | 3.5935e-05 | 3.7137e-05 | 3.7295e-05 | 3.7481e-05 | 3.7688e-05 | 3.7907e-05 | 3.8133e-05 | 3.8365e-05 | 3.8602e-05 | 3.8841e-05 | 3.9084e-05 | 3.9329e-05 | 3.9575e-05 | 3.9821e-05 | 4.0002e-05 | 4.0131e-05 | 4.0221e-05 | 4.0277e-05 | 4.0306e-05 | 4.0313e-05 | 4.0302e-05 | 4.0276e-05 | 4.0239e-05 | 4.0193e-05 | 4.0139e-05 | 4.0079e-05 | 4.0015e-05 | 3.9947e-05 | 3.9875e-05 | 4.0429e-05
F3_Commercial_Warehouse_Existing_Food Preparation_Natural Gas_Conveyor Oven_Codes & Standards Forecast | F3 | Commercial | Warehouse | Existing | Food Preparation | Natural Gas | Conveyor Oven | Codes & Standards Forecast | Summer Peak Demand (MW) | 0 | 0 | 0 | 0 | 0 | 0 | 0 | 0 | 0 | 0 | 0 | 0 | 0 | 0 | 0 | 0 | 0 | 0 | 0 | 0 | 0 | 0 | 0 | 0 | 0 | 0 | 0 | 0 | 0 | 0 | 0 | 0 | 0
F4_Commercial_Warehouse_Existing_Food Preparation_Natural Gas_Conveyor Oven_Codes & Standards Forecast | F4 | Commercial | Warehouse | Existing | Food Preparation | Natural Gas | Conveyor Oven | Codes & Standards Forecast | Winter Peak Demand (MW) | 0 | 0 | 0 | 0 | 0 | 0 | 0 | 0 | 0 | 0 | 0 | 0 | 0 | 0 | 0 | 0 | 0 | 0 | 0 | 0 | 0 | 0 | 0 | 0 | 0 | 0 | 0 | 0 | 0 | 0 | 0 | 0 | 0
F5_Commercial_Warehouse_Existing_Food Preparation_Natural Gas_Conveyor Oven_Codes & Standards Forecast | F5 | Commercial | Warehouse | Existing | Food Preparation | Natural Gas | Conveyor Oven | Codes & Standards Forecast | Turnover | 0 | 73.8772 | 95.5493 | 112.4865 | 199.0458 | 137.3601 | 145.9635 | 152.7788 | 158.1522 | 162.3682 | 165.6568 | 168.2068 | 170.1698 | 171.6657 | 172.7875 | 173.6105 | 174.1935 | 153.2787 | 140.8122 | 134.2256 | 145.6657 | 142.8916 | 160.794 | 163.4904 | 165.5708 | 185.365 | 164.7222 | 166.3381 | 167.556 | 168.456 | 169.1012 | 169.5434 | 211.1466
F6_Commercial_Warehouse_Existing_Food Preparation_Natural Gas_Conveyor Oven_Codes & Standards Forecast | F6 | Commercial | Warehouse | Existing | Food Preparation | Natural Gas | Conveyor Oven | Codes & Standards Forecast | Avg. Replacement Usage (kWh) | 0.01258 | 0.01215 | 0.013535 | 0.013286 | 0.013286 | 0.013286 | 0.013286 | 0.013286 | 0.013286 | 0.013286 | 0.013286 | 0.013286 | 0.013286 | 0.013286 | 0.013286 | 0.013286 | 0.013286 | 0.013286 | 0.013286 | 0.013286 | 0.013286 | 0.013286 | 0.013286 | 0.013286 | 0.013286 | 0.013286 | 0.013286 | 0.013286 | 0.013286 | 0.013286 | 0.013286 | 0.013286 | 0.013286
F7_Commercial_Warehouse_Existing_Food Preparation_Natural Gas_Conveyor Oven_Codes & Standards Forecast | F7 | Commercial | Warehouse | Existing | Food Preparation | Natural Gas | Conveyor Oven | Codes & Standards Forecast | Avg. Replacement Summer Demand (kW) | 0 | 0 | 0 | 0 | 0 | 0 | 0 | 0 | 0 | 0 | 0 | 0 | 0 | 0 | 0 | 0 | 0 | 0 | 0 | 0 | 0 | 0 | 0 | 0 | 0 | 0 | 0 | 0 | 0 | 0 | 0 | 0 | 0
F8_Commercial_Warehouse_Existing_Food Preparation_Natural Gas_Conveyor Oven_Codes & Standards Forecast | F8 | Commercial | Warehouse | Existing | Food Preparation | Natural Gas | Conveyor Oven | Codes & Standards Forecast | Avg. Replacement Winter Demand (kW) | 0 | 0 | 0 | 0 | 0 | 0 | 0 | 0 | 0 | 0 | 0 | 0 | 0 | 0 | 0 | 0 | 0 | 0 | 0 | 0 | 0 | 0 | 0 | 0 | 0 | 0 | 0 | 0 | 0 | 0 | 0 | 0 | 0
F1_Commercial_Warehouse_Existing_Food Preparation_Natural Gas_Double Rack Oven_Codes & Standards Forecast | F1 | Commercial | Warehouse | Existing | Food Preparation | Natural Gas | Double Rack Oven | Codes & Standards Forecast | Units | 3155.8385 | 3139.7823 | 3123.7261 | 3104.3361 | 3176.8711 | 3168.3335 | 3160.7965 | 3154.008 | 3147.4497 | 3140.9319 | 3134.3816 | 3127.84 | 3121.3542 | 3114.9403 | 3108.5578 | 3102.2006 | 3095.8377 | 3089.5464 | 3083.4154 | 3077.4612 | 3071.5941 | 3065.7116 | 3059.7828 | 3053.799 | 3047.7551 | 3041.6726 | 3035.5586 | 3029.4269 | 3023.2727 | 3017.1004 | 3010.896 | 3004.6732 | 3045.6431
F2_Commercial_Warehouse_Existing_Food Preparation_Natural Gas_Double Rack Oven_Codes & Standards Forecast | F2 | Commercial | Warehouse | Existing | Food Preparation | Natural Gas | Double Rack Oven | Codes & Standards Forecast | Usage (MMtherm) | 5.1776e-05 | 5.0362e-05 | 5.6691e-05 | 5.6314e-05 | 5.917e-05 | 6.0246e-05 | 6.1416e-05 | 6.2659e-05 | 6.3951e-05 | 6.5279e-05 | 6.6633e-05 | 6.8007e-05 | 6.9074e-05 | 6.9897e-05 | 7.0524e-05 | 7.0994e-05 | 7.1339e-05 | 7.1586e-05 | 7.1757e-05 | 7.1868e-05 | 7.193e-05 | 7.1952e-05 | 7.194e-05 | 7.1901e-05 | 7.1839e-05 | 7.1761e-05 | 7.1668e-05 | 7.1565e-05 | 7.1452e-05 | 7.1333e-05 | 7.1207e-05 | 7.1077e-05 | 7.206e-05
F3_Commercial_Warehouse_Existing_Food Preparation_Natural Gas_Double Rack Oven_Codes & Standards Forecast | F3 | Commercial | Warehouse | Existing | Food Preparation | Natural Gas | Double Rack Oven | Codes & Standards Forecast | Summer Peak Demand (MW) | 0 | 0 | 0 | 0 | 0 | 0 | 0 | 0 | 0 | 0 | 0 | 0 | 0 | 0 | 0 | 0 | 0 | 0 | 0 | 0 | 0 | 0 | 0 | 0 | 0 | 0 | 0 | 0 | 0 | 0 | 0 | 0 | 0
F4_Commercial_Warehouse_Existing_Food Preparation_Natural Gas_Double Rack Oven_Codes & Standards Forecast | F4 | Commercial | Warehouse | Existing | Food Preparation | Natural Gas | Double Rack Oven | Codes & Standards Forecast | Winter Peak Demand (MW) | 0 | 0 | 0 | 0 | 0 | 0 | 0 | 0 | 0 | 0 | 0 | 0 | 0 | 0 | 0 | 0 | 0 | 0 | 0 | 0 | 0 | 0 | 0 | 0 | 0 | 0 | 0 | 0 | 0 | 0 | 0 | 0 | 0
F5_Commercial_Warehouse_Existing_Food Preparation_Natural Gas_Double Rack Oven_Codes & Standards Forecast | F5 | Commercial | Warehouse | Existing | Food Preparation | Natural Gas | Double Rack Oven | Codes & Standards Forecast | Turnover | 0 | 104.6594 | 135.3615 | 159.3559 | 251.7586 | 194.5935 | 206.7816 | 216.4366 | 224.049 | 230.0217 | 234.6805 | 238.293 | 210.573 | 194.492 | 186.4607 | 198.0317 | 196.1286 | 223.3886 | 228.5731 | 232.6253 | 254.1543 | 234.5134 | 237.0799 | 233.0594 | 226.1845 | 218.7102 | 214.6766 | 210.8202 | 205.12 | 204.5192 | 206.8596 | 217.9038 | 260.8809
F6_Commercial_Warehouse_Existing_Food Preparation_Natural Gas_Double Rack Oven_Codes & Standards Forecast | F6 | Commercial | Warehouse | Existing | Food Preparation | Natural Gas | Double Rack Oven | Codes & Standards Forecast | Avg. Replacement Usage (kWh) | 0.022419 | 0.021653 | 0.024122 | 0.023678 | 0.023678 | 0.023678 | 0.023678 | 0.023678 | 0.023678 | 0.023678 | 0.023678 | 0.023678 | 0.023678 | 0.023678 | 0.023678 | 0.023678 | 0.023678 | 0.023678 | 0.023678 | 0.023678 | 0.023678 | 0.023678 | 0.023678 | 0.023678 | 0.023678 | 0.023678 | 0.023678 | 0.023678 | 0.023678 | 0.023678 | 0.023678 | 0.023678 | 0.023678
F7_Commercial_Warehouse_Existing_Food Preparation_Natural Gas_Double Rack Oven_Codes & Standards Forecast | F7 | Commercial | Warehouse | Existing | Food Preparation | Natural Gas | Double Rack Oven | Codes & Standards Forecast | Avg. Replacement Summer Demand (kW) | 0 | 0 | 0 | 0 | 0 | 0 | 0 | 0 | 0 | 0 | 0 | 0 | 0 | 0 | 0 | 0 | 0 | 0 | 0 | 0 | 0 | 0 | 0 | 0 | 0 | 0 | 0 | 0 | 0 | 0 | 0 | 0 | 0
F8_Commercial_Warehouse_Existing_Food Preparation_Natural Gas_Double Rack Oven_Codes & Standards Forecast | F8 | Commercial | Warehouse | Existing | Food Preparation | Natural Gas | Double Rack Oven | Codes & Standards Forecast | Avg. Replacement Winter Demand (kW) | 0 | 0 | 0 | 0 | 0 | 0 | 0 | 0 | 0 | 0 | 0 | 0 | 0 | 0 | 0 | 0 | 0 | 0 | 0 | 0 | 0 | 0 | 0 | 0 | 0 | 0 | 0 | 0 | 0 | 0 | 0 | 0 | 0
F1_Commercial_Warehouse_Existing_Food Preparation_Natural Gas_Fryer_Codes & Standards Forecast | F1 | Commercial | Warehouse | Existing | Food Preparation | Natural Gas | Fryer | Codes & Standards Forecast | Units | 12623.3541 | 12559.1293 | 12494.9046 | 12417.3446 | 12707.4843 | 12673.334 | 12643.1859 | 12616.0319 | 12589.7986 | 12563.7278 | 12537.5264 | 12511.3602 | 12485.4169 | 12459.7613 | 12434.2313 | 12408.8025 | 12383.3506 | 12358.1858 | 12333.6615 | 12309.8448 | 12286.3763 | 12262.8462 | 12239.1311 | 12215.196 | 12191.0206 | 12166.6902 | 12142.2346 | 12117.7078 | 12093.0909 | 12068.4017 | 12043.5841 | 12018.6929 | 12182.5724
F2_Commercial_Warehouse_Existing_Food Preparation_Natural Gas_Fryer_Codes & Standards Forecast | F2 | Commercial | Warehouse | Existing | Food Preparation | Natural Gas | Fryer | Codes & Standards Forecast | Usage (MMtherm) | 0.00012888 | 0.00012385 | 0.00013726 | 0.00013325 | 0.00013374 | 0.00013065 | 0.00012687 | 0.00012255 | 0.00011778 | 0.00011393 | 0.00011082 | 0.00010829 | 0.00010624 | 0.00010455 | 0.00010317 | 0.00010203 | 0.00010107 | 0.00010027 | 9.96e-05 | 9.9029e-05 | 9.8537e-05 | 9.8107e-05 | 9.7724e-05 | 9.7379e-05 | 9.7063e-05 | 9.6771e-05 | 9.6498e-05 | 9.6241e-05 | 9.5995e-05 | 9.576e-05 | 9.5531e-05 | 9.5308e-05 | 9.6586e-05
F3_Commercial_Warehouse_Existing_Food Preparation_Natural Gas_Fryer_Codes & Standards Forecast | F3 | Commercial | Warehouse | Existing | Food Preparation | Natural Gas | Fryer | Codes & Standards Forecast | Summer Peak Demand (MW) | 0 | 0 | 0 | 0 | 0 | 0 | 0 | 0 | 0 | 0 | 0 | 0 | 0 | 0 | 0 | 0 | 0 | 0 | 0 | 0 | 0 | 0 | 0 | 0 | 0 | 0 | 0 | 0 | 0 | 0 | 0 | 0 | 0
F4_Commercial_Warehouse_Existing_Food Preparation_Natural Gas_Fryer_Codes & Standards Forecast | F4 | Commercial | Warehouse | Existing | Food Preparation | Natural Gas | Fryer | Codes & Standards Forecast | Winter Peak Demand (MW) | 0 | 0 | 0 | 0 | 0 | 0 | 0 | 0 | 0 | 0 | 0 | 0 | 0 | 0 | 0 | 0 | 0 | 0 | 0 | 0 | 0 | 0 | 0 | 0 | 0 | 0 | 0 | 0 | 0 | 0 | 0 | 0 | 0
F5_Commercial_Warehouse_Existing_Food Preparation_Natural Gas_Fryer_Codes & Standards Forecast | F5 | Commercial | Warehouse | Existing | Food Preparation | Natural Gas | Fryer | Codes & Standards Forecast | Turnover | 0 | 0 | 0 | 225.7699 | 922.2955 | 954.6918 | 1211.1917 | 1415.1625 | 1577.1339 | 1259.0944 | 1005.1749 | 846.9187 | 857.3657 | 872.2038 | 934.5681 | 1024.509 | 1185.855 | 1372.0263 | 1302.1062 | 1272.3757 | 1237.4362 | 1201.8454 | 1063.2137 | 986.4309 | 981.1824 | 1056.6499 | 1104.2408 | 1148.5003 | 1183.9934 | 1223.5757 | 1234.2698 | 1162.322 | 1280.2339
F6_Commercial_Warehouse_Existing_Food Preparation_Natural Gas_Fryer_Codes & Standards Forecast | F6 | Commercial | Warehouse | Existing | Food Preparation | Natural Gas | Fryer | Codes & Standards Forecast | Avg. Replacement Usage (kWh) | 0.011161 | 0.01078 | 0.012009 | 0.0079215 | 0.0079215 | 0.0079215 | 0.0079215 | 0.0079215 | 0.0079215 | 0.0079215 | 0.0079215 | 0.0079215 | 0.0079215 | 0.0079215 | 0.0079215 | 0.0079215 | 0.0079215 | 0.0079215 | 0.0079215 | 0.0079215 | 0.0079215 | 0.0079215 | 0.0079215 | 0.0079215 | 0.0079215 | 0.0079215 | 0.0079215 | 0.0079215 | 0.0079215 | 0.0079215 | 0.0079215 | 0.0079215 | 0.0079215
F7_Commercial_Warehouse_Existing_Food Preparation_Natural Gas_Fryer_Codes & Standards Forecast | F7 | Commercial | Warehouse | Existing | Food Preparation | Natural Gas | Fryer | Codes & Standards Forecast | Avg. Replacement Summer Demand (kW) | 0 | 0 | 0 | 0 | 0 | 0 | 0 | 0 | 0 | 0 | 0 | 0 | 0 | 0 | 0 | 0 | 0 | 0 | 0 | 0 | 0 | 0 | 0 | 0 | 0 | 0 | 0 | 0 | 0 | 0 | 0 | 0 | 0
F8_Commercial_Warehouse_Existing_Food Preparation_Natural Gas_Fryer_Codes & Standards Forecast | F8 | Commercial | Warehouse | Existing | Food Preparation | Natural Gas | Fryer | Codes & Standards Forecast | Avg. Replacement Winter Demand (kW) | 0 | 0 | 0 | 0 | 0 | 0 | 0 | 0 | 0 | 0 | 0 | 0 | 0 | 0 | 0 | 0 | 0 | 0 | 0 | 0 | 0 | 0 | 0 | 0 | 0 | 0 | 0 | 0 | 0 | 0 | 0 | 0 | 0
F1_Commercial_Warehouse_Existing_Food Preparation_Natural Gas_Broiler_Codes & Standards Forecast | F1 | Commercial | Warehouse | Existing | Food Preparation | Natural Gas | Broiler | Codes & Standards Forecast | Units | 0 | 0 | 0 | 0 | 0 | 0 | 0 | 0 | 0 | 0 | 0 | 0 | 0 | 0 | 0 | 0 | 0 | 0 | 0 | 0 | 0 | 0 | 0 | 0 | 0 | 0 | 0 | 0 | 0 | 0 | 0 | 0 | 0
F2_Commercial_Warehouse_Existing_Food Preparation_Natural Gas_Broiler_Codes & Standards Forecast | F2 | Commercial | Warehouse | Existing | Food Preparation | Natural Gas | Broiler | Codes & Standards Forecast | Usage (MMtherm) | 0 | 0 | 0 | 0 | 0 | 0 | 0 | 0 | 0 | 0 | 0 | 0 | 0 | 0 | 0 | 0 | 0 | 0 | 0 | 0 | 0 | 0 | 0 | 0 | 0 | 0 | 0 | 0 | 0 | 0 | 0 | 0 | 0
F3_Commercial_Warehouse_Existing_Food Preparation_Natural Gas_Broiler_Codes & Standards Forecast | F3 | Commercial | Warehouse | Existing | Food Preparation | Natural Gas | Broiler | Codes & Standards Forecast | Summer Peak Demand (MW) | 0 | 0 | 0 | 0 | 0 | 0 | 0 | 0 | 0 | 0 | 0 | 0 | 0 | 0 | 0 | 0 | 0 | 0 | 0 | 0 | 0 | 0 | 0 | 0 | 0 | 0 | 0 | 0 | 0 | 0 | 0 | 0 | 0
F4_Commercial_Warehouse_Existing_Food Preparation_Natural Gas_Broiler_Codes & Standards Forecast | F4 | Commercial | Warehouse | Existing | Food Preparation | Natural Gas | Broiler | Codes & Standards Forecast | Winter Peak Demand (MW) | 0 | 0 | 0 | 0 | 0 | 0 | 0 | 0 | 0 | 0 | 0 | 0 | 0 | 0 | 0 | 0 | 0 | 0 | 0 | 0 | 0 | 0 | 0 | 0 | 0 | 0 | 0 | 0 | 0 | 0 | 0 | 0 | 0
F5_Commercial_Warehouse_Existing_Food Preparation_Natural Gas_Broiler_Codes & Standards Forecast | F5 | Commercial | Warehouse | Existing | Food Preparation | Natural Gas | Broiler | Codes & Standards Forecast | Turnover | 0 | 0 | 0 | 0 | 0 | 0 | 0 | 0 | 0 | 0 | 0 | 0 | 0 | 0 | 0 | 0 | 0 | 0 | 0 | 0 | 0 | 0 | 0 | 0 | 0 | 0 | 0 | 0 | 0 | 0 | 0 | 0 | 0
F6_Commercial_Warehouse_Existing_Food Preparation_Natural Gas_Broiler_Codes & Standards Forecast | F6 | Commercial | Warehouse | Existing | Food Preparation | Natural Gas | Broiler | Codes & Standards Forecast | Avg. Replacement Usage (kWh) | 0.012379 | 0.011956 | 0.013319 | 0.013074 | 0.013074 | 0.013074 | 0.013074 | 0.013074 | 0.013074 | 0.013074 | 0.013074 | 0.013074 | 0.013074 | 0.013074 | 0.013074 | 0.013074 | 0.013074 | 0.013074 | 0.013074 | 0.013074 | 0.013074 | 0.013074 | 0.013074 | 0.013074 | 0.013074 | 0.013074 | 0.013074 | 0.013074 | 0.013074 | 0.013074 | 0.013074 | 0.013074 | 0.013074
F7_Commercial_Warehouse_Existing_Food Preparation_Natural Gas_Broiler_Codes & Standards Forecast | F7 | Commercial | Warehouse | Existing | Food Preparation | Natural Gas | Broiler | Codes & Standards Forecast | Avg. Replacement Summer Demand (kW) | 0 | 0 | 0 | 0 | 0 | 0 | 0 | 0 | 0 | 0 | 0 | 0 | 0 | 0 | 0 | 0 | 0 | 0 | 0 | 0 | 0 | 0 | 0 | 0 | 0 | 0 | 0 | 0 | 0 | 0 | 0 | 0 | 0
F8_Commercial_Warehouse_Existing_Food Preparation_Natural Gas_Broiler_Codes & Standards Forecast | F8 | Commercial | Warehouse | Existing | Food Preparation | Natural Gas | Broiler | Codes & Standards Forecast | Avg. Replacement Winter Demand (kW) | 0 | 0 | 0 | 0 | 0 | 0 | 0 | 0 | 0 | 0 | 0 | 0 | 0 | 0 | 0 | 0 | 0 | 0 | 0 | 0 | 0 | 0 | 0 | 0 | 0 | 0 | 0 | 0 | 0 | 0 | 0 | 0 | 0
F1_Commercial_Warehouse_Existing_Food Preparation_Natural Gas_Griddle_Codes & Standards Forecast | F1 | Commercial | Warehouse | Existing | Food Preparation | Natural Gas | Griddle | Codes & Standards Forecast | Units | 12623.3541 | 12559.1293 | 12494.9046 | 12417.3446 | 12707.4843 | 12673.334 | 12643.1859 | 12616.0319 | 12589.7986 | 12563.7278 | 12537.5264 | 12511.3602 | 12485.4169 | 12459.7613 | 12434.2313 | 12408.8025 | 12383.3506 | 12358.1858 | 12333.6615 | 12309.8448 | 12286.3763 | 12262.8462 | 12239.1311 | 12215.196 | 12191.0206 | 12166.6902 | 12142.2346 | 12117.7078 | 12093.0909 | 12068.4017 | 12043.5841 | 12018.6929 | 12182.5724
F2_Commercial_Warehouse_Existing_Food Preparation_Natural Gas_Griddle_Codes & Standards Forecast | F2 | Commercial | Warehouse | Existing | Food Preparation | Natural Gas | Griddle | Codes & Standards Forecast | Usage (MMtherm) | 9.4092e-05 | 9.0542e-05 | 0.00010053 | 9.7557e-05 | 9.9042e-05 | 9.8159e-05 | 9.7269e-05 | 9.6373e-05 | 9.5462e-05 | 9.4534e-05 | 9.3592e-05 | 9.2641e-05 | 9.1754e-05 | 9.0893e-05 | 9.017e-05 | 8.9557e-05 | 8.9031e-05 | 8.8459e-05 | 8.7936e-05 | 8.7641e-05 | 8.7374e-05 | 8.7127e-05 | 8.6895e-05 | 8.6675e-05 | 8.6463e-05 | 8.6258e-05 | 8.6058e-05 | 8.5864e-05 | 8.5673e-05 | 8.5485e-05 | 8.5299e-05 | 8.5114e-05 | 8.6268e-05
F3_Commercial_Warehouse_Existing_Food Preparation_Natural Gas_Griddle_Codes & Standards Forecast | F3 | Commercial | Warehouse | Existing | Food Preparation | Natural Gas | Griddle | Codes & Standards Forecast | Summer Peak Demand (MW) | 0 | 0 | 0 | 0 | 0 | 0 | 0 | 0 | 0 | 0 | 0 | 0 | 0 | 0 | 0 | 0 | 0 | 0 | 0 | 0 | 0 | 0 | 0 | 0 | 0 | 0 | 0 | 0 | 0 | 0 | 0 | 0 | 0
F4_Commercial_Warehouse_Existing_Food Preparation_Natural Gas_Griddle_Codes & Standards Forecast | F4 | Commercial | Warehouse | Existing | Food Preparation | Natural Gas | Griddle | Codes & Standards Forecast | Winter Peak Demand (MW) | 0 | 0 | 0 | 0 | 0 | 0 | 0 | 0 | 0 | 0 | 0 | 0 | 0 | 0 | 0 | 0 | 0 | 0 | 0 | 0 | 0 | 0 | 0 | 0 | 0 | 0 | 0 | 0 | 0 | 0 | 0 | 0 | 0
F5_Commercial_Warehouse_Existing_Food Preparation_Natural Gas_Griddle_Codes & Standards Forecast | F5 | Commercial | Warehouse | Existing | Food Preparation | Natural Gas | Griddle | Codes & Standards Forecast | Turnover | 0 | 418.6376 | 541.4459 | 637.4237 | 1007.0345 | 778.374 | 827.1265 | 865.7464 | 896.196 | 920.0867 | 938.7221 | 953.172 | 842.2921 | 777.9681 | 745.8426 | 792.1268 | 784.5144 | 893.5543 | 914.2925 | 930.5013 | 1016.6173 | 938.0535 | 948.3196 | 932.2377 | 904.7381 | 874.8409 | 858.7063 | 843.2807 | 820.4801 | 818.0767 | 827.4383 | 871.6151 | 1043.5235
F6_Commercial_Warehouse_Existing_Food Preparation_Natural Gas_Griddle_Codes & Standards Forecast | F6 | Commercial | Warehouse | Existing | Food Preparation | Natural Gas | Griddle | Codes & Standards Forecast | Avg. Replacement Usage (kWh) | 0.0077606 | 0.0074957 | 0.0083501 | 0.007079 | 0.007079 | 0.007079 | 0.007079 | 0.007079 | 0.007079 | 0.007079 | 0.007079 | 0.007079 | 0.007079 | 0.007079 | 0.007079 | 0.007079 | 0.007079 | 0.007079 | 0.007079 | 0.007079 | 0.007079 | 0.007079 | 0.007079 | 0.007079 | 0.007079 | 0.007079 | 0.007079 | 0.007079 | 0.007079 | 0.007079 | 0.007079 | 0.007079 | 0.007079
F7_Commercial_Warehouse_Existing_Food Preparation_Natural Gas_Griddle_Codes & Standards Forecast | F7 | Commercial | Warehouse | Existing | Food Preparation | Natural Gas | Griddle | Codes & Standards Forecast | Avg. Replacement Summer Demand (kW) | 0 | 0 | 0 | 0 | 0 | 0 | 0 | 0 | 0 | 0 | 0 | 0 | 0 | 0 | 0 | 0 | 0 | 0 | 0 | 0 | 0 | 0 | 0 | 0 | 0 | 0 | 0 | 0 | 0 | 0 | 0 | 0 | 0
F8_Commercial_Warehouse_Existing_Food Preparation_Natural Gas_Griddle_Codes & Standards Forecast | F8 | Commercial | Warehouse | Existing | Food Preparation | Natural Gas | Griddle | Codes & Standards Forecast | Avg. Replacement Winter Demand (kW) | 0 | 0 | 0 | 0 | 0 | 0 | 0 | 0 | 0 | 0 | 0 | 0 | 0 | 0 | 0 | 0 | 0 | 0 | 0 | 0 | 0 | 0 | 0 | 0 | 0 | 0 | 0 | 0 | 0 | 0 | 0 | 0 | 0
F1_Commercial_Warehouse_Existing_Food Preparation_Natural Gas_Range_Codes & Standards Forecast | F1 | Commercial | Warehouse | Existing | Food Preparation | Natural Gas | Range | Codes & Standards Forecast | Units | 12623.3541 | 12559.1293 | 12494.9046 | 12417.3446 | 12707.4843 | 12673.334 | 12643.1859 | 12616.0319 | 12589.7986 | 12563.7278 | 12537.5264 | 12511.3602 | 12485.4169 | 12459.7613 | 12434.2313 | 12408.8025 | 12383.3506 | 12358.1858 | 12333.6615 | 12309.8448 | 12286.3763 | 12262.8462 | 12239.1311 | 12215.196 | 12191.0206 | 12166.6902 | 12142.2346 | 12117.7078 | 12093.0909 | 12068.4017 | 12043.5841 | 12018.6929 | 12182.5724
F2_Commercial_Warehouse_Existing_Food Preparation_Natural Gas_Range_Codes & Standards Forecast | F2 | Commercial | Warehouse | Existing | Food Preparation | Natural Gas | Range | Codes & Standards Forecast | Usage (MMtherm) | 9.7602e-05 | 9.444e-05 | 0.0001056 | 0.0001041 | 0.00010809 | 0.00010912 | 0.00011026 | 0.00011149 | 0.00011278 | 0.00011411 | 0.00011511 | 0.00011587 | 0.00011642 | 0.00011682 | 0.00011708 | 0.00011725 | 0.00011733 | 0.00011735 | 0.00011732 | 0.00011726 | 0.00011717 | 0.00011705 | 0.0001169 | 0.00011674 | 0.00011656 | 0.00011637 | 0.00011617 | 0.00011597 | 0.00011575 | 0.00011553 | 0.00011531 | 0.00011508 | 0.00011666
F3_Commercial_Warehouse_Existing_Food Preparation_Natural Gas_Range_Codes & Standards Forecast | F3 | Commercial | Warehouse | Existing | Food Preparation | Natural Gas | Range | Codes & Standards Forecast | Summer Peak Demand (MW) | 0 | 0 | 0 | 0 | 0 | 0 | 0 | 0 | 0 | 0 | 0 | 0 | 0 | 0 | 0 | 0 | 0 | 0 | 0 | 0 | 0 | 0 | 0 | 0 | 0 | 0 | 0 | 0 | 0 | 0 | 0 | 0 | 0
F4_Commercial_Warehouse_Existing_Food Preparation_Natural Gas_Range_Codes & Standards Forecast | F4 | Commercial | Warehouse | Existing | Food Preparation | Natural Gas | Range | Codes & Standards Forecast | Winter Peak Demand (MW) | 0 | 0 | 0 | 0 | 0 | 0 | 0 | 0 | 0 | 0 | 0 | 0 | 0 | 0 | 0 | 0 | 0 | 0 | 0 | 0 | 0 | 0 | 0 | 0 | 0 | 0 | 0 | 0 | 0 | 0 | 0 | 0 | 0
F5_Commercial_Warehouse_Existing_Food Preparation_Natural Gas_Range_Codes & Standards Forecast | F5 | Commercial | Warehouse | Existing | Food Preparation | Natural Gas | Range | Codes & Standards Forecast | Turnover | 0 | 502.3652 | 649.735 | 764.9084 | 1150.4134 | 934.0489 | 992.5518 | 1038.8957 | 1075.4353 | 1104.104 | 979.4513 | 909.073 | 876.0586 | 925.0042 | 921.7724 | 1057.885 | 1086.5844 | 1109.0214 | 1200.3186 | 1096.4288 | 1069.4853 | 1038.3899 | 1020.6927 | 1003.9387 | 978.2382 | 977.1235 | 990.1199 | 1039.2938 | 1044.8298 | 1079.4425 | 1073.613 | 1063.8602 | 1236.4093
F6_Commercial_Warehouse_Existing_Food Preparation_Natural Gas_Range_Codes & Standards Forecast | F6 | Commercial | Warehouse | Existing | Food Preparation | Natural Gas | Range | Codes & Standards Forecast | Avg. Replacement Usage (kWh) | 0.0090696 | 0.00876 | 0.0097585 | 0.0095789 | 0.0095789 | 0.0095789 | 0.0095789 | 0.0095789 | 0.0095789 | 0.0095789 | 0.0095789 | 0.0095789 | 0.0095789 | 0.0095789 | 0.0095789 | 0.0095789 | 0.0095789 | 0.0095789 | 0.0095789 | 0.0095789 | 0.0095789 | 0.0095789 | 0.0095789 | 0.0095789 | 0.0095789 | 0.0095789 | 0.0095789 | 0.0095789 | 0.0095789 | 0.0095789 | 0.0095789 | 0.0095789 | 0.0095789
F7_Commercial_Warehouse_Existing_Food Preparation_Natural Gas_Range_Codes & Standards Forecast | F7 | Commercial | Warehouse | Existing | Food Preparation | Natural Gas | Range | Codes & Standards Forecast | Avg. Replacement Summer Demand (kW) | 0 | 0 | 0 | 0 | 0 | 0 | 0 | 0 | 0 | 0 | 0 | 0 | 0 | 0 | 0 | 0 | 0 | 0 | 0 | 0 | 0 | 0 | 0 | 0 | 0 | 0 | 0 | 0 | 0 | 0 | 0 | 0 | 0
F8_Commercial_Warehouse_Existing_Food Preparation_Natural Gas_Range_Codes & Standards Forecast | F8 | Commercial | Warehouse | Existing | Food Preparation | Natural Gas | Range | Codes & Standards Forecast | Avg. Replacement Winter Demand (kW) | 0 | 0 | 0 | 0 | 0 | 0 | 0 | 0 | 0 | 0 | 0 | 0 | 0 | 0 | 0 | 0 | 0 | 0 | 0 | 0 | 0 | 0 | 0 | 0 | 0 | 0 | 0 | 0 | 0 | 0 | 0 | 0 | 0
F1_Commercial_Warehouse_Existing_Food Preparation_Natural Gas_Steamer_Codes & Standards Forecast | F1 | Commercial | Warehouse | Existing | Food Preparation | Natural Gas | Steamer | Codes & Standards Forecast | Units | 0 | 0 | 0 | 0 | 0 | 0 | 0 | 0 | 0 | 0 | 0 | 0 | 0 | 0 | 0 | 0 | 0 | 0 | 0 | 0 | 0 | 0 | 0 | 0 | 0 | 0 | 0 | 0 | 0 | 0 | 0 | 0 | 0
F2_Commercial_Warehouse_Existing_Food Preparation_Natural Gas_Steamer_Codes & Standards Forecast | F2 | Commercial | Warehouse | Existing | Food Preparation | Natural Gas | Steamer | Codes & Standards Forecast | Usage (MMtherm) | 0 | 0 | 0 | 0 | 0 | 0 | 0 | 0 | 0 | 0 | 0 | 0 | 0 | 0 | 0 | 0 | 0 | 0 | 0 | 0 | 0 | 0 | 0 | 0 | 0 | 0 | 0 | 0 | 0 | 0 | 0 | 0 | 0
F3_Commercial_Warehouse_Existing_Food Preparation_Natural Gas_Steamer_Codes & Standards Forecast | F3 | Commercial | Warehouse | Existing | Food Preparation | Natural Gas | Steamer | Codes & Standards Forecast | Summer Peak Demand (MW) | 0 | 0 | 0 | 0 | 0 | 0 | 0 | 0 | 0 | 0 | 0 | 0 | 0 | 0 | 0 | 0 | 0 | 0 | 0 | 0 | 0 | 0 | 0 | 0 | 0 | 0 | 0 | 0 | 0 | 0 | 0 | 0 | 0
F4_Commercial_Warehouse_Existing_Food Preparation_Natural Gas_Steamer_Codes & Standards Forecast | F4 | Commercial | Warehouse | Existing | Food Preparation | Natural Gas | Steamer | Codes & Standards Forecast | Winter Peak Demand (MW) | 0 | 0 | 0 | 0 | 0 | 0 | 0 | 0 | 0 | 0 | 0 | 0 | 0 | 0 | 0 | 0 | 0 | 0 | 0 | 0 | 0 | 0 | 0 | 0 | 0 | 0 | 0 | 0 | 0 | 0 | 0 | 0 | 0
F5_Commercial_Warehouse_Existing_Food Preparation_Natural Gas_Steamer_Codes & Standards Forecast | F5 | Commercial | Warehouse | Existing | Food Preparation | Natural Gas | Steamer | Codes & Standards Forecast | Turnover | 0 | 0 | 0 | 0 | 0 | 0 | 0 | 0 | 0 | 0 | 0 | 0 | 0 | 0 | 0 | 0 | 0 | 0 | 0 | 0 | 0 | 0 | 0 | 0 | 0 | 0 | 0 | 0 | 0 | 0 | 0 | 0 | 0
F6_Commercial_Warehouse_Existing_Food Preparation_Natural Gas_Steamer_Codes & Standards Forecast | F6 | Commercial | Warehouse | Existing | Food Preparation | Natural Gas | Steamer | Codes & Standards Forecast | Avg. Replacement Usage (kWh) | 0.02137 | 0.02064 | 0.022993 | 0.0047078 | 0.0047078 | 0.0047078 | 0.0047078 | 0.0047078 | 0.0047078 | 0.0047078 | 0.0047078 | 0.0047078 | 0.0047078 | 0.0047078 | 0.0047078 | 0.0047078 | 0.0047078 | 0.0047078 | 0.0047078 | 0.0047078 | 0.0047078 | 0.0047078 | 0.0047078 | 0.0047078 | 0.0047078 | 0.0047078 | 0.0047078 | 0.0047078 | 0.0047078 | 0.0047078 | 0.0047078 | 0.0047078 | 0.0047078
F7_Commercial_Warehouse_Existing_Food Preparation_Natural Gas_Steamer_Codes & Standards Forecast | F7 | Commercial | Warehouse | Existing | Food Preparation | Natural Gas | Steamer | Codes & Standards Forecast | Avg. Replacement Summer Demand (kW) | 0 | 0 | 0 | 0 | 0 | 0 | 0 | 0 | 0 | 0 | 0 | 0 | 0 | 0 | 0 | 0 | 0 | 0 | 0 | 0 | 0 | 0 | 0 | 0 | 0 | 0 | 0 | 0 | 0 | 0 | 0 | 0 | 0
F8_Commercial_Warehouse_Existing_Food Preparation_Natural Gas_Steamer_Codes & Standards Forecast | F8 | Commercial | Warehouse | Existing | Food Preparation | Natural Gas | Steamer | Codes & Standards Forecast | Avg. Replacement Winter Demand (kW) | 0 | 0 | 0 | 0 | 0 | 0 | 0 | 0 | 0 | 0 | 0 | 0 | 0 | 0 | 0 | 0 | 0 | 0 | 0 | 0 | 0 | 0 | 0 | 0 | 0 | 0 | 0 | 0 | 0 | 0 | 0 | 0 | 0
F1_Commercial_Warehouse_Existing_Food Preparation_Natural Gas_Food Prep Other_Codes & Standards Forecast | F1 | Commercial | Warehouse | Existing | Food Preparation | Natural Gas | Food Prep Other | Codes & Standards Forecast | Units | 0 | 0 | 0 | 0 | 0 | 0 | 0 | 0 | 0 | 0 | 0 | 0 | 0 | 0 | 0 | 0 | 0 | 0 | 0 | 0 | 0 | 0 | 0 | 0 | 0 | 0 | 0 | 0 | 0 | 0 | 0 | 0 | 0
F2_Commercial_Warehouse_Existing_Food Preparation_Natural Gas_Food Prep Other_Codes & Standards Forecast | F2 | Commercial | Warehouse | Existing | Food Preparation | Natural Gas | Food Prep Other | Codes & Standards Forecast | Usage (MMtherm) | 0 | 0 | 0 | 0 | 0 | 0 | 0 | 0 | 0 | 0 | 0 | 0 | 0 | 0 | 0 | 0 | 0 | 0 | 0 | 0 | 0 | 0 | 0 | 0 | 0 | 0 | 0 | 0 | 0 | 0 | 0 | 0 | 0
F3_Commercial_Warehouse_Existing_Food Preparation_Natural Gas_Food Prep Other_Codes & Standards Forecast | F3 | Commercial | Warehouse | Existing | Food Preparation | Natural Gas | Food Prep Other | Codes & Standards Forecast | Summer Peak Demand (MW) | 0 | 0 | 0 | 0 | 0 | 0 | 0 | 0 | 0 | 0 | 0 | 0 | 0 | 0 | 0 | 0 | 0 | 0 | 0 | 0 | 0 | 0 | 0 | 0 | 0 | 0 | 0 | 0 | 0 | 0 | 0 | 0 | 0
F4_Commercial_Warehouse_Existing_Food Preparation_Natural Gas_Food Prep Other_Codes & Standards Forecast | F4 | Commercial | Warehouse | Existing | Food Preparation | Natural Gas | Food Prep Other | Codes & Standards Forecast | Winter Peak Demand (MW) | 0 | 0 | 0 | 0 | 0 | 0 | 0 | 0 | 0 | 0 | 0 | 0 | 0 | 0 | 0 | 0 | 0 | 0 | 0 | 0 | 0 | 0 | 0 | 0 | 0 | 0 | 0 | 0 | 0 | 0 | 0 | 0 | 0
F5_Commercial_Warehouse_Existing_Food Preparation_Natural Gas_Food Prep Other_Codes & Standards Forecast | F5 | Commercial | Warehouse | Existing | Food Preparation | Natural Gas | Food Prep Other | Codes & Standards Forecast | Turnover | 0 | 0 | 0 | 0 | 0 | 0 | 0 | 0 | 0 | 0 | 0 | 0 | 0 | 0 | 0 | 0 | 0 | 0 | 0 | 0 | 0 | 0 | 0 | 0 | 0 | 0 | 0 | 0 | 0 | 0 | 0 | 0 | 0
F6_Commercial_Warehouse_Existing_Food Preparation_Natural Gas_Food Prep Other_Codes & Standards Forecast | F6 | Commercial | Warehouse | Existing | Food Preparation | Natural Gas | Food Prep Other | Codes & Standards Forecast | Avg. Replacement Usage (kWh) | 0.0032268 | 0.0031166 | 0.0034719 | 0.003408 | 0.003408 | 0.003408 | 0.003408 | 0.003408 | 0.003408 | 0.003408 | 0.003408 | 0.003408 | 0.003408 | 0.003408 | 0.003408 | 0.003408 | 0.003408 | 0.003408 | 0.003408 | 0.003408 | 0.003408 | 0.003408 | 0.003408 | 0.003408 | 0.003408 | 0.003408 | 0.003408 | 0.003408 | 0.003408 | 0.003408 | 0.003408 | 0.003408 | 0.003408
F7_Commercial_Warehouse_Existing_Food Preparation_Natural Gas_Food Prep Other_Codes & Standards Forecast | F7 | Commercial | Warehouse | Existing | Food Preparation | Natural Gas | Food Prep Other | Codes & Standards Forecast | Avg. Replacement Summer Demand (kW) | 0 | 0 | 0 | 0 | 0 | 0 | 0 | 0 | 0 | 0 | 0 | 0 | 0 | 0 | 0 | 0 | 0 | 0 | 0 | 0 | 0 | 0 | 0 | 0 | 0 | 0 | 0 | 0 | 0 | 0 | 0 | 0 | 0
F8_Commercial_Warehouse_Existing_Food Preparation_Natural Gas_Food Prep Other_Codes & Standards Forecast | F8 | Commercial | Warehouse | Existing | Food Preparation | Natural Gas | Food Prep Other | Codes & Standards Forecast | Avg. Replacement Winter Demand (kW) | 0 | 0 | 0 | 0 | 0 | 0 | 0 | 0 | 0 | 0 | 0 | 0 | 0 | 0 | 0 | 0 | 0 | 0 | 0 | 0 | 0 | 0 | 0 | 0 | 0 | 0 | 0 | 0 | 0 | 0 | 0 | 0 | 0
F1_Commercial_Warehouse_Existing_Miscellaneous_Natural Gas_Pool Heater_Codes & Standards Forecast | F1 | Commercial | Warehouse | Existing | Miscellaneous | Natural Gas | Pool Heater | Codes & Standards Forecast | Units | 0 | 0 | 0 | 0 | 0 | 0 | 0 | 0 | 0 | 0 | 0 | 0 | 0 | 0 | 0 | 0 | 0 | 0 | 0 | 0 | 0 | 0 | 0 | 0 | 0 | 0 | 0 | 0 | 0 | 0 | 0 | 0 | 0
F2_Commercial_Warehouse_Existing_Miscellaneous_Natural Gas_Pool Heater_Codes & Standards Forecast | F2 | Commercial | Warehouse | Existing | Miscellaneous | Natural Gas | Pool Heater | Codes & Standards Forecast | Usage (MMtherm) | 0 | 0 | 0 | 0 | 0 | 0 | 0 | 0 | 0 | 0 | 0 | 0 | 0 | 0 | 0 | 0 | 0 | 0 | 0 | 0 | 0 | 0 | 0 | 0 | 0 | 0 | 0 | 0 | 0 | 0 | 0 | 0 | 0
F3_Commercial_Warehouse_Existing_Miscellaneous_Natural Gas_Pool Heater_Codes & Standards Forecast | F3 | Commercial | Warehouse | Existing | Miscellaneous | Natural Gas | Pool Heater | Codes & Standards Forecast | Summer Peak Demand (MW) | 0 | 0 | 0 | 0 | 0 | 0 | 0 | 0 | 0 | 0 | 0 | 0 | 0 | 0 | 0 | 0 | 0 | 0 | 0 | 0 | 0 | 0 | 0 | 0 | 0 | 0 | 0 | 0 | 0 | 0 | 0 | 0 | 0
F4_Commercial_Warehouse_Existing_Miscellaneous_Natural Gas_Pool Heater_Codes & Standards Forecast | F4 | Commercial | Warehouse | Existing | Miscellaneous | Natural Gas | Pool Heater | Codes & Standards Forecast | Winter Peak Demand (MW) | 0 | 0 | 0 | 0 | 0 | 0 | 0 | 0 | 0 | 0 | 0 | 0 | 0 | 0 | 0 | 0 | 0 | 0 | 0 | 0 | 0 | 0 | 0 | 0 | 0 | 0 | 0 | 0 | 0 | 0 | 0 | 0 | 0
F5_Commercial_Warehouse_Existing_Miscellaneous_Natural Gas_Pool Heater_Codes & Standards Forecast | F5 | Commercial | Warehouse | Existing | Miscellaneous | Natural Gas | Pool Heater | Codes & Standards Forecast | Turnover | 0 | 0 | 0 | 0 | 0 | 0 | 0 | 0 | 0 | 0 | 0 | 0 | 0 | 0 | 0 | 0 | 0 | 0 | 0 | 0 | 0 | 0 | 0 | 0 | 0 | 0 | 0 | 0 | 0 | 0 | 0 | 0 | 0
F6_Commercial_Warehouse_Existing_Miscellaneous_Natural Gas_Pool Heater_Codes & Standards Forecast | F6 | Commercial | Warehouse | Existing | Miscellaneous | Natural Gas | Pool Heater | Codes & Standards Forecast | Avg. Replacement Usage (kWh) | 0.010152 | 0.0098057 | 0.010923 | 0.010722 | 0.010722 | 0.010722 | 0.010722 | 0.010722 | 0.010722 | 0.010722 | 0.010722 | 0.010722 | 0.010722 | 0.010722 | 0.010722 | 0.010722 | 0.010722 | 0.010722 | 0.010722 | 0.010722 | 0.010722 | 0.010722 | 0.010722 | 0.010722 | 0.010722 | 0.010722 | 0.010722 | 0.010722 | 0.010722 | 0.010722 | 0.010722 | 0.010722 | 0.010722
F7_Commercial_Warehouse_Existing_Miscellaneous_Natural Gas_Pool Heater_Codes & Standards Forecast | F7 | Commercial | Warehouse | Existing | Miscellaneous | Natural Gas | Pool Heater | Codes & Standards Forecast | Avg. Replacement Summer Demand (kW) | 0 | 0 | 0 | 0 | 0 | 0 | 0 | 0 | 0 | 0 | 0 | 0 | 0 | 0 | 0 | 0 | 0 | 0 | 0 | 0 | 0 | 0 | 0 | 0 | 0 | 0 | 0 | 0 | 0 | 0 | 0 | 0 | 0
F8_Commercial_Warehouse_Existing_Miscellaneous_Natural Gas_Pool Heater_Codes & Standards Forecast | F8 | Commercial | Warehouse | Existing | Miscellaneous | Natural Gas | Pool Heater | Codes & Standards Forecast | Avg. Replacement Winter Demand (kW) | 0 | 0 | 0 | 0 | 0 | 0 | 0 | 0 | 0 | 0 | 0 | 0 | 0 | 0 | 0 | 0 | 0 | 0 | 0 | 0 | 0 | 0 | 0 | 0 | 0 | 0 | 0 | 0 | 0 | 0 | 0 | 0 | 0
F1_Commercial_Warehouse_Existing_Miscellaneous_Natural Gas_Miscellaneous_Codes & Standards Forecast | F1 | Commercial | Warehouse | Existing | Miscellaneous | Natural Gas | Miscellaneous | Codes & Standards Forecast | Units | 796744.0333 | 792690.3795 | 788636.7257 | 783741.3989 | 802054.0538 | 799898.597 | 797995.7528 | 796281.8825 | 794626.1247 | 792980.6192 | 791326.8775 | 789675.3502 | 788037.8984 | 786418.6 | 784807.2309 | 783202.2512 | 781595.8126 | 780007.4936 | 778459.6041 | 776956.3739 | 775475.1162 | 773989.9775 | 772493.1559 | 770982.4543 | 769456.5807 | 767920.9316 | 766377.3733 | 764829.3223 | 763275.5848 | 761717.2888 | 760150.8838 | 758579.8362 | 768923.3612
F2_Commercial_Warehouse_Existing_Miscellaneous_Natural Gas_Miscellaneous_Codes & Standards Forecast | F2 | Commercial | Warehouse | Existing | Miscellaneous | Natural Gas | Miscellaneous | Codes & Standards Forecast | Usage (MMtherm) | 0.00099187 | 0.00095314 | 0.0010564 | 0.0010305 | 0.0010546 | 0.0010517 | 0.0010492 | 0.001047 | 0.0010448 | 0.0010426 | 0.0010405 | 0.0010383 | 0.0010361 | 0.001034 | 0.0010319 | 0.0010298 | 0.0010277 | 0.0010256 | 0.0010235 | 0.0010216 | 0.0010196 | 0.0010177 | 0.0010157 | 0.0010137 | 0.0010117 | 0.0010097 | 0.0010076 | 0.0010056 | 0.0010036 | 0.0010015 | 0.00099946 | 0.0009974 | 0.001011
F3_Commercial_Warehouse_Existing_Miscellaneous_Natural Gas_Miscellaneous_Codes & Standards Forecast | F3 | Commercial | Warehouse | Existing | Miscellaneous | Natural Gas | Miscellaneous | Codes & Standards Forecast | Summer Peak Demand (MW) | 0 | 0 | 0 | 0 | 0 | 0 | 0 | 0 | 0 | 0 | 0 | 0 | 0 | 0 | 0 | 0 | 0 | 0 | 0 | 0 | 0 | 0 | 0 | 0 | 0 | 0 | 0 | 0 | 0 | 0 | 0 | 0 | 0
F4_Commercial_Warehouse_Existing_Miscellaneous_Natural Gas_Miscellaneous_Codes & Standards Forecast | F4 | Commercial | Warehouse | Existing | Miscellaneous | Natural Gas | Miscellaneous | Codes & Standards Forecast | Winter Peak Demand (MW) | 0 | 0 | 0 | 0 | 0 | 0 | 0 | 0 | 0 | 0 | 0 | 0 | 0 | 0 | 0 | 0 | 0 | 0 | 0 | 0 | 0 | 0 | 0 | 0 | 0 | 0 | 0 | 0 | 0 | 0 | 0 | 0 | 0
F5_Commercial_Warehouse_Existing_Miscellaneous_Natural Gas_Miscellaneous_Codes & Standards Forecast | F5 | Commercial | Warehouse | Existing | Miscellaneous | Natural Gas | Miscellaneous | Codes & Standards Forecast | Turnover | 0 | 67944.8897 | 80473.1353 | 90941.4218 | 105859.2784 | 86232.3976 | 86663.5496 | 89137.423 | 88482.3497 | 87987.6607 | 87915.3911 | 107031.0226 | 107704.9538 | 107743.5272 | 111611.2151 | 105245.2042 | 105504.2601 | 106854.5682 | 106217.7864 | 105761.6677 | 105688.0255 | 111014.337 | 110249.0112 | 109399.4015 | 110519.5324 | 108445.218 | 108437.0196 | 108898.8453 | 108429.3675 | 108074.822 | 107943.4353 | 109305.0961 | 119251.7327
F6_Commercial_Warehouse_Existing_Miscellaneous_Natural Gas_Miscellaneous_Codes & Standards Forecast | F6 | Commercial | Warehouse | Existing | Miscellaneous | Natural Gas | Miscellaneous | Codes & Standards Forecast | Avg. Replacement Usage (kWh) | 0.0012449 | 0.0012024 | 0.0013395 | 0.0013148 | 0.0013148 | 0.0013148 | 0.0013148 | 0.0013148 | 0.0013148 | 0.0013148 | 0.0013148 | 0.0013148 | 0.0013148 | 0.0013148 | 0.0013148 | 0.0013148 | 0.0013148 | 0.0013148 | 0.0013148 | 0.0013148 | 0.0013148 | 0.0013148 | 0.0013148 | 0.0013148 | 0.0013148 | 0.0013148 | 0.0013148 | 0.0013148 | 0.0013148 | 0.0013148 | 0.0013148 | 0.0013148 | 0.0013148
F7_Commercial_Warehouse_Existing_Miscellaneous_Natural Gas_Miscellaneous_Codes & Standards Forecast | F7 | Commercial | Warehouse | Existing | Miscellaneous | Natural Gas | Miscellaneous | Codes & Standards Forecast | Avg. Replacement Summer Demand (kW) | 0 | 0 | 0 | 0 | 0 | 0 | 0 | 0 | 0 | 0 | 0 | 0 | 0 | 0 | 0 | 0 | 0 | 0 | 0 | 0 | 0 | 0 | 0 | 0 | 0 | 0 | 0 | 0 | 0 | 0 | 0 | 0 | 0
F8_Commercial_Warehouse_Existing_Miscellaneous_Natural Gas_Miscellaneous_Codes & Standards Forecast | F8 | Commercial | Warehouse | Existing | Miscellaneous | Natural Gas | Miscellaneous | Codes & Standards Forecast | Avg. Replacement Winter Demand (kW) | 0 | 0 | 0 | 0 | 0 | 0 | 0 | 0 | 0 | 0 | 0 | 0 | 0 | 0 | 0 | 0 | 0 | 0 | 0 | 0 | 0 | 0 | 0 | 0 | 0 | 0 | 0 | 0 | 0 | 0 | 0 | 0 | 0
F1_Commercial_Warehouse_New_Space Heating_Natural Gas_Furnace_Codes & Standards Forecast | F1 | Commercial | Warehouse | New | Space Heating | Natural Gas | Furnace | Codes & Standards Forecast | Units | 0 | 0 | 0 | 0 | 0 | 0 | 0 | 0 | 0 | 0 | 0 | 0 | 0 | 0 | 0 | 0 | 0 | 0 | 0 | 0 | 0 | 0 | 0 | 0 | 0 | 0 | 0 | 0 | 0 | 0 | 0 | 0 | 0
F2_Commercial_Warehouse_New_Space Heating_Natural Gas_Furnace_Codes & Standards Forecast | F2 | Commercial | Warehouse | New | Space Heating | Natural Gas | Furnace | Codes & Standards Forecast | Usage (MMtherm) | 0 | 0 | 0 | 0 | 0 | 0 | 0 | 0 | 0 | 0 | 0 | 0 | 0 | 0 | 0 | 0 | 0 | 0 | 0 | 0 | 0 | 0 | 0 | 0 | 0 | 0 | 0 | 0 | 0 | 0 | 0 | 0 | 0
F3_Commercial_Warehouse_New_Space Heating_Natural Gas_Furnace_Codes & Standards Forecast | F3 | Commercial | Warehouse | New | Space Heating | Natural Gas | Furnace | Codes & Standards Forecast | Summer Peak Demand (MW) | 0 | 0 | 0 | 0 | 0 | 0 | 0 | 0 | 0 | 0 | 0 | 0 | 0 | 0 | 0 | 0 | 0 | 0 | 0 | 0 | 0 | 0 | 0 | 0 | 0 | 0 | 0 | 0 | 0 | 0 | 0 | 0 | 0
F4_Commercial_Warehouse_New_Space Heating_Natural Gas_Furnace_Codes & Standards Forecast | F4 | Commercial | Warehouse | New | Space Heating | Natural Gas | Furnace | Codes & Standards Forecast | Winter Peak Demand (MW) | 0 | 0 | 0 | 0 | 0 | 0 | 0 | 0 | 0 | 0 | 0 | 0 | 0 | 0 | 0 | 0 | 0 | 0 | 0 | 0 | 0 | 0 | 0 | 0 | 0 | 0 | 0 | 0 | 0 | 0 | 0 | 0 | 0
F5_Commercial_Warehouse_New_Space Heating_Natural Gas_Furnace_Codes & Standards Forecast | F5 | Commercial | Warehouse | New | Space Heating | Natural Gas | Furnace | Codes & Standards Forecast | Turnover | 0 | 0 | 0 | 0 | 0 | 0 | 0 | 0 | 0 | 0 | 0 | 0 | 0 | 0 | 0 | 0 | 0 | 0 | 0 | 0 | 0 | 0 | 0 | 0 | 0 | 0 | 0 | 0 | 0 | 0 | 0 | 0 | 0
F6_Commercial_Warehouse_New_Space Heating_Natural Gas_Furnace_Codes & Standards Forecast | F6 | Commercial | Warehouse | New | Space Heating | Natural Gas | Furnace | Codes & Standards Forecast | Avg. Replacement Usage (kWh) | 0.26909 | 0.2599 | 0.288 | 0.28119 | 0.27969 | 0.25005 | 0.2487 | 0.24735 | 0.246 | 0.24465 | 0.24329 | 0.24194 | 0.24059 | 0.23924 | 0.23788 | 0.23653 | 0.23518 | 0.23383 | 0.23248 | 0.23113 | 0.22977 | 0.22843 | 0.22707 | 0.22572 | 0.22437 | 0.22302 | 0.22167 | 0.22032 | 0.21897 | 0.21762 | 0.21626 | 0.21491 | 0.21491
F7_Commercial_Warehouse_New_Space Heating_Natural Gas_Furnace_Codes & Standards Forecast | F7 | Commercial | Warehouse | New | Space Heating | Natural Gas | Furnace | Codes & Standards Forecast | Avg. Replacement Summer Demand (kW) | 0 | 0 | 0 | 0 | 0 | 0 | 0 | 0 | 0 | 0 | 0 | 0 | 0 | 0 | 0 | 0 | 0 | 0 | 0 | 0 | 0 | 0 | 0 | 0 | 0 | 0 | 0 | 0 | 0 | 0 | 0 | 0 | 0
F8_Commercial_Warehouse_New_Space Heating_Natural Gas_Furnace_Codes & Standards Forecast | F8 | Commercial | Warehouse | New | Space Heating | Natural Gas | Furnace | Codes & Standards Forecast | Avg. Replacement Winter Demand (kW) | 0 | 0 | 0 | 0 | 0 | 0 | 0 | 0 | 0 | 0 | 0 | 0 | 0 | 0 | 0 | 0 | 0 | 0 | 0 | 0 | 0 | 0 | 0 | 0 | 0 | 0 | 0 | 0 | 0 | 0 | 0 | 0 | 0
F1_Commercial_Warehouse_New_Space Heating_Natural Gas_Boiler_Codes & Standards Forecast | F1 | Commercial | Warehouse | New | Space Heating | Natural Gas | Boiler | Codes & Standards Forecast | Units | 0 | 0 | 0 | 0 | 0 | 0 | 0 | 0 | 0 | 0 | 0 | 0 | 0 | 0 | 0 | 0 | 0 | 0 | 0 | 0 | 0 | 0 | 0 | 0 | 0 | 0 | 0 | 0 | 0 | 0 | 0 | 0 | 0
F2_Commercial_Warehouse_New_Space Heating_Natural Gas_Boiler_Codes & Standards Forecast | F2 | Commercial | Warehouse | New | Space Heating | Natural Gas | Boiler | Codes & Standards Forecast | Usage (MMtherm) | 0 | 0 | 0 | 0 | 0 | 0 | 0 | 0 | 0 | 0 | 0 | 0 | 0 | 0 | 0 | 0 | 0 | 0 | 0 | 0 | 0 | 0 | 0 | 0 | 0 | 0 | 0 | 0 | 0 | 0 | 0 | 0 | 0
F3_Commercial_Warehouse_New_Space Heating_Natural Gas_Boiler_Codes & Standards Forecast | F3 | Commercial | Warehouse | New | Space Heating | Natural Gas | Boiler | Codes & Standards Forecast | Summer Peak Demand (MW) | 0 | 0 | 0 | 0 | 0 | 0 | 0 | 0 | 0 | 0 | 0 | 0 | 0 | 0 | 0 | 0 | 0 | 0 | 0 | 0 | 0 | 0 | 0 | 0 | 0 | 0 | 0 | 0 | 0 | 0 | 0 | 0 | 0
F4_Commercial_Warehouse_New_Space Heating_Natural Gas_Boiler_Codes & Standards Forecast | F4 | Commercial | Warehouse | New | Space Heating | Natural Gas | Boiler | Codes & Standards Forecast | Winter Peak Demand (MW) | 0 | 0 | 0 | 0 | 0 | 0 | 0 | 0 | 0 | 0 | 0 | 0 | 0 | 0 | 0 | 0 | 0 | 0 | 0 | 0 | 0 | 0 | 0 | 0 | 0 | 0 | 0 | 0 | 0 | 0 | 0 | 0 | 0
F5_Commercial_Warehouse_New_Space Heating_Natural Gas_Boiler_Codes & Standards Forecast | F5 | Commercial | Warehouse | New | Space Heating | Natural Gas | Boiler | Codes & Standards Forecast | Turnover | 0 | 0 | 0 | 0 | 0 | 0 | 0 | 0 | 0 | 0 | 0 | 0 | 0 | 0 | 0 | 0 | 0 | 0 | 0 | 0 | 0 | 0 | 0 | 0 | 0 | 0 | 0 | 0 | 0 | 0 | 0 | 0 | 0
F6_Commercial_Warehouse_New_Space Heating_Natural Gas_Boiler_Codes & Standards Forecast | F6 | Commercial | Warehouse | New | Space Heating | Natural Gas | Boiler | Codes & Standards Forecast | Avg. Replacement Usage (kWh) | 1.287 | 1.2431 | 1.3775 | 1.3449 | 1.3377 | 1.1324 | 1.1262 | 1.1201 | 1.114 | 1.1079 | 1.1017 | 1.0956 | 1.0895 | 1.0834 | 1.0773 | 1.0711 | 1.065 | 1.0589 | 1.0528 | 1.0467 | 1.0405 | 1.0344 | 1.0283 | 1.0222 | 1.0161 | 1.01 | 1.0038 | 0.99771 | 0.99159 | 0.98548 | 0.97935 | 0.97323 | 0.97323
F7_Commercial_Warehouse_New_Space Heating_Natural Gas_Boiler_Codes & Standards Forecast | F7 | Commercial | Warehouse | New | Space Heating | Natural Gas | Boiler | Codes & Standards Forecast | Avg. Replacement Summer Demand (kW) | 0 | 0 | 0 | 0 | 0 | 0 | 0 | 0 | 0 | 0 | 0 | 0 | 0 | 0 | 0 | 0 | 0 | 0 | 0 | 0 | 0 | 0 | 0 | 0 | 0 | 0 | 0 | 0 | 0 | 0 | 0 | 0 | 0
F8_Commercial_Warehouse_New_Space Heating_Natural Gas_Boiler_Codes & Standards Forecast | F8 | Commercial | Warehouse | New | Space Heating | Natural Gas | Boiler | Codes & Standards Forecast | Avg. Replacement Winter Demand (kW) | 0 | 0 | 0 | 0 | 0 | 0 | 0 | 0 | 0 | 0 | 0 | 0 | 0 | 0 | 0 | 0 | 0 | 0 | 0 | 0 | 0 | 0 | 0 | 0 | 0 | 0 | 0 | 0 | 0 | 0 | 0 | 0 | 0
F1_Commercial_Warehouse_New_Space Heating_Natural Gas_Unit Heater_Codes & Standards Forecast | F1 | Commercial | Warehouse | New | Space Heating | Natural Gas | Unit Heater | Codes & Standards Forecast | Units | 0 | 304.8274 | 1775.1231 | 2714.7451 | 3838.2028 | 4996.0287 | 6159.6729 | 7166.8032 | 8159.8191 | 9176.078 | 10208.8793 | 11233.8345 | 12242.7584 | 13237.9301 | 14234.5403 | 15228.1365 | 16227.4907 | 17203.5304 | 18140.8013 | 19047.8309 | 19955.3062 | 20881.1566 | 21819.0734 | 22766.9139 | 23724.9373 | 24685.6599 | 25650.1383 | 26615.2663 | 27584.652 | 28556.1507 | 29534.8776 | 30514.3159 | 30930.3902
F2_Commercial_Warehouse_New_Space Heating_Natural Gas_Unit Heater_Codes & Standards Forecast | F2 | Commercial | Warehouse | New | Space Heating | Natural Gas | Unit Heater | Codes & Standards Forecast | Usage (MMtherm) | 0 | 4.0608e-05 | 0.00026203 | 0.00039127 | 0.00055023 | 0.00069583 | 0.00084056 | 0.00096382 | 0.0010839 | 0.0012055 | 0.0013278 | 0.0014471 | 0.0015601 | 0.0016688 | 0.0017748 | 0.00188 | 0.0019854 | 0.0020872 | 0.0021825 | 0.0022691 | 0.0023578 | 0.0024475 | 0.0025423 | 0.002637 | 0.0027315 | 0.002825 | 0.0029176 | 0.0030089 | 0.0030994 | 0.0031888 | 0.0032775 | 0.0033651 | 0.003411
F3_Commercial_Warehouse_New_Space Heating_Natural Gas_Unit Heater_Codes & Standards Forecast | F3 | Commercial | Warehouse | New | Space Heating | Natural Gas | Unit Heater | Codes & Standards Forecast | Summer Peak Demand (MW) | 0 | 0 | 0 | 0 | 0 | 0 | 0 | 0 | 0 | 0 | 0 | 0 | 0 | 0 | 0 | 0 | 0 | 0 | 0 | 0 | 0 | 0 | 0 | 0 | 0 | 0 | 0 | 0 | 0 | 0 | 0 | 0 | 0
F4_Commercial_Warehouse_New_Space Heating_Natural Gas_Unit Heater_Codes & Standards Forecast | F4 | Commercial | Warehouse | New | Space Heating | Natural Gas | Unit Heater | Codes & Standards Forecast | Winter Peak Demand (MW) | 0 | 0 | 0 | 0 | 0 | 0 | 0 | 0 | 0 | 0 | 0 | 0 | 0 | 0 | 0 | 0 | 0 | 0 | 0 | 0 | 0 | 0 | 0 | 0 | 0 | 0 | 0 | 0 | 0 | 0 | 0 | 0 | 0
F5_Commercial_Warehouse_New_Space Heating_Natural Gas_Unit Heater_Codes & Standards Forecast | F5 | Commercial | Warehouse | New | Space Heating | Natural Gas | Unit Heater | Codes & Standards Forecast | Turnover | 0 | 304.8274 | 1470.2957 | 939.6219 | 1123.4577 | 1157.8259 | 1163.6442 | 1007.1303 | 993.0159 | 1016.2589 | 1032.8013 | 1068.502 | 1256.292 | 1341.4332 | 1453.8997 | 1550.9623 | 1643.3315 | 1671.8959 | 1764.3922 | 2100.7381 | 1923.5814 | 2003.0036 | 2050.6745 | 2094.9614 | 2103.3684 | 2159.9006 | 2233.8789 | 2296.8476 | 2373.3173 | 2529.6881 | 2613.9216 | 2699.9451 | 2212.0278
F6_Commercial_Warehouse_New_Space Heating_Natural Gas_Unit Heater_Codes & Standards Forecast | F6 | Commercial | Warehouse | New | Space Heating | Natural Gas | Unit Heater | Codes & Standards Forecast | Avg. Replacement Usage (kWh) | 0.13792 | 0.13322 | 0.14761 | 0.14413 | 0.14336 | 0.12831 | 0.12762 | 0.12692 | 0.12623 | 0.12554 | 0.12484 | 0.12415 | 0.12345 | 0.12276 | 0.12207 | 0.12137 | 0.12068 | 0.11999 | 0.11929 | 0.1186 | 0.1179 | 0.11721 | 0.11652 | 0.11582 | 0.11513 | 0.11444 | 0.11374 | 0.11305 | 0.11236 | 0.11167 | 0.11097 | 0.11028 | 0.11028
F7_Commercial_Warehouse_New_Space Heating_Natural Gas_Unit Heater_Codes & Standards Forecast | F7 | Commercial | Warehouse | New | Space Heating | Natural Gas | Unit Heater | Codes & Standards Forecast | Avg. Replacement Summer Demand (kW) | 0 | 0 | 0 | 0 | 0 | 0 | 0 | 0 | 0 | 0 | 0 | 0 | 0 | 0 | 0 | 0 | 0 | 0 | 0 | 0 | 0 | 0 | 0 | 0 | 0 | 0 | 0 | 0 | 0 | 0 | 0 | 0 | 0
F8_Commercial_Warehouse_New_Space Heating_Natural Gas_Unit Heater_Codes & Standards Forecast | F8 | Commercial | Warehouse | New | Space Heating | Natural Gas | Unit Heater | Codes & Standards Forecast | Avg. Replacement Winter Demand (kW) | 0 | 0 | 0 | 0 | 0 | 0 | 0 | 0 | 0 | 0 | 0 | 0 | 0 | 0 | 0 | 0 | 0 | 0 | 0 | 0 | 0 | 0 | 0 | 0 | 0 | 0 | 0 | 0 | 0 | 0 | 0 | 0 | 0
F1_Commercial_Warehouse_New_Water Heating_Natural Gas_Water Heater_Codes & Standards Forecast | F1 | Commercial | Warehouse | New | Water Heating | Natural Gas | Water Heater | Codes & Standards Forecast | Units | 0 | 0 | 0 | 0 | 0 | 0 | 0 | 0 | 0 | 0 | 0 | 0 | 0 | 0 | 0 | 0 | 0 | 0 | 0 | 0 | 0 | 0 | 0 | 0 | 0 | 0 | 0 | 0 | 0 | 0 | 0 | 0 | 0
F2_Commercial_Warehouse_New_Water Heating_Natural Gas_Water Heater_Codes & Standards Forecast | F2 | Commercial | Warehouse | New | Water Heating | Natural Gas | Water Heater | Codes & Standards Forecast | Usage (MMtherm) | 0 | 0 | 0 | 0 | 0 | 0 | 0 | 0 | 0 | 0 | 0 | 0 | 0 | 0 | 0 | 0 | 0 | 0 | 0 | 0 | 0 | 0 | 0 | 0 | 0 | 0 | 0 | 0 | 0 | 0 | 0 | 0 | 0
F3_Commercial_Warehouse_New_Water Heating_Natural Gas_Water Heater_Codes & Standards Forecast | F3 | Commercial | Warehouse | New | Water Heating | Natural Gas | Water Heater | Codes & Standards Forecast | Summer Peak Demand (MW) | 0 | 0 | 0 | 0 | 0 | 0 | 0 | 0 | 0 | 0 | 0 | 0 | 0 | 0 | 0 | 0 | 0 | 0 | 0 | 0 | 0 | 0 | 0 | 0 | 0 | 0 | 0 | 0 | 0 | 0 | 0 | 0 | 0
F4_Commercial_Warehouse_New_Water Heating_Natural Gas_Water Heater_Codes & Standards Forecast | F4 | Commercial | Warehouse | New | Water Heating | Natural Gas | Water Heater | Codes & Standards Forecast | Winter Peak Demand (MW) | 0 | 0 | 0 | 0 | 0 | 0 | 0 | 0 | 0 | 0 | 0 | 0 | 0 | 0 | 0 | 0 | 0 | 0 | 0 | 0 | 0 | 0 | 0 | 0 | 0 | 0 | 0 | 0 | 0 | 0 | 0 | 0 | 0
F5_Commercial_Warehouse_New_Water Heating_Natural Gas_Water Heater_Codes & Standards Forecast | F5 | Commercial | Warehouse | New | Water Heating | Natural Gas | Water Heater | Codes & Standards Forecast | Turnover | 0 | 0 | 0 | 0 | 0 | 0 | 0 | 0 | 0 | 0 | 0 | 0 | 0 | 0 | 0 | 0 | 0 | 0 | 0 | 0 | 0 | 0 | 0 | 0 | 0 | 0 | 0 | 0 | 0 | 0 | 0 | 0 | 0
F6_Commercial_Warehouse_New_Water Heating_Natural Gas_Water Heater_Codes & Standards Forecast | F6 | Commercial | Warehouse | New | Water Heating | Natural Gas | Water Heater | Codes & Standards Forecast | Avg. Replacement Usage (kWh) | 0.062407 | 0.060277 | 0.067147 | 0.065912 | 0.065912 | 0.065912 | 0.065912 | 0.065912 | 0.065912 | 0.065912 | 0.065912 | 0.065912 | 0.065912 | 0.065912 | 0.065912 | 0.065912 | 0.065912 | 0.065912 | 0.065912 | 0.065912 | 0.065912 | 0.065912 | 0.065912 | 0.065912 | 0.065912 | 0.065912 | 0.065912 | 0.065912 | 0.065912 | 0.065912 | 0.065912 | 0.065912 | 0.065912
F7_Commercial_Warehouse_New_Water Heating_Natural Gas_Water Heater_Codes & Standards Forecast | F7 | Commercial | Warehouse | New | Water Heating | Natural Gas | Water Heater | Codes & Standards Forecast | Avg. Replacement Summer Demand (kW) | 0 | 0 | 0 | 0 | 0 | 0 | 0 | 0 | 0 | 0 | 0 | 0 | 0 | 0 | 0 | 0 | 0 | 0 | 0 | 0 | 0 | 0 | 0 | 0 | 0 | 0 | 0 | 0 | 0 | 0 | 0 | 0 | 0
F8_Commercial_Warehouse_New_Water Heating_Natural Gas_Water Heater_Codes & Standards Forecast | F8 | Commercial | Warehouse | New | Water Heating | Natural Gas | Water Heater | Codes & Standards Forecast | Avg. Replacement Winter Demand (kW) | 0 | 0 | 0 | 0 | 0 | 0 | 0 | 0 | 0 | 0 | 0 | 0 | 0 | 0 | 0 | 0 | 0 | 0 | 0 | 0 | 0 | 0 | 0 | 0 | 0 | 0 | 0 | 0 | 0 | 0 | 0 | 0 | 0
F1_Commercial_Warehouse_New_Food Preparation_Natural Gas_Oven_Codes & Standards Forecast | F1 | Commercial | Warehouse | New | Food Preparation | Natural Gas | Oven | Codes & Standards Forecast | Units | 0 | 24.9887 | 145.5187 | 222.5458 | 314.6431 | 409.5578 | 504.9495 | 587.5107 | 668.9149 | 752.2244 | 836.89 | 920.9124 | 1003.6207 | 1085.2015 | 1166.9003 | 1248.3521 | 1330.2758 | 1410.2883 | 1487.1226 | 1561.4779 | 1635.8697 | 1711.7679 | 1788.6552 | 1866.356 | 1944.8916 | 2023.6484 | 2102.7131 | 2181.8311 | 2261.2982 | 2340.9384 | 2421.1712 | 2501.4623 | 2535.5707
F2_Commercial_Warehouse_New_Food Preparation_Natural Gas_Oven_Codes & Standards Forecast | F2 | Commercial | Warehouse | New | Food Preparation | Natural Gas | Oven | Codes & Standards Forecast | Usage (MMtherm) | 0 | 2.037e-07 | 1.3214e-06 | 1.9837e-06 | 2.8046e-06 | 3.6506e-06 | 4.5009e-06 | 5.2368e-06 | 5.9624e-06 | 6.705e-06 | 7.4596e-06 | 8.2086e-06 | 8.9458e-06 | 9.673e-06 | 1.0401e-05 | 1.1127e-05 | 1.1857e-05 | 1.2571e-05 | 1.3256e-05 | 1.3918e-05 | 1.4581e-05 | 1.5258e-05 | 1.5943e-05 | 1.6636e-05 | 1.7336e-05 | 1.8038e-05 | 1.8743e-05 | 1.9448e-05 | 2.0156e-05 | 2.0866e-05 | 2.1581e-05 | 2.2297e-05 | 2.2601e-05
F3_Commercial_Warehouse_New_Food Preparation_Natural Gas_Oven_Codes & Standards Forecast | F3 | Commercial | Warehouse | New | Food Preparation | Natural Gas | Oven | Codes & Standards Forecast | Summer Peak Demand (MW) | 0 | 0 | 0 | 0 | 0 | 0 | 0 | 0 | 0 | 0 | 0 | 0 | 0 | 0 | 0 | 0 | 0 | 0 | 0 | 0 | 0 | 0 | 0 | 0 | 0 | 0 | 0 | 0 | 0 | 0 | 0 | 0 | 0
F4_Commercial_Warehouse_New_Food Preparation_Natural Gas_Oven_Codes & Standards Forecast | F4 | Commercial | Warehouse | New | Food Preparation | Natural Gas | Oven | Codes & Standards Forecast | Winter Peak Demand (MW) | 0 | 0 | 0 | 0 | 0 | 0 | 0 | 0 | 0 | 0 | 0 | 0 | 0 | 0 | 0 | 0 | 0 | 0 | 0 | 0 | 0 | 0 | 0 | 0 | 0 | 0 | 0 | 0 | 0 | 0 | 0 | 0 | 0
F5_Commercial_Warehouse_New_Food Preparation_Natural Gas_Oven_Codes & Standards Forecast | F5 | Commercial | Warehouse | New | Food Preparation | Natural Gas | Oven | Codes & Standards Forecast | Turnover | 0 | 24.9887 | 120.53 | 77.0271 | 92.0973 | 94.9147 | 95.3917 | 82.5612 | 81.4041 | 83.3095 | 88.8304 | 107.5814 | 115.1786 | 123.989 | 132.8581 | 139.983 | 151.4339 | 178.1688 | 160.3754 | 162.9837 | 166.9653 | 172.3723 | 174.3665 | 180.7536 | 188.2751 | 196.9863 | 212.5171 | 219.1778 | 225.8063 | 231.8924 | 237.8267 | 243.8762 | 208.0161
F6_Commercial_Warehouse_New_Food Preparation_Natural Gas_Oven_Codes & Standards Forecast | F6 | Commercial | Warehouse | New | Food Preparation | Natural Gas | Oven | Codes & Standards Forecast | Avg. Replacement Usage (kWh) | 0.0084396 | 0.0081515 | 0.0090806 | 0.0089135 | 0.0089135 | 0.0089135 | 0.0089135 | 0.0089135 | 0.0089135 | 0.0089135 | 0.0089135 | 0.0089135 | 0.0089135 | 0.0089135 | 0.0089135 | 0.0089135 | 0.0089135 | 0.0089135 | 0.0089135 | 0.0089135 | 0.0089135 | 0.0089135 | 0.0089135 | 0.0089135 | 0.0089135 | 0.0089135 | 0.0089135 | 0.0089135 | 0.0089135 | 0.0089135 | 0.0089135 | 0.0089135 | 0.0089135
F7_Commercial_Warehouse_New_Food Preparation_Natural Gas_Oven_Codes & Standards Forecast | F7 | Commercial | Warehouse | New | Food Preparation | Natural Gas | Oven | Codes & Standards Forecast | Avg. Replacement Summer Demand (kW) | 0 | 0 | 0 | 0 | 0 | 0 | 0 | 0 | 0 | 0 | 0 | 0 | 0 | 0 | 0 | 0 | 0 | 0 | 0 | 0 | 0 | 0 | 0 | 0 | 0 | 0 | 0 | 0 | 0 | 0 | 0 | 0 | 0
F8_Commercial_Warehouse_New_Food Preparation_Natural Gas_Oven_Codes & Standards Forecast | F8 | Commercial | Warehouse | New | Food Preparation | Natural Gas | Oven | Codes & Standards Forecast | Avg. Replacement Winter Demand (kW) | 0 | 0 | 0 | 0 | 0 | 0 | 0 | 0 | 0 | 0 | 0 | 0 | 0 | 0 | 0 | 0 | 0 | 0 | 0 | 0 | 0 | 0 | 0 | 0 | 0 | 0 | 0 | 0 | 0 | 0 | 0 | 0 | 0
F1_Commercial_Warehouse_New_Food Preparation_Natural Gas_Conveyor Oven_Codes & Standards Forecast | F1 | Commercial | Warehouse | New | Food Preparation | Natural Gas | Conveyor Oven | Codes & Standards Forecast | Units | 0 | 12.4944 | 72.7593 | 111.2729 | 157.3216 | 204.7789 | 252.4748 | 293.7554 | 334.4574 | 376.1122 | 418.445 | 460.4562 | 501.8103 | 542.6008 | 583.4502 | 624.176 | 665.1379 | 705.1441 | 743.5613 | 780.739 | 817.9349 | 855.8839 | 894.3276 | 933.178 | 972.4458 | 1011.8242 | 1051.3566 | 1090.9156 | 1130.6491 | 1170.4692 | 1210.5856 | 1250.7311 | 1267.7853
F2_Commercial_Warehouse_New_Food Preparation_Natural Gas_Conveyor Oven_Codes & Standards Forecast | F2 | Commercial | Warehouse | New | Food Preparation | Natural Gas | Conveyor Oven | Codes & Standards Forecast | Usage (MMtherm) | 0 | 1.5181e-07 | 9.8481e-07 | 1.4784e-06 | 2.0902e-06 | 2.7207e-06 | 3.3544e-06 | 3.9028e-06 | 4.4436e-06 | 4.997e-06 | 5.5595e-06 | 6.1176e-06 | 6.6671e-06 | 7.209e-06 | 7.7517e-06 | 8.2928e-06 | 8.8371e-06 | 9.3686e-06 | 9.879e-06 | 1.0373e-05 | 1.0867e-05 | 1.1371e-05 | 1.1882e-05 | 1.2398e-05 | 1.292e-05 | 1.3443e-05 | 1.3968e-05 | 1.4494e-05 | 1.5022e-05 | 1.5551e-05 | 1.6084e-05 | 1.6617e-05 | 1.6844e-05
F3_Commercial_Warehouse_New_Food Preparation_Natural Gas_Conveyor Oven_Codes & Standards Forecast | F3 | Commercial | Warehouse | New | Food Preparation | Natural Gas | Conveyor Oven | Codes & Standards Forecast | Summer Peak Demand (MW) | 0 | 0 | 0 | 0 | 0 | 0 | 0 | 0 | 0 | 0 | 0 | 0 | 0 | 0 | 0 | 0 | 0 | 0 | 0 | 0 | 0 | 0 | 0 | 0 | 0 | 0 | 0 | 0 | 0 | 0 | 0 | 0 | 0
F4_Commercial_Warehouse_New_Food Preparation_Natural Gas_Conveyor Oven_Codes & Standards Forecast | F4 | Commercial | Warehouse | New | Food Preparation | Natural Gas | Conveyor Oven | Codes & Standards Forecast | Winter Peak Demand (MW) | 0 | 0 | 0 | 0 | 0 | 0 | 0 | 0 | 0 | 0 | 0 | 0 | 0 | 0 | 0 | 0 | 0 | 0 | 0 | 0 | 0 | 0 | 0 | 0 | 0 | 0 | 0 | 0 | 0 | 0 | 0 | 0 | 0
F5_Commercial_Warehouse_New_Food Preparation_Natural Gas_Conveyor Oven_Codes & Standards Forecast | F5 | Commercial | Warehouse | New | Food Preparation | Natural Gas | Conveyor Oven | Codes & Standards Forecast | Turnover | 0 | 12.4944 | 60.265 | 38.5135 | 46.0487 | 47.4574 | 47.6958 | 41.2806 | 40.7021 | 41.6548 | 42.3328 | 42.0112 | 41.3541 | 40.7904 | 40.8494 | 40.7259 | 40.9619 | 42.5051 | 52.4693 | 56.122 | 61.5611 | 66.9327 | 74.4451 | 88.4304 | 81.3702 | 83.3666 | 83.5588 | 83.2449 | 81.2713 | 81.0568 | 81.5253 | 81.5956 | 58.3223
F6_Commercial_Warehouse_New_Food Preparation_Natural Gas_Conveyor Oven_Codes & Standards Forecast | F6 | Commercial | Warehouse | New | Food Preparation | Natural Gas | Conveyor Oven | Codes & Standards Forecast | Avg. Replacement Usage (kWh) | 0.01258 | 0.01215 | 0.013535 | 0.013286 | 0.013286 | 0.013286 | 0.013286 | 0.013286 | 0.013286 | 0.013286 | 0.013286 | 0.013286 | 0.013286 | 0.013286 | 0.013286 | 0.013286 | 0.013286 | 0.013286 | 0.013286 | 0.013286 | 0.013286 | 0.013286 | 0.013286 | 0.013286 | 0.013286 | 0.013286 | 0.013286 | 0.013286 | 0.013286 | 0.013286 | 0.013286 | 0.013286 | 0.013286
F7_Commercial_Warehouse_New_Food Preparation_Natural Gas_Conveyor Oven_Codes & Standards Forecast | F7 | Commercial | Warehouse | New | Food Preparation | Natural Gas | Conveyor Oven | Codes & Standards Forecast | Avg. Replacement Summer Demand (kW) | 0 | 0 | 0 | 0 | 0 | 0 | 0 | 0 | 0 | 0 | 0 | 0 | 0 | 0 | 0 | 0 | 0 | 0 | 0 | 0 | 0 | 0 | 0 | 0 | 0 | 0 | 0 | 0 | 0 | 0 | 0 | 0 | 0
F8_Commercial_Warehouse_New_Food Preparation_Natural Gas_Conveyor Oven_Codes & Standards Forecast | F8 | Commercial | Warehouse | New | Food Preparation | Natural Gas | Conveyor Oven | Codes & Standards Forecast | Avg. Replacement Winter Demand (kW) | 0 | 0 | 0 | 0 | 0 | 0 | 0 | 0 | 0 | 0 | 0 | 0 | 0 | 0 | 0 | 0 | 0 | 0 | 0 | 0 | 0 | 0 | 0 | 0 | 0 | 0 | 0 | 0 | 0 | 0 | 0 | 0 | 0
F1_Commercial_Warehouse_New_Food Preparation_Natural Gas_Double Rack Oven_Codes & Standards Forecast | F1 | Commercial | Warehouse | New | Food Preparation | Natural Gas | Double Rack Oven | Codes & Standards Forecast | Units | 0 | 12.4944 | 72.7593 | 111.2729 | 157.3216 | 204.7789 | 252.4748 | 293.7554 | 334.4574 | 376.1122 | 418.445 | 460.4562 | 501.8103 | 542.6008 | 583.4502 | 624.176 | 665.1379 | 705.1441 | 743.5613 | 780.739 | 817.9349 | 855.8839 | 894.3276 | 933.178 | 972.4458 | 1011.8242 | 1051.3566 | 1090.9156 | 1130.6491 | 1170.4692 | 1210.5856 | 1250.7311 | 1267.7853
F2_Commercial_Warehouse_New_Food Preparation_Natural Gas_Double Rack Oven_Codes & Standards Forecast | F2 | Commercial | Warehouse | New | Food Preparation | Natural Gas | Double Rack Oven | Codes & Standards Forecast | Usage (MMtherm) | 0 | 2.7055e-07 | 1.7551e-06 | 2.6347e-06 | 3.725e-06 | 4.8487e-06 | 5.978e-06 | 6.9554e-06 | 7.9192e-06 | 8.9055e-06 | 9.9078e-06 | 1.0903e-05 | 1.1882e-05 | 1.2848e-05 | 1.3815e-05 | 1.4779e-05 | 1.5749e-05 | 1.6696e-05 | 1.7606e-05 | 1.8486e-05 | 1.9367e-05 | 2.0265e-05 | 2.1176e-05 | 2.2095e-05 | 2.3025e-05 | 2.3958e-05 | 2.4894e-05 | 2.583e-05 | 2.6771e-05 | 2.7714e-05 | 2.8664e-05 | 2.9614e-05 | 3.0018e-05
F3_Commercial_Warehouse_New_Food Preparation_Natural Gas_Double Rack Oven_Codes & Standards Forecast | F3 | Commercial | Warehouse | New | Food Preparation | Natural Gas | Double Rack Oven | Codes & Standards Forecast | Summer Peak Demand (MW) | 0 | 0 | 0 | 0 | 0 | 0 | 0 | 0 | 0 | 0 | 0 | 0 | 0 | 0 | 0 | 0 | 0 | 0 | 0 | 0 | 0 | 0 | 0 | 0 | 0 | 0 | 0 | 0 | 0 | 0 | 0 | 0 | 0
F4_Commercial_Warehouse_New_Food Preparation_Natural Gas_Double Rack Oven_Codes & Standards Forecast | F4 | Commercial | Warehouse | New | Food Preparation | Natural Gas | Double Rack Oven | Codes & Standards Forecast | Winter Peak Demand (MW) | 0 | 0 | 0 | 0 | 0 | 0 | 0 | 0 | 0 | 0 | 0 | 0 | 0 | 0 | 0 | 0 | 0 | 0 | 0 | 0 | 0 | 0 | 0 | 0 | 0 | 0 | 0 | 0 | 0 | 0 | 0 | 0 | 0
F5_Commercial_Warehouse_New_Food Preparation_Natural Gas_Double Rack Oven_Codes & Standards Forecast | F5 | Commercial | Warehouse | New | Food Preparation | Natural Gas | Double Rack Oven | Codes & Standards Forecast | Turnover | 0 | 12.4944 | 60.265 | 38.5135 | 46.0487 | 47.4574 | 47.6958 | 41.2806 | 40.7021 | 41.6548 | 42.3328 | 42.0112 | 43.853 | 54.8425 | 59.7938 | 65.0911 | 69.9455 | 76.0077 | 87.9972 | 79.2801 | 81.1841 | 81.9755 | 82.1295 | 80.888 | 83.7147 | 87.1445 | 90.9412 | 94.5908 | 99.4433 | 108.0683 | 111.8689 | 115.173 | 94.7438
F6_Commercial_Warehouse_New_Food Preparation_Natural Gas_Double Rack Oven_Codes & Standards Forecast | F6 | Commercial | Warehouse | New | Food Preparation | Natural Gas | Double Rack Oven | Codes & Standards Forecast | Avg. Replacement Usage (kWh) | 0.022419 | 0.021653 | 0.024122 | 0.023678 | 0.023678 | 0.023678 | 0.023678 | 0.023678 | 0.023678 | 0.023678 | 0.023678 | 0.023678 | 0.023678 | 0.023678 | 0.023678 | 0.023678 | 0.023678 | 0.023678 | 0.023678 | 0.023678 | 0.023678 | 0.023678 | 0.023678 | 0.023678 | 0.023678 | 0.023678 | 0.023678 | 0.023678 | 0.023678 | 0.023678 | 0.023678 | 0.023678 | 0.023678
F7_Commercial_Warehouse_New_Food Preparation_Natural Gas_Double Rack Oven_Codes & Standards Forecast | F7 | Commercial | Warehouse | New | Food Preparation | Natural Gas | Double Rack Oven | Codes & Standards Forecast | Avg. Replacement Summer Demand (kW) | 0 | 0 | 0 | 0 | 0 | 0 | 0 | 0 | 0 | 0 | 0 | 0 | 0 | 0 | 0 | 0 | 0 | 0 | 0 | 0 | 0 | 0 | 0 | 0 | 0 | 0 | 0 | 0 | 0 | 0 | 0 | 0 | 0
F8_Commercial_Warehouse_New_Food Preparation_Natural Gas_Double Rack Oven_Codes & Standards Forecast | F8 | Commercial | Warehouse | New | Food Preparation | Natural Gas | Double Rack Oven | Codes & Standards Forecast | Avg. Replacement Winter Demand (kW) | 0 | 0 | 0 | 0 | 0 | 0 | 0 | 0 | 0 | 0 | 0 | 0 | 0 | 0 | 0 | 0 | 0 | 0 | 0 | 0 | 0 | 0 | 0 | 0 | 0 | 0 | 0 | 0 | 0 | 0 | 0 | 0 | 0
F1_Commercial_Warehouse_New_Food Preparation_Natural Gas_Fryer_Codes & Standards Forecast | F1 | Commercial | Warehouse | New | Food Preparation | Natural Gas | Fryer | Codes & Standards Forecast | Units | 0 | 49.9775 | 291.0374 | 445.0916 | 629.2862 | 819.1157 | 1009.8991 | 1175.0214 | 1337.8297 | 1504.4488 | 1673.78 | 1841.8249 | 2007.2413 | 2170.4031 | 2333.8007 | 2496.7041 | 2660.5516 | 2820.5766 | 2974.2453 | 3122.9558 | 3271.7394 | 3423.5357 | 3577.3103 | 3732.712 | 3889.7831 | 4047.2968 | 4205.4263 | 4363.6623 | 4522.5963 | 4681.8768 | 4842.3423 | 5002.9245 | 5071.1413
F2_Commercial_Warehouse_New_Food Preparation_Natural Gas_Fryer_Codes & Standards Forecast | F2 | Commercial | Warehouse | New | Food Preparation | Natural Gas | Fryer | Codes & Standards Forecast | Usage (MMtherm) | 0 | 5.3877e-07 | 3.4951e-06 | 4.6511e-06 | 6.1102e-06 | 7.614e-06 | 9.1253e-06 | 1.0433e-05 | 1.1723e-05 | 1.3004e-05 | 1.4128e-05 | 1.5286e-05 | 1.6457e-05 | 1.7638e-05 | 1.8793e-05 | 1.9778e-05 | 2.1076e-05 | 2.2343e-05 | 2.3561e-05 | 2.4739e-05 | 2.5917e-05 | 2.712e-05 | 2.8338e-05 | 2.9569e-05 | 3.0813e-05 | 3.2061e-05 | 3.3313e-05 | 3.4567e-05 | 3.5826e-05 | 3.7088e-05 | 3.8359e-05 | 3.9631e-05 | 4.0171e-05
F3_Commercial_Warehouse_New_Food Preparation_Natural Gas_Fryer_Codes & Standards Forecast | F3 | Commercial | Warehouse | New | Food Preparation | Natural Gas | Fryer | Codes & Standards Forecast | Summer Peak Demand (MW) | 0 | 0 | 0 | 0 | 0 | 0 | 0 | 0 | 0 | 0 | 0 | 0 | 0 | 0 | 0 | 0 | 0 | 0 | 0 | 0 | 0 | 0 | 0 | 0 | 0 | 0 | 0 | 0 | 0 | 0 | 0 | 0 | 0
F4_Commercial_Warehouse_New_Food Preparation_Natural Gas_Fryer_Codes & Standards Forecast | F4 | Commercial | Warehouse | New | Food Preparation | Natural Gas | Fryer | Codes & Standards Forecast | Winter Peak Demand (MW) | 0 | 0 | 0 | 0 | 0 | 0 | 0 | 0 | 0 | 0 | 0 | 0 | 0 | 0 | 0 | 0 | 0 | 0 | 0 | 0 | 0 | 0 | 0 | 0 | 0 | 0 | 0 | 0 | 0 | 0 | 0 | 0 | 0
F5_Commercial_Warehouse_New_Food Preparation_Natural Gas_Fryer_Codes & Standards Forecast | F5 | Commercial | Warehouse | New | Food Preparation | Natural Gas | Fryer | Codes & Standards Forecast | Turnover | 0 | 49.9775 | 241.0599 | 154.0542 | 184.1947 | 189.8294 | 190.7834 | 165.1224 | 162.8083 | 176.6146 | 225.5396 | 243.8224 | 262.8774 | 279.0964 | 307.4033 | 361.2236 | 332.2572 | 337.9768 | 342.6153 | 348.8823 | 354.7696 | 371.7978 | 394.8757 | 433.3526 | 450.6761 | 464.9882 | 476.8838 | 490.4364 | 509.757 | 506.705 | 518.8797 | 535.2 | 459.6891
F6_Commercial_Warehouse_New_Food Preparation_Natural Gas_Fryer_Codes & Standards Forecast | F6 | Commercial | Warehouse | New | Food Preparation | Natural Gas | Fryer | Codes & Standards Forecast | Avg. Replacement Usage (kWh) | 0.011161 | 0.01078 | 0.012009 | 0.0079215 | 0.0079215 | 0.0079215 | 0.0079215 | 0.0079215 | 0.0079215 | 0.0079215 | 0.0079215 | 0.0079215 | 0.0079215 | 0.0079215 | 0.0079215 | 0.0079215 | 0.0079215 | 0.0079215 | 0.0079215 | 0.0079215 | 0.0079215 | 0.0079215 | 0.0079215 | 0.0079215 | 0.0079215 | 0.0079215 | 0.0079215 | 0.0079215 | 0.0079215 | 0.0079215 | 0.0079215 | 0.0079215 | 0.0079215
F7_Commercial_Warehouse_New_Food Preparation_Natural Gas_Fryer_Codes & Standards Forecast | F7 | Commercial | Warehouse | New | Food Preparation | Natural Gas | Fryer | Codes & Standards Forecast | Avg. Replacement Summer Demand (kW) | 0 | 0 | 0 | 0 | 0 | 0 | 0 | 0 | 0 | 0 | 0 | 0 | 0 | 0 | 0 | 0 | 0 | 0 | 0 | 0 | 0 | 0 | 0 | 0 | 0 | 0 | 0 | 0 | 0 | 0 | 0 | 0 | 0
F8_Commercial_Warehouse_New_Food Preparation_Natural Gas_Fryer_Codes & Standards Forecast | F8 | Commercial | Warehouse | New | Food Preparation | Natural Gas | Fryer | Codes & Standards Forecast | Avg. Replacement Winter Demand (kW) | 0 | 0 | 0 | 0 | 0 | 0 | 0 | 0 | 0 | 0 | 0 | 0 | 0 | 0 | 0 | 0 | 0 | 0 | 0 | 0 | 0 | 0 | 0 | 0 | 0 | 0 | 0 | 0 | 0 | 0 | 0 | 0 | 0
F1_Commercial_Warehouse_New_Food Preparation_Natural Gas_Broiler_Codes & Standards Forecast | F1 | Commercial | Warehouse | New | Food Preparation | Natural Gas | Broiler | Codes & Standards Forecast | Units | 0 | 0 | 0 | 0 | 0 | 0 | 0 | 0 | 0 | 0 | 0 | 0 | 0 | 0 | 0 | 0 | 0 | 0 | 0 | 0 | 0 | 0 | 0 | 0 | 0 | 0 | 0 | 0 | 0 | 0 | 0 | 0 | 0
F2_Commercial_Warehouse_New_Food Preparation_Natural Gas_Broiler_Codes & Standards Forecast | F2 | Commercial | Warehouse | New | Food Preparation | Natural Gas | Broiler | Codes & Standards Forecast | Usage (MMtherm) | 0 | 0 | 0 | 0 | 0 | 0 | 0 | 0 | 0 | 0 | 0 | 0 | 0 | 0 | 0 | 0 | 0 | 0 | 0 | 0 | 0 | 0 | 0 | 0 | 0 | 0 | 0 | 0 | 0 | 0 | 0 | 0 | 0
F3_Commercial_Warehouse_New_Food Preparation_Natural Gas_Broiler_Codes & Standards Forecast | F3 | Commercial | Warehouse | New | Food Preparation | Natural Gas | Broiler | Codes & Standards Forecast | Summer Peak Demand (MW) | 0 | 0 | 0 | 0 | 0 | 0 | 0 | 0 | 0 | 0 | 0 | 0 | 0 | 0 | 0 | 0 | 0 | 0 | 0 | 0 | 0 | 0 | 0 | 0 | 0 | 0 | 0 | 0 | 0 | 0 | 0 | 0 | 0
F4_Commercial_Warehouse_New_Food Preparation_Natural Gas_Broiler_Codes & Standards Forecast | F4 | Commercial | Warehouse | New | Food Preparation | Natural Gas | Broiler | Codes & Standards Forecast | Winter Peak Demand (MW) | 0 | 0 | 0 | 0 | 0 | 0 | 0 | 0 | 0 | 0 | 0 | 0 | 0 | 0 | 0 | 0 | 0 | 0 | 0 | 0 | 0 | 0 | 0 | 0 | 0 | 0 | 0 | 0 | 0 | 0 | 0 | 0 | 0
F5_Commercial_Warehouse_New_Food Preparation_Natural Gas_Broiler_Codes & Standards Forecast | F5 | Commercial | Warehouse | New | Food Preparation | Natural Gas | Broiler | Codes & Standards Forecast | Turnover | 0 | 0 | 0 | 0 | 0 | 0 | 0 | 0 | 0 | 0 | 0 | 0 | 0 | 0 | 0 | 0 | 0 | 0 | 0 | 0 | 0 | 0 | 0 | 0 | 0 | 0 | 0 | 0 | 0 | 0 | 0 | 0 | 0
F6_Commercial_Warehouse_New_Food Preparation_Natural Gas_Broiler_Codes & Standards Forecast | F6 | Commercial | Warehouse | New | Food Preparation | Natural Gas | Broiler | Codes & Standards Forecast | Avg. Replacement Usage (kWh) | 0.012379 | 0.011956 | 0.013319 | 0.013074 | 0.013074 | 0.013074 | 0.013074 | 0.013074 | 0.013074 | 0.013074 | 0.013074 | 0.013074 | 0.013074 | 0.013074 | 0.013074 | 0.013074 | 0.013074 | 0.013074 | 0.013074 | 0.013074 | 0.013074 | 0.013074 | 0.013074 | 0.013074 | 0.013074 | 0.013074 | 0.013074 | 0.013074 | 0.013074 | 0.013074 | 0.013074 | 0.013074 | 0.013074
F7_Commercial_Warehouse_New_Food Preparation_Natural Gas_Broiler_Codes & Standards Forecast | F7 | Commercial | Warehouse | New | Food Preparation | Natural Gas | Broiler | Codes & Standards Forecast | Avg. Replacement Summer Demand (kW) | 0 | 0 | 0 | 0 | 0 | 0 | 0 | 0 | 0 | 0 | 0 | 0 | 0 | 0 | 0 | 0 | 0 | 0 | 0 | 0 | 0 | 0 | 0 | 0 | 0 | 0 | 0 | 0 | 0 | 0 | 0 | 0 | 0
F8_Commercial_Warehouse_New_Food Preparation_Natural Gas_Broiler_Codes & Standards Forecast | F8 | Commercial | Warehouse | New | Food Preparation | Natural Gas | Broiler | Codes & Standards Forecast | Avg. Replacement Winter Demand (kW) | 0 | 0 | 0 | 0 | 0 | 0 | 0 | 0 | 0 | 0 | 0 | 0 | 0 | 0 | 0 | 0 | 0 | 0 | 0 | 0 | 0 | 0 | 0 | 0 | 0 | 0 | 0 | 0 | 0 | 0 | 0 | 0 | 0
F1_Commercial_Warehouse_New_Food Preparation_Natural Gas_Griddle_Codes & Standards Forecast | F1 | Commercial | Warehouse | New | Food Preparation | Natural Gas | Griddle | Codes & Standards Forecast | Units | 0 | 49.9775 | 291.0374 | 445.0916 | 629.2862 | 819.1157 | 1009.8991 | 1175.0214 | 1337.8297 | 1504.4488 | 1673.78 | 1841.8249 | 2007.2413 | 2170.4031 | 2333.8007 | 2496.7041 | 2660.5516 | 2820.5766 | 2974.2453 | 3122.9558 | 3271.7394 | 3423.5357 | 3577.3103 | 3732.712 | 3889.7831 | 4047.2968 | 4205.4263 | 4363.6623 | 4522.5963 | 4681.8768 | 4842.3423 | 5002.9245 | 5071.1413
F2_Commercial_Warehouse_New_Food Preparation_Natural Gas_Griddle_Codes & Standards Forecast | F2 | Commercial | Warehouse | New | Food Preparation | Natural Gas | Griddle | Codes & Standards Forecast | Usage (MMtherm) | 0 | 3.7462e-07 | 2.4302e-06 | 3.476e-06 | 4.78e-06 | 6.1238e-06 | 7.4743e-06 | 8.6432e-06 | 9.7957e-06 | 1.0975e-05 | 1.2174e-05 | 1.3364e-05 | 1.4523e-05 | 1.5616e-05 | 1.6722e-05 | 1.7835e-05 | 1.8963e-05 | 2.0055e-05 | 2.1055e-05 | 2.2107e-05 | 2.3161e-05 | 2.4235e-05 | 2.5324e-05 | 2.6424e-05 | 2.7536e-05 | 2.8651e-05 | 2.977e-05 | 3.089e-05 | 3.2016e-05 | 3.3143e-05 | 3.4279e-05 | 3.5416e-05 | 3.5899e-05
F3_Commercial_Warehouse_New_Food Preparation_Natural Gas_Griddle_Codes & Standards Forecast | F3 | Commercial | Warehouse | New | Food Preparation | Natural Gas | Griddle | Codes & Standards Forecast | Summer Peak Demand (MW) | 0 | 0 | 0 | 0 | 0 | 0 | 0 | 0 | 0 | 0 | 0 | 0 | 0 | 0 | 0 | 0 | 0 | 0 | 0 | 0 | 0 | 0 | 0 | 0 | 0 | 0 | 0 | 0 | 0 | 0 | 0 | 0 | 0
F4_Commercial_Warehouse_New_Food Preparation_Natural Gas_Griddle_Codes & Standards Forecast | F4 | Commercial | Warehouse | New | Food Preparation | Natural Gas | Griddle | Codes & Standards Forecast | Winter Peak Demand (MW) | 0 | 0 | 0 | 0 | 0 | 0 | 0 | 0 | 0 | 0 | 0 | 0 | 0 | 0 | 0 | 0 | 0 | 0 | 0 | 0 | 0 | 0 | 0 | 0 | 0 | 0 | 0 | 0 | 0 | 0 | 0 | 0 | 0
F5_Commercial_Warehouse_New_Food Preparation_Natural Gas_Griddle_Codes & Standards Forecast | F5 | Commercial | Warehouse | New | Food Preparation | Natural Gas | Griddle | Codes & Standards Forecast | Turnover | 0 | 49.9775 | 241.0599 | 154.0542 | 184.1947 | 189.8294 | 190.7834 | 165.1224 | 162.8083 | 166.6191 | 169.3312 | 168.0449 | 175.412 | 219.3701 | 239.1751 | 260.3644 | 279.7821 | 304.0307 | 351.9889 | 317.1203 | 324.7364 | 327.9019 | 328.5181 | 323.552 | 334.8588 | 348.5778 | 363.7646 | 378.3633 | 397.7733 | 432.273 | 447.4754 | 460.692 | 378.9752
F6_Commercial_Warehouse_New_Food Preparation_Natural Gas_Griddle_Codes & Standards Forecast | F6 | Commercial | Warehouse | New | Food Preparation | Natural Gas | Griddle | Codes & Standards Forecast | Avg. Replacement Usage (kWh) | 0.0077606 | 0.0074957 | 0.0083501 | 0.007079 | 0.007079 | 0.007079 | 0.007079 | 0.007079 | 0.007079 | 0.007079 | 0.007079 | 0.007079 | 0.007079 | 0.007079 | 0.007079 | 0.007079 | 0.007079 | 0.007079 | 0.007079 | 0.007079 | 0.007079 | 0.007079 | 0.007079 | 0.007079 | 0.007079 | 0.007079 | 0.007079 | 0.007079 | 0.007079 | 0.007079 | 0.007079 | 0.007079 | 0.007079
F7_Commercial_Warehouse_New_Food Preparation_Natural Gas_Griddle_Codes & Standards Forecast | F7 | Commercial | Warehouse | New | Food Preparation | Natural Gas | Griddle | Codes & Standards Forecast | Avg. Replacement Summer Demand (kW) | 0 | 0 | 0 | 0 | 0 | 0 | 0 | 0 | 0 | 0 | 0 | 0 | 0 | 0 | 0 | 0 | 0 | 0 | 0 | 0 | 0 | 0 | 0 | 0 | 0 | 0 | 0 | 0 | 0 | 0 | 0 | 0 | 0
F8_Commercial_Warehouse_New_Food Preparation_Natural Gas_Griddle_Codes & Standards Forecast | F8 | Commercial | Warehouse | New | Food Preparation | Natural Gas | Griddle | Codes & Standards Forecast | Avg. Replacement Winter Demand (kW) | 0 | 0 | 0 | 0 | 0 | 0 | 0 | 0 | 0 | 0 | 0 | 0 | 0 | 0 | 0 | 0 | 0 | 0 | 0 | 0 | 0 | 0 | 0 | 0 | 0 | 0 | 0 | 0 | 0 | 0 | 0 | 0 | 0
F1_Commercial_Warehouse_New_Food Preparation_Natural Gas_Range_Codes & Standards Forecast | F1 | Commercial | Warehouse | New | Food Preparation | Natural Gas | Range | Codes & Standards Forecast | Units | 0 | 49.9775 | 291.0374 | 445.0916 | 629.2862 | 819.1157 | 1009.8991 | 1175.0214 | 1337.8297 | 1504.4488 | 1673.78 | 1841.8249 | 2007.2413 | 2170.4031 | 2333.8007 | 2496.7041 | 2660.5516 | 2820.5766 | 2974.2453 | 3122.9558 | 3271.7394 | 3423.5357 | 3577.3103 | 3732.712 | 3889.7831 | 4047.2968 | 4205.4263 | 4363.6623 | 4522.5963 | 4681.8768 | 4842.3423 | 5002.9245 | 5071.1413
F2_Commercial_Warehouse_New_Food Preparation_Natural Gas_Range_Codes & Standards Forecast | F2 | Commercial | Warehouse | New | Food Preparation | Natural Gas | Range | Codes & Standards Forecast | Usage (MMtherm) | 0 | 4.378e-07 | 2.8401e-06 | 4.2635e-06 | 6.0279e-06 | 7.8463e-06 | 9.6738e-06 | 1.1255e-05 | 1.2815e-05 | 1.4411e-05 | 1.6033e-05 | 1.7643e-05 | 1.9227e-05 | 2.079e-05 | 2.2355e-05 | 2.3916e-05 | 2.5485e-05 | 2.7018e-05 | 2.849e-05 | 2.9915e-05 | 3.134e-05 | 3.2794e-05 | 3.4267e-05 | 3.5755e-05 | 3.726e-05 | 3.8769e-05 | 4.0283e-05 | 4.1799e-05 | 4.3322e-05 | 4.4847e-05 | 4.6384e-05 | 4.7923e-05 | 4.8576e-05
F3_Commercial_Warehouse_New_Food Preparation_Natural Gas_Range_Codes & Standards Forecast | F3 | Commercial | Warehouse | New | Food Preparation | Natural Gas | Range | Codes & Standards Forecast | Summer Peak Demand (MW) | 0 | 0 | 0 | 0 | 0 | 0 | 0 | 0 | 0 | 0 | 0 | 0 | 0 | 0 | 0 | 0 | 0 | 0 | 0 | 0 | 0 | 0 | 0 | 0 | 0 | 0 | 0 | 0 | 0 | 0 | 0 | 0 | 0
F4_Commercial_Warehouse_New_Food Preparation_Natural Gas_Range_Codes & Standards Forecast | F4 | Commercial | Warehouse | New | Food Preparation | Natural Gas | Range | Codes & Standards Forecast | Winter Peak Demand (MW) | 0 | 0 | 0 | 0 | 0 | 0 | 0 | 0 | 0 | 0 | 0 | 0 | 0 | 0 | 0 | 0 | 0 | 0 | 0 | 0 | 0 | 0 | 0 | 0 | 0 | 0 | 0 | 0 | 0 | 0 | 0 | 0 | 0
F5_Commercial_Warehouse_New_Food Preparation_Natural Gas_Range_Codes & Standards Forecast | F5 | Commercial | Warehouse | New | Food Preparation | Natural Gas | Range | Codes & Standards Forecast | Turnover | 0 | 49.9775 | 241.0599 | 154.0542 | 184.1947 | 189.8294 | 190.7834 | 165.1224 | 162.8083 | 166.6191 | 179.3267 | 224.2532 | 241.194 | 260.6227 | 279.3323 | 306.9091 | 362.1676 | 328.4347 | 329.6215 | 326.8152 | 336.3681 | 343.3758 | 358.5561 | 376.0923 | 398.3367 | 434.7369 | 450.0359 | 462.7785 | 472.8357 | 484.9045 | 504.1256 | 498.3786 | 413.9835
F6_Commercial_Warehouse_New_Food Preparation_Natural Gas_Range_Codes & Standards Forecast | F6 | Commercial | Warehouse | New | Food Preparation | Natural Gas | Range | Codes & Standards Forecast | Avg. Replacement Usage (kWh) | 0.0090696 | 0.00876 | 0.0097585 | 0.0095789 | 0.0095789 | 0.0095789 | 0.0095789 | 0.0095789 | 0.0095789 | 0.0095789 | 0.0095789 | 0.0095789 | 0.0095789 | 0.0095789 | 0.0095789 | 0.0095789 | 0.0095789 | 0.0095789 | 0.0095789 | 0.0095789 | 0.0095789 | 0.0095789 | 0.0095789 | 0.0095789 | 0.0095789 | 0.0095789 | 0.0095789 | 0.0095789 | 0.0095789 | 0.0095789 | 0.0095789 | 0.0095789 | 0.0095789
F7_Commercial_Warehouse_New_Food Preparation_Natural Gas_Range_Codes & Standards Forecast | F7 | Commercial | Warehouse | New | Food Preparation | Natural Gas | Range | Codes & Standards Forecast | Avg. Replacement Summer Demand (kW) | 0 | 0 | 0 | 0 | 0 | 0 | 0 | 0 | 0 | 0 | 0 | 0 | 0 | 0 | 0 | 0 | 0 | 0 | 0 | 0 | 0 | 0 | 0 | 0 | 0 | 0 | 0 | 0 | 0 | 0 | 0 | 0 | 0
F8_Commercial_Warehouse_New_Food Preparation_Natural Gas_Range_Codes & Standards Forecast | F8 | Commercial | Warehouse | New | Food Preparation | Natural Gas | Range | Codes & Standards Forecast | Avg. Replacement Winter Demand (kW) | 0 | 0 | 0 | 0 | 0 | 0 | 0 | 0 | 0 | 0 | 0 | 0 | 0 | 0 | 0 | 0 | 0 | 0 | 0 | 0 | 0 | 0 | 0 | 0 | 0 | 0 | 0 | 0 | 0 | 0 | 0 | 0 | 0
F1_Commercial_Warehouse_New_Food Preparation_Natural Gas_Steamer_Codes & Standards Forecast | F1 | Commercial | Warehouse | New | Food Preparation | Natural Gas | Steamer | Codes & Standards Forecast | Units | 0 | 0 | 0 | 0 | 0 | 0 | 0 | 0 | 0 | 0 | 0 | 0 | 0 | 0 | 0 | 0 | 0 | 0 | 0 | 0 | 0 | 0 | 0 | 0 | 0 | 0 | 0 | 0 | 0 | 0 | 0 | 0 | 0
F2_Commercial_Warehouse_New_Food Preparation_Natural Gas_Steamer_Codes & Standards Forecast | F2 | Commercial | Warehouse | New | Food Preparation | Natural Gas | Steamer | Codes & Standards Forecast | Usage (MMtherm) | 0 | 0 | 0 | 0 | 0 | 0 | 0 | 0 | 0 | 0 | 0 | 0 | 0 | 0 | 0 | 0 | 0 | 0 | 0 | 0 | 0 | 0 | 0 | 0 | 0 | 0 | 0 | 0 | 0 | 0 | 0 | 0 | 0
F3_Commercial_Warehouse_New_Food Preparation_Natural Gas_Steamer_Codes & Standards Forecast | F3 | Commercial | Warehouse | New | Food Preparation | Natural Gas | Steamer | Codes & Standards Forecast | Summer Peak Demand (MW) | 0 | 0 | 0 | 0 | 0 | 0 | 0 | 0 | 0 | 0 | 0 | 0 | 0 | 0 | 0 | 0 | 0 | 0 | 0 | 0 | 0 | 0 | 0 | 0 | 0 | 0 | 0 | 0 | 0 | 0 | 0 | 0 | 0
F4_Commercial_Warehouse_New_Food Preparation_Natural Gas_Steamer_Codes & Standards Forecast | F4 | Commercial | Warehouse | New | Food Preparation | Natural Gas | Steamer | Codes & Standards Forecast | Winter Peak Demand (MW) | 0 | 0 | 0 | 0 | 0 | 0 | 0 | 0 | 0 | 0 | 0 | 0 | 0 | 0 | 0 | 0 | 0 | 0 | 0 | 0 | 0 | 0 | 0 | 0 | 0 | 0 | 0 | 0 | 0 | 0 | 0 | 0 | 0
F5_Commercial_Warehouse_New_Food Preparation_Natural Gas_Steamer_Codes & Standards Forecast | F5 | Commercial | Warehouse | New | Food Preparation | Natural Gas | Steamer | Codes & Standards Forecast | Turnover | 0 | 0 | 0 | 0 | 0 | 0 | 0 | 0 | 0 | 0 | 0 | 0 | 0 | 0 | 0 | 0 | 0 | 0 | 0 | 0 | 0 | 0 | 0 | 0 | 0 | 0 | 0 | 0 | 0 | 0 | 0 | 0 | 0
F6_Commercial_Warehouse_New_Food Preparation_Natural Gas_Steamer_Codes & Standards Forecast | F6 | Commercial | Warehouse | New | Food Preparation | Natural Gas | Steamer | Codes & Standards Forecast | Avg. Replacement Usage (kWh) | 0.02137 | 0.02064 | 0.022993 | 0.0047078 | 0.0047078 | 0.0047078 | 0.0047078 | 0.0047078 | 0.0047078 | 0.0047078 | 0.0047078 | 0.0047078 | 0.0047078 | 0.0047078 | 0.0047078 | 0.0047078 | 0.0047078 | 0.0047078 | 0.0047078 | 0.0047078 | 0.0047078 | 0.0047078 | 0.0047078 | 0.0047078 | 0.0047078 | 0.0047078 | 0.0047078 | 0.0047078 | 0.0047078 | 0.0047078 | 0.0047078 | 0.0047078 | 0.0047078
F7_Commercial_Warehouse_New_Food Preparation_Natural Gas_Steamer_Codes & Standards Forecast | F7 | Commercial | Warehouse | New | Food Preparation | Natural Gas | Steamer | Codes & Standards Forecast | Avg. Replacement Summer Demand (kW) | 0 | 0 | 0 | 0 | 0 | 0 | 0 | 0 | 0 | 0 | 0 | 0 | 0 | 0 | 0 | 0 | 0 | 0 | 0 | 0 | 0 | 0 | 0 | 0 | 0 | 0 | 0 | 0 | 0 | 0 | 0 | 0 | 0
F8_Commercial_Warehouse_New_Food Preparation_Natural Gas_Steamer_Codes & Standards Forecast | F8 | Commercial | Warehouse | New | Food Preparation | Natural Gas | Steamer | Codes & Standards Forecast | Avg. Replacement Winter Demand (kW) | 0 | 0 | 0 | 0 | 0 | 0 | 0 | 0 | 0 | 0 | 0 | 0 | 0 | 0 | 0 | 0 | 0 | 0 | 0 | 0 | 0 | 0 | 0 | 0 | 0 | 0 | 0 | 0 | 0 | 0 | 0 | 0 | 0
F1_Commercial_Warehouse_New_Food Preparation_Natural Gas_Food Prep Other_Codes & Standards Forecast | F1 | Commercial | Warehouse | New | Food Preparation | Natural Gas | Food Prep Other | Codes & Standards Forecast | Units | 0 | 0 | 0 | 0 | 0 | 0 | 0 | 0 | 0 | 0 | 0 | 0 | 0 | 0 | 0 | 0 | 0 | 0 | 0 | 0 | 0 | 0 | 0 | 0 | 0 | 0 | 0 | 0 | 0 | 0 | 0 | 0 | 0
F2_Commercial_Warehouse_New_Food Preparation_Natural Gas_Food Prep Other_Codes & Standards Forecast | F2 | Commercial | Warehouse | New | Food Preparation | Natural Gas | Food Prep Other | Codes & Standards Forecast | Usage (MMtherm) | 0 | 0 | 0 | 0 | 0 | 0 | 0 | 0 | 0 | 0 | 0 | 0 | 0 | 0 | 0 | 0 | 0 | 0 | 0 | 0 | 0 | 0 | 0 | 0 | 0 | 0 | 0 | 0 | 0 | 0 | 0 | 0 | 0
F3_Commercial_Warehouse_New_Food Preparation_Natural Gas_Food Prep Other_Codes & Standards Forecast | F3 | Commercial | Warehouse | New | Food Preparation | Natural Gas | Food Prep Other | Codes & Standards Forecast | Summer Peak Demand (MW) | 0 | 0 | 0 | 0 | 0 | 0 | 0 | 0 | 0 | 0 | 0 | 0 | 0 | 0 | 0 | 0 | 0 | 0 | 0 | 0 | 0 | 0 | 0 | 0 | 0 | 0 | 0 | 0 | 0 | 0 | 0 | 0 | 0
F4_Commercial_Warehouse_New_Food Preparation_Natural Gas_Food Prep Other_Codes & Standards Forecast | F4 | Commercial | Warehouse | New | Food Preparation | Natural Gas | Food Prep Other | Codes & Standards Forecast | Winter Peak Demand (MW) | 0 | 0 | 0 | 0 | 0 | 0 | 0 | 0 | 0 | 0 | 0 | 0 | 0 | 0 | 0 | 0 | 0 | 0 | 0 | 0 | 0 | 0 | 0 | 0 | 0 | 0 | 0 | 0 | 0 | 0 | 0 | 0 | 0
F5_Commercial_Warehouse_New_Food Preparation_Natural Gas_Food Prep Other_Codes & Standards Forecast | F5 | Commercial | Warehouse | New | Food Preparation | Natural Gas | Food Prep Other | Codes & Standards Forecast | Turnover | 0 | 0 | 0 | 0 | 0 | 0 | 0 | 0 | 0 | 0 | 0 | 0 | 0 | 0 | 0 | 0 | 0 | 0 | 0 | 0 | 0 | 0 | 0 | 0 | 0 | 0 | 0 | 0 | 0 | 0 | 0 | 0 | 0
F6_Commercial_Warehouse_New_Food Preparation_Natural Gas_Food Prep Other_Codes & Standards Forecast | F6 | Commercial | Warehouse | New | Food Preparation | Natural Gas | Food Prep Other | Codes & Standards Forecast | Avg. Replacement Usage (kWh) | 0.0032268 | 0.0031166 | 0.0034719 | 0.003408 | 0.003408 | 0.003408 | 0.003408 | 0.003408 | 0.003408 | 0.003408 | 0.003408 | 0.003408 | 0.003408 | 0.003408 | 0.003408 | 0.003408 | 0.003408 | 0.003408 | 0.003408 | 0.003408 | 0.003408 | 0.003408 | 0.003408 | 0.003408 | 0.003408 | 0.003408 | 0.003408 | 0.003408 | 0.003408 | 0.003408 | 0.003408 | 0.003408 | 0.003408
F7_Commercial_Warehouse_New_Food Preparation_Natural Gas_Food Prep Other_Codes & Standards Forecast | F7 | Commercial | Warehouse | New | Food Preparation | Natural Gas | Food Prep Other | Codes & Standards Forecast | Avg. Replacement Summer Demand (kW) | 0 | 0 | 0 | 0 | 0 | 0 | 0 | 0 | 0 | 0 | 0 | 0 | 0 | 0 | 0 | 0 | 0 | 0 | 0 | 0 | 0 | 0 | 0 | 0 | 0 | 0 | 0 | 0 | 0 | 0 | 0 | 0 | 0
F8_Commercial_Warehouse_New_Food Preparation_Natural Gas_Food Prep Other_Codes & Standards Forecast | F8 | Commercial | Warehouse | New | Food Preparation | Natural Gas | Food Prep Other | Codes & Standards Forecast | Avg. Replacement Winter Demand (kW) | 0 | 0 | 0 | 0 | 0 | 0 | 0 | 0 | 0 | 0 | 0 | 0 | 0 | 0 | 0 | 0 | 0 | 0 | 0 | 0 | 0 | 0 | 0 | 0 | 0 | 0 | 0 | 0 | 0 | 0 | 0 | 0 | 0
F1_Commercial_Warehouse_New_Miscellaneous_Natural Gas_Pool Heater_Codes & Standards Forecast | F1 | Commercial | Warehouse | New | Miscellaneous | Natural Gas | Pool Heater | Codes & Standards Forecast | Units | 0 | 0 | 0 | 0 | 0 | 0 | 0 | 0 | 0 | 0 | 0 | 0 | 0 | 0 | 0 | 0 | 0 | 0 | 0 | 0 | 0 | 0 | 0 | 0 | 0 | 0 | 0 | 0 | 0 | 0 | 0 | 0 | 0
F2_Commercial_Warehouse_New_Miscellaneous_Natural Gas_Pool Heater_Codes & Standards Forecast | F2 | Commercial | Warehouse | New | Miscellaneous | Natural Gas | Pool Heater | Codes & Standards Forecast | Usage (MMtherm) | 0 | 0 | 0 | 0 | 0 | 0 | 0 | 0 | 0 | 0 | 0 | 0 | 0 | 0 | 0 | 0 | 0 | 0 | 0 | 0 | 0 | 0 | 0 | 0 | 0 | 0 | 0 | 0 | 0 | 0 | 0 | 0 | 0
F3_Commercial_Warehouse_New_Miscellaneous_Natural Gas_Pool Heater_Codes & Standards Forecast | F3 | Commercial | Warehouse | New | Miscellaneous | Natural Gas | Pool Heater | Codes & Standards Forecast | Summer Peak Demand (MW) | 0 | 0 | 0 | 0 | 0 | 0 | 0 | 0 | 0 | 0 | 0 | 0 | 0 | 0 | 0 | 0 | 0 | 0 | 0 | 0 | 0 | 0 | 0 | 0 | 0 | 0 | 0 | 0 | 0 | 0 | 0 | 0 | 0
F4_Commercial_Warehouse_New_Miscellaneous_Natural Gas_Pool Heater_Codes & Standards Forecast | F4 | Commercial | Warehouse | New | Miscellaneous | Natural Gas | Pool Heater | Codes & Standards Forecast | Winter Peak Demand (MW) | 0 | 0 | 0 | 0 | 0 | 0 | 0 | 0 | 0 | 0 | 0 | 0 | 0 | 0 | 0 | 0 | 0 | 0 | 0 | 0 | 0 | 0 | 0 | 0 | 0 | 0 | 0 | 0 | 0 | 0 | 0 | 0 | 0
F5_Commercial_Warehouse_New_Miscellaneous_Natural Gas_Pool Heater_Codes & Standards Forecast | F5 | Commercial | Warehouse | New | Miscellaneous | Natural Gas | Pool Heater | Codes & Standards Forecast | Turnover | 0 | 0 | 0 | 0 | 0 | 0 | 0 | 0 | 0 | 0 | 0 | 0 | 0 | 0 | 0 | 0 | 0 | 0 | 0 | 0 | 0 | 0 | 0 | 0 | 0 | 0 | 0 | 0 | 0 | 0 | 0 | 0 | 0
F6_Commercial_Warehouse_New_Miscellaneous_Natural Gas_Pool Heater_Codes & Standards Forecast | F6 | Commercial | Warehouse | New | Miscellaneous | Natural Gas | Pool Heater | Codes & Standards Forecast | Avg. Replacement Usage (kWh) | 0.010152 | 0.0098057 | 0.010923 | 0.010722 | 0.010722 | 0.010722 | 0.010722 | 0.010722 | 0.010722 | 0.010722 | 0.010722 | 0.010722 | 0.010722 | 0.010722 | 0.010722 | 0.010722 | 0.010722 | 0.010722 | 0.010722 | 0.010722 | 0.010722 | 0.010722 | 0.010722 | 0.010722 | 0.010722 | 0.010722 | 0.010722 | 0.010722 | 0.010722 | 0.010722 | 0.010722 | 0.010722 | 0.010722
F7_Commercial_Warehouse_New_Miscellaneous_Natural Gas_Pool Heater_Codes & Standards Forecast | F7 | Commercial | Warehouse | New | Miscellaneous | Natural Gas | Pool Heater | Codes & Standards Forecast | Avg. Replacement Summer Demand (kW) | 0 | 0 | 0 | 0 | 0 | 0 | 0 | 0 | 0 | 0 | 0 | 0 | 0 | 0 | 0 | 0 | 0 | 0 | 0 | 0 | 0 | 0 | 0 | 0 | 0 | 0 | 0 | 0 | 0 | 0 | 0 | 0 | 0
F8_Commercial_Warehouse_New_Miscellaneous_Natural Gas_Pool Heater_Codes & Standards Forecast | F8 | Commercial | Warehouse | New | Miscellaneous | Natural Gas | Pool Heater | Codes & Standards Forecast | Avg. Replacement Winter Demand (kW) | 0 | 0 | 0 | 0 | 0 | 0 | 0 | 0 | 0 | 0 | 0 | 0 | 0 | 0 | 0 | 0 | 0 | 0 | 0 | 0 | 0 | 0 | 0 | 0 | 0 | 0 | 0 | 0 | 0 | 0 | 0 | 0 | 0
F1_Commercial_Warehouse_New_Miscellaneous_Natural Gas_Miscellaneous_Codes & Standards Forecast | F1 | Commercial | Warehouse | New | Miscellaneous | Natural Gas | Miscellaneous | Codes & Standards Forecast | Units | 0 | 6308.8232 | 36738.6207 | 56185.3926 | 79436.8987 | 103399.7026 | 127482.9235 | 148326.8737 | 168878.7066 | 189911.5865 | 211286.8325 | 232499.6943 | 253380.7662 | 273977.2164 | 294603.4392 | 315167.281 | 335850.2948 | 356050.7814 | 375448.8959 | 394221.1247 | 413002.5764 | 432164.3281 | 451575.8078 | 471192.674 | 491020.2894 | 510903.769 | 530864.9794 | 550839.6349 | 570902.4078 | 591008.9138 | 611265.015 | 631535.8407 | 640147.0724
F2_Commercial_Warehouse_New_Miscellaneous_Natural Gas_Miscellaneous_Codes & Standards Forecast | F2 | Commercial | Warehouse | New | Miscellaneous | Natural Gas | Miscellaneous | Codes & Standards Forecast | Usage (MMtherm) | 0 | 7.5858e-06 | 4.921e-05 | 7.3874e-05 | 0.00010445 | 0.00013595 | 0.00016762 | 0.00019502 | 0.00022205 | 0.0002497 | 0.0002778 | 0.0003057 | 0.00033315 | 0.00036023 | 0.00038735 | 0.00041439 | 0.00044158 | 0.00046814 | 0.00049365 | 0.00051833 | 0.00054302 | 0.00056822 | 0.00059374 | 0.00061953 | 0.0006456 | 0.00067175 | 0.00069799 | 0.00072426 | 0.00075063 | 0.00077707 | 0.0008037 | 0.00083036 | 0.00084168
F3_Commercial_Warehouse_New_Miscellaneous_Natural Gas_Miscellaneous_Codes & Standards Forecast | F3 | Commercial | Warehouse | New | Miscellaneous | Natural Gas | Miscellaneous | Codes & Standards Forecast | Summer Peak Demand (MW) | 0 | 0 | 0 | 0 | 0 | 0 | 0 | 0 | 0 | 0 | 0 | 0 | 0 | 0 | 0 | 0 | 0 | 0 | 0 | 0 | 0 | 0 | 0 | 0 | 0 | 0 | 0 | 0 | 0 | 0 | 0 | 0 | 0
F4_Commercial_Warehouse_New_Miscellaneous_Natural Gas_Miscellaneous_Codes & Standards Forecast | F4 | Commercial | Warehouse | New | Miscellaneous | Natural Gas | Miscellaneous | Codes & Standards Forecast | Winter Peak Demand (MW) | 0 | 0 | 0 | 0 | 0 | 0 | 0 | 0 | 0 | 0 | 0 | 0 | 0 | 0 | 0 | 0 | 0 | 0 | 0 | 0 | 0 | 0 | 0 | 0 | 0 | 0 | 0 | 0 | 0 | 0 | 0 | 0 | 0
F5_Commercial_Warehouse_New_Miscellaneous_Natural Gas_Miscellaneous_Codes & Standards Forecast | F5 | Commercial | Warehouse | New | Miscellaneous | Natural Gas | Miscellaneous | Codes & Standards Forecast | Turnover | 0 | 6308.8232 | 30429.7975 | 19446.7718 | 24152.7666 | 29082.4268 | 31249.5793 | 30436.9384 | 32929.0266 | 36106.1287 | 38643.3076 | 42556.325 | 51361.3055 | 49042.8542 | 52459.455 | 56623.0905 | 59228.4787 | 60496.8957 | 62752.9943 | 65320.437 | 68061.5548 | 71506.6392 | 76175.4111 | 77319.2464 | 80497.4838 | 83981.5304 | 86707.102 | 89054.6225 | 91928.8652 | 94840.7854 | 97834.7881 | 100903.2881 | 92633.7346
F6_Commercial_Warehouse_New_Miscellaneous_Natural Gas_Miscellaneous_Codes & Standards Forecast | F6 | Commercial | Warehouse | New | Miscellaneous | Natural Gas | Miscellaneous | Codes & Standards Forecast | Avg. Replacement Usage (kWh) | 0.0012449 | 0.0012024 | 0.0013395 | 0.0013148 | 0.0013148 | 0.0013148 | 0.0013148 | 0.0013148 | 0.0013148 | 0.0013148 | 0.0013148 | 0.0013148 | 0.0013148 | 0.0013148 | 0.0013148 | 0.0013148 | 0.0013148 | 0.0013148 | 0.0013148 | 0.0013148 | 0.0013148 | 0.0013148 | 0.0013148 | 0.0013148 | 0.0013148 | 0.0013148 | 0.0013148 | 0.0013148 | 0.0013148 | 0.0013148 | 0.0013148 | 0.0013148 | 0.0013148
F7_Commercial_Warehouse_New_Miscellaneous_Natural Gas_Miscellaneous_Codes & Standards Forecast | F7 | Commercial | Warehouse | New | Miscellaneous | Natural Gas | Miscellaneous | Codes & Standards Forecast | Avg. Replacement Summer Demand (kW) | 0 | 0 | 0 | 0 | 0 | 0 | 0 | 0 | 0 | 0 | 0 | 0 | 0 | 0 | 0 | 0 | 0 | 0 | 0 | 0 | 0 | 0 | 0 | 0 | 0 | 0 | 0 | 0 | 0 | 0 | 0 | 0 | 0
F8_Commercial_Warehouse_New_Miscellaneous_Natural Gas_Miscellaneous_Codes & Standards Forecast | F8 | Commercial | Warehouse | New | Miscellaneous | Natural Gas | Miscellaneous | Codes & Standards Forecast | Avg. Replacement Winter Demand (kW) | 0 | 0 | 0 | 0 | 0 | 0 | 0 | 0 | 0 | 0 | 0 | 0 | 0 | 0 | 0 | 0 | 0 | 0 | 0 | 0 | 0 | 0 | 0 | 0 | 0 | 0 | 0 | 0 | 0 | 0 | 0 | 0 | 0
F1_Commercial_Miscellaneous_Existing_Space Heating_Natural Gas_Furnace_Codes & Standards Forecast | F1 | Commercial | Miscellaneous | Existing | Space Heating | Natural Gas | Furnace | Codes & Standards Forecast | Units | 1061081.6431 | 1055683.0992 | 1050284.5553 | 1043765.0946 | 1068153.3813 | 1065282.8037 | 1062748.6485 | 1060466.1635 | 1058261.0711 | 1056069.6324 | 1053867.2249 | 1051667.7666 | 1049487.0537 | 1047330.5169 | 1045184.5401 | 1043047.0726 | 1040907.6622 | 1038792.383 | 1036730.9466 | 1034728.9862 | 1032756.2882 | 1030778.4216 | 1028784.9961 | 1026773.0855 | 1024740.9692 | 1022695.8343 | 1020640.1661 | 1018578.5147 | 1016509.2901 | 1014433.9946 | 1012347.8998 | 1010255.6221 | 1024030.8423
F2_Commercial_Miscellaneous_Existing_Space Heating_Natural Gas_Furnace_Codes & Standards Forecast | F2 | Commercial | Miscellaneous | Existing | Space Heating | Natural Gas | Furnace | Codes & Standards Forecast | Usage (MMtherm) | 0.071957 | 0.069088 | 0.076094 | 0.073764 | 0.074975 | 0.074108 | 0.073259 | 0.072426 | 0.071596 | 0.070767 | 0.069937 | 0.06911 | 0.068286 | 0.067468 | 0.066654 | 0.065846 | 0.065043 | 0.064248 | 0.063462 | 0.062698 | 0.061951 | 0.061219 | 0.060485 | 0.059776 | 0.059088 | 0.058421 | 0.057772 | 0.057141 | 0.056526 | 0.055926 | 0.055339 | 0.054765 | 0.055349
F3_Commercial_Miscellaneous_Existing_Space Heating_Natural Gas_Furnace_Codes & Standards Forecast | F3 | Commercial | Miscellaneous | Existing | Space Heating | Natural Gas | Furnace | Codes & Standards Forecast | Summer Peak Demand (MW) | 0 | 0 | 0 | 0 | 0 | 0 | 0 | 0 | 0 | 0 | 0 | 0 | 0 | 0 | 0 | 0 | 0 | 0 | 0 | 0 | 0 | 0 | 0 | 0 | 0 | 0 | 0 | 0 | 0 | 0 | 0 | 0 | 0
F4_Commercial_Miscellaneous_Existing_Space Heating_Natural Gas_Furnace_Codes & Standards Forecast | F4 | Commercial | Miscellaneous | Existing | Space Heating | Natural Gas | Furnace | Codes & Standards Forecast | Winter Peak Demand (MW) | 0 | 0 | 0 | 0 | 0 | 0 | 0 | 0 | 0 | 0 | 0 | 0 | 0 | 0 | 0 | 0 | 0 | 0 | 0 | 0 | 0 | 0 | 0 | 0 | 0 | 0 | 0 | 0 | 0 | 0 | 0 | 0 | 0
F5_Commercial_Miscellaneous_Existing_Space Heating_Natural Gas_Furnace_Codes & Standards Forecast | F5 | Commercial | Miscellaneous | Existing | Space Heating | Natural Gas | Furnace | Codes & Standards Forecast | Turnover | 0 | 21184.2762 | 22967.3751 | 24559.9077 | 50549.8239 | 27565.6842 | 28857.9062 | 30046.5866 | 31136.1629 | 32132.9187 | 33043.4624 | 33874.9757 | 34634.2187 | 35327.1559 | 35958.6535 | 36533.525 | 37055.8945 | 37530.8284 | 37963.2533 | 36536.0808 | 35358.8869 | 34399.5838 | 35437.1873 | 34691.063 | 34099.5926 | 33642.6833 | 33302.3076 | 33062.5108 | 32908.9432 | 32828.9791 | 32811.2474 | 32845.9853 | 53227.8831
F6_Commercial_Miscellaneous_Existing_Space Heating_Natural Gas_Furnace_Codes & Standards Forecast | F6 | Commercial | Miscellaneous | Existing | Space Heating | Natural Gas | Furnace | Codes & Standards Forecast | Avg. Replacement Usage (kWh) | 0.066172 | 0.063914 | 0.070821 | 0.069148 | 0.068778 | 0.061491 | 0.061158 | 0.060826 | 0.060493 | 0.060161 | 0.059828 | 0.059496 | 0.059163 | 0.058831 | 0.058498 | 0.058166 | 0.057833 | 0.057501 | 0.057169 | 0.056836 | 0.056504 | 0.056172 | 0.055839 | 0.055507 | 0.055175 | 0.054843 | 0.054511 | 0.054179 | 0.053846 | 0.053514 | 0.053182 | 0.052849 | 0.052849
F7_Commercial_Miscellaneous_Existing_Space Heating_Natural Gas_Furnace_Codes & Standards Forecast | F7 | Commercial | Miscellaneous | Existing | Space Heating | Natural Gas | Furnace | Codes & Standards Forecast | Avg. Replacement Summer Demand (kW) | 0 | 0 | 0 | 0 | 0 | 0 | 0 | 0 | 0 | 0 | 0 | 0 | 0 | 0 | 0 | 0 | 0 | 0 | 0 | 0 | 0 | 0 | 0 | 0 | 0 | 0 | 0 | 0 | 0 | 0 | 0 | 0 | 0
F8_Commercial_Miscellaneous_Existing_Space Heating_Natural Gas_Furnace_Codes & Standards Forecast | F8 | Commercial | Miscellaneous | Existing | Space Heating | Natural Gas | Furnace | Codes & Standards Forecast | Avg. Replacement Winter Demand (kW) | 0 | 0 | 0 | 0 | 0 | 0 | 0 | 0 | 0 | 0 | 0 | 0 | 0 | 0 | 0 | 0 | 0 | 0 | 0 | 0 | 0 | 0 | 0 | 0 | 0 | 0 | 0 | 0 | 0 | 0 | 0 | 0 | 0
F1_Commercial_Miscellaneous_Existing_Space Heating_Natural Gas_Boiler_Codes & Standards Forecast | F1 | Commercial | Miscellaneous | Existing | Space Heating | Natural Gas | Boiler | Codes & Standards Forecast | Units | 500983.3205 | 498434.4304 | 495885.5404 | 492807.4162 | 504322.1992 | 502966.8732 | 501770.3871 | 500692.7255 | 499651.6044 | 498616.9298 | 497577.0763 | 496538.6153 | 495509.0048 | 494490.8089 | 493477.5989 | 492468.4064 | 491458.2967 | 490459.5803 | 489486.2855 | 488541.0719 | 487609.6744 | 486675.8366 | 485734.6527 | 484784.7413 | 483825.2897 | 482859.6916 | 481889.1202 | 480915.7239 | 479938.7519 | 478958.9136 | 477973.9765 | 476986.1202 | 483490.0076
F2_Commercial_Miscellaneous_Existing_Space Heating_Natural Gas_Boiler_Codes & Standards Forecast | F2 | Commercial | Miscellaneous | Existing | Space Heating | Natural Gas | Boiler | Codes & Standards Forecast | Usage (MMtherm) | 0.13173 | 0.12736 | 0.14131 | 0.13804 | 0.14204 | 0.14128 | 0.14056 | 0.13986 | 0.13915 | 0.13841 | 0.13765 | 0.13686 | 0.13603 | 0.13518 | 0.13429 | 0.13337 | 0.13241 | 0.13141 | 0.13038 | 0.12932 | 0.12821 | 0.12709 | 0.12595 | 0.12479 | 0.12357 | 0.12237 | 0.1212 | 0.12004 | 0.1189 | 0.11778 | 0.11667 | 0.11558 | 0.11703
F3_Commercial_Miscellaneous_Existing_Space Heating_Natural Gas_Boiler_Codes & Standards Forecast | F3 | Commercial | Miscellaneous | Existing | Space Heating | Natural Gas | Boiler | Codes & Standards Forecast | Summer Peak Demand (MW) | 0 | 0 | 0 | 0 | 0 | 0 | 0 | 0 | 0 | 0 | 0 | 0 | 0 | 0 | 0 | 0 | 0 | 0 | 0 | 0 | 0 | 0 | 0 | 0 | 0 | 0 | 0 | 0 | 0 | 0 | 0 | 0 | 0
F4_Commercial_Miscellaneous_Existing_Space Heating_Natural Gas_Boiler_Codes & Standards Forecast | F4 | Commercial | Miscellaneous | Existing | Space Heating | Natural Gas | Boiler | Codes & Standards Forecast | Winter Peak Demand (MW) | 0 | 0 | 0 | 0 | 0 | 0 | 0 | 0 | 0 | 0 | 0 | 0 | 0 | 0 | 0 | 0 | 0 | 0 | 0 | 0 | 0 | 0 | 0 | 0 | 0 | 0 | 0 | 0 | 0 | 0 | 0 | 0 | 0
F5_Commercial_Miscellaneous_Existing_Space Heating_Natural Gas_Boiler_Codes & Standards Forecast | F5 | Commercial | Miscellaneous | Existing | Space Heating | Natural Gas | Boiler | Codes & Standards Forecast | Turnover | 0 | 9201.8664 | 9976.3955 | 10668.1478 | 22878.6346 | 11973.7744 | 12535.08 | 13051.4101 | 13524.692 | 13957.6553 | 14353.1704 | 14714.3569 | 15044.1511 | 15345.144 | 15619.4492 | 15869.1575 | 16096.0604 | 16302.3587 | 16490.1921 | 16661.2041 | 16816.3335 | 16168.3983 | 15630.3553 | 15188.6402 | 15680.9038 | 15330.0307 | 15048.3854 | 14827.0576 | 14658.0261 | 14534.1984 | 14449.186 | 14397.4475 | 20907.8218
F6_Commercial_Miscellaneous_Existing_Space Heating_Natural Gas_Boiler_Codes & Standards Forecast | F6 | Commercial | Miscellaneous | Existing | Space Heating | Natural Gas | Boiler | Codes & Standards Forecast | Avg. Replacement Usage (kWh) | 0.31637 | 0.30557 | 0.3386 | 0.3306 | 0.32883 | 0.27835 | 0.27685 | 0.27534 | 0.27384 | 0.27233 | 0.27083 | 0.26932 | 0.26782 | 0.26631 | 0.26481 | 0.2633 | 0.2618 | 0.26029 | 0.25879 | 0.25728 | 0.25578 | 0.25428 | 0.25277 | 0.25127 | 0.24976 | 0.24826 | 0.24676 | 0.24525 | 0.24375 | 0.24225 | 0.24074 | 0.23924 | 0.23924
F7_Commercial_Miscellaneous_Existing_Space Heating_Natural Gas_Boiler_Codes & Standards Forecast | F7 | Commercial | Miscellaneous | Existing | Space Heating | Natural Gas | Boiler | Codes & Standards Forecast | Avg. Replacement Summer Demand (kW) | 0 | 0 | 0 | 0 | 0 | 0 | 0 | 0 | 0 | 0 | 0 | 0 | 0 | 0 | 0 | 0 | 0 | 0 | 0 | 0 | 0 | 0 | 0 | 0 | 0 | 0 | 0 | 0 | 0 | 0 | 0 | 0 | 0
F8_Commercial_Miscellaneous_Existing_Space Heating_Natural Gas_Boiler_Codes & Standards Forecast | F8 | Commercial | Miscellaneous | Existing | Space Heating | Natural Gas | Boiler | Codes & Standards Forecast | Avg. Replacement Winter Demand (kW) | 0 | 0 | 0 | 0 | 0 | 0 | 0 | 0 | 0 | 0 | 0 | 0 | 0 | 0 | 0 | 0 | 0 | 0 | 0 | 0 | 0 | 0 | 0 | 0 | 0 | 0 | 0 | 0 | 0 | 0 | 0 | 0 | 0
F1_Commercial_Miscellaneous_Existing_Space Heating_Natural Gas_Unit Heater_Codes & Standards Forecast | F1 | Commercial | Miscellaneous | Existing | Space Heating | Natural Gas | Unit Heater | Codes & Standards Forecast | Units | 9400.4048 | 9352.5777 | 9304.7505 | 9246.9929 | 9463.0552 | 9437.624 | 9415.1733 | 9394.9521 | 9375.4166 | 9356.0021 | 9336.4904 | 9317.0048 | 9297.6853 | 9278.5799 | 9259.5681 | 9240.6317 | 9221.6781 | 9202.9383 | 9184.6755 | 9166.9396 | 9149.4629 | 9131.9405 | 9114.2802 | 9096.4562 | 9078.4531 | 9060.3347 | 9042.123 | 9023.8583 | 9005.5265 | 8987.1409 | 8968.6596 | 8950.1236 | 9072.1619
F2_Commercial_Miscellaneous_Existing_Space Heating_Natural Gas_Unit Heater_Codes & Standards Forecast | F2 | Commercial | Miscellaneous | Existing | Space Heating | Natural Gas | Unit Heater | Codes & Standards Forecast | Usage (MMtherm) | 0.00031874 | 0.0003063 | 0.00033767 | 0.00032764 | 0.0003335 | 0.00032896 | 0.00032443 | 0.00031992 | 0.00031538 | 0.00031082 | 0.00030623 | 0.00030185 | 0.00029761 | 0.00029347 | 0.00028931 | 0.00028546 | 0.00028186 | 0.0002785 | 0.00027504 | 0.00027175 | 0.0002686 | 0.00026539 | 0.00026299 | 0.00026065 | 0.00025834 | 0.00025608 | 0.00025385 | 0.00025165 | 0.00024948 | 0.00024733 | 0.0002452 | 0.00024309 | 0.00024634
F3_Commercial_Miscellaneous_Existing_Space Heating_Natural Gas_Unit Heater_Codes & Standards Forecast | F3 | Commercial | Miscellaneous | Existing | Space Heating | Natural Gas | Unit Heater | Codes & Standards Forecast | Summer Peak Demand (MW) | 0 | 0 | 0 | 0 | 0 | 0 | 0 | 0 | 0 | 0 | 0 | 0 | 0 | 0 | 0 | 0 | 0 | 0 | 0 | 0 | 0 | 0 | 0 | 0 | 0 | 0 | 0 | 0 | 0 | 0 | 0 | 0 | 0
F4_Commercial_Miscellaneous_Existing_Space Heating_Natural Gas_Unit Heater_Codes & Standards Forecast | F4 | Commercial | Miscellaneous | Existing | Space Heating | Natural Gas | Unit Heater | Codes & Standards Forecast | Winter Peak Demand (MW) | 0 | 0 | 0 | 0 | 0 | 0 | 0 | 0 | 0 | 0 | 0 | 0 | 0 | 0 | 0 | 0 | 0 | 0 | 0 | 0 | 0 | 0 | 0 | 0 | 0 | 0 | 0 | 0 | 0 | 0 | 0 | 0 | 0
F5_Commercial_Miscellaneous_Existing_Space Heating_Natural Gas_Unit Heater_Codes & Standards Forecast | F5 | Commercial | Miscellaneous | Existing | Space Heating | Natural Gas | Unit Heater | Codes & Standards Forecast | Turnover | 0 | 334.0206 | 395.6101 | 447.0728 | 709.3508 | 531.4698 | 563.9881 | 591.6712 | 615.1559 | 635.0225 | 651.7808 | 603.9537 | 571.7846 | 551.7165 | 571.0876 | 562.8421 | 560.3605 | 562.1299 | 660.351 | 671.5607 | 680.9613 | 740.8714 | 664.3619 | 655.1186 | 648.542 | 640.5798 | 632.4104 | 624.8048 | 613.869 | 610.4478 | 612.202 | 633.1652 | 755.9536
F6_Commercial_Miscellaneous_Existing_Space Heating_Natural Gas_Unit Heater_Codes & Standards Forecast | F6 | Commercial | Miscellaneous | Existing | Space Heating | Natural Gas | Unit Heater | Codes & Standards Forecast | Avg. Replacement Usage (kWh) | 0.033908 | 0.03275 | 0.03629 | 0.035432 | 0.035243 | 0.031544 | 0.031373 | 0.031203 | 0.031032 | 0.030862 | 0.030691 | 0.030521 | 0.03035 | 0.03018 | 0.030009 | 0.029838 | 0.029668 | 0.029498 | 0.029327 | 0.029156 | 0.028986 | 0.028816 | 0.028645 | 0.028475 | 0.028304 | 0.028134 | 0.027963 | 0.027793 | 0.027623 | 0.027452 | 0.027282 | 0.027111 | 0.027111
F7_Commercial_Miscellaneous_Existing_Space Heating_Natural Gas_Unit Heater_Codes & Standards Forecast | F7 | Commercial | Miscellaneous | Existing | Space Heating | Natural Gas | Unit Heater | Codes & Standards Forecast | Avg. Replacement Summer Demand (kW) | 0 | 0 | 0 | 0 | 0 | 0 | 0 | 0 | 0 | 0 | 0 | 0 | 0 | 0 | 0 | 0 | 0 | 0 | 0 | 0 | 0 | 0 | 0 | 0 | 0 | 0 | 0 | 0 | 0 | 0 | 0 | 0 | 0
F8_Commercial_Miscellaneous_Existing_Space Heating_Natural Gas_Unit Heater_Codes & Standards Forecast | F8 | Commercial | Miscellaneous | Existing | Space Heating | Natural Gas | Unit Heater | Codes & Standards Forecast | Avg. Replacement Winter Demand (kW) | 0 | 0 | 0 | 0 | 0 | 0 | 0 | 0 | 0 | 0 | 0 | 0 | 0 | 0 | 0 | 0 | 0 | 0 | 0 | 0 | 0 | 0 | 0 | 0 | 0 | 0 | 0 | 0 | 0 | 0 | 0 | 0 | 0
F1_Commercial_Miscellaneous_Existing_Water Heating_Natural Gas_Water Heater_Codes & Standards Forecast | F1 | Commercial | Miscellaneous | Existing | Water Heating | Natural Gas | Water Heater | Codes & Standards Forecast | Units | 1163576.8558 | 1157656.8394 | 1151736.823 | 1144587.6148 | 1171331.6888 | 1168183.8277 | 1165404.8857 | 1162901.9239 | 1160483.8306 | 1158080.7099 | 1155665.5608 | 1153253.6457 | 1150862.2867 | 1148497.4392 | 1146144.1717 | 1143800.2355 | 1141454.1687 | 1139134.564 | 1136874.0031 | 1134678.6633 | 1132515.4124 | 1130346.4938 | 1128160.5132 | 1125954.2621 | 1123725.8535 | 1121483.1687 | 1119228.9332 | 1116968.1365 | 1114699.0351 | 1112423.2763 | 1110135.6752 | 1107841.2938 | 1122947.1318
F2_Commercial_Miscellaneous_Existing_Water Heating_Natural Gas_Water Heater_Codes & Standards Forecast | F2 | Commercial | Miscellaneous | Existing | Water Heating | Natural Gas | Water Heater | Codes & Standards Forecast | Usage (MMtherm) | 0.31945 | 0.30309 | 0.33069 | 0.31706 | 0.3179 | 0.3116 | 0.3058 | 0.30067 | 0.29628 | 0.29272 | 0.28976 | 0.28727 | 0.28518 | 0.2834 | 0.28186 | 0.28052 | 0.27934 | 0.27828 | 0.27734 | 0.2765 | 0.27572 | 0.275 | 0.27431 | 0.27365 | 0.273 | 0.27238 | 0.27177 | 0.27117 | 0.27058 | 0.26999 | 0.26941 | 0.26883 | 0.27248
F3_Commercial_Miscellaneous_Existing_Water Heating_Natural Gas_Water Heater_Codes & Standards Forecast | F3 | Commercial | Miscellaneous | Existing | Water Heating | Natural Gas | Water Heater | Codes & Standards Forecast | Summer Peak Demand (MW) | 0 | 0 | 0 | 0 | 0 | 0 | 0 | 0 | 0 | 0 | 0 | 0 | 0 | 0 | 0 | 0 | 0 | 0 | 0 | 0 | 0 | 0 | 0 | 0 | 0 | 0 | 0 | 0 | 0 | 0 | 0 | 0 | 0
F4_Commercial_Miscellaneous_Existing_Water Heating_Natural Gas_Water Heater_Codes & Standards Forecast | F4 | Commercial | Miscellaneous | Existing | Water Heating | Natural Gas | Water Heater | Codes & Standards Forecast | Winter Peak Demand (MW) | 0 | 0 | 0 | 0 | 0 | 0 | 0 | 0 | 0 | 0 | 0 | 0 | 0 | 0 | 0 | 0 | 0 | 0 | 0 | 0 | 0 | 0 | 0 | 0 | 0 | 0 | 0 | 0 | 0 | 0 | 0 | 0 | 0
F5_Commercial_Miscellaneous_Existing_Water Heating_Natural Gas_Water Heater_Codes & Standards Forecast | F5 | Commercial | Miscellaneous | Existing | Water Heating | Natural Gas | Water Heater | Codes & Standards Forecast | Turnover | 0 | 46306.2736 | 59890.3148 | 70506.5971 | 106041.104 | 86097.3729 | 91489.9703 | 95761.7869 | 99129.8796 | 101772.4655 | 90282.4106 | 83795.1827 | 80752.0359 | 85263.6643 | 84965.7691 | 97512.1612 | 100157.5673 | 102225.7382 | 110641.1923 | 101064.9918 | 98581.4369 | 95715.1642 | 94083.8992 | 92539.5766 | 90170.5933 | 90067.8417 | 91265.8044 | 95798.4819 | 96308.7718 | 99499.2552 | 98961.9093 | 98062.93 | 113967.9098
F6_Commercial_Miscellaneous_Existing_Water Heating_Natural Gas_Water Heater_Codes & Standards Forecast | F6 | Commercial | Miscellaneous | Existing | Water Heating | Natural Gas | Water Heater | Codes & Standards Forecast | Avg. Replacement Usage (kWh) | 0.22969 | 0.22185 | 0.24714 | 0.24259 | 0.24259 | 0.24259 | 0.24259 | 0.24259 | 0.24259 | 0.24259 | 0.24259 | 0.24259 | 0.24259 | 0.24259 | 0.24259 | 0.24259 | 0.24259 | 0.24259 | 0.24259 | 0.24259 | 0.24259 | 0.24259 | 0.24259 | 0.24259 | 0.24259 | 0.24259 | 0.24259 | 0.24259 | 0.24259 | 0.24259 | 0.24259 | 0.24259 | 0.24259
F7_Commercial_Miscellaneous_Existing_Water Heating_Natural Gas_Water Heater_Codes & Standards Forecast | F7 | Commercial | Miscellaneous | Existing | Water Heating | Natural Gas | Water Heater | Codes & Standards Forecast | Avg. Replacement Summer Demand (kW) | 0 | 0 | 0 | 0 | 0 | 0 | 0 | 0 | 0 | 0 | 0 | 0 | 0 | 0 | 0 | 0 | 0 | 0 | 0 | 0 | 0 | 0 | 0 | 0 | 0 | 0 | 0 | 0 | 0 | 0 | 0 | 0 | 0
F8_Commercial_Miscellaneous_Existing_Water Heating_Natural Gas_Water Heater_Codes & Standards Forecast | F8 | Commercial | Miscellaneous | Existing | Water Heating | Natural Gas | Water Heater | Codes & Standards Forecast | Avg. Replacement Winter Demand (kW) | 0 | 0 | 0 | 0 | 0 | 0 | 0 | 0 | 0 | 0 | 0 | 0 | 0 | 0 | 0 | 0 | 0 | 0 | 0 | 0 | 0 | 0 | 0 | 0 | 0 | 0 | 0 | 0 | 0 | 0 | 0 | 0 | 0
F1_Commercial_Miscellaneous_Existing_Food Preparation_Natural Gas_Oven_Codes & Standards Forecast | F1 | Commercial | Miscellaneous | Existing | Food Preparation | Natural Gas | Oven | Codes & Standards Forecast | Units | 651398.5941 | 648084.425 | 644770.256 | 640767.9556 | 655739.938 | 653977.6889 | 652421.9696 | 651020.7508 | 649667.0434 | 648321.718 | 646969.6589 | 645619.4102 | 644280.6694 | 642956.7703 | 641639.354 | 640327.1615 | 639013.7763 | 637715.2052 | 636449.6883 | 635220.6838 | 634009.6434 | 632795.43 | 631571.665 | 630336.5521 | 629089.0348 | 627833.5253 | 626571.5495 | 625305.9006 | 624035.6025 | 622761.5775 | 621480.9227 | 620196.4723 | 628653.0874
F2_Commercial_Miscellaneous_Existing_Food Preparation_Natural Gas_Oven_Codes & Standards Forecast | F2 | Commercial | Miscellaneous | Existing | Food Preparation | Natural Gas | Oven | Codes & Standards Forecast | Usage (MMtherm) | 0.013294 | 0.013014 | 0.014711 | 0.014649 | 0.015393 | 0.015677 | 0.015974 | 0.016282 | 0.016597 | 0.016916 | 0.017175 | 0.017384 | 0.017552 | 0.017685 | 0.017789 | 0.01787 | 0.017931 | 0.017975 | 0.018007 | 0.018028 | 0.018041 | 0.018045 | 0.018042 | 0.018034 | 0.01802 | 0.018003 | 0.017982 | 0.017958 | 0.017933 | 0.017905 | 0.017875 | 0.017845 | 0.018093
F3_Commercial_Miscellaneous_Existing_Food Preparation_Natural Gas_Oven_Codes & Standards Forecast | F3 | Commercial | Miscellaneous | Existing | Food Preparation | Natural Gas | Oven | Codes & Standards Forecast | Summer Peak Demand (MW) | 0 | 0 | 0 | 0 | 0 | 0 | 0 | 0 | 0 | 0 | 0 | 0 | 0 | 0 | 0 | 0 | 0 | 0 | 0 | 0 | 0 | 0 | 0 | 0 | 0 | 0 | 0 | 0 | 0 | 0 | 0 | 0 | 0
F4_Commercial_Miscellaneous_Existing_Food Preparation_Natural Gas_Oven_Codes & Standards Forecast | F4 | Commercial | Miscellaneous | Existing | Food Preparation | Natural Gas | Oven | Codes & Standards Forecast | Winter Peak Demand (MW) | 0 | 0 | 0 | 0 | 0 | 0 | 0 | 0 | 0 | 0 | 0 | 0 | 0 | 0 | 0 | 0 | 0 | 0 | 0 | 0 | 0 | 0 | 0 | 0 | 0 | 0 | 0 | 0 | 0 | 0 | 0 | 0 | 0
F5_Commercial_Miscellaneous_Existing_Food Preparation_Natural Gas_Oven_Codes & Standards Forecast | F5 | Commercial | Miscellaneous | Existing | Food Preparation | Natural Gas | Oven | Codes & Standards Forecast | Turnover | 0 | 36004.6903 | 38805.6173 | 41036.8367 | 58068.9012 | 44693.2208 | 46010.2759 | 47095.0562 | 47981.4088 | 48700.5842 | 46352.8681 | 44875.0299 | 44038.2659 | 46112.6267 | 45656.787 | 45495.7338 | 55221.1582 | 54579.0444 | 54030.031 | 57127.8607 | 51283.7609 | 50248.7789 | 49662.8028 | 49046.6756 | 48462.5423 | 48739.0343 | 49097.7065 | 49477.9995 | 51087.9529 | 50784.151 | 50439.8187 | 52733.9026 | 60300.6577
F6_Commercial_Miscellaneous_Existing_Food Preparation_Natural Gas_Oven_Codes & Standards Forecast | F6 | Commercial | Miscellaneous | Existing | Food Preparation | Natural Gas | Oven | Codes & Standards Forecast | Avg. Replacement Usage (kWh) | 0.027289 | 0.026358 | 0.029362 | 0.028822 | 0.028822 | 0.028822 | 0.028822 | 0.028822 | 0.028822 | 0.028822 | 0.028822 | 0.028822 | 0.028822 | 0.028822 | 0.028822 | 0.028822 | 0.028822 | 0.028822 | 0.028822 | 0.028822 | 0.028822 | 0.028822 | 0.028822 | 0.028822 | 0.028822 | 0.028822 | 0.028822 | 0.028822 | 0.028822 | 0.028822 | 0.028822 | 0.028822 | 0.028822
F7_Commercial_Miscellaneous_Existing_Food Preparation_Natural Gas_Oven_Codes & Standards Forecast | F7 | Commercial | Miscellaneous | Existing | Food Preparation | Natural Gas | Oven | Codes & Standards Forecast | Avg. Replacement Summer Demand (kW) | 0 | 0 | 0 | 0 | 0 | 0 | 0 | 0 | 0 | 0 | 0 | 0 | 0 | 0 | 0 | 0 | 0 | 0 | 0 | 0 | 0 | 0 | 0 | 0 | 0 | 0 | 0 | 0 | 0 | 0 | 0 | 0 | 0
F8_Commercial_Miscellaneous_Existing_Food Preparation_Natural Gas_Oven_Codes & Standards Forecast | F8 | Commercial | Miscellaneous | Existing | Food Preparation | Natural Gas | Oven | Codes & Standards Forecast | Avg. Replacement Winter Demand (kW) | 0 | 0 | 0 | 0 | 0 | 0 | 0 | 0 | 0 | 0 | 0 | 0 | 0 | 0 | 0 | 0 | 0 | 0 | 0 | 0 | 0 | 0 | 0 | 0 | 0 | 0 | 0 | 0 | 0 | 0 | 0 | 0 | 0
F1_Commercial_Miscellaneous_Existing_Food Preparation_Natural Gas_Conveyor Oven_Codes & Standards Forecast | F1 | Commercial | Miscellaneous | Existing | Food Preparation | Natural Gas | Conveyor Oven | Codes & Standards Forecast | Units | 325699.297 | 324042.2125 | 322385.128 | 320383.9778 | 327869.969 | 326988.8444 | 326210.9848 | 325510.3754 | 324833.5217 | 324160.859 | 323484.8294 | 322809.7051 | 322140.3347 | 321478.3852 | 320819.677 | 320163.5808 | 319506.8882 | 318857.6026 | 318224.8442 | 317610.3419 | 317004.8217 | 316397.715 | 315785.8325 | 315168.276 | 314544.5174 | 313916.7627 | 313285.7748 | 312652.9503 | 312017.8013 | 311380.7887 | 310740.4614 | 310098.2362 | 314326.5437
F2_Commercial_Miscellaneous_Existing_Food Preparation_Natural Gas_Conveyor Oven_Codes & Standards Forecast | F2 | Commercial | Miscellaneous | Existing | Food Preparation | Natural Gas | Conveyor Oven | Codes & Standards Forecast | Usage (MMtherm) | 0.011374 | 0.010972 | 0.012221 | 0.011992 | 0.012393 | 0.012446 | 0.012508 | 0.012577 | 0.01265 | 0.012726 | 0.012803 | 0.012882 | 0.012962 | 0.013043 | 0.013125 | 0.013207 | 0.013289 | 0.013349 | 0.013392 | 0.013422 | 0.013441 | 0.013451 | 0.013453 | 0.013449 | 0.013441 | 0.013428 | 0.013413 | 0.013395 | 0.013375 | 0.013354 | 0.013331 | 0.013307 | 0.013492
F3_Commercial_Miscellaneous_Existing_Food Preparation_Natural Gas_Conveyor Oven_Codes & Standards Forecast | F3 | Commercial | Miscellaneous | Existing | Food Preparation | Natural Gas | Conveyor Oven | Codes & Standards Forecast | Summer Peak Demand (MW) | 0 | 0 | 0 | 0 | 0 | 0 | 0 | 0 | 0 | 0 | 0 | 0 | 0 | 0 | 0 | 0 | 0 | 0 | 0 | 0 | 0 | 0 | 0 | 0 | 0 | 0 | 0 | 0 | 0 | 0 | 0 | 0 | 0
F4_Commercial_Miscellaneous_Existing_Food Preparation_Natural Gas_Conveyor Oven_Codes & Standards Forecast | F4 | Commercial | Miscellaneous | Existing | Food Preparation | Natural Gas | Conveyor Oven | Codes & Standards Forecast | Winter Peak Demand (MW) | 0 | 0 | 0 | 0 | 0 | 0 | 0 | 0 | 0 | 0 | 0 | 0 | 0 | 0 | 0 | 0 | 0 | 0 | 0 | 0 | 0 | 0 | 0 | 0 | 0 | 0 | 0 | 0 | 0 | 0 | 0 | 0 | 0
F5_Commercial_Miscellaneous_Existing_Food Preparation_Natural Gas_Conveyor Oven_Codes & Standards Forecast | F5 | Commercial | Miscellaneous | Existing | Food Preparation | Natural Gas | Conveyor Oven | Codes & Standards Forecast | Turnover | 0 | 7624.5226 | 9861.1922 | 11609.2077 | 20542.5806 | 14176.2945 | 15064.2083 | 15767.5809 | 16322.1515 | 16757.2644 | 17096.6653 | 17359.8372 | 17562.427 | 17716.8162 | 17832.584 | 17917.5222 | 17977.6975 | 15819.1778 | 14532.5662 | 13852.7897 | 15033.4693 | 14747.1678 | 16594.7991 | 16873.0803 | 17087.7817 | 19130.652 | 17000.2043 | 17166.9787 | 17292.6687 | 17385.5535 | 17452.1421 | 17497.776 | 21791.4462
F6_Commercial_Miscellaneous_Existing_Food Preparation_Natural Gas_Conveyor Oven_Codes & Standards Forecast | F6 | Commercial | Miscellaneous | Existing | Food Preparation | Natural Gas | Conveyor Oven | Codes & Standards Forecast | Avg. Replacement Usage (kWh) | 0.040676 | 0.039288 | 0.043766 | 0.042961 | 0.042961 | 0.042961 | 0.042961 | 0.042961 | 0.042961 | 0.042961 | 0.042961 | 0.042961 | 0.042961 | 0.042961 | 0.042961 | 0.042961 | 0.042961 | 0.042961 | 0.042961 | 0.042961 | 0.042961 | 0.042961 | 0.042961 | 0.042961 | 0.042961 | 0.042961 | 0.042961 | 0.042961 | 0.042961 | 0.042961 | 0.042961 | 0.042961 | 0.042961
F7_Commercial_Miscellaneous_Existing_Food Preparation_Natural Gas_Conveyor Oven_Codes & Standards Forecast | F7 | Commercial | Miscellaneous | Existing | Food Preparation | Natural Gas | Conveyor Oven | Codes & Standards Forecast | Avg. Replacement Summer Demand (kW) | 0 | 0 | 0 | 0 | 0 | 0 | 0 | 0 | 0 | 0 | 0 | 0 | 0 | 0 | 0 | 0 | 0 | 0 | 0 | 0 | 0 | 0 | 0 | 0 | 0 | 0 | 0 | 0 | 0 | 0 | 0 | 0 | 0
F8_Commercial_Miscellaneous_Existing_Food Preparation_Natural Gas_Conveyor Oven_Codes & Standards Forecast | F8 | Commercial | Miscellaneous | Existing | Food Preparation | Natural Gas | Conveyor Oven | Codes & Standards Forecast | Avg. Replacement Winter Demand (kW) | 0 | 0 | 0 | 0 | 0 | 0 | 0 | 0 | 0 | 0 | 0 | 0 | 0 | 0 | 0 | 0 | 0 | 0 | 0 | 0 | 0 | 0 | 0 | 0 | 0 | 0 | 0 | 0 | 0 | 0 | 0 | 0 | 0
F1_Commercial_Miscellaneous_Existing_Food Preparation_Natural Gas_Double Rack Oven_Codes & Standards Forecast | F1 | Commercial | Miscellaneous | Existing | Food Preparation | Natural Gas | Double Rack Oven | Codes & Standards Forecast | Units | 325699.297 | 324042.2125 | 322385.128 | 320383.9778 | 327869.969 | 326988.8444 | 326210.9848 | 325510.3754 | 324833.5217 | 324160.859 | 323484.8294 | 322809.7051 | 322140.3347 | 321478.3852 | 320819.677 | 320163.5808 | 319506.8882 | 318857.6026 | 318224.8442 | 317610.3419 | 317004.8217 | 316397.715 | 315785.8325 | 315168.276 | 314544.5174 | 313916.7627 | 313285.7748 | 312652.9503 | 312017.8013 | 311380.7887 | 310740.4614 | 310098.2362 | 314326.5437
F2_Commercial_Miscellaneous_Existing_Food Preparation_Natural Gas_Double Rack Oven_Codes & Standards Forecast | F2 | Commercial | Miscellaneous | Existing | Food Preparation | Natural Gas | Double Rack Oven | Codes & Standards Forecast | Usage (MMtherm) | 0.017278 | 0.016807 | 0.018919 | 0.018793 | 0.019746 | 0.020105 | 0.020496 | 0.02091 | 0.021341 | 0.021785 | 0.022237 | 0.022695 | 0.023051 | 0.023326 | 0.023535 | 0.023692 | 0.023807 | 0.023889 | 0.023946 | 0.023983 | 0.024004 | 0.024011 | 0.024007 | 0.023994 | 0.023974 | 0.023948 | 0.023917 | 0.023882 | 0.023845 | 0.023805 | 0.023763 | 0.023719 | 0.024048
F3_Commercial_Miscellaneous_Existing_Food Preparation_Natural Gas_Double Rack Oven_Codes & Standards Forecast | F3 | Commercial | Miscellaneous | Existing | Food Preparation | Natural Gas | Double Rack Oven | Codes & Standards Forecast | Summer Peak Demand (MW) | 0 | 0 | 0 | 0 | 0 | 0 | 0 | 0 | 0 | 0 | 0 | 0 | 0 | 0 | 0 | 0 | 0 | 0 | 0 | 0 | 0 | 0 | 0 | 0 | 0 | 0 | 0 | 0 | 0 | 0 | 0 | 0 | 0
F4_Commercial_Miscellaneous_Existing_Food Preparation_Natural Gas_Double Rack Oven_Codes & Standards Forecast | F4 | Commercial | Miscellaneous | Existing | Food Preparation | Natural Gas | Double Rack Oven | Codes & Standards Forecast | Winter Peak Demand (MW) | 0 | 0 | 0 | 0 | 0 | 0 | 0 | 0 | 0 | 0 | 0 | 0 | 0 | 0 | 0 | 0 | 0 | 0 | 0 | 0 | 0 | 0 | 0 | 0 | 0 | 0 | 0 | 0 | 0 | 0 | 0 | 0 | 0
F5_Commercial_Miscellaneous_Existing_Food Preparation_Natural Gas_Double Rack Oven_Codes & Standards Forecast | F5 | Commercial | Miscellaneous | Existing | Food Preparation | Natural Gas | Double Rack Oven | Codes & Standards Forecast | Turnover | 0 | 10801.4071 | 13970.0222 | 16446.3775 | 25982.8262 | 20083.0838 | 21340.9618 | 22337.4062 | 23123.0479 | 23739.4578 | 24220.2758 | 24593.1027 | 21732.2533 | 20072.6097 | 19243.7299 | 20437.9233 | 20241.5132 | 23054.8879 | 23589.9604 | 24008.1693 | 26230.0765 | 24203.0257 | 24467.9047 | 24052.9708 | 23343.4455 | 22572.0578 | 22155.7626 | 21757.7605 | 21169.475 | 21107.4652 | 21349.0062 | 22488.8279 | 26924.2926
F6_Commercial_Miscellaneous_Existing_Food Preparation_Natural Gas_Double Rack Oven_Codes & Standards Forecast | F6 | Commercial | Miscellaneous | Existing | Food Preparation | Natural Gas | Double Rack Oven | Codes & Standards Forecast | Avg. Replacement Usage (kWh) | 0.072491 | 0.070017 | 0.077997 | 0.076562 | 0.076562 | 0.076562 | 0.076562 | 0.076562 | 0.076562 | 0.076562 | 0.076562 | 0.076562 | 0.076562 | 0.076562 | 0.076562 | 0.076562 | 0.076562 | 0.076562 | 0.076562 | 0.076562 | 0.076562 | 0.076562 | 0.076562 | 0.076562 | 0.076562 | 0.076562 | 0.076562 | 0.076562 | 0.076562 | 0.076562 | 0.076562 | 0.076562 | 0.076562
F7_Commercial_Miscellaneous_Existing_Food Preparation_Natural Gas_Double Rack Oven_Codes & Standards Forecast | F7 | Commercial | Miscellaneous | Existing | Food Preparation | Natural Gas | Double Rack Oven | Codes & Standards Forecast | Avg. Replacement Summer Demand (kW) | 0 | 0 | 0 | 0 | 0 | 0 | 0 | 0 | 0 | 0 | 0 | 0 | 0 | 0 | 0 | 0 | 0 | 0 | 0 | 0 | 0 | 0 | 0 | 0 | 0 | 0 | 0 | 0 | 0 | 0 | 0 | 0 | 0
F8_Commercial_Miscellaneous_Existing_Food Preparation_Natural Gas_Double Rack Oven_Codes & Standards Forecast | F8 | Commercial | Miscellaneous | Existing | Food Preparation | Natural Gas | Double Rack Oven | Codes & Standards Forecast | Avg. Replacement Winter Demand (kW) | 0 | 0 | 0 | 0 | 0 | 0 | 0 | 0 | 0 | 0 | 0 | 0 | 0 | 0 | 0 | 0 | 0 | 0 | 0 | 0 | 0 | 0 | 0 | 0 | 0 | 0 | 0 | 0 | 0 | 0 | 0 | 0 | 0
F1_Commercial_Miscellaneous_Existing_Food Preparation_Natural Gas_Fryer_Codes & Standards Forecast | F1 | Commercial | Miscellaneous | Existing | Food Preparation | Natural Gas | Fryer | Codes & Standards Forecast | Units | 55935.3816 | 55650.795 | 55366.2084 | 55022.5322 | 56308.1714 | 56156.8476 | 56023.2585 | 55902.9363 | 55786.6939 | 55671.1713 | 55555.0704 | 55439.125 | 55324.1678 | 55210.485 | 55097.3589 | 54984.6814 | 54871.9014 | 54760.3935 | 54651.724 | 54546.1898 | 54442.1982 | 54337.9341 | 54232.8498 | 54126.791 | 54019.6671 | 53911.857 | 53803.4915 | 53694.8107 | 53585.7306 | 53476.3305 | 53366.3611 | 53256.0657 | 53982.2325
F2_Commercial_Miscellaneous_Existing_Food Preparation_Natural Gas_Fryer_Codes & Standards Forecast | F2 | Commercial | Miscellaneous | Existing | Food Preparation | Natural Gas | Fryer | Codes & Standards Forecast | Usage (MMtherm) | 0.0018466 | 0.0017745 | 0.0019666 | 0.0019092 | 0.0019162 | 0.0018719 | 0.0018178 | 0.0017559 | 0.0016876 | 0.0016325 | 0.0015878 | 0.0015516 | 0.0015221 | 0.0014981 | 0.0014782 | 0.0014619 | 0.0014482 | 0.0014367 | 0.0014271 | 0.0014189 | 0.0014118 | 0.0014057 | 0.0014002 | 0.0013952 | 0.0013907 | 0.0013865 | 0.0013826 | 0.0013789 | 0.0013754 | 0.001372 | 0.0013688 | 0.0013656 | 0.0013839
F3_Commercial_Miscellaneous_Existing_Food Preparation_Natural Gas_Fryer_Codes & Standards Forecast | F3 | Commercial | Miscellaneous | Existing | Food Preparation | Natural Gas | Fryer | Codes & Standards Forecast | Summer Peak Demand (MW) | 0 | 0 | 0 | 0 | 0 | 0 | 0 | 0 | 0 | 0 | 0 | 0 | 0 | 0 | 0 | 0 | 0 | 0 | 0 | 0 | 0 | 0 | 0 | 0 | 0 | 0 | 0 | 0 | 0 | 0 | 0 | 0 | 0
F4_Commercial_Miscellaneous_Existing_Food Preparation_Natural Gas_Fryer_Codes & Standards Forecast | F4 | Commercial | Miscellaneous | Existing | Food Preparation | Natural Gas | Fryer | Codes & Standards Forecast | Winter Peak Demand (MW) | 0 | 0 | 0 | 0 | 0 | 0 | 0 | 0 | 0 | 0 | 0 | 0 | 0 | 0 | 0 | 0 | 0 | 0 | 0 | 0 | 0 | 0 | 0 | 0 | 0 | 0 | 0 | 0 | 0 | 0 | 0 | 0 | 0
F5_Commercial_Miscellaneous_Existing_Food Preparation_Natural Gas_Fryer_Codes & Standards Forecast | F5 | Commercial | Miscellaneous | Existing | Food Preparation | Natural Gas | Fryer | Codes & Standards Forecast | Turnover | 0 | 0 | 0 | 1000.4097 | 4086.7863 | 4230.3377 | 5366.9149 | 6270.7306 | 6988.4427 | 5579.1769 | 4454.0333 | 3752.784 | 3799.0755 | 3864.8247 | 4141.1677 | 4539.7046 | 5254.6458 | 6079.59 | 5769.7665 | 5638.0278 | 5483.207 | 5325.5009 | 4711.2093 | 4370.9767 | 4347.7204 | 4682.1246 | 4893.0046 | 5089.1229 | 5246.3965 | 5421.7897 | 5469.1766 | 5150.3686 | 5672.848
F6_Commercial_Miscellaneous_Existing_Food Preparation_Natural Gas_Fryer_Codes & Standards Forecast | F6 | Commercial | Miscellaneous | Existing | Food Preparation | Natural Gas | Fryer | Codes & Standards Forecast | Avg. Replacement Usage (kWh) | 0.03609 | 0.034858 | 0.038832 | 0.025614 | 0.025614 | 0.025614 | 0.025614 | 0.025614 | 0.025614 | 0.025614 | 0.025614 | 0.025614 | 0.025614 | 0.025614 | 0.025614 | 0.025614 | 0.025614 | 0.025614 | 0.025614 | 0.025614 | 0.025614 | 0.025614 | 0.025614 | 0.025614 | 0.025614 | 0.025614 | 0.025614 | 0.025614 | 0.025614 | 0.025614 | 0.025614 | 0.025614 | 0.025614
F7_Commercial_Miscellaneous_Existing_Food Preparation_Natural Gas_Fryer_Codes & Standards Forecast | F7 | Commercial | Miscellaneous | Existing | Food Preparation | Natural Gas | Fryer | Codes & Standards Forecast | Avg. Replacement Summer Demand (kW) | 0 | 0 | 0 | 0 | 0 | 0 | 0 | 0 | 0 | 0 | 0 | 0 | 0 | 0 | 0 | 0 | 0 | 0 | 0 | 0 | 0 | 0 | 0 | 0 | 0 | 0 | 0 | 0 | 0 | 0 | 0 | 0 | 0
F8_Commercial_Miscellaneous_Existing_Food Preparation_Natural Gas_Fryer_Codes & Standards Forecast | F8 | Commercial | Miscellaneous | Existing | Food Preparation | Natural Gas | Fryer | Codes & Standards Forecast | Avg. Replacement Winter Demand (kW) | 0 | 0 | 0 | 0 | 0 | 0 | 0 | 0 | 0 | 0 | 0 | 0 | 0 | 0 | 0 | 0 | 0 | 0 | 0 | 0 | 0 | 0 | 0 | 0 | 0 | 0 | 0 | 0 | 0 | 0 | 0 | 0 | 0
F1_Commercial_Miscellaneous_Existing_Food Preparation_Natural Gas_Broiler_Codes & Standards Forecast | F1 | Commercial | Miscellaneous | Existing | Food Preparation | Natural Gas | Broiler | Codes & Standards Forecast | Units | 637539.0495 | 634295.3947 | 631051.74 | 627134.5949 | 641788.0244 | 640063.27 | 638540.6511 | 637169.2455 | 635844.3404 | 634527.6389 | 633204.347 | 631882.827 | 630572.57 | 629276.839 | 627987.4528 | 626703.1794 | 625417.7385 | 624146.7966 | 622908.2056 | 621705.3501 | 620520.0765 | 619331.6975 | 618133.97 | 616925.1361 | 615704.1617 | 614475.3652 | 613240.24 | 612001.5197 | 610758.2493 | 609511.3311 | 608257.9244 | 607000.8027 | 615277.4898
F2_Commercial_Miscellaneous_Existing_Food Preparation_Natural Gas_Broiler_Codes & Standards Forecast | F2 | Commercial | Miscellaneous | Existing | Food Preparation | Natural Gas | Broiler | Codes & Standards Forecast | Usage (MMtherm) | 0.023149 | 0.022321 | 0.024847 | 0.024365 | 0.025126 | 0.025213 | 0.025317 | 0.025434 | 0.025559 | 0.025689 | 0.025821 | 0.025956 | 0.026053 | 0.02612 | 0.026163 | 0.026186 | 0.026194 | 0.026189 | 0.026177 | 0.026157 | 0.026132 | 0.026102 | 0.026067 | 0.026029 | 0.025988 | 0.025944 | 0.025898 | 0.025851 | 0.025803 | 0.025753 | 0.025703 | 0.025652 | 0.026004
F3_Commercial_Miscellaneous_Existing_Food Preparation_Natural Gas_Broiler_Codes & Standards Forecast | F3 | Commercial | Miscellaneous | Existing | Food Preparation | Natural Gas | Broiler | Codes & Standards Forecast | Summer Peak Demand (MW) | 0 | 0 | 0 | 0 | 0 | 0 | 0 | 0 | 0 | 0 | 0 | 0 | 0 | 0 | 0 | 0 | 0 | 0 | 0 | 0 | 0 | 0 | 0 | 0 | 0 | 0 | 0 | 0 | 0 | 0 | 0 | 0 | 0
F4_Commercial_Miscellaneous_Existing_Food Preparation_Natural Gas_Broiler_Codes & Standards Forecast | F4 | Commercial | Miscellaneous | Existing | Food Preparation | Natural Gas | Broiler | Codes & Standards Forecast | Winter Peak Demand (MW) | 0 | 0 | 0 | 0 | 0 | 0 | 0 | 0 | 0 | 0 | 0 | 0 | 0 | 0 | 0 | 0 | 0 | 0 | 0 | 0 | 0 | 0 | 0 | 0 | 0 | 0 | 0 | 0 | 0 | 0 | 0 | 0 | 0
F5_Commercial_Miscellaneous_Existing_Food Preparation_Natural Gas_Broiler_Codes & Standards Forecast | F5 | Commercial | Miscellaneous | Existing | Food Preparation | Natural Gas | Broiler | Codes & Standards Forecast | Turnover | 0 | 21143.1798 | 27345.5754 | 32192.9092 | 50860.0002 | 39311.5683 | 41773.7975 | 43724.2845 | 45262.1364 | 46468.726 | 47409.9016 | 48139.6903 | 42539.73 | 39291.0657 | 37668.5777 | 40006.1478 | 39621.6855 | 45128.7168 | 46176.0928 | 46994.7144 | 51343.9794 | 47376.1354 | 47894.6219 | 47082.4109 | 45693.5529 | 44183.6026 | 43368.7269 | 42589.6588 | 41438.1212 | 41316.7404 | 41789.5441 | 44020.6843 | 52702.8706
F6_Commercial_Miscellaneous_Existing_Food Preparation_Natural Gas_Broiler_Codes & Standards Forecast | F6 | Commercial | Miscellaneous | Existing | Food Preparation | Natural Gas | Broiler | Codes & Standards Forecast | Avg. Replacement Usage (kWh) | 0.040026 | 0.03866 | 0.043067 | 0.042274 | 0.042274 | 0.042274 | 0.042274 | 0.042274 | 0.042274 | 0.042274 | 0.042274 | 0.042274 | 0.042274 | 0.042274 | 0.042274 | 0.042274 | 0.042274 | 0.042274 | 0.042274 | 0.042274 | 0.042274 | 0.042274 | 0.042274 | 0.042274 | 0.042274 | 0.042274 | 0.042274 | 0.042274 | 0.042274 | 0.042274 | 0.042274 | 0.042274 | 0.042274
F7_Commercial_Miscellaneous_Existing_Food Preparation_Natural Gas_Broiler_Codes & Standards Forecast | F7 | Commercial | Miscellaneous | Existing | Food Preparation | Natural Gas | Broiler | Codes & Standards Forecast | Avg. Replacement Summer Demand (kW) | 0 | 0 | 0 | 0 | 0 | 0 | 0 | 0 | 0 | 0 | 0 | 0 | 0 | 0 | 0 | 0 | 0 | 0 | 0 | 0 | 0 | 0 | 0 | 0 | 0 | 0 | 0 | 0 | 0 | 0 | 0 | 0 | 0
F8_Commercial_Miscellaneous_Existing_Food Preparation_Natural Gas_Broiler_Codes & Standards Forecast | F8 | Commercial | Miscellaneous | Existing | Food Preparation | Natural Gas | Broiler | Codes & Standards Forecast | Avg. Replacement Winter Demand (kW) | 0 | 0 | 0 | 0 | 0 | 0 | 0 | 0 | 0 | 0 | 0 | 0 | 0 | 0 | 0 | 0 | 0 | 0 | 0 | 0 | 0 | 0 | 0 | 0 | 0 | 0 | 0 | 0 | 0 | 0 | 0 | 0 | 0
F1_Commercial_Miscellaneous_Existing_Food Preparation_Natural Gas_Griddle_Codes & Standards Forecast | F1 | Commercial | Miscellaneous | Existing | Food Preparation | Natural Gas | Griddle | Codes & Standards Forecast | Units | 707147.5244 | 703549.7174 | 699951.9104 | 695607.0794 | 711860.4155 | 709947.347 | 708258.4839 | 706737.344 | 705267.7817 | 703807.3188 | 702339.5457 | 700873.7381 | 699420.4233 | 697983.2204 | 696553.055 | 695128.5606 | 693702.7714 | 692293.0641 | 690919.24 | 689585.053 | 688270.3676 | 686952.2377 | 685623.7386 | 684282.9205 | 682928.6363 | 681565.6761 | 680195.6961 | 678821.7285 | 677442.714 | 676059.6535 | 674669.396 | 673275.0179 | 682455.3792
F2_Commercial_Miscellaneous_Existing_Food Preparation_Natural Gas_Griddle_Codes & Standards Forecast | F2 | Commercial | Miscellaneous | Existing | Food Preparation | Natural Gas | Griddle | Codes & Standards Forecast | Usage (MMtherm) | 0.017044 | 0.016401 | 0.018209 | 0.017671 | 0.01794 | 0.01778 | 0.017619 | 0.017457 | 0.017292 | 0.017124 | 0.016953 | 0.016781 | 0.01662 | 0.016464 | 0.016333 | 0.016222 | 0.016127 | 0.016023 | 0.015928 | 0.015875 | 0.015827 | 0.015782 | 0.01574 | 0.0157 | 0.015662 | 0.015625 | 0.015588 | 0.015553 | 0.015519 | 0.015485 | 0.015451 | 0.015417 | 0.015626
F3_Commercial_Miscellaneous_Existing_Food Preparation_Natural Gas_Griddle_Codes & Standards Forecast | F3 | Commercial | Miscellaneous | Existing | Food Preparation | Natural Gas | Griddle | Codes & Standards Forecast | Summer Peak Demand (MW) | 0 | 0 | 0 | 0 | 0 | 0 | 0 | 0 | 0 | 0 | 0 | 0 | 0 | 0 | 0 | 0 | 0 | 0 | 0 | 0 | 0 | 0 | 0 | 0 | 0 | 0 | 0 | 0 | 0 | 0 | 0 | 0 | 0
F4_Commercial_Miscellaneous_Existing_Food Preparation_Natural Gas_Griddle_Codes & Standards Forecast | F4 | Commercial | Miscellaneous | Existing | Food Preparation | Natural Gas | Griddle | Codes & Standards Forecast | Winter Peak Demand (MW) | 0 | 0 | 0 | 0 | 0 | 0 | 0 | 0 | 0 | 0 | 0 | 0 | 0 | 0 | 0 | 0 | 0 | 0 | 0 | 0 | 0 | 0 | 0 | 0 | 0 | 0 | 0 | 0 | 0 | 0 | 0 | 0 | 0
F5_Commercial_Miscellaneous_Existing_Food Preparation_Natural Gas_Griddle_Codes & Standards Forecast | F5 | Commercial | Miscellaneous | Existing | Food Preparation | Natural Gas | Griddle | Codes & Standards Forecast | Turnover | 0 | 23451.6572 | 30331.2495 | 35707.8301 | 56413.0515 | 43603.7263 | 46334.7892 | 48498.2364 | 50203.9957 | 51542.3245 | 52586.2606 | 53395.7298 | 47184.3486 | 43580.9852 | 41781.349 | 44374.1421 | 43947.703 | 50056.0089 | 51217.7406 | 52125.7419 | 56949.8731 | 52548.8076 | 53123.904 | 52223.0134 | 50682.5156 | 49007.7042 | 48103.8579 | 47239.7288 | 45962.4628 | 45827.8293 | 46352.2551 | 48826.9981 | 58457.1322
F6_Commercial_Miscellaneous_Existing_Food Preparation_Natural Gas_Griddle_Codes & Standards Forecast | F6 | Commercial | Miscellaneous | Existing | Food Preparation | Natural Gas | Griddle | Codes & Standards Forecast | Avg. Replacement Usage (kWh) | 0.025094 | 0.024238 | 0.027 | 0.02289 | 0.02289 | 0.02289 | 0.02289 | 0.02289 | 0.02289 | 0.02289 | 0.02289 | 0.02289 | 0.02289 | 0.02289 | 0.02289 | 0.02289 | 0.02289 | 0.02289 | 0.02289 | 0.02289 | 0.02289 | 0.02289 | 0.02289 | 0.02289 | 0.02289 | 0.02289 | 0.02289 | 0.02289 | 0.02289 | 0.02289 | 0.02289 | 0.02289 | 0.02289
F7_Commercial_Miscellaneous_Existing_Food Preparation_Natural Gas_Griddle_Codes & Standards Forecast | F7 | Commercial | Miscellaneous | Existing | Food Preparation | Natural Gas | Griddle | Codes & Standards Forecast | Avg. Replacement Summer Demand (kW) | 0 | 0 | 0 | 0 | 0 | 0 | 0 | 0 | 0 | 0 | 0 | 0 | 0 | 0 | 0 | 0 | 0 | 0 | 0 | 0 | 0 | 0 | 0 | 0 | 0 | 0 | 0 | 0 | 0 | 0 | 0 | 0 | 0
F8_Commercial_Miscellaneous_Existing_Food Preparation_Natural Gas_Griddle_Codes & Standards Forecast | F8 | Commercial | Miscellaneous | Existing | Food Preparation | Natural Gas | Griddle | Codes & Standards Forecast | Avg. Replacement Winter Demand (kW) | 0 | 0 | 0 | 0 | 0 | 0 | 0 | 0 | 0 | 0 | 0 | 0 | 0 | 0 | 0 | 0 | 0 | 0 | 0 | 0 | 0 | 0 | 0 | 0 | 0 | 0 | 0 | 0 | 0 | 0 | 0 | 0 | 0
F1_Commercial_Miscellaneous_Existing_Food Preparation_Natural Gas_Range_Codes & Standards Forecast | F1 | Commercial | Miscellaneous | Existing | Food Preparation | Natural Gas | Range | Codes & Standards Forecast | Units | 786128.211 | 782128.5681 | 778128.9252 | 773298.8238 | 791367.4808 | 789240.7433 | 787363.2526 | 785672.218 | 784038.5215 | 782414.9407 | 780783.2334 | 779153.7111 | 777538.0767 | 775940.3539 | 774350.4546 | 772766.8597 | 771181.8253 | 769614.6691 | 768087.4037 | 766604.2026 | 765142.6811 | 763677.3304 | 762200.4525 | 760709.8795 | 759204.3366 | 757689.1485 | 756166.1566 | 754638.7319 | 753105.6964 | 751568.1631 | 750022.6289 | 748472.5139 | 758678.2217
F2_Commercial_Miscellaneous_Existing_Food Preparation_Natural Gas_Range_Codes & Standards Forecast | F2 | Commercial | Miscellaneous | Existing | Food Preparation | Natural Gas | Range | Codes & Standards Forecast | Usage (MMtherm) | 0.019654 | 0.019017 | 0.021265 | 0.020962 | 0.021766 | 0.021973 | 0.022203 | 0.022451 | 0.022711 | 0.022978 | 0.023181 | 0.023332 | 0.023444 | 0.023523 | 0.023577 | 0.02361 | 0.023627 | 0.02363 | 0.023625 | 0.023612 | 0.023594 | 0.02357 | 0.023541 | 0.023508 | 0.023472 | 0.023434 | 0.023394 | 0.023352 | 0.023309 | 0.023265 | 0.02322 | 0.023174 | 0.023492
F3_Commercial_Miscellaneous_Existing_Food Preparation_Natural Gas_Range_Codes & Standards Forecast | F3 | Commercial | Miscellaneous | Existing | Food Preparation | Natural Gas | Range | Codes & Standards Forecast | Summer Peak Demand (MW) | 0 | 0 | 0 | 0 | 0 | 0 | 0 | 0 | 0 | 0 | 0 | 0 | 0 | 0 | 0 | 0 | 0 | 0 | 0 | 0 | 0 | 0 | 0 | 0 | 0 | 0 | 0 | 0 | 0 | 0 | 0 | 0 | 0
F4_Commercial_Miscellaneous_Existing_Food Preparation_Natural Gas_Range_Codes & Standards Forecast | F4 | Commercial | Miscellaneous | Existing | Food Preparation | Natural Gas | Range | Codes & Standards Forecast | Winter Peak Demand (MW) | 0 | 0 | 0 | 0 | 0 | 0 | 0 | 0 | 0 | 0 | 0 | 0 | 0 | 0 | 0 | 0 | 0 | 0 | 0 | 0 | 0 | 0 | 0 | 0 | 0 | 0 | 0 | 0 | 0 | 0 | 0 | 0 | 0
F5_Commercial_Miscellaneous_Existing_Food Preparation_Natural Gas_Range_Codes & Standards Forecast | F5 | Commercial | Miscellaneous | Existing | Food Preparation | Natural Gas | Range | Codes & Standards Forecast | Turnover | 0 | 31285.1427 | 40462.7041 | 47635.2075 | 71642.7995 | 58168.5459 | 61811.8574 | 64697.9543 | 66973.4831 | 68758.8498 | 60996.0138 | 56613.1551 | 54557.1641 | 57605.2811 | 57404.0191 | 65880.5308 | 67667.8028 | 69065.0869 | 74750.6812 | 68280.871 | 66602.9479 | 64666.4554 | 63564.3508 | 62520.9856 | 60920.4685 | 60851.0481 | 61660.4079 | 64722.7459 | 65067.5047 | 67223.0383 | 66860.0001 | 66252.6376 | 76998.2563
F6_Commercial_Miscellaneous_Existing_Food Preparation_Natural Gas_Range_Codes & Standards Forecast | F6 | Commercial | Miscellaneous | Existing | Food Preparation | Natural Gas | Range | Codes & Standards Forecast | Avg. Replacement Usage (kWh) | 0.029327 | 0.028326 | 0.031554 | 0.030974 | 0.030974 | 0.030974 | 0.030974 | 0.030974 | 0.030974 | 0.030974 | 0.030974 | 0.030974 | 0.030974 | 0.030974 | 0.030974 | 0.030974 | 0.030974 | 0.030974 | 0.030974 | 0.030974 | 0.030974 | 0.030974 | 0.030974 | 0.030974 | 0.030974 | 0.030974 | 0.030974 | 0.030974 | 0.030974 | 0.030974 | 0.030974 | 0.030974 | 0.030974
F7_Commercial_Miscellaneous_Existing_Food Preparation_Natural Gas_Range_Codes & Standards Forecast | F7 | Commercial | Miscellaneous | Existing | Food Preparation | Natural Gas | Range | Codes & Standards Forecast | Avg. Replacement Summer Demand (kW) | 0 | 0 | 0 | 0 | 0 | 0 | 0 | 0 | 0 | 0 | 0 | 0 | 0 | 0 | 0 | 0 | 0 | 0 | 0 | 0 | 0 | 0 | 0 | 0 | 0 | 0 | 0 | 0 | 0 | 0 | 0 | 0 | 0
F8_Commercial_Miscellaneous_Existing_Food Preparation_Natural Gas_Range_Codes & Standards Forecast | F8 | Commercial | Miscellaneous | Existing | Food Preparation | Natural Gas | Range | Codes & Standards Forecast | Avg. Replacement Winter Demand (kW) | 0 | 0 | 0 | 0 | 0 | 0 | 0 | 0 | 0 | 0 | 0 | 0 | 0 | 0 | 0 | 0 | 0 | 0 | 0 | 0 | 0 | 0 | 0 | 0 | 0 | 0 | 0 | 0 | 0 | 0 | 0 | 0 | 0
F1_Commercial_Miscellaneous_Existing_Food Preparation_Natural Gas_Steamer_Codes & Standards Forecast | F1 | Commercial | Miscellaneous | Existing | Food Preparation | Natural Gas | Steamer | Codes & Standards Forecast | Units | 27702.2602 | 27561.3173 | 27420.3745 | 27250.1672 | 27886.8861 | 27811.9423 | 27745.7816 | 27686.1915 | 27628.6219 | 27571.4088 | 27513.9093 | 27456.4868 | 27399.5537 | 27343.2517 | 27287.2255 | 27231.4214 | 27175.5666 | 27120.3418 | 27066.5227 | 27014.2564 | 26962.7541 | 26911.1168 | 26859.0733 | 26806.5472 | 26753.4936 | 26700.1001 | 26646.4316 | 26592.6069 | 26538.5845 | 26484.4036 | 26429.9407 | 26375.3164 | 26734.9539
F2_Commercial_Miscellaneous_Existing_Food Preparation_Natural Gas_Steamer_Codes & Standards Forecast | F2 | Commercial | Miscellaneous | Existing | Food Preparation | Natural Gas | Steamer | Codes & Standards Forecast | Usage (MMtherm) | 0.0011567 | 0.0011385 | 0.0012958 | 0.0012273 | 0.001197 | 0.0011511 | 0.0011032 | 0.0010536 | 0.0010022 | 0.00094936 | 0.00089593 | 0.00084116 | 0.00079249 | 0.00074924 | 0.00071078 | 0.00067657 | 0.00064613 | 0.00061904 | 0.00059495 | 0.00055612 | 0.00051923 | 0.00050617 | 0.00049449 | 0.00048403 | 0.00047465 | 0.00046623 | 0.00045866 | 0.00045186 | 0.00044572 | 0.00044018 | 0.00043517 | 0.00043063 | 0.00043287
F3_Commercial_Miscellaneous_Existing_Food Preparation_Natural Gas_Steamer_Codes & Standards Forecast | F3 | Commercial | Miscellaneous | Existing | Food Preparation | Natural Gas | Steamer | Codes & Standards Forecast | Summer Peak Demand (MW) | 0 | 0 | 0 | 0 | 0 | 0 | 0 | 0 | 0 | 0 | 0 | 0 | 0 | 0 | 0 | 0 | 0 | 0 | 0 | 0 | 0 | 0 | 0 | 0 | 0 | 0 | 0 | 0 | 0 | 0 | 0 | 0 | 0
F4_Commercial_Miscellaneous_Existing_Food Preparation_Natural Gas_Steamer_Codes & Standards Forecast | F4 | Commercial | Miscellaneous | Existing | Food Preparation | Natural Gas | Steamer | Codes & Standards Forecast | Winter Peak Demand (MW) | 0 | 0 | 0 | 0 | 0 | 0 | 0 | 0 | 0 | 0 | 0 | 0 | 0 | 0 | 0 | 0 | 0 | 0 | 0 | 0 | 0 | 0 | 0 | 0 | 0 | 0 | 0 | 0 | 0 | 0 | 0 | 0 | 0
F5_Commercial_Miscellaneous_Existing_Food Preparation_Natural Gas_Steamer_Codes & Standards Forecast | F5 | Commercial | Miscellaneous | Existing | Food Preparation | Natural Gas | Steamer | Codes & Standards Forecast | Turnover | 0 | 1020.7895 | 1156.6207 | 1274.0419 | 2021.5169 | 1479.2618 | 1562.8111 | 1636.6824 | 1701.7833 | 1759.0258 | 1670.9584 | 1607.9411 | 1565.4036 | 1608.845 | 1588.4156 | 1579.4641 | 1579.588 | 1586.8334 | 1599.5877 | 1902.4745 | 1905.0479 | 1897.9937 | 2081.1363 | 1860.3265 | 1848.6202 | 1835.3125 | 1821.6892 | 1808.6769 | 1787.0417 | 1775.4722 | 1770.4242 | 1811.3901 | 2168.0401
F6_Commercial_Miscellaneous_Existing_Food Preparation_Natural Gas_Steamer_Codes & Standards Forecast | F6 | Commercial | Miscellaneous | Existing | Food Preparation | Natural Gas | Steamer | Codes & Standards Forecast | Avg. Replacement Usage (kWh) | 0.069099 | 0.06674 | 0.074347 | 0.015223 | 0.015223 | 0.015223 | 0.015223 | 0.015223 | 0.015223 | 0.015223 | 0.015223 | 0.015223 | 0.015223 | 0.015223 | 0.015223 | 0.015223 | 0.015223 | 0.015223 | 0.015223 | 0.015223 | 0.015223 | 0.015223 | 0.015223 | 0.015223 | 0.015223 | 0.015223 | 0.015223 | 0.015223 | 0.015223 | 0.015223 | 0.015223 | 0.015223 | 0.015223
F7_Commercial_Miscellaneous_Existing_Food Preparation_Natural Gas_Steamer_Codes & Standards Forecast | F7 | Commercial | Miscellaneous | Existing | Food Preparation | Natural Gas | Steamer | Codes & Standards Forecast | Avg. Replacement Summer Demand (kW) | 0 | 0 | 0 | 0 | 0 | 0 | 0 | 0 | 0 | 0 | 0 | 0 | 0 | 0 | 0 | 0 | 0 | 0 | 0 | 0 | 0 | 0 | 0 | 0 | 0 | 0 | 0 | 0 | 0 | 0 | 0 | 0 | 0
F8_Commercial_Miscellaneous_Existing_Food Preparation_Natural Gas_Steamer_Codes & Standards Forecast | F8 | Commercial | Miscellaneous | Existing | Food Preparation | Natural Gas | Steamer | Codes & Standards Forecast | Avg. Replacement Winter Demand (kW) | 0 | 0 | 0 | 0 | 0 | 0 | 0 | 0 | 0 | 0 | 0 | 0 | 0 | 0 | 0 | 0 | 0 | 0 | 0 | 0 | 0 | 0 | 0 | 0 | 0 | 0 | 0 | 0 | 0 | 0 | 0 | 0 | 0
F1_Commercial_Miscellaneous_Existing_Food Preparation_Natural Gas_Food Prep Other_Codes & Standards Forecast | F1 | Commercial | Miscellaneous | Existing | Food Preparation | Natural Gas | Food Prep Other | Codes & Standards Forecast | Units | 0 | 0 | 0 | 0 | 0 | 0 | 0 | 0 | 0 | 0 | 0 | 0 | 0 | 0 | 0 | 0 | 0 | 0 | 0 | 0 | 0 | 0 | 0 | 0 | 0 | 0 | 0 | 0 | 0 | 0 | 0 | 0 | 0
F2_Commercial_Miscellaneous_Existing_Food Preparation_Natural Gas_Food Prep Other_Codes & Standards Forecast | F2 | Commercial | Miscellaneous | Existing | Food Preparation | Natural Gas | Food Prep Other | Codes & Standards Forecast | Usage (MMtherm) | 0 | 0 | 0 | 0 | 0 | 0 | 0 | 0 | 0 | 0 | 0 | 0 | 0 | 0 | 0 | 0 | 0 | 0 | 0 | 0 | 0 | 0 | 0 | 0 | 0 | 0 | 0 | 0 | 0 | 0 | 0 | 0 | 0
F3_Commercial_Miscellaneous_Existing_Food Preparation_Natural Gas_Food Prep Other_Codes & Standards Forecast | F3 | Commercial | Miscellaneous | Existing | Food Preparation | Natural Gas | Food Prep Other | Codes & Standards Forecast | Summer Peak Demand (MW) | 0 | 0 | 0 | 0 | 0 | 0 | 0 | 0 | 0 | 0 | 0 | 0 | 0 | 0 | 0 | 0 | 0 | 0 | 0 | 0 | 0 | 0 | 0 | 0 | 0 | 0 | 0 | 0 | 0 | 0 | 0 | 0 | 0
F4_Commercial_Miscellaneous_Existing_Food Preparation_Natural Gas_Food Prep Other_Codes & Standards Forecast | F4 | Commercial | Miscellaneous | Existing | Food Preparation | Natural Gas | Food Prep Other | Codes & Standards Forecast | Winter Peak Demand (MW) | 0 | 0 | 0 | 0 | 0 | 0 | 0 | 0 | 0 | 0 | 0 | 0 | 0 | 0 | 0 | 0 | 0 | 0 | 0 | 0 | 0 | 0 | 0 | 0 | 0 | 0 | 0 | 0 | 0 | 0 | 0 | 0 | 0
F5_Commercial_Miscellaneous_Existing_Food Preparation_Natural Gas_Food Prep Other_Codes & Standards Forecast | F5 | Commercial | Miscellaneous | Existing | Food Preparation | Natural Gas | Food Prep Other | Codes & Standards Forecast | Turnover | 0 | 0 | 0 | 0 | 0 | 0 | 0 | 0 | 0 | 0 | 0 | 0 | 0 | 0 | 0 | 0 | 0 | 0 | 0 | 0 | 0 | 0 | 0 | 0 | 0 | 0 | 0 | 0 | 0 | 0 | 0 | 0 | 0
F6_Commercial_Miscellaneous_Existing_Food Preparation_Natural Gas_Food Prep Other_Codes & Standards Forecast | F6 | Commercial | Miscellaneous | Existing | Food Preparation | Natural Gas | Food Prep Other | Codes & Standards Forecast | Avg. Replacement Usage (kWh) | 0.010434 | 0.010078 | 0.011226 | 0.01102 | 0.01102 | 0.01102 | 0.01102 | 0.01102 | 0.01102 | 0.01102 | 0.01102 | 0.01102 | 0.01102 | 0.01102 | 0.01102 | 0.01102 | 0.01102 | 0.01102 | 0.01102 | 0.01102 | 0.01102 | 0.01102 | 0.01102 | 0.01102 | 0.01102 | 0.01102 | 0.01102 | 0.01102 | 0.01102 | 0.01102 | 0.01102 | 0.01102 | 0.01102
F7_Commercial_Miscellaneous_Existing_Food Preparation_Natural Gas_Food Prep Other_Codes & Standards Forecast | F7 | Commercial | Miscellaneous | Existing | Food Preparation | Natural Gas | Food Prep Other | Codes & Standards Forecast | Avg. Replacement Summer Demand (kW) | 0 | 0 | 0 | 0 | 0 | 0 | 0 | 0 | 0 | 0 | 0 | 0 | 0 | 0 | 0 | 0 | 0 | 0 | 0 | 0 | 0 | 0 | 0 | 0 | 0 | 0 | 0 | 0 | 0 | 0 | 0 | 0 | 0
F8_Commercial_Miscellaneous_Existing_Food Preparation_Natural Gas_Food Prep Other_Codes & Standards Forecast | F8 | Commercial | Miscellaneous | Existing | Food Preparation | Natural Gas | Food Prep Other | Codes & Standards Forecast | Avg. Replacement Winter Demand (kW) | 0 | 0 | 0 | 0 | 0 | 0 | 0 | 0 | 0 | 0 | 0 | 0 | 0 | 0 | 0 | 0 | 0 | 0 | 0 | 0 | 0 | 0 | 0 | 0 | 0 | 0 | 0 | 0 | 0 | 0 | 0 | 0 | 0
F1_Commercial_Miscellaneous_Existing_Miscellaneous_Natural Gas_Pool Heater_Codes & Standards Forecast | F1 | Commercial | Miscellaneous | Existing | Miscellaneous | Natural Gas | Pool Heater | Codes & Standards Forecast | Units | 23911.1349 | 23789.4804 | 23667.826 | 23520.912 | 24070.4943 | 24005.8067 | 23948.7003 | 23897.2653 | 23847.5742 | 23798.1909 | 23748.5603 | 23698.9962 | 23649.8545 | 23601.2577 | 23552.8988 | 23504.7316 | 23456.5207 | 23408.8536 | 23362.3998 | 23317.2862 | 23272.8321 | 23228.2615 | 23183.3403 | 23138.0026 | 23092.2095 | 23046.123 | 22999.7992 | 22953.3405 | 22906.7112 | 22859.9451 | 22812.9356 | 22765.7868 | 23076.207
F2_Commercial_Miscellaneous_Existing_Miscellaneous_Natural Gas_Pool Heater_Codes & Standards Forecast | F2 | Commercial | Miscellaneous | Existing | Miscellaneous | Natural Gas | Pool Heater | Codes & Standards Forecast | Usage (MMtherm) | 5.195e-05 | 4.9972e-05 | 5.5457e-05 | 5.4183e-05 | 5.5558e-05 | 5.5511e-05 | 5.5462e-05 | 5.5408e-05 | 5.5345e-05 | 5.5273e-05 | 5.5191e-05 | 5.5102e-05 | 5.5009e-05 | 5.4913e-05 | 5.4814e-05 | 5.4713e-05 | 5.4609e-05 | 5.4505e-05 | 5.4403e-05 | 5.4302e-05 | 5.4202e-05 | 5.4101e-05 | 5.3999e-05 | 5.3895e-05 | 5.379e-05 | 5.3683e-05 | 5.3576e-05 | 5.3469e-05 | 5.3361e-05 | 5.3252e-05 | 5.3143e-05 | 5.3034e-05 | 5.3757e-05
F3_Commercial_Miscellaneous_Existing_Miscellaneous_Natural Gas_Pool Heater_Codes & Standards Forecast | F3 | Commercial | Miscellaneous | Existing | Miscellaneous | Natural Gas | Pool Heater | Codes & Standards Forecast | Summer Peak Demand (MW) | 0 | 0 | 0 | 0 | 0 | 0 | 0 | 0 | 0 | 0 | 0 | 0 | 0 | 0 | 0 | 0 | 0 | 0 | 0 | 0 | 0 | 0 | 0 | 0 | 0 | 0 | 0 | 0 | 0 | 0 | 0 | 0 | 0
F4_Commercial_Miscellaneous_Existing_Miscellaneous_Natural Gas_Pool Heater_Codes & Standards Forecast | F4 | Commercial | Miscellaneous | Existing | Miscellaneous | Natural Gas | Pool Heater | Codes & Standards Forecast | Winter Peak Demand (MW) | 0 | 0 | 0 | 0 | 0 | 0 | 0 | 0 | 0 | 0 | 0 | 0 | 0 | 0 | 0 | 0 | 0 | 0 | 0 | 0 | 0 | 0 | 0 | 0 | 0 | 0 | 0 | 0 | 0 | 0 | 0 | 0 | 0
F5_Commercial_Miscellaneous_Existing_Miscellaneous_Natural Gas_Pool Heater_Codes & Standards Forecast | F5 | Commercial | Miscellaneous | Existing | Miscellaneous | Natural Gas | Pool Heater | Codes & Standards Forecast | Turnover | 0 | 1585.9654 | 2051.2116 | 2414.8136 | 3265.4635 | 2948.7895 | 2665.4451 | 2532.5381 | 2500.3076 | 2641.8084 | 2692.4772 | 3081.7306 | 3082.6983 | 3052.7182 | 3178.284 | 2991.3651 | 2927.2741 | 2914.6586 | 2924.5395 | 3002.0855 | 3003.8919 | 3079.7263 | 3038.223 | 2999.0381 | 3022.9836 | 2962.1134 | 2959.9178 | 2963.0536 | 2963.4656 | 2985.8289 | 2972.1143 | 2979.6995 | 3272.7975
F6_Commercial_Miscellaneous_Existing_Miscellaneous_Natural Gas_Pool Heater_Codes & Standards Forecast | F6 | Commercial | Miscellaneous | Existing | Miscellaneous | Natural Gas | Pool Heater | Codes & Standards Forecast | Avg. Replacement Usage (kWh) | 0.0022057 | 0.0021304 | 0.0023733 | 0.0023296 | 0.0023296 | 0.0023296 | 0.0023296 | 0.0023296 | 0.0023296 | 0.0023296 | 0.0023296 | 0.0023296 | 0.0023296 | 0.0023296 | 0.0023296 | 0.0023296 | 0.0023296 | 0.0023296 | 0.0023296 | 0.0023296 | 0.0023296 | 0.0023296 | 0.0023296 | 0.0023296 | 0.0023296 | 0.0023296 | 0.0023296 | 0.0023296 | 0.0023296 | 0.0023296 | 0.0023296 | 0.0023296 | 0.0023296
F7_Commercial_Miscellaneous_Existing_Miscellaneous_Natural Gas_Pool Heater_Codes & Standards Forecast | F7 | Commercial | Miscellaneous | Existing | Miscellaneous | Natural Gas | Pool Heater | Codes & Standards Forecast | Avg. Replacement Summer Demand (kW) | 0 | 0 | 0 | 0 | 0 | 0 | 0 | 0 | 0 | 0 | 0 | 0 | 0 | 0 | 0 | 0 | 0 | 0 | 0 | 0 | 0 | 0 | 0 | 0 | 0 | 0 | 0 | 0 | 0 | 0 | 0 | 0 | 0
F8_Commercial_Miscellaneous_Existing_Miscellaneous_Natural Gas_Pool Heater_Codes & Standards Forecast | F8 | Commercial | Miscellaneous | Existing | Miscellaneous | Natural Gas | Pool Heater | Codes & Standards Forecast | Avg. Replacement Winter Demand (kW) | 0 | 0 | 0 | 0 | 0 | 0 | 0 | 0 | 0 | 0 | 0 | 0 | 0 | 0 | 0 | 0 | 0 | 0 | 0 | 0 | 0 | 0 | 0 | 0 | 0 | 0 | 0 | 0 | 0 | 0 | 0 | 0 | 0
F1_Commercial_Miscellaneous_Existing_Miscellaneous_Natural Gas_Miscellaneous_Codes & Standards Forecast | F1 | Commercial | Miscellaneous | Existing | Miscellaneous | Natural Gas | Miscellaneous | Codes & Standards Forecast | Units | 1968179.6276 | 1958165.9739 | 1948152.3202 | 1936059.4999 | 1981296.8569 | 1975972.2785 | 1971271.7234 | 1967037.9865 | 1962947.8037 | 1958882.9469 | 1954797.7443 | 1950718.0119 | 1946673.0501 | 1942672.9322 | 1938692.4017 | 1934727.6549 | 1930759.3043 | 1926835.7141 | 1923011.9961 | 1919298.5989 | 1915639.4797 | 1911970.7736 | 1908273.2075 | 1904541.3539 | 1900772.021 | 1896978.5402 | 1893165.5215 | 1889341.4044 | 1885503.2402 | 1881653.815 | 1877784.3585 | 1873903.4334 | 1899454.8205
F2_Commercial_Miscellaneous_Existing_Miscellaneous_Natural Gas_Miscellaneous_Codes & Standards Forecast | F2 | Commercial | Miscellaneous | Existing | Miscellaneous | Natural Gas | Miscellaneous | Codes & Standards Forecast | Usage (MMtherm) | 0.017785 | 0.01709 | 0.018941 | 0.018477 | 0.018909 | 0.018858 | 0.018813 | 0.018772 | 0.018733 | 0.018695 | 0.018656 | 0.018617 | 0.018578 | 0.01854 | 0.018502 | 0.018464 | 0.018426 | 0.018389 | 0.018352 | 0.018317 | 0.018282 | 0.018247 | 0.018212 | 0.018176 | 0.01814 | 0.018104 | 0.018067 | 0.018031 | 0.017994 | 0.017958 | 0.017921 | 0.017884 | 0.018128
F3_Commercial_Miscellaneous_Existing_Miscellaneous_Natural Gas_Miscellaneous_Codes & Standards Forecast | F3 | Commercial | Miscellaneous | Existing | Miscellaneous | Natural Gas | Miscellaneous | Codes & Standards Forecast | Summer Peak Demand (MW) | 0 | 0 | 0 | 0 | 0 | 0 | 0 | 0 | 0 | 0 | 0 | 0 | 0 | 0 | 0 | 0 | 0 | 0 | 0 | 0 | 0 | 0 | 0 | 0 | 0 | 0 | 0 | 0 | 0 | 0 | 0 | 0 | 0
F4_Commercial_Miscellaneous_Existing_Miscellaneous_Natural Gas_Miscellaneous_Codes & Standards Forecast | F4 | Commercial | Miscellaneous | Existing | Miscellaneous | Natural Gas | Miscellaneous | Codes & Standards Forecast | Winter Peak Demand (MW) | 0 | 0 | 0 | 0 | 0 | 0 | 0 | 0 | 0 | 0 | 0 | 0 | 0 | 0 | 0 | 0 | 0 | 0 | 0 | 0 | 0 | 0 | 0 | 0 | 0 | 0 | 0 | 0 | 0 | 0 | 0 | 0 | 0
F5_Commercial_Miscellaneous_Existing_Miscellaneous_Natural Gas_Miscellaneous_Codes & Standards Forecast | F5 | Commercial | Miscellaneous | Existing | Miscellaneous | Natural Gas | Miscellaneous | Codes & Standards Forecast | Turnover | 0 | 167842.7978 | 198791.0531 | 224650.6358 | 261501.8959 | 213018.0347 | 214083.1002 | 220194.2565 | 218576.043 | 217354.0235 | 217175.4973 | 264396.4303 | 266061.2278 | 266156.515 | 275710.7811 | 259984.9614 | 260624.9017 | 263960.5387 | 262387.5103 | 261260.7702 | 261078.8534 | 274236.3261 | 272345.7583 | 270246.9855 | 273014.0209 | 267889.8866 | 267869.6344 | 269010.4723 | 267850.7314 | 266974.9053 | 266650.3436 | 270014.0251 | 294584.9872
F6_Commercial_Miscellaneous_Existing_Miscellaneous_Natural Gas_Miscellaneous_Codes & Standards Forecast | F6 | Commercial | Miscellaneous | Existing | Miscellaneous | Natural Gas | Miscellaneous | Codes & Standards Forecast | Avg. Replacement Usage (kWh) | 0.0090361 | 0.0087276 | 0.0097224 | 0.0095435 | 0.0095435 | 0.0095435 | 0.0095435 | 0.0095435 | 0.0095435 | 0.0095435 | 0.0095435 | 0.0095435 | 0.0095435 | 0.0095435 | 0.0095435 | 0.0095435 | 0.0095435 | 0.0095435 | 0.0095435 | 0.0095435 | 0.0095435 | 0.0095435 | 0.0095435 | 0.0095435 | 0.0095435 | 0.0095435 | 0.0095435 | 0.0095435 | 0.0095435 | 0.0095435 | 0.0095435 | 0.0095435 | 0.0095435
F7_Commercial_Miscellaneous_Existing_Miscellaneous_Natural Gas_Miscellaneous_Codes & Standards Forecast | F7 | Commercial | Miscellaneous | Existing | Miscellaneous | Natural Gas | Miscellaneous | Codes & Standards Forecast | Avg. Replacement Summer Demand (kW) | 0 | 0 | 0 | 0 | 0 | 0 | 0 | 0 | 0 | 0 | 0 | 0 | 0 | 0 | 0 | 0 | 0 | 0 | 0 | 0 | 0 | 0 | 0 | 0 | 0 | 0 | 0 | 0 | 0 | 0 | 0 | 0 | 0
F8_Commercial_Miscellaneous_Existing_Miscellaneous_Natural Gas_Miscellaneous_Codes & Standards Forecast | F8 | Commercial | Miscellaneous | Existing | Miscellaneous | Natural Gas | Miscellaneous | Codes & Standards Forecast | Avg. Replacement Winter Demand (kW) | 0 | 0 | 0 | 0 | 0 | 0 | 0 | 0 | 0 | 0 | 0 | 0 | 0 | 0 | 0 | 0 | 0 | 0 | 0 | 0 | 0 | 0 | 0 | 0 | 0 | 0 | 0 | 0 | 0 | 0 | 0 | 0 | 0
F1_Commercial_Miscellaneous_New_Space Heating_Natural Gas_Furnace_Codes & Standards Forecast | F1 | Commercial | Miscellaneous | New | Space Heating | Natural Gas | Furnace | Codes & Standards Forecast | Units | 0 | 0 | 0 | 0 | 0 | 0 | 0 | 0 | 0 | 0 | 0 | 0 | 0 | 0 | 0 | 0 | 0 | 0 | 0 | 0 | 0 | 0 | 0 | 0 | 0 | 0 | 0 | 0 | 0 | 0 | 0 | 0 | 0
F2_Commercial_Miscellaneous_New_Space Heating_Natural Gas_Furnace_Codes & Standards Forecast | F2 | Commercial | Miscellaneous | New | Space Heating | Natural Gas | Furnace | Codes & Standards Forecast | Usage (MMtherm) | 0 | 0 | 0 | 0 | 0 | 0 | 0 | 0 | 0 | 0 | 0 | 0 | 0 | 0 | 0 | 0 | 0 | 0 | 0 | 0 | 0 | 0 | 0 | 0 | 0 | 0 | 0 | 0 | 0 | 0 | 0 | 0 | 0
F3_Commercial_Miscellaneous_New_Space Heating_Natural Gas_Furnace_Codes & Standards Forecast | F3 | Commercial | Miscellaneous | New | Space Heating | Natural Gas | Furnace | Codes & Standards Forecast | Summer Peak Demand (MW) | 0 | 0 | 0 | 0 | 0 | 0 | 0 | 0 | 0 | 0 | 0 | 0 | 0 | 0 | 0 | 0 | 0 | 0 | 0 | 0 | 0 | 0 | 0 | 0 | 0 | 0 | 0 | 0 | 0 | 0 | 0 | 0 | 0
F4_Commercial_Miscellaneous_New_Space Heating_Natural Gas_Furnace_Codes & Standards Forecast | F4 | Commercial | Miscellaneous | New | Space Heating | Natural Gas | Furnace | Codes & Standards Forecast | Winter Peak Demand (MW) | 0 | 0 | 0 | 0 | 0 | 0 | 0 | 0 | 0 | 0 | 0 | 0 | 0 | 0 | 0 | 0 | 0 | 0 | 0 | 0 | 0 | 0 | 0 | 0 | 0 | 0 | 0 | 0 | 0 | 0 | 0 | 0 | 0
F5_Commercial_Miscellaneous_New_Space Heating_Natural Gas_Furnace_Codes & Standards Forecast | F5 | Commercial | Miscellaneous | New | Space Heating | Natural Gas | Furnace | Codes & Standards Forecast | Turnover | 0 | 0 | 0 | 0 | 0 | 0 | 0 | 0 | 0 | 0 | 0 | 0 | 0 | 0 | 0 | 0 | 0 | 0 | 0 | 0 | 0 | 0 | 0 | 0 | 0 | 0 | 0 | 0 | 0 | 0 | 0 | 0 | 0
F6_Commercial_Miscellaneous_New_Space Heating_Natural Gas_Furnace_Codes & Standards Forecast | F6 | Commercial | Miscellaneous | New | Space Heating | Natural Gas | Furnace | Codes & Standards Forecast | Avg. Replacement Usage (kWh) | 0.066159 | 0.063901 | 0.070807 | 0.069135 | 0.068765 | 0.061479 | 0.061146 | 0.060814 | 0.060481 | 0.060149 | 0.059816 | 0.059484 | 0.059152 | 0.05882 | 0.058487 | 0.058154 | 0.057822 | 0.05749 | 0.057157 | 0.056825 | 0.056493 | 0.056161 | 0.055829 | 0.055496 | 0.055164 | 0.054833 | 0.0545 | 0.054168 | 0.053836 | 0.053504 | 0.053171 | 0.052839 | 0.052839
F7_Commercial_Miscellaneous_New_Space Heating_Natural Gas_Furnace_Codes & Standards Forecast | F7 | Commercial | Miscellaneous | New | Space Heating | Natural Gas | Furnace | Codes & Standards Forecast | Avg. Replacement Summer Demand (kW) | 0 | 0 | 0 | 0 | 0 | 0 | 0 | 0 | 0 | 0 | 0 | 0 | 0 | 0 | 0 | 0 | 0 | 0 | 0 | 0 | 0 | 0 | 0 | 0 | 0 | 0 | 0 | 0 | 0 | 0 | 0 | 0 | 0
F8_Commercial_Miscellaneous_New_Space Heating_Natural Gas_Furnace_Codes & Standards Forecast | F8 | Commercial | Miscellaneous | New | Space Heating | Natural Gas | Furnace | Codes & Standards Forecast | Avg. Replacement Winter Demand (kW) | 0 | 0 | 0 | 0 | 0 | 0 | 0 | 0 | 0 | 0 | 0 | 0 | 0 | 0 | 0 | 0 | 0 | 0 | 0 | 0 | 0 | 0 | 0 | 0 | 0 | 0 | 0 | 0 | 0 | 0 | 0 | 0 | 0
F1_Commercial_Miscellaneous_New_Space Heating_Natural Gas_Boiler_Codes & Standards Forecast | F1 | Commercial | Miscellaneous | New | Space Heating | Natural Gas | Boiler | Codes & Standards Forecast | Units | 0 | 0 | 0 | 0 | 0 | 0 | 0 | 0 | 0 | 0 | 0 | 0 | 0 | 0 | 0 | 0 | 0 | 0 | 0 | 0 | 0 | 0 | 0 | 0 | 0 | 0 | 0 | 0 | 0 | 0 | 0 | 0 | 0
F2_Commercial_Miscellaneous_New_Space Heating_Natural Gas_Boiler_Codes & Standards Forecast | F2 | Commercial | Miscellaneous | New | Space Heating | Natural Gas | Boiler | Codes & Standards Forecast | Usage (MMtherm) | 0 | 0 | 0 | 0 | 0 | 0 | 0 | 0 | 0 | 0 | 0 | 0 | 0 | 0 | 0 | 0 | 0 | 0 | 0 | 0 | 0 | 0 | 0 | 0 | 0 | 0 | 0 | 0 | 0 | 0 | 0 | 0 | 0
F3_Commercial_Miscellaneous_New_Space Heating_Natural Gas_Boiler_Codes & Standards Forecast | F3 | Commercial | Miscellaneous | New | Space Heating | Natural Gas | Boiler | Codes & Standards Forecast | Summer Peak Demand (MW) | 0 | 0 | 0 | 0 | 0 | 0 | 0 | 0 | 0 | 0 | 0 | 0 | 0 | 0 | 0 | 0 | 0 | 0 | 0 | 0 | 0 | 0 | 0 | 0 | 0 | 0 | 0 | 0 | 0 | 0 | 0 | 0 | 0
F4_Commercial_Miscellaneous_New_Space Heating_Natural Gas_Boiler_Codes & Standards Forecast | F4 | Commercial | Miscellaneous | New | Space Heating | Natural Gas | Boiler | Codes & Standards Forecast | Winter Peak Demand (MW) | 0 | 0 | 0 | 0 | 0 | 0 | 0 | 0 | 0 | 0 | 0 | 0 | 0 | 0 | 0 | 0 | 0 | 0 | 0 | 0 | 0 | 0 | 0 | 0 | 0 | 0 | 0 | 0 | 0 | 0 | 0 | 0 | 0
F5_Commercial_Miscellaneous_New_Space Heating_Natural Gas_Boiler_Codes & Standards Forecast | F5 | Commercial | Miscellaneous | New | Space Heating | Natural Gas | Boiler | Codes & Standards Forecast | Turnover | 0 | 0 | 0 | 0 | 0 | 0 | 0 | 0 | 0 | 0 | 0 | 0 | 0 | 0 | 0 | 0 | 0 | 0 | 0 | 0 | 0 | 0 | 0 | 0 | 0 | 0 | 0 | 0 | 0 | 0 | 0 | 0 | 0
F6_Commercial_Miscellaneous_New_Space Heating_Natural Gas_Boiler_Codes & Standards Forecast | F6 | Commercial | Miscellaneous | New | Space Heating | Natural Gas | Boiler | Codes & Standards Forecast | Avg. Replacement Usage (kWh) | 0.31648 | 0.30567 | 0.33871 | 0.33071 | 0.32894 | 0.27844 | 0.27694 | 0.27543 | 0.27393 | 0.27242 | 0.27091 | 0.26941 | 0.2679 | 0.2664 | 0.26489 | 0.26339 | 0.26188 | 0.26038 | 0.25887 | 0.25737 | 0.25586 | 0.25436 | 0.25285 | 0.25135 | 0.24984 | 0.24834 | 0.24684 | 0.24533 | 0.24383 | 0.24232 | 0.24082 | 0.23931 | 0.23931
F7_Commercial_Miscellaneous_New_Space Heating_Natural Gas_Boiler_Codes & Standards Forecast | F7 | Commercial | Miscellaneous | New | Space Heating | Natural Gas | Boiler | Codes & Standards Forecast | Avg. Replacement Summer Demand (kW) | 0 | 0 | 0 | 0 | 0 | 0 | 0 | 0 | 0 | 0 | 0 | 0 | 0 | 0 | 0 | 0 | 0 | 0 | 0 | 0 | 0 | 0 | 0 | 0 | 0 | 0 | 0 | 0 | 0 | 0 | 0 | 0 | 0
F8_Commercial_Miscellaneous_New_Space Heating_Natural Gas_Boiler_Codes & Standards Forecast | F8 | Commercial | Miscellaneous | New | Space Heating | Natural Gas | Boiler | Codes & Standards Forecast | Avg. Replacement Winter Demand (kW) | 0 | 0 | 0 | 0 | 0 | 0 | 0 | 0 | 0 | 0 | 0 | 0 | 0 | 0 | 0 | 0 | 0 | 0 | 0 | 0 | 0 | 0 | 0 | 0 | 0 | 0 | 0 | 0 | 0 | 0 | 0 | 0 | 0
F1_Commercial_Miscellaneous_New_Space Heating_Natural Gas_Unit Heater_Codes & Standards Forecast | F1 | Commercial | Miscellaneous | New | Space Heating | Natural Gas | Unit Heater | Codes & Standards Forecast | Units | 0 | 14.887 | 86.6923 | 132.581 | 187.4477 | 243.9928 | 300.8221 | 350.0077 | 398.5039 | 448.1353 | 498.5746 | 548.6307 | 597.9039 | 646.5054 | 695.1772 | 743.7018 | 792.5077 | 840.1748 | 885.9487 | 930.2456 | 974.5643 | 1019.7804 | 1065.5857 | 1111.8758 | 1158.6631 | 1205.5822 | 1252.6848 | 1299.8191 | 1347.1613 | 1394.6068 | 1442.4052 | 1490.2383 | 1510.5583
F2_Commercial_Miscellaneous_New_Space Heating_Natural Gas_Unit Heater_Codes & Standards Forecast | F2 | Commercial | Miscellaneous | New | Space Heating | Natural Gas | Unit Heater | Codes & Standards Forecast | Usage (MMtherm) | 0 | 4.8755e-07 | 3.146e-06 | 4.6977e-06 | 6.6062e-06 | 8.3544e-06 | 1.0092e-05 | 1.1572e-05 | 1.3014e-05 | 1.4474e-05 | 1.5942e-05 | 1.7374e-05 | 1.8731e-05 | 2.0036e-05 | 2.1309e-05 | 2.2572e-05 | 2.3837e-05 | 2.506e-05 | 2.6204e-05 | 2.7244e-05 | 2.8309e-05 | 2.9386e-05 | 3.0524e-05 | 3.166e-05 | 3.2795e-05 | 3.3918e-05 | 3.5029e-05 | 3.6126e-05 | 3.7212e-05 | 3.8285e-05 | 3.9351e-05 | 4.0402e-05 | 4.0953e-05
F3_Commercial_Miscellaneous_New_Space Heating_Natural Gas_Unit Heater_Codes & Standards Forecast | F3 | Commercial | Miscellaneous | New | Space Heating | Natural Gas | Unit Heater | Codes & Standards Forecast | Summer Peak Demand (MW) | 0 | 0 | 0 | 0 | 0 | 0 | 0 | 0 | 0 | 0 | 0 | 0 | 0 | 0 | 0 | 0 | 0 | 0 | 0 | 0 | 0 | 0 | 0 | 0 | 0 | 0 | 0 | 0 | 0 | 0 | 0 | 0 | 0
F4_Commercial_Miscellaneous_New_Space Heating_Natural Gas_Unit Heater_Codes & Standards Forecast | F4 | Commercial | Miscellaneous | New | Space Heating | Natural Gas | Unit Heater | Codes & Standards Forecast | Winter Peak Demand (MW) | 0 | 0 | 0 | 0 | 0 | 0 | 0 | 0 | 0 | 0 | 0 | 0 | 0 | 0 | 0 | 0 | 0 | 0 | 0 | 0 | 0 | 0 | 0 | 0 | 0 | 0 | 0 | 0 | 0 | 0 | 0 | 0 | 0
F5_Commercial_Miscellaneous_New_Space Heating_Natural Gas_Unit Heater_Codes & Standards Forecast | F5 | Commercial | Miscellaneous | New | Space Heating | Natural Gas | Unit Heater | Codes & Standards Forecast | Turnover | 0 | 14.887 | 71.8053 | 45.8886 | 54.8667 | 56.5452 | 56.8293 | 49.1856 | 48.4963 | 49.6314 | 50.4393 | 52.1828 | 61.354 | 65.512 | 71.0046 | 75.7449 | 80.256 | 81.651 | 86.1682 | 102.5945 | 93.9426 | 97.8214 | 100.1495 | 102.3124 | 102.7229 | 105.4838 | 109.0967 | 112.172 | 115.9065 | 123.5433 | 127.657 | 131.8582 | 108.0296
F6_Commercial_Miscellaneous_New_Space Heating_Natural Gas_Unit Heater_Codes & Standards Forecast | F6 | Commercial | Miscellaneous | New | Space Heating | Natural Gas | Unit Heater | Codes & Standards Forecast | Avg. Replacement Usage (kWh) | 0.033908 | 0.03275 | 0.03629 | 0.035432 | 0.035243 | 0.031544 | 0.031373 | 0.031203 | 0.031032 | 0.030862 | 0.030691 | 0.030521 | 0.03035 | 0.03018 | 0.030009 | 0.029838 | 0.029668 | 0.029498 | 0.029327 | 0.029156 | 0.028986 | 0.028816 | 0.028645 | 0.028475 | 0.028304 | 0.028134 | 0.027963 | 0.027793 | 0.027623 | 0.027452 | 0.027282 | 0.027111 | 0.027111
F7_Commercial_Miscellaneous_New_Space Heating_Natural Gas_Unit Heater_Codes & Standards Forecast | F7 | Commercial | Miscellaneous | New | Space Heating | Natural Gas | Unit Heater | Codes & Standards Forecast | Avg. Replacement Summer Demand (kW) | 0 | 0 | 0 | 0 | 0 | 0 | 0 | 0 | 0 | 0 | 0 | 0 | 0 | 0 | 0 | 0 | 0 | 0 | 0 | 0 | 0 | 0 | 0 | 0 | 0 | 0 | 0 | 0 | 0 | 0 | 0 | 0 | 0
F8_Commercial_Miscellaneous_New_Space Heating_Natural Gas_Unit Heater_Codes & Standards Forecast | F8 | Commercial | Miscellaneous | New | Space Heating | Natural Gas | Unit Heater | Codes & Standards Forecast | Avg. Replacement Winter Demand (kW) | 0 | 0 | 0 | 0 | 0 | 0 | 0 | 0 | 0 | 0 | 0 | 0 | 0 | 0 | 0 | 0 | 0 | 0 | 0 | 0 | 0 | 0 | 0 | 0 | 0 | 0 | 0 | 0 | 0 | 0 | 0 | 0 | 0
F1_Commercial_Miscellaneous_New_Water Heating_Natural Gas_Water Heater_Codes & Standards Forecast | F1 | Commercial | Miscellaneous | New | Water Heating | Natural Gas | Water Heater | Codes & Standards Forecast | Units | 0 | 0 | 0 | 0 | 0 | 0 | 0 | 0 | 0 | 0 | 0 | 0 | 0 | 0 | 0 | 0 | 0 | 0 | 0 | 0 | 0 | 0 | 0 | 0 | 0 | 0 | 0 | 0 | 0 | 0 | 0 | 0 | 0
F2_Commercial_Miscellaneous_New_Water Heating_Natural Gas_Water Heater_Codes & Standards Forecast | F2 | Commercial | Miscellaneous | New | Water Heating | Natural Gas | Water Heater | Codes & Standards Forecast | Usage (MMtherm) | 0 | 0 | 0 | 0 | 0 | 0 | 0 | 0 | 0 | 0 | 0 | 0 | 0 | 0 | 0 | 0 | 0 | 0 | 0 | 0 | 0 | 0 | 0 | 0 | 0 | 0 | 0 | 0 | 0 | 0 | 0 | 0 | 0
F3_Commercial_Miscellaneous_New_Water Heating_Natural Gas_Water Heater_Codes & Standards Forecast | F3 | Commercial | Miscellaneous | New | Water Heating | Natural Gas | Water Heater | Codes & Standards Forecast | Summer Peak Demand (MW) | 0 | 0 | 0 | 0 | 0 | 0 | 0 | 0 | 0 | 0 | 0 | 0 | 0 | 0 | 0 | 0 | 0 | 0 | 0 | 0 | 0 | 0 | 0 | 0 | 0 | 0 | 0 | 0 | 0 | 0 | 0 | 0 | 0
F4_Commercial_Miscellaneous_New_Water Heating_Natural Gas_Water Heater_Codes & Standards Forecast | F4 | Commercial | Miscellaneous | New | Water Heating | Natural Gas | Water Heater | Codes & Standards Forecast | Winter Peak Demand (MW) | 0 | 0 | 0 | 0 | 0 | 0 | 0 | 0 | 0 | 0 | 0 | 0 | 0 | 0 | 0 | 0 | 0 | 0 | 0 | 0 | 0 | 0 | 0 | 0 | 0 | 0 | 0 | 0 | 0 | 0 | 0 | 0 | 0
F5_Commercial_Miscellaneous_New_Water Heating_Natural Gas_Water Heater_Codes & Standards Forecast | F5 | Commercial | Miscellaneous | New | Water Heating | Natural Gas | Water Heater | Codes & Standards Forecast | Turnover | 0 | 0 | 0 | 0 | 0 | 0 | 0 | 0 | 0 | 0 | 0 | 0 | 0 | 0 | 0 | 0 | 0 | 0 | 0 | 0 | 0 | 0 | 0 | 0 | 0 | 0 | 0 | 0 | 0 | 0 | 0 | 0 | 0
F6_Commercial_Miscellaneous_New_Water Heating_Natural Gas_Water Heater_Codes & Standards Forecast | F6 | Commercial | Miscellaneous | New | Water Heating | Natural Gas | Water Heater | Codes & Standards Forecast | Avg. Replacement Usage (kWh) | 0.22969 | 0.22185 | 0.24714 | 0.24259 | 0.24259 | 0.24259 | 0.24259 | 0.24259 | 0.24259 | 0.24259 | 0.24259 | 0.24259 | 0.24259 | 0.24259 | 0.24259 | 0.24259 | 0.24259 | 0.24259 | 0.24259 | 0.24259 | 0.24259 | 0.24259 | 0.24259 | 0.24259 | 0.24259 | 0.24259 | 0.24259 | 0.24259 | 0.24259 | 0.24259 | 0.24259 | 0.24259 | 0.24259
F7_Commercial_Miscellaneous_New_Water Heating_Natural Gas_Water Heater_Codes & Standards Forecast | F7 | Commercial | Miscellaneous | New | Water Heating | Natural Gas | Water Heater | Codes & Standards Forecast | Avg. Replacement Summer Demand (kW) | 0 | 0 | 0 | 0 | 0 | 0 | 0 | 0 | 0 | 0 | 0 | 0 | 0 | 0 | 0 | 0 | 0 | 0 | 0 | 0 | 0 | 0 | 0 | 0 | 0 | 0 | 0 | 0 | 0 | 0 | 0 | 0 | 0
F8_Commercial_Miscellaneous_New_Water Heating_Natural Gas_Water Heater_Codes & Standards Forecast | F8 | Commercial | Miscellaneous | New | Water Heating | Natural Gas | Water Heater | Codes & Standards Forecast | Avg. Replacement Winter Demand (kW) | 0 | 0 | 0 | 0 | 0 | 0 | 0 | 0 | 0 | 0 | 0 | 0 | 0 | 0 | 0 | 0 | 0 | 0 | 0 | 0 | 0 | 0 | 0 | 0 | 0 | 0 | 0 | 0 | 0 | 0 | 0 | 0 | 0
F1_Commercial_Miscellaneous_New_Food Preparation_Natural Gas_Oven_Codes & Standards Forecast | F1 | Commercial | Miscellaneous | New | Food Preparation | Natural Gas | Oven | Codes & Standards Forecast | Units | 0 | 2578.9704 | 15018.3025 | 22967.907 | 32472.8407 | 42268.5443 | 52113.4729 | 60634.2269 | 69035.5669 | 77633.5531 | 86371.4944 | 95043.055 | 103578.9839 | 111998.563 | 120430.3127 | 128836.5618 | 137291.527 | 145549.2409 | 153478.9548 | 161152.8142 | 168830.4439 | 176663.5356 | 184598.713 | 192617.85 | 200723.1387 | 208851.264 | 217011.1647 | 225176.5616 | 233377.9798 | 241597.2756 | 249877.724 | 258164.1917 | 261684.3588
F2_Commercial_Miscellaneous_New_Food Preparation_Natural Gas_Oven_Codes & Standards Forecast | F2 | Commercial | Miscellaneous | New | Food Preparation | Natural Gas | Oven | Codes & Standards Forecast | Usage (MMtherm) | 0 | 6.7976e-05 | 0.00044097 | 0.00066198 | 0.00093593 | 0.0012183 | 0.001502 | 0.0017476 | 0.0019897 | 0.0022376 | 0.0024894 | 0.0027393 | 0.0029854 | 0.003228 | 0.003471 | 0.0037133 | 0.003957 | 0.004195 | 0.0044236 | 0.0046447 | 0.004866 | 0.0050918 | 0.0053205 | 0.0055516 | 0.0057852 | 0.0060195 | 0.0062547 | 0.00649 | 0.0067264 | 0.0069633 | 0.007202 | 0.0074408 | 0.0075423
F3_Commercial_Miscellaneous_New_Food Preparation_Natural Gas_Oven_Codes & Standards Forecast | F3 | Commercial | Miscellaneous | New | Food Preparation | Natural Gas | Oven | Codes & Standards Forecast | Summer Peak Demand (MW) | 0 | 0 | 0 | 0 | 0 | 0 | 0 | 0 | 0 | 0 | 0 | 0 | 0 | 0 | 0 | 0 | 0 | 0 | 0 | 0 | 0 | 0 | 0 | 0 | 0 | 0 | 0 | 0 | 0 | 0 | 0 | 0 | 0
F4_Commercial_Miscellaneous_New_Food Preparation_Natural Gas_Oven_Codes & Standards Forecast | F4 | Commercial | Miscellaneous | New | Food Preparation | Natural Gas | Oven | Codes & Standards Forecast | Winter Peak Demand (MW) | 0 | 0 | 0 | 0 | 0 | 0 | 0 | 0 | 0 | 0 | 0 | 0 | 0 | 0 | 0 | 0 | 0 | 0 | 0 | 0 | 0 | 0 | 0 | 0 | 0 | 0 | 0 | 0 | 0 | 0 | 0 | 0 | 0
F5_Commercial_Miscellaneous_New_Food Preparation_Natural Gas_Oven_Codes & Standards Forecast | F5 | Commercial | Miscellaneous | New | Food Preparation | Natural Gas | Oven | Codes & Standards Forecast | Turnover | 0 | 2578.9704 | 12439.3321 | 7949.6045 | 9504.9337 | 9795.7036 | 9844.9286 | 8520.754 | 8401.34 | 8597.9862 | 9167.7697 | 11102.973 | 11887.0399 | 12796.3272 | 13711.6571 | 14446.9934 | 15628.7877 | 18387.9687 | 16551.59 | 16820.7816 | 17231.7088 | 17789.7355 | 17995.549 | 18654.7298 | 19430.9953 | 20330.0282 | 21932.8943 | 22620.3086 | 23304.407 | 23932.523 | 24544.9792 | 25169.3186 | 21468.3679
F6_Commercial_Miscellaneous_New_Food Preparation_Natural Gas_Oven_Codes & Standards Forecast | F6 | Commercial | Miscellaneous | New | Food Preparation | Natural Gas | Oven | Codes & Standards Forecast | Avg. Replacement Usage (kWh) | 0.027289 | 0.026358 | 0.029362 | 0.028822 | 0.028822 | 0.028822 | 0.028822 | 0.028822 | 0.028822 | 0.028822 | 0.028822 | 0.028822 | 0.028822 | 0.028822 | 0.028822 | 0.028822 | 0.028822 | 0.028822 | 0.028822 | 0.028822 | 0.028822 | 0.028822 | 0.028822 | 0.028822 | 0.028822 | 0.028822 | 0.028822 | 0.028822 | 0.028822 | 0.028822 | 0.028822 | 0.028822 | 0.028822
F7_Commercial_Miscellaneous_New_Food Preparation_Natural Gas_Oven_Codes & Standards Forecast | F7 | Commercial | Miscellaneous | New | Food Preparation | Natural Gas | Oven | Codes & Standards Forecast | Avg. Replacement Summer Demand (kW) | 0 | 0 | 0 | 0 | 0 | 0 | 0 | 0 | 0 | 0 | 0 | 0 | 0 | 0 | 0 | 0 | 0 | 0 | 0 | 0 | 0 | 0 | 0 | 0 | 0 | 0 | 0 | 0 | 0 | 0 | 0 | 0 | 0
F8_Commercial_Miscellaneous_New_Food Preparation_Natural Gas_Oven_Codes & Standards Forecast | F8 | Commercial | Miscellaneous | New | Food Preparation | Natural Gas | Oven | Codes & Standards Forecast | Avg. Replacement Winter Demand (kW) | 0 | 0 | 0 | 0 | 0 | 0 | 0 | 0 | 0 | 0 | 0 | 0 | 0 | 0 | 0 | 0 | 0 | 0 | 0 | 0 | 0 | 0 | 0 | 0 | 0 | 0 | 0 | 0 | 0 | 0 | 0 | 0 | 0
F1_Commercial_Miscellaneous_New_Food Preparation_Natural Gas_Conveyor Oven_Codes & Standards Forecast | F1 | Commercial | Miscellaneous | New | Food Preparation | Natural Gas | Conveyor Oven | Codes & Standards Forecast | Units | 0 | 1289.4852 | 7509.1513 | 11483.9535 | 16236.4204 | 21134.2721 | 26056.7364 | 30317.1134 | 34517.7835 | 38816.7765 | 43185.7472 | 47521.5275 | 51789.492 | 55999.2815 | 60215.1563 | 64418.2809 | 68645.7635 | 72774.6204 | 76739.4774 | 80576.4071 | 84415.2219 | 88331.7678 | 92299.3565 | 96308.925 | 100361.5693 | 104425.632 | 108505.5823 | 112588.2808 | 116688.9899 | 120798.6378 | 124938.862 | 129082.0959 | 130842.1794
F2_Commercial_Miscellaneous_New_Food Preparation_Natural Gas_Conveyor Oven_Codes & Standards Forecast | F2 | Commercial | Miscellaneous | New | Food Preparation | Natural Gas | Conveyor Oven | Codes & Standards Forecast | Usage (MMtherm) | 0 | 5.0661e-05 | 0.00032865 | 0.00049336 | 0.00069753 | 0.00090794 | 0.0011194 | 0.0013024 | 0.0014829 | 0.0016676 | 0.0018553 | 0.0020416 | 0.0022249 | 0.0024058 | 0.0025869 | 0.0027674 | 0.0029491 | 0.0031264 | 0.0032968 | 0.0034616 | 0.0036265 | 0.0037948 | 0.0039652 | 0.0041375 | 0.0043116 | 0.0044862 | 0.0046615 | 0.0048369 | 0.005013 | 0.0051896 | 0.0053674 | 0.0055454 | 0.0056211
F3_Commercial_Miscellaneous_New_Food Preparation_Natural Gas_Conveyor Oven_Codes & Standards Forecast | F3 | Commercial | Miscellaneous | New | Food Preparation | Natural Gas | Conveyor Oven | Codes & Standards Forecast | Summer Peak Demand (MW) | 0 | 0 | 0 | 0 | 0 | 0 | 0 | 0 | 0 | 0 | 0 | 0 | 0 | 0 | 0 | 0 | 0 | 0 | 0 | 0 | 0 | 0 | 0 | 0 | 0 | 0 | 0 | 0 | 0 | 0 | 0 | 0 | 0
F4_Commercial_Miscellaneous_New_Food Preparation_Natural Gas_Conveyor Oven_Codes & Standards Forecast | F4 | Commercial | Miscellaneous | New | Food Preparation | Natural Gas | Conveyor Oven | Codes & Standards Forecast | Winter Peak Demand (MW) | 0 | 0 | 0 | 0 | 0 | 0 | 0 | 0 | 0 | 0 | 0 | 0 | 0 | 0 | 0 | 0 | 0 | 0 | 0 | 0 | 0 | 0 | 0 | 0 | 0 | 0 | 0 | 0 | 0 | 0 | 0 | 0 | 0
F5_Commercial_Miscellaneous_New_Food Preparation_Natural Gas_Conveyor Oven_Codes & Standards Forecast | F5 | Commercial | Miscellaneous | New | Food Preparation | Natural Gas | Conveyor Oven | Codes & Standards Forecast | Turnover | 0 | 1289.4852 | 6219.6661 | 3974.8022 | 4752.4669 | 4897.8518 | 4922.4643 | 4260.377 | 4200.67 | 4298.9931 | 4368.9706 | 4335.7803 | 4267.9645 | 4209.7895 | 4215.8749 | 4203.1246 | 4227.4826 | 4386.754 | 5415.1078 | 5792.0908 | 6353.4371 | 6907.814 | 7683.1269 | 9126.4918 | 8397.8394 | 8603.8774 | 8623.7081 | 8591.3127 | 8387.6312 | 8365.4917 | 8413.849 | 8421.1028 | 6019.1746
F6_Commercial_Miscellaneous_New_Food Preparation_Natural Gas_Conveyor Oven_Codes & Standards Forecast | F6 | Commercial | Miscellaneous | New | Food Preparation | Natural Gas | Conveyor Oven | Codes & Standards Forecast | Avg. Replacement Usage (kWh) | 0.040676 | 0.039288 | 0.043766 | 0.042961 | 0.042961 | 0.042961 | 0.042961 | 0.042961 | 0.042961 | 0.042961 | 0.042961 | 0.042961 | 0.042961 | 0.042961 | 0.042961 | 0.042961 | 0.042961 | 0.042961 | 0.042961 | 0.042961 | 0.042961 | 0.042961 | 0.042961 | 0.042961 | 0.042961 | 0.042961 | 0.042961 | 0.042961 | 0.042961 | 0.042961 | 0.042961 | 0.042961 | 0.042961
F7_Commercial_Miscellaneous_New_Food Preparation_Natural Gas_Conveyor Oven_Codes & Standards Forecast | F7 | Commercial | Miscellaneous | New | Food Preparation | Natural Gas | Conveyor Oven | Codes & Standards Forecast | Avg. Replacement Summer Demand (kW) | 0 | 0 | 0 | 0 | 0 | 0 | 0 | 0 | 0 | 0 | 0 | 0 | 0 | 0 | 0 | 0 | 0 | 0 | 0 | 0 | 0 | 0 | 0 | 0 | 0 | 0 | 0 | 0 | 0 | 0 | 0 | 0 | 0
F8_Commercial_Miscellaneous_New_Food Preparation_Natural Gas_Conveyor Oven_Codes & Standards Forecast | F8 | Commercial | Miscellaneous | New | Food Preparation | Natural Gas | Conveyor Oven | Codes & Standards Forecast | Avg. Replacement Winter Demand (kW) | 0 | 0 | 0 | 0 | 0 | 0 | 0 | 0 | 0 | 0 | 0 | 0 | 0 | 0 | 0 | 0 | 0 | 0 | 0 | 0 | 0 | 0 | 0 | 0 | 0 | 0 | 0 | 0 | 0 | 0 | 0 | 0 | 0
F1_Commercial_Miscellaneous_New_Food Preparation_Natural Gas_Double Rack Oven_Codes & Standards Forecast | F1 | Commercial | Miscellaneous | New | Food Preparation | Natural Gas | Double Rack Oven | Codes & Standards Forecast | Units | 0 | 1289.4852 | 7509.1513 | 11483.9535 | 16236.4204 | 21134.2721 | 26056.7364 | 30317.1134 | 34517.7835 | 38816.7765 | 43185.7472 | 47521.5275 | 51789.492 | 55999.2815 | 60215.1563 | 64418.2809 | 68645.7635 | 72774.6204 | 76739.4774 | 80576.4071 | 84415.2219 | 88331.7678 | 92299.3565 | 96308.925 | 100361.5693 | 104425.632 | 108505.5823 | 112588.2808 | 116688.9899 | 120798.6378 | 124938.862 | 129082.0959 | 130842.1794
F2_Commercial_Miscellaneous_New_Food Preparation_Natural Gas_Double Rack Oven_Codes & Standards Forecast | F2 | Commercial | Miscellaneous | New | Food Preparation | Natural Gas | Double Rack Oven | Codes & Standards Forecast | Usage (MMtherm) | 0 | 9.0285e-05 | 0.00058569 | 0.00087923 | 0.0012431 | 0.0016181 | 0.001995 | 0.0023211 | 0.0026427 | 0.0029719 | 0.0033064 | 0.0036383 | 0.0039651 | 0.0042874 | 0.0046102 | 0.004932 | 0.0052557 | 0.0055718 | 0.0058753 | 0.0061691 | 0.006463 | 0.0067629 | 0.0070666 | 0.0073736 | 0.0076839 | 0.007995 | 0.0083074 | 0.00862 | 0.0089339 | 0.0092486 | 0.0095656 | 0.0098828 | 0.010018
F3_Commercial_Miscellaneous_New_Food Preparation_Natural Gas_Double Rack Oven_Codes & Standards Forecast | F3 | Commercial | Miscellaneous | New | Food Preparation | Natural Gas | Double Rack Oven | Codes & Standards Forecast | Summer Peak Demand (MW) | 0 | 0 | 0 | 0 | 0 | 0 | 0 | 0 | 0 | 0 | 0 | 0 | 0 | 0 | 0 | 0 | 0 | 0 | 0 | 0 | 0 | 0 | 0 | 0 | 0 | 0 | 0 | 0 | 0 | 0 | 0 | 0 | 0
F4_Commercial_Miscellaneous_New_Food Preparation_Natural Gas_Double Rack Oven_Codes & Standards Forecast | F4 | Commercial | Miscellaneous | New | Food Preparation | Natural Gas | Double Rack Oven | Codes & Standards Forecast | Winter Peak Demand (MW) | 0 | 0 | 0 | 0 | 0 | 0 | 0 | 0 | 0 | 0 | 0 | 0 | 0 | 0 | 0 | 0 | 0 | 0 | 0 | 0 | 0 | 0 | 0 | 0 | 0 | 0 | 0 | 0 | 0 | 0 | 0 | 0 | 0
F5_Commercial_Miscellaneous_New_Food Preparation_Natural Gas_Double Rack Oven_Codes & Standards Forecast | F5 | Commercial | Miscellaneous | New | Food Preparation | Natural Gas | Double Rack Oven | Codes & Standards Forecast | Turnover | 0 | 1289.4852 | 6219.6661 | 3974.8022 | 4752.4669 | 4897.8518 | 4922.4643 | 4260.377 | 4200.67 | 4298.9931 | 4368.9706 | 4335.7803 | 4525.8615 | 5660.0404 | 6171.036 | 6717.7468 | 7218.7508 | 7844.3952 | 9081.7803 | 8182.1248 | 8378.6296 | 8460.3036 | 8476.203 | 8348.07 | 8639.8018 | 8993.7706 | 9385.6103 | 9762.2759 | 10263.0787 | 11153.2178 | 11545.4596 | 11886.465 | 9778.0644
F6_Commercial_Miscellaneous_New_Food Preparation_Natural Gas_Double Rack Oven_Codes & Standards Forecast | F6 | Commercial | Miscellaneous | New | Food Preparation | Natural Gas | Double Rack Oven | Codes & Standards Forecast | Avg. Replacement Usage (kWh) | 0.072491 | 0.070017 | 0.077997 | 0.076562 | 0.076562 | 0.076562 | 0.076562 | 0.076562 | 0.076562 | 0.076562 | 0.076562 | 0.076562 | 0.076562 | 0.076562 | 0.076562 | 0.076562 | 0.076562 | 0.076562 | 0.076562 | 0.076562 | 0.076562 | 0.076562 | 0.076562 | 0.076562 | 0.076562 | 0.076562 | 0.076562 | 0.076562 | 0.076562 | 0.076562 | 0.076562 | 0.076562 | 0.076562
F7_Commercial_Miscellaneous_New_Food Preparation_Natural Gas_Double Rack Oven_Codes & Standards Forecast | F7 | Commercial | Miscellaneous | New | Food Preparation | Natural Gas | Double Rack Oven | Codes & Standards Forecast | Avg. Replacement Summer Demand (kW) | 0 | 0 | 0 | 0 | 0 | 0 | 0 | 0 | 0 | 0 | 0 | 0 | 0 | 0 | 0 | 0 | 0 | 0 | 0 | 0 | 0 | 0 | 0 | 0 | 0 | 0 | 0 | 0 | 0 | 0 | 0 | 0 | 0
F8_Commercial_Miscellaneous_New_Food Preparation_Natural Gas_Double Rack Oven_Codes & Standards Forecast | F8 | Commercial | Miscellaneous | New | Food Preparation | Natural Gas | Double Rack Oven | Codes & Standards Forecast | Avg. Replacement Winter Demand (kW) | 0 | 0 | 0 | 0 | 0 | 0 | 0 | 0 | 0 | 0 | 0 | 0 | 0 | 0 | 0 | 0 | 0 | 0 | 0 | 0 | 0 | 0 | 0 | 0 | 0 | 0 | 0 | 0 | 0 | 0 | 0 | 0 | 0
F1_Commercial_Miscellaneous_New_Food Preparation_Natural Gas_Fryer_Codes & Standards Forecast | F1 | Commercial | Miscellaneous | New | Food Preparation | Natural Gas | Fryer | Codes & Standards Forecast | Units | 0 | 221.4553 | 1289.6167 | 1972.2466 | 2788.4321 | 3629.5859 | 4474.9667 | 5206.641 | 5928.0613 | 6666.3675 | 7416.6916 | 8161.3157 | 8894.2931 | 9617.2795 | 10341.3111 | 11063.1529 | 11789.178 | 12498.2651 | 13179.187 | 13838.1388 | 14497.4143 | 15170.0393 | 15851.4304 | 16540.031 | 17236.0295 | 17933.9889 | 18634.6769 | 19335.8368 | 20040.0899 | 20745.8781 | 21456.9174 | 22168.4737 | 22470.7493
F2_Commercial_Miscellaneous_New_Food Preparation_Natural Gas_Fryer_Codes & Standards Forecast | F2 | Commercial | Miscellaneous | New | Food Preparation | Natural Gas | Fryer | Codes & Standards Forecast | Usage (MMtherm) | 0 | 7.7196e-06 | 5.0078e-05 | 6.6641e-05 | 8.7548e-05 | 0.00010909 | 0.00013075 | 0.00014949 | 0.00016797 | 0.00018632 | 0.00020243 | 0.00021901 | 0.00023579 | 0.00025272 | 0.00026926 | 0.00028337 | 0.00030197 | 0.00032013 | 0.00033758 | 0.00035445 | 0.00037134 | 0.00038857 | 0.00040602 | 0.00042366 | 0.00044149 | 0.00045937 | 0.00047731 | 0.00049527 | 0.00051331 | 0.00053139 | 0.0005496 | 0.00056783 | 0.00057557
F3_Commercial_Miscellaneous_New_Food Preparation_Natural Gas_Fryer_Codes & Standards Forecast | F3 | Commercial | Miscellaneous | New | Food Preparation | Natural Gas | Fryer | Codes & Standards Forecast | Summer Peak Demand (MW) | 0 | 0 | 0 | 0 | 0 | 0 | 0 | 0 | 0 | 0 | 0 | 0 | 0 | 0 | 0 | 0 | 0 | 0 | 0 | 0 | 0 | 0 | 0 | 0 | 0 | 0 | 0 | 0 | 0 | 0 | 0 | 0 | 0
F4_Commercial_Miscellaneous_New_Food Preparation_Natural Gas_Fryer_Codes & Standards Forecast | F4 | Commercial | Miscellaneous | New | Food Preparation | Natural Gas | Fryer | Codes & Standards Forecast | Winter Peak Demand (MW) | 0 | 0 | 0 | 0 | 0 | 0 | 0 | 0 | 0 | 0 | 0 | 0 | 0 | 0 | 0 | 0 | 0 | 0 | 0 | 0 | 0 | 0 | 0 | 0 | 0 | 0 | 0 | 0 | 0 | 0 | 0 | 0 | 0
F5_Commercial_Miscellaneous_New_Food Preparation_Natural Gas_Fryer_Codes & Standards Forecast | F5 | Commercial | Miscellaneous | New | Food Preparation | Natural Gas | Fryer | Codes & Standards Forecast | Turnover | 0 | 221.4553 | 1068.1613 | 682.6299 | 816.1855 | 841.1538 | 845.3808 | 731.6743 | 721.4203 | 782.5973 | 999.3892 | 1080.4021 | 1164.837 | 1236.7049 | 1362.1356 | 1600.6188 | 1472.266 | 1497.6102 | 1518.1634 | 1545.9335 | 1572.0208 | 1647.4742 | 1749.7347 | 1920.23 | 1996.9922 | 2060.4106 | 2113.1213 | 2173.1742 | 2258.7856 | 2245.2621 | 2299.2093 | 2371.5261 | 2036.9297
F6_Commercial_Miscellaneous_New_Food Preparation_Natural Gas_Fryer_Codes & Standards Forecast | F6 | Commercial | Miscellaneous | New | Food Preparation | Natural Gas | Fryer | Codes & Standards Forecast | Avg. Replacement Usage (kWh) | 0.03609 | 0.034858 | 0.038832 | 0.025614 | 0.025614 | 0.025614 | 0.025614 | 0.025614 | 0.025614 | 0.025614 | 0.025614 | 0.025614 | 0.025614 | 0.025614 | 0.025614 | 0.025614 | 0.025614 | 0.025614 | 0.025614 | 0.025614 | 0.025614 | 0.025614 | 0.025614 | 0.025614 | 0.025614 | 0.025614 | 0.025614 | 0.025614 | 0.025614 | 0.025614 | 0.025614 | 0.025614 | 0.025614
F7_Commercial_Miscellaneous_New_Food Preparation_Natural Gas_Fryer_Codes & Standards Forecast | F7 | Commercial | Miscellaneous | New | Food Preparation | Natural Gas | Fryer | Codes & Standards Forecast | Avg. Replacement Summer Demand (kW) | 0 | 0 | 0 | 0 | 0 | 0 | 0 | 0 | 0 | 0 | 0 | 0 | 0 | 0 | 0 | 0 | 0 | 0 | 0 | 0 | 0 | 0 | 0 | 0 | 0 | 0 | 0 | 0 | 0 | 0 | 0 | 0 | 0
F8_Commercial_Miscellaneous_New_Food Preparation_Natural Gas_Fryer_Codes & Standards Forecast | F8 | Commercial | Miscellaneous | New | Food Preparation | Natural Gas | Fryer | Codes & Standards Forecast | Avg. Replacement Winter Demand (kW) | 0 | 0 | 0 | 0 | 0 | 0 | 0 | 0 | 0 | 0 | 0 | 0 | 0 | 0 | 0 | 0 | 0 | 0 | 0 | 0 | 0 | 0 | 0 | 0 | 0 | 0 | 0 | 0 | 0 | 0 | 0 | 0 | 0
F1_Commercial_Miscellaneous_New_Food Preparation_Natural Gas_Broiler_Codes & Standards Forecast | F1 | Commercial | Miscellaneous | New | Food Preparation | Natural Gas | Broiler | Codes & Standards Forecast | Units | 0 | 2524.0987 | 14698.7642 | 22479.2281 | 31781.9292 | 41369.2136 | 51004.6756 | 59344.137 | 67566.7251 | 75981.7754 | 84533.803 | 93020.8624 | 101375.1758 | 109615.6148 | 117867.9656 | 126095.3583 | 134370.4306 | 142452.4485 | 150213.4451 | 157724.0309 | 165238.3068 | 172904.737 | 180671.0808 | 188519.5979 | 196452.4336 | 204407.62 | 212393.9059 | 220385.5709 | 228412.4909 | 236456.908 | 244561.1767 | 252671.3366 | 256116.6065
F2_Commercial_Miscellaneous_New_Food Preparation_Natural Gas_Broiler_Codes & Standards Forecast | F2 | Commercial | Miscellaneous | New | Food Preparation | Natural Gas | Broiler | Codes & Standards Forecast | Usage (MMtherm) | 0 | 9.7582e-05 | 0.00063302 | 0.00095029 | 0.0013435 | 0.0017488 | 0.0021562 | 0.0025087 | 0.0028563 | 0.0032121 | 0.0035736 | 0.0039324 | 0.0042855 | 0.0046339 | 0.0049828 | 0.0053306 | 0.0056804 | 0.006022 | 0.0063501 | 0.0066676 | 0.0069853 | 0.0073094 | 0.0076377 | 0.0079695 | 0.0083048 | 0.0086411 | 0.0089787 | 0.0093166 | 0.0096559 | 0.009996 | 0.010339 | 0.010681 | 0.010827
F3_Commercial_Miscellaneous_New_Food Preparation_Natural Gas_Broiler_Codes & Standards Forecast | F3 | Commercial | Miscellaneous | New | Food Preparation | Natural Gas | Broiler | Codes & Standards Forecast | Summer Peak Demand (MW) | 0 | 0 | 0 | 0 | 0 | 0 | 0 | 0 | 0 | 0 | 0 | 0 | 0 | 0 | 0 | 0 | 0 | 0 | 0 | 0 | 0 | 0 | 0 | 0 | 0 | 0 | 0 | 0 | 0 | 0 | 0 | 0 | 0
F4_Commercial_Miscellaneous_New_Food Preparation_Natural Gas_Broiler_Codes & Standards Forecast | F4 | Commercial | Miscellaneous | New | Food Preparation | Natural Gas | Broiler | Codes & Standards Forecast | Winter Peak Demand (MW) | 0 | 0 | 0 | 0 | 0 | 0 | 0 | 0 | 0 | 0 | 0 | 0 | 0 | 0 | 0 | 0 | 0 | 0 | 0 | 0 | 0 | 0 | 0 | 0 | 0 | 0 | 0 | 0 | 0 | 0 | 0 | 0 | 0
F5_Commercial_Miscellaneous_New_Food Preparation_Natural Gas_Broiler_Codes & Standards Forecast | F5 | Commercial | Miscellaneous | New | Food Preparation | Natural Gas | Broiler | Codes & Standards Forecast | Turnover | 0 | 2524.0987 | 12174.6655 | 7780.4639 | 9302.7011 | 9587.2844 | 9635.462 | 8339.4614 | 8222.5881 | 8415.0503 | 8552.0277 | 8487.0593 | 8859.1331 | 11079.2279 | 12079.4747 | 13149.6321 | 14130.3206 | 15354.9863 | 17777.1018 | 16016.074 | 16400.7218 | 16560.5943 | 16591.7165 | 16340.903 | 16911.9525 | 17604.8275 | 18371.8329 | 19109.1358 | 20089.4307 | 21831.8307 | 22599.623 | 23267.123 | 19140.0409
F6_Commercial_Miscellaneous_New_Food Preparation_Natural Gas_Broiler_Codes & Standards Forecast | F6 | Commercial | Miscellaneous | New | Food Preparation | Natural Gas | Broiler | Codes & Standards Forecast | Avg. Replacement Usage (kWh) | 0.040026 | 0.03866 | 0.043067 | 0.042274 | 0.042274 | 0.042274 | 0.042274 | 0.042274 | 0.042274 | 0.042274 | 0.042274 | 0.042274 | 0.042274 | 0.042274 | 0.042274 | 0.042274 | 0.042274 | 0.042274 | 0.042274 | 0.042274 | 0.042274 | 0.042274 | 0.042274 | 0.042274 | 0.042274 | 0.042274 | 0.042274 | 0.042274 | 0.042274 | 0.042274 | 0.042274 | 0.042274 | 0.042274
F7_Commercial_Miscellaneous_New_Food Preparation_Natural Gas_Broiler_Codes & Standards Forecast | F7 | Commercial | Miscellaneous | New | Food Preparation | Natural Gas | Broiler | Codes & Standards Forecast | Avg. Replacement Summer Demand (kW) | 0 | 0 | 0 | 0 | 0 | 0 | 0 | 0 | 0 | 0 | 0 | 0 | 0 | 0 | 0 | 0 | 0 | 0 | 0 | 0 | 0 | 0 | 0 | 0 | 0 | 0 | 0 | 0 | 0 | 0 | 0 | 0 | 0
F8_Commercial_Miscellaneous_New_Food Preparation_Natural Gas_Broiler_Codes & Standards Forecast | F8 | Commercial | Miscellaneous | New | Food Preparation | Natural Gas | Broiler | Codes & Standards Forecast | Avg. Replacement Winter Demand (kW) | 0 | 0 | 0 | 0 | 0 | 0 | 0 | 0 | 0 | 0 | 0 | 0 | 0 | 0 | 0 | 0 | 0 | 0 | 0 | 0 | 0 | 0 | 0 | 0 | 0 | 0 | 0 | 0 | 0 | 0 | 0 | 0 | 0
F1_Commercial_Miscellaneous_New_Food Preparation_Natural Gas_Griddle_Codes & Standards Forecast | F1 | Commercial | Miscellaneous | New | Food Preparation | Natural Gas | Griddle | Codes & Standards Forecast | Units | 0 | 2799.6876 | 16303.6205 | 24933.5794 | 35251.978 | 45886.0316 | 56573.523 | 65823.5124 | 74943.868 | 84277.6994 | 93763.4637 | 103177.1663 | 112443.6294 | 121583.7849 | 130737.1527 | 139862.8375 | 149041.4077 | 158005.8451 | 166614.2112 | 174944.8259 | 183279.5335 | 191783.0081 | 200397.3053 | 209102.7476 | 217901.7147 | 226725.4729 | 235583.726 | 244447.9456 | 253351.2693 | 262274.0007 | 271263.1184 | 280258.7705 | 284080.2056
F2_Commercial_Miscellaneous_New_Food Preparation_Natural Gas_Griddle_Codes & Standards Forecast | F2 | Commercial | Miscellaneous | New | Food Preparation | Natural Gas | Griddle | Codes & Standards Forecast | Usage (MMtherm) | 0 | 6.7858e-05 | 0.0004402 | 0.00062964 | 0.00086583 | 0.0011092 | 0.0013539 | 0.0015656 | 0.0017744 | 0.001988 | 0.0022052 | 0.0024206 | 0.0026307 | 0.0028286 | 0.003029 | 0.0032306 | 0.0034349 | 0.0036328 | 0.0038138 | 0.0040045 | 0.0041953 | 0.0043899 | 0.0045871 | 0.0047864 | 0.0049878 | 0.0051898 | 0.0053925 | 0.0055954 | 0.0057992 | 0.0060035 | 0.0062092 | 0.0064152 | 0.0065026
F3_Commercial_Miscellaneous_New_Food Preparation_Natural Gas_Griddle_Codes & Standards Forecast | F3 | Commercial | Miscellaneous | New | Food Preparation | Natural Gas | Griddle | Codes & Standards Forecast | Summer Peak Demand (MW) | 0 | 0 | 0 | 0 | 0 | 0 | 0 | 0 | 0 | 0 | 0 | 0 | 0 | 0 | 0 | 0 | 0 | 0 | 0 | 0 | 0 | 0 | 0 | 0 | 0 | 0 | 0 | 0 | 0 | 0 | 0 | 0 | 0
F4_Commercial_Miscellaneous_New_Food Preparation_Natural Gas_Griddle_Codes & Standards Forecast | F4 | Commercial | Miscellaneous | New | Food Preparation | Natural Gas | Griddle | Codes & Standards Forecast | Winter Peak Demand (MW) | 0 | 0 | 0 | 0 | 0 | 0 | 0 | 0 | 0 | 0 | 0 | 0 | 0 | 0 | 0 | 0 | 0 | 0 | 0 | 0 | 0 | 0 | 0 | 0 | 0 | 0 | 0 | 0 | 0 | 0 | 0 | 0 | 0
F5_Commercial_Miscellaneous_New_Food Preparation_Natural Gas_Griddle_Codes & Standards Forecast | F5 | Commercial | Miscellaneous | New | Food Preparation | Natural Gas | Griddle | Codes & Standards Forecast | Turnover | 0 | 2799.6876 | 13503.9329 | 8629.9589 | 10318.3986 | 10634.0536 | 10687.4914 | 9249.9894 | 9120.3556 | 9333.8314 | 9485.7643 | 9413.7026 | 9826.4006 | 12288.8921 | 13398.3489 | 14585.3494 | 15673.1125 | 17031.4909 | 19718.0604 | 17764.7583 | 18191.403 | 18368.7309 | 18403.2512 | 18125.053 | 18758.4515 | 19526.9768 | 20377.7262 | 21195.53 | 22282.8566 | 24215.4971 | 25067.1194 | 25807.4991 | 21229.8094
F6_Commercial_Miscellaneous_New_Food Preparation_Natural Gas_Griddle_Codes & Standards Forecast | F6 | Commercial | Miscellaneous | New | Food Preparation | Natural Gas | Griddle | Codes & Standards Forecast | Avg. Replacement Usage (kWh) | 0.025094 | 0.024238 | 0.027 | 0.02289 | 0.02289 | 0.02289 | 0.02289 | 0.02289 | 0.02289 | 0.02289 | 0.02289 | 0.02289 | 0.02289 | 0.02289 | 0.02289 | 0.02289 | 0.02289 | 0.02289 | 0.02289 | 0.02289 | 0.02289 | 0.02289 | 0.02289 | 0.02289 | 0.02289 | 0.02289 | 0.02289 | 0.02289 | 0.02289 | 0.02289 | 0.02289 | 0.02289 | 0.02289
F7_Commercial_Miscellaneous_New_Food Preparation_Natural Gas_Griddle_Codes & Standards Forecast | F7 | Commercial | Miscellaneous | New | Food Preparation | Natural Gas | Griddle | Codes & Standards Forecast | Avg. Replacement Summer Demand (kW) | 0 | 0 | 0 | 0 | 0 | 0 | 0 | 0 | 0 | 0 | 0 | 0 | 0 | 0 | 0 | 0 | 0 | 0 | 0 | 0 | 0 | 0 | 0 | 0 | 0 | 0 | 0 | 0 | 0 | 0 | 0 | 0 | 0
F8_Commercial_Miscellaneous_New_Food Preparation_Natural Gas_Griddle_Codes & Standards Forecast | F8 | Commercial | Miscellaneous | New | Food Preparation | Natural Gas | Griddle | Codes & Standards Forecast | Avg. Replacement Winter Demand (kW) | 0 | 0 | 0 | 0 | 0 | 0 | 0 | 0 | 0 | 0 | 0 | 0 | 0 | 0 | 0 | 0 | 0 | 0 | 0 | 0 | 0 | 0 | 0 | 0 | 0 | 0 | 0 | 0 | 0 | 0 | 0 | 0 | 0
F1_Commercial_Miscellaneous_New_Food Preparation_Natural Gas_Range_Codes & Standards Forecast | F1 | Commercial | Miscellaneous | New | Food Preparation | Natural Gas | Range | Codes & Standards Forecast | Units | 0 | 3112.3822 | 18124.5576 | 27718.389 | 39189.2405 | 51011.0022 | 62892.1701 | 73175.2828 | 83314.2828 | 93690.6017 | 104235.8227 | 114700.9335 | 125002.3597 | 135163.3712 | 145339.0706 | 155483.9951 | 165687.7117 | 175653.3793 | 185223.2063 | 194484.26 | 203749.8638 | 213203.084 | 222779.5045 | 232457.25 | 242238.9661 | 252048.242 | 261895.8656 | 271750.1221 | 281647.8503 | 291567.1538 | 301560.2581 | 311560.6267 | 315808.8745
F2_Commercial_Miscellaneous_New_Food Preparation_Natural Gas_Range_Codes & Standards Forecast | F2 | Commercial | Miscellaneous | New | Food Preparation | Natural Gas | Range | Codes & Standards Forecast | Usage (MMtherm) | 0 | 8.816e-05 | 0.00057191 | 0.00085854 | 0.0012138 | 0.00158 | 0.001948 | 0.0022665 | 0.0025805 | 0.0029019 | 0.0032286 | 0.0035527 | 0.0038718 | 0.0041865 | 0.0045017 | 0.0048159 | 0.0051319 | 0.0054406 | 0.005737 | 0.0060239 | 0.0063109 | 0.0066037 | 0.0069003 | 0.0072 | 0.007503 | 0.0078068 | 0.0081119 | 0.0084171 | 0.0087236 | 0.0090309 | 0.0093404 | 0.0096501 | 0.0097817
F3_Commercial_Miscellaneous_New_Food Preparation_Natural Gas_Range_Codes & Standards Forecast | F3 | Commercial | Miscellaneous | New | Food Preparation | Natural Gas | Range | Codes & Standards Forecast | Summer Peak Demand (MW) | 0 | 0 | 0 | 0 | 0 | 0 | 0 | 0 | 0 | 0 | 0 | 0 | 0 | 0 | 0 | 0 | 0 | 0 | 0 | 0 | 0 | 0 | 0 | 0 | 0 | 0 | 0 | 0 | 0 | 0 | 0 | 0 | 0
F4_Commercial_Miscellaneous_New_Food Preparation_Natural Gas_Range_Codes & Standards Forecast | F4 | Commercial | Miscellaneous | New | Food Preparation | Natural Gas | Range | Codes & Standards Forecast | Winter Peak Demand (MW) | 0 | 0 | 0 | 0 | 0 | 0 | 0 | 0 | 0 | 0 | 0 | 0 | 0 | 0 | 0 | 0 | 0 | 0 | 0 | 0 | 0 | 0 | 0 | 0 | 0 | 0 | 0 | 0 | 0 | 0 | 0 | 0 | 0
F5_Commercial_Miscellaneous_New_Food Preparation_Natural Gas_Range_Codes & Standards Forecast | F5 | Commercial | Miscellaneous | New | Food Preparation | Natural Gas | Range | Codes & Standards Forecast | Turnover | 0 | 3112.3822 | 15012.1753 | 9593.8315 | 11470.8515 | 11821.7617 | 11881.1679 | 10283.1126 | 10139.0001 | 10376.3188 | 11167.6975 | 13965.527 | 15020.5254 | 16230.4612 | 17395.6115 | 19112.9801 | 22554.243 | 20453.5024 | 20527.4081 | 20352.6471 | 20947.5569 | 21383.9672 | 22329.3321 | 23421.4087 | 24806.6979 | 27073.5442 | 28026.3002 | 28819.8568 | 29446.175 | 30197.7701 | 31394.7776 | 31036.877 | 25781.1102
F6_Commercial_Miscellaneous_New_Food Preparation_Natural Gas_Range_Codes & Standards Forecast | F6 | Commercial | Miscellaneous | New | Food Preparation | Natural Gas | Range | Codes & Standards Forecast | Avg. Replacement Usage (kWh) | 0.029327 | 0.028326 | 0.031554 | 0.030974 | 0.030974 | 0.030974 | 0.030974 | 0.030974 | 0.030974 | 0.030974 | 0.030974 | 0.030974 | 0.030974 | 0.030974 | 0.030974 | 0.030974 | 0.030974 | 0.030974 | 0.030974 | 0.030974 | 0.030974 | 0.030974 | 0.030974 | 0.030974 | 0.030974 | 0.030974 | 0.030974 | 0.030974 | 0.030974 | 0.030974 | 0.030974 | 0.030974 | 0.030974
F7_Commercial_Miscellaneous_New_Food Preparation_Natural Gas_Range_Codes & Standards Forecast | F7 | Commercial | Miscellaneous | New | Food Preparation | Natural Gas | Range | Codes & Standards Forecast | Avg. Replacement Summer Demand (kW) | 0 | 0 | 0 | 0 | 0 | 0 | 0 | 0 | 0 | 0 | 0 | 0 | 0 | 0 | 0 | 0 | 0 | 0 | 0 | 0 | 0 | 0 | 0 | 0 | 0 | 0 | 0 | 0 | 0 | 0 | 0 | 0 | 0
F8_Commercial_Miscellaneous_New_Food Preparation_Natural Gas_Range_Codes & Standards Forecast | F8 | Commercial | Miscellaneous | New | Food Preparation | Natural Gas | Range | Codes & Standards Forecast | Avg. Replacement Winter Demand (kW) | 0 | 0 | 0 | 0 | 0 | 0 | 0 | 0 | 0 | 0 | 0 | 0 | 0 | 0 | 0 | 0 | 0 | 0 | 0 | 0 | 0 | 0 | 0 | 0 | 0 | 0 | 0 | 0 | 0 | 0 | 0 | 0 | 0
F1_Commercial_Miscellaneous_New_Food Preparation_Natural Gas_Steamer_Codes & Standards Forecast | F1 | Commercial | Miscellaneous | New | Food Preparation | Natural Gas | Steamer | Codes & Standards Forecast | Units | 0 | 109.6768 | 638.6887 | 976.7644 | 1380.9841 | 1797.5694 | 2216.2482 | 2578.6134 | 2935.9002 | 3301.5498 | 3673.1513 | 4041.9299 | 4404.9404 | 4763.0028 | 5121.5828 | 5479.0784 | 5838.6457 | 6189.8244 | 6527.0542 | 6853.4032 | 7179.9125 | 7513.0331 | 7850.4953 | 8191.528 | 8536.2245 | 8881.8921 | 9228.9111 | 9576.1639 | 9924.9485 | 10274.4934 | 10626.639 | 10979.0406 | 11128.744
F2_Commercial_Miscellaneous_New_Food Preparation_Natural Gas_Steamer_Codes & Standards Forecast | F2 | Commercial | Miscellaneous | New | Food Preparation | Natural Gas | Steamer | Codes & Standards Forecast | Usage (MMtherm) | 0 | 7.3198e-06 | 4.7485e-05 | 5.1757e-05 | 5.7911e-05 | 6.4252e-05 | 7.0626e-05 | 7.6142e-05 | 8.1581e-05 | 8.7147e-05 | 9.21e-05 | 9.3693e-05 | 9.5645e-05 | 9.792e-05 | 0.00010055 | 0.00010349 | 0.00010673 | 0.00011009 | 0.00011346 | 0.00011491 | 0.0001093 | 0.00011437 | 0.00011951 | 0.0001247 | 0.00012994 | 0.00013521 | 0.00014049 | 0.00014578 | 0.00015109 | 0.00015641 | 0.00016177 | 0.00016713 | 0.00016941
F3_Commercial_Miscellaneous_New_Food Preparation_Natural Gas_Steamer_Codes & Standards Forecast | F3 | Commercial | Miscellaneous | New | Food Preparation | Natural Gas | Steamer | Codes & Standards Forecast | Summer Peak Demand (MW) | 0 | 0 | 0 | 0 | 0 | 0 | 0 | 0 | 0 | 0 | 0 | 0 | 0 | 0 | 0 | 0 | 0 | 0 | 0 | 0 | 0 | 0 | 0 | 0 | 0 | 0 | 0 | 0 | 0 | 0 | 0 | 0 | 0
F4_Commercial_Miscellaneous_New_Food Preparation_Natural Gas_Steamer_Codes & Standards Forecast | F4 | Commercial | Miscellaneous | New | Food Preparation | Natural Gas | Steamer | Codes & Standards Forecast | Winter Peak Demand (MW) | 0 | 0 | 0 | 0 | 0 | 0 | 0 | 0 | 0 | 0 | 0 | 0 | 0 | 0 | 0 | 0 | 0 | 0 | 0 | 0 | 0 | 0 | 0 | 0 | 0 | 0 | 0 | 0 | 0 | 0 | 0 | 0 | 0
F5_Commercial_Miscellaneous_New_Food Preparation_Natural Gas_Steamer_Codes & Standards Forecast | F5 | Commercial | Miscellaneous | New | Food Preparation | Natural Gas | Steamer | Codes & Standards Forecast | Turnover | 0 | 109.6768 | 529.0119 | 338.0757 | 404.2197 | 416.5854 | 418.6788 | 362.3651 | 357.2868 | 365.6496 | 383.7879 | 438.3899 | 462.4512 | 491.3675 | 523.3607 | 550.4871 | 571.3782 | 579.1536 | 580.5018 | 619.0084 | 764.4937 | 715.0255 | 751.8983 | 771.3795 | 789.0369 | 786.7818 | 801.907 | 818.6731 | 842.1893 | 889.8851 | 919.3048 | 948.992 | 775.567
F6_Commercial_Miscellaneous_New_Food Preparation_Natural Gas_Steamer_Codes & Standards Forecast | F6 | Commercial | Miscellaneous | New | Food Preparation | Natural Gas | Steamer | Codes & Standards Forecast | Avg. Replacement Usage (kWh) | 0.069099 | 0.06674 | 0.074347 | 0.015223 | 0.015223 | 0.015223 | 0.015223 | 0.015223 | 0.015223 | 0.015223 | 0.015223 | 0.015223 | 0.015223 | 0.015223 | 0.015223 | 0.015223 | 0.015223 | 0.015223 | 0.015223 | 0.015223 | 0.015223 | 0.015223 | 0.015223 | 0.015223 | 0.015223 | 0.015223 | 0.015223 | 0.015223 | 0.015223 | 0.015223 | 0.015223 | 0.015223 | 0.015223
F7_Commercial_Miscellaneous_New_Food Preparation_Natural Gas_Steamer_Codes & Standards Forecast | F7 | Commercial | Miscellaneous | New | Food Preparation | Natural Gas | Steamer | Codes & Standards Forecast | Avg. Replacement Summer Demand (kW) | 0 | 0 | 0 | 0 | 0 | 0 | 0 | 0 | 0 | 0 | 0 | 0 | 0 | 0 | 0 | 0 | 0 | 0 | 0 | 0 | 0 | 0 | 0 | 0 | 0 | 0 | 0 | 0 | 0 | 0 | 0 | 0 | 0
F8_Commercial_Miscellaneous_New_Food Preparation_Natural Gas_Steamer_Codes & Standards Forecast | F8 | Commercial | Miscellaneous | New | Food Preparation | Natural Gas | Steamer | Codes & Standards Forecast | Avg. Replacement Winter Demand (kW) | 0 | 0 | 0 | 0 | 0 | 0 | 0 | 0 | 0 | 0 | 0 | 0 | 0 | 0 | 0 | 0 | 0 | 0 | 0 | 0 | 0 | 0 | 0 | 0 | 0 | 0 | 0 | 0 | 0 | 0 | 0 | 0 | 0
F1_Commercial_Miscellaneous_New_Food Preparation_Natural Gas_Food Prep Other_Codes & Standards Forecast | F1 | Commercial | Miscellaneous | New | Food Preparation | Natural Gas | Food Prep Other | Codes & Standards Forecast | Units | 0 | 0 | 0 | 0 | 0 | 0 | 0 | 0 | 0 | 0 | 0 | 0 | 0 | 0 | 0 | 0 | 0 | 0 | 0 | 0 | 0 | 0 | 0 | 0 | 0 | 0 | 0 | 0 | 0 | 0 | 0 | 0 | 0
F2_Commercial_Miscellaneous_New_Food Preparation_Natural Gas_Food Prep Other_Codes & Standards Forecast | F2 | Commercial | Miscellaneous | New | Food Preparation | Natural Gas | Food Prep Other | Codes & Standards Forecast | Usage (MMtherm) | 0 | 0 | 0 | 0 | 0 | 0 | 0 | 0 | 0 | 0 | 0 | 0 | 0 | 0 | 0 | 0 | 0 | 0 | 0 | 0 | 0 | 0 | 0 | 0 | 0 | 0 | 0 | 0 | 0 | 0 | 0 | 0 | 0
F3_Commercial_Miscellaneous_New_Food Preparation_Natural Gas_Food Prep Other_Codes & Standards Forecast | F3 | Commercial | Miscellaneous | New | Food Preparation | Natural Gas | Food Prep Other | Codes & Standards Forecast | Summer Peak Demand (MW) | 0 | 0 | 0 | 0 | 0 | 0 | 0 | 0 | 0 | 0 | 0 | 0 | 0 | 0 | 0 | 0 | 0 | 0 | 0 | 0 | 0 | 0 | 0 | 0 | 0 | 0 | 0 | 0 | 0 | 0 | 0 | 0 | 0
F4_Commercial_Miscellaneous_New_Food Preparation_Natural Gas_Food Prep Other_Codes & Standards Forecast | F4 | Commercial | Miscellaneous | New | Food Preparation | Natural Gas | Food Prep Other | Codes & Standards Forecast | Winter Peak Demand (MW) | 0 | 0 | 0 | 0 | 0 | 0 | 0 | 0 | 0 | 0 | 0 | 0 | 0 | 0 | 0 | 0 | 0 | 0 | 0 | 0 | 0 | 0 | 0 | 0 | 0 | 0 | 0 | 0 | 0 | 0 | 0 | 0 | 0
F5_Commercial_Miscellaneous_New_Food Preparation_Natural Gas_Food Prep Other_Codes & Standards Forecast | F5 | Commercial | Miscellaneous | New | Food Preparation | Natural Gas | Food Prep Other | Codes & Standards Forecast | Turnover | 0 | 0 | 0 | 0 | 0 | 0 | 0 | 0 | 0 | 0 | 0 | 0 | 0 | 0 | 0 | 0 | 0 | 0 | 0 | 0 | 0 | 0 | 0 | 0 | 0 | 0 | 0 | 0 | 0 | 0 | 0 | 0 | 0
F6_Commercial_Miscellaneous_New_Food Preparation_Natural Gas_Food Prep Other_Codes & Standards Forecast | F6 | Commercial | Miscellaneous | New | Food Preparation | Natural Gas | Food Prep Other | Codes & Standards Forecast | Avg. Replacement Usage (kWh) | 0.010434 | 0.010078 | 0.011226 | 0.01102 | 0.01102 | 0.01102 | 0.01102 | 0.01102 | 0.01102 | 0.01102 | 0.01102 | 0.01102 | 0.01102 | 0.01102 | 0.01102 | 0.01102 | 0.01102 | 0.01102 | 0.01102 | 0.01102 | 0.01102 | 0.01102 | 0.01102 | 0.01102 | 0.01102 | 0.01102 | 0.01102 | 0.01102 | 0.01102 | 0.01102 | 0.01102 | 0.01102 | 0.01102
F7_Commercial_Miscellaneous_New_Food Preparation_Natural Gas_Food Prep Other_Codes & Standards Forecast | F7 | Commercial | Miscellaneous | New | Food Preparation | Natural Gas | Food Prep Other | Codes & Standards Forecast | Avg. Replacement Summer Demand (kW) | 0 | 0 | 0 | 0 | 0 | 0 | 0 | 0 | 0 | 0 | 0 | 0 | 0 | 0 | 0 | 0 | 0 | 0 | 0 | 0 | 0 | 0 | 0 | 0 | 0 | 0 | 0 | 0 | 0 | 0 | 0 | 0 | 0
F8_Commercial_Miscellaneous_New_Food Preparation_Natural Gas_Food Prep Other_Codes & Standards Forecast | F8 | Commercial | Miscellaneous | New | Food Preparation | Natural Gas | Food Prep Other | Codes & Standards Forecast | Avg. Replacement Winter Demand (kW) | 0 | 0 | 0 | 0 | 0 | 0 | 0 | 0 | 0 | 0 | 0 | 0 | 0 | 0 | 0 | 0 | 0 | 0 | 0 | 0 | 0 | 0 | 0 | 0 | 0 | 0 | 0 | 0 | 0 | 0 | 0 | 0 | 0
F1_Commercial_Miscellaneous_New_Miscellaneous_Natural Gas_Pool Heater_Codes & Standards Forecast | F1 | Commercial | Miscellaneous | New | Miscellaneous | Natural Gas | Pool Heater | Codes & Standards Forecast | Units | 0 | 0 | 0 | 0 | 0 | 0 | 0 | 0 | 0 | 0 | 0 | 0 | 0 | 0 | 0 | 0 | 0 | 0 | 0 | 0 | 0 | 0 | 0 | 0 | 0 | 0 | 0 | 0 | 0 | 0 | 0 | 0 | 0
F2_Commercial_Miscellaneous_New_Miscellaneous_Natural Gas_Pool Heater_Codes & Standards Forecast | F2 | Commercial | Miscellaneous | New | Miscellaneous | Natural Gas | Pool Heater | Codes & Standards Forecast | Usage (MMtherm) | 0 | 0 | 0 | 0 | 0 | 0 | 0 | 0 | 0 | 0 | 0 | 0 | 0 | 0 | 0 | 0 | 0 | 0 | 0 | 0 | 0 | 0 | 0 | 0 | 0 | 0 | 0 | 0 | 0 | 0 | 0 | 0 | 0
F3_Commercial_Miscellaneous_New_Miscellaneous_Natural Gas_Pool Heater_Codes & Standards Forecast | F3 | Commercial | Miscellaneous | New | Miscellaneous | Natural Gas | Pool Heater | Codes & Standards Forecast | Summer Peak Demand (MW) | 0 | 0 | 0 | 0 | 0 | 0 | 0 | 0 | 0 | 0 | 0 | 0 | 0 | 0 | 0 | 0 | 0 | 0 | 0 | 0 | 0 | 0 | 0 | 0 | 0 | 0 | 0 | 0 | 0 | 0 | 0 | 0 | 0
F4_Commercial_Miscellaneous_New_Miscellaneous_Natural Gas_Pool Heater_Codes & Standards Forecast | F4 | Commercial | Miscellaneous | New | Miscellaneous | Natural Gas | Pool Heater | Codes & Standards Forecast | Winter Peak Demand (MW) | 0 | 0 | 0 | 0 | 0 | 0 | 0 | 0 | 0 | 0 | 0 | 0 | 0 | 0 | 0 | 0 | 0 | 0 | 0 | 0 | 0 | 0 | 0 | 0 | 0 | 0 | 0 | 0 | 0 | 0 | 0 | 0 | 0
F5_Commercial_Miscellaneous_New_Miscellaneous_Natural Gas_Pool Heater_Codes & Standards Forecast | F5 | Commercial | Miscellaneous | New | Miscellaneous | Natural Gas | Pool Heater | Codes & Standards Forecast | Turnover | 0 | 0 | 0 | 0 | 0 | 0 | 0 | 0 | 0 | 0 | 0 | 0 | 0 | 0 | 0 | 0 | 0 | 0 | 0 | 0 | 0 | 0 | 0 | 0 | 0 | 0 | 0 | 0 | 0 | 0 | 0 | 0 | 0
F6_Commercial_Miscellaneous_New_Miscellaneous_Natural Gas_Pool Heater_Codes & Standards Forecast | F6 | Commercial | Miscellaneous | New | Miscellaneous | Natural Gas | Pool Heater | Codes & Standards Forecast | Avg. Replacement Usage (kWh) | 0.0022057 | 0.0021304 | 0.0023733 | 0.0023296 | 0.0023296 | 0.0023296 | 0.0023296 | 0.0023296 | 0.0023296 | 0.0023296 | 0.0023296 | 0.0023296 | 0.0023296 | 0.0023296 | 0.0023296 | 0.0023296 | 0.0023296 | 0.0023296 | 0.0023296 | 0.0023296 | 0.0023296 | 0.0023296 | 0.0023296 | 0.0023296 | 0.0023296 | 0.0023296 | 0.0023296 | 0.0023296 | 0.0023296 | 0.0023296 | 0.0023296 | 0.0023296 | 0.0023296
F7_Commercial_Miscellaneous_New_Miscellaneous_Natural Gas_Pool Heater_Codes & Standards Forecast | F7 | Commercial | Miscellaneous | New | Miscellaneous | Natural Gas | Pool Heater | Codes & Standards Forecast | Avg. Replacement Summer Demand (kW) | 0 | 0 | 0 | 0 | 0 | 0 | 0 | 0 | 0 | 0 | 0 | 0 | 0 | 0 | 0 | 0 | 0 | 0 | 0 | 0 | 0 | 0 | 0 | 0 | 0 | 0 | 0 | 0 | 0 | 0 | 0 | 0 | 0
F8_Commercial_Miscellaneous_New_Miscellaneous_Natural Gas_Pool Heater_Codes & Standards Forecast | F8 | Commercial | Miscellaneous | New | Miscellaneous | Natural Gas | Pool Heater | Codes & Standards Forecast | Avg. Replacement Winter Demand (kW) | 0 | 0 | 0 | 0 | 0 | 0 | 0 | 0 | 0 | 0 | 0 | 0 | 0 | 0 | 0 | 0 | 0 | 0 | 0 | 0 | 0 | 0 | 0 | 0 | 0 | 0 | 0 | 0 | 0 | 0 | 0 | 0 | 0
F1_Commercial_Miscellaneous_New_Miscellaneous_Natural Gas_Miscellaneous_Codes & Standards Forecast | F1 | Commercial | Miscellaneous | New | Miscellaneous | Natural Gas | Miscellaneous | Codes & Standards Forecast | Units | 0 | 15584.5502 | 90754.6236 | 138793.5653 | 196231.2603 | 255426.0587 | 314918.3205 | 366408.6818 | 417177.4321 | 469134.5023 | 521937.3122 | 574338.9881 | 625921.0502 | 676800.0176 | 727752.5316 | 778550.9471 | 829643.7507 | 879544.5778 | 927463.3223 | 973835.9548 | 1020231.3704 | 1067566.2332 | 1115517.9934 | 1163977.1154 | 1212956.8469 | 1262074.5782 | 1311384.3266 | 1360727.2878 | 1410287.9236 | 1459956.5925 | 1509994.803 | 1560069.3872 | 1581341.5275
F2_Commercial_Miscellaneous_New_Miscellaneous_Natural Gas_Miscellaneous_Codes & Standards Forecast | F2 | Commercial | Miscellaneous | New | Miscellaneous | Natural Gas | Miscellaneous | Codes & Standards Forecast | Usage (MMtherm) | 0 | 0.00013602 | 0.00088236 | 0.0013246 | 0.0018727 | 0.0024377 | 0.0030054 | 0.0034968 | 0.0039813 | 0.0044772 | 0.0049811 | 0.0054812 | 0.0059735 | 0.0064591 | 0.0069453 | 0.0074301 | 0.0079177 | 0.008394 | 0.0088513 | 0.0092938 | 0.0097366 | 0.010188 | 0.010646 | 0.011108 | 0.011576 | 0.012045 | 0.012515 | 0.012986 | 0.013459 | 0.013933 | 0.014411 | 0.014889 | 0.015092
F3_Commercial_Miscellaneous_New_Miscellaneous_Natural Gas_Miscellaneous_Codes & Standards Forecast | F3 | Commercial | Miscellaneous | New | Miscellaneous | Natural Gas | Miscellaneous | Codes & Standards Forecast | Summer Peak Demand (MW) | 0 | 0 | 0 | 0 | 0 | 0 | 0 | 0 | 0 | 0 | 0 | 0 | 0 | 0 | 0 | 0 | 0 | 0 | 0 | 0 | 0 | 0 | 0 | 0 | 0 | 0 | 0 | 0 | 0 | 0 | 0 | 0 | 0
F4_Commercial_Miscellaneous_New_Miscellaneous_Natural Gas_Miscellaneous_Codes & Standards Forecast | F4 | Commercial | Miscellaneous | New | Miscellaneous | Natural Gas | Miscellaneous | Codes & Standards Forecast | Winter Peak Demand (MW) | 0 | 0 | 0 | 0 | 0 | 0 | 0 | 0 | 0 | 0 | 0 | 0 | 0 | 0 | 0 | 0 | 0 | 0 | 0 | 0 | 0 | 0 | 0 | 0 | 0 | 0 | 0 | 0 | 0 | 0 | 0 | 0 | 0
F5_Commercial_Miscellaneous_New_Miscellaneous_Natural Gas_Miscellaneous_Codes & Standards Forecast | F5 | Commercial | Miscellaneous | New | Miscellaneous | Natural Gas | Miscellaneous | Codes & Standards Forecast | Turnover | 0 | 15584.5502 | 75170.0734 | 48038.9417 | 59664.0593 | 71841.6926 | 77195.1628 | 75187.7135 | 81343.8653 | 89192.1922 | 95459.7306 | 105125.9731 | 126876.7269 | 121149.5067 | 129589.4621 | 139874.8012 | 146310.8354 | 149444.1786 | 155017.3705 | 161359.6688 | 168130.9931 | 176641.3109 | 188174.4775 | 191000.0694 | 198851.2007 | 207457.7659 | 214190.6869 | 219989.7162 | 227089.8961 | 234283.1498 | 241679.1701 | 249259.2196 | 228831.1197
F6_Commercial_Miscellaneous_New_Miscellaneous_Natural Gas_Miscellaneous_Codes & Standards Forecast | F6 | Commercial | Miscellaneous | New | Miscellaneous | Natural Gas | Miscellaneous | Codes & Standards Forecast | Avg. Replacement Usage (kWh) | 0.0090361 | 0.0087276 | 0.0097224 | 0.0095435 | 0.0095435 | 0.0095435 | 0.0095435 | 0.0095435 | 0.0095435 | 0.0095435 | 0.0095435 | 0.0095435 | 0.0095435 | 0.0095435 | 0.0095435 | 0.0095435 | 0.0095435 | 0.0095435 | 0.0095435 | 0.0095435 | 0.0095435 | 0.0095435 | 0.0095435 | 0.0095435 | 0.0095435 | 0.0095435 | 0.0095435 | 0.0095435 | 0.0095435 | 0.0095435 | 0.0095435 | 0.0095435 | 0.0095435
F7_Commercial_Miscellaneous_New_Miscellaneous_Natural Gas_Miscellaneous_Codes & Standards Forecast | F7 | Commercial | Miscellaneous | New | Miscellaneous | Natural Gas | Miscellaneous | Codes & Standards Forecast | Avg. Replacement Summer Demand (kW) | 0 | 0 | 0 | 0 | 0 | 0 | 0 | 0 | 0 | 0 | 0 | 0 | 0 | 0 | 0 | 0 | 0 | 0 | 0 | 0 | 0 | 0 | 0 | 0 | 0 | 0 | 0 | 0 | 0 | 0 | 0 | 0 | 0
F8_Commercial_Miscellaneous_New_Miscellaneous_Natural Gas_Miscellaneous_Codes & Standards Forecast | F8 | Commercial | Miscellaneous | New | Miscellaneous | Natural Gas | Miscellaneous | Codes & Standards Forecast | Avg. Replacement Winter Demand (kW) | 0 | 0 | 0 | 0 | 0 | 0 | 0 | 0 | 0 | 0 | 0 | 0 | 0 | 0 | 0 | 0 | 0 | 0 | 0 | 0 | 0 | 0 | 0 | 0 | 0 | 0 | 0 | 0 | 0 | 0 | 0 | 0 | 0

## Equipment Purchases
Key | Sector | Segment | Vintage | End Use | Fuel | Technology | Equipment | Label | Case | 2019 | 2020 | 2021 | 2022 | 2023 | 2024 | 2025 | 2026 | 2027 | 2028 | 2029 | 2030 | 2031 | 2032 | 2033 | 2034 | 2035 | 2036 | 2037 | 2038 | 2039 | 2040 | 2041 | 2042 | 2043 | 2044 | 2045 | 2046 | 2047 | 2048 | 2049 | 2050 | 2051
Commercial_Office_Existing_Space Heating_Natural Gas_Furnace_E1_Baseline Forecast | Commercial | Office | Existing | Space Heating | Natural Gas | Furnace | E1 |  | Baseline Forecast | 0 | 74602.4811 | 80881.8366 | 86490.0944 | 178016.1021 | 0 | 0 | 0 | 0 | 0 | 0 | 0 | 0 | 0 | 0 | 0 | 0 | 0 | 0 | 0 | 0 | 0 | 0 | 0 | 0 | 0 | 0 | 0 | 0 | 0 | 0 | 0 | 0
Commercial_Office_Existing_Space Heating_Natural Gas_Furnace_E2_Baseline Forecast | Commercial | Office | Existing | Space Heating | Natural Gas | Furnace | E2 |  | Baseline Forecast | 0 | 0 | 0 | 0 | 0 | 0 | 0 | 0 | 0 | 0 | 0 | 0 | 0 | 0 | 0 | 0 | 0 | 0 | 0 | 0 | 0 | 0 | 0 | 0 | 0 | 0 | 0 | 0 | 0 | 0 | 0 | 0 | 0
Commercial_Office_Existing_Space Heating_Natural Gas_Furnace_E3_Baseline Forecast | Commercial | Office | Existing | Space Heating | Natural Gas | Furnace | E3 |  | Baseline Forecast | 0 | 0 | 0 | 0 | 0 | 97075.2275 | 101625.9124 | 67491.7419 | 69931.7042 | 72164.1044 | 74203.415 | 76066.3614 | 77765.5012 | 79314.8675 | 80727.5842 | 82012.7215 | 83179.9196 | 84238.8696 | 85202.6248 | 81991.162 | 79342.3992 | 77182.4445 | 79504.2751 | 77823.068 | 76490.7332 | 75460.8226 | 74692.7189 | 74149.8573 | 73802.1838 | 73619.2586 | 73577.4359 | 73652.6302 | 119356.2486
Commercial_Office_Existing_Space Heating_Natural Gas_Furnace_E4_Baseline Forecast | Commercial | Office | Existing | Space Heating | Natural Gas | Furnace | E4 |  | Baseline Forecast | 0 | 0 | 0 | 0 | 0 | 0 | 0 | 0 | 0 | 0 | 0 | 0 | 0 | 0 | 0 | 0 | 0 | 0 | 0 | 0 | 0 | 0 | 0 | 0 | 0 | 0 | 0 | 0 | 0 | 0 | 0 | 0 | 0
Commercial_Office_Existing_Space Heating_Natural Gas_Furnace_E5_Baseline Forecast | Commercial | Office | Existing | Space Heating | Natural Gas | Furnace | E5 |  | Baseline Forecast | 0 | 0 | 0 | 0 | 0 | 0 | 0 | 38320.2237 | 39717.3098 | 40995.0817 | 42162.3389 | 43227.6474 | 44202.2551 | 45093.1345 | 45904.2977 | 46643.6261 | 47316.0027 | 47929.5785 | 48488.6497 | 46674.1861 | 45177.3466 | 43959.0224 | 45291.213 | 44344.8713 | 43594.2858 | 43015.1458 | 42584.5836 | 42282.9774 | 42089.8479 | 41991.1719 | 41970.5506 | 42017.6892 | 68090.8984
Commercial_Office_Existing_Space Heating_Natural Gas_Furnace_E6_Baseline Forecast | Commercial | Office | Existing | Space Heating | Natural Gas | Furnace | E6 |  | Baseline Forecast | 0 | 0 | 0 | 0 | 0 | 0 | 0 | 0 | 0 | 0 | 0 | 0 | 0 | 0 | 0 | 0 | 0 | 0 | 0 | 0 | 0 | 0 | 0 | 0 | 0 | 0 | 0 | 0 | 0 | 0 | 0 | 0 | 0
Commercial_Office_Existing_Space Heating_Natural Gas_Furnace_E7_Baseline Forecast | Commercial | Office | Existing | Space Heating | Natural Gas | Furnace | E7 |  | Baseline Forecast | 0 | 0 | 0 | 0 | 0 | 0 | 0 | 0 | 0 | 0 | 0 | 0 | 0 | 0 | 0 | 0 | 0 | 0 | 0 | 0 | 0 | 0 | 0 | 0 | 0 | 0 | 0 | 0 | 0 | 0 | 0 | 0 | 0
Commercial_Office_Existing_Space Heating_Natural Gas_Furnace_E8_Baseline Forecast | Commercial | Office | Existing | Space Heating | Natural Gas | Furnace | E8 |  | Baseline Forecast | 0 | 0 | 0 | 0 | 0 | 0 | 0 | 0 | 0 | 0 | 0 | 0 | 0 | 0 | 0 | 0 | 0 | 0 | 0 | 0 | 0 | 0 | 0 | 0 | 0 | 0 | 0 | 0 | 0 | 0 | 0 | 0 | 0
Commercial_Office_Existing_Space Heating_Natural Gas_Furnace_E9_Baseline Forecast | Commercial | Office | Existing | Space Heating | Natural Gas | Furnace | E9 |  | Baseline Forecast | 0 | 0 | 0 | 0 | 0 | 0 | 0 | 0 | 0 | 0 | 0 | 0 | 0 | 0 | 0 | 0 | 0 | 0 | 0 | 0 | 0 | 0 | 0 | 0 | 0 | 0 | 0 | 0 | 0 | 0 | 0 | 0 | 0
Commercial_Office_Existing_Space Heating_Natural Gas_Furnace_E10_Baseline Forecast | Commercial | Office | Existing | Space Heating | Natural Gas | Furnace | E10 |  | Baseline Forecast | 0 | 0 | 0 | 0 | 0 | 0 | 0 | 0 | 0 | 0 | 0 | 0 | 0 | 0 | 0 | 0 | 0 | 0 | 0 | 0 | 0 | 0 | 0 | 0 | 0 | 0 | 0 | 0 | 0 | 0 | 0 | 0 | 0
Commercial_Office_Existing_Space Heating_Natural Gas_Boiler_E1_Baseline Forecast | Commercial | Office | Existing | Space Heating | Natural Gas | Boiler | E1 |  | Baseline Forecast | 0 | 64387.7004 | 69806.4773 | 74648.863 | 160093.0789 | 0 | 0 | 0 | 0 | 0 | 0 | 0 | 0 | 0 | 0 | 0 | 0 | 0 | 0 | 0 | 0 | 0 | 0 | 0 | 0 | 0 | 0 | 0 | 0 | 0 | 0 | 0 | 0
Commercial_Office_Existing_Space Heating_Natural Gas_Boiler_E2_Baseline Forecast | Commercial | Office | Existing | Space Heating | Natural Gas | Boiler | E2 |  | Baseline Forecast | 0 | 0 | 0 | 0 | 0 | 0 | 0 | 0 | 0 | 0 | 0 | 0 | 0 | 0 | 0 | 0 | 0 | 0 | 0 | 0 | 0 | 0 | 0 | 0 | 0 | 0 | 0 | 0 | 0 | 0 | 0 | 0 | 0
Commercial_Office_Existing_Space Heating_Natural Gas_Boiler_E3_Baseline Forecast | Commercial | Office | Existing | Space Heating | Natural Gas | Boiler | E3 |  | Baseline Forecast | 0 | 9722.5045 | 10541.6478 | 11270.5129 | 24167.398 | 96434.6613 | 100955.3178 | 105113.7487 | 108925.4777 | 112412.4874 | 115597.8962 | 118506.8284 | 121162.9328 | 123587.0762 | 125796.2815 | 127807.3885 | 129634.8243 | 131296.3138 | 132809.0915 | 134186.3913 | 135435.7762 | 130217.4207 | 125884.1172 | 122326.6222 | 126291.2259 | 123465.3561 | 121197.0353 | 119414.4998 | 118053.1505 | 117055.8636 | 116371.1888 | 115954.496 | 168387.8998
Commercial_Office_Existing_Space Heating_Natural Gas_Boiler_E4_Baseline Forecast | Commercial | Office | Existing | Space Heating | Natural Gas | Boiler | E4 |  | Baseline Forecast | 0 | 0 | 0 | 0 | 0 | 0 | 0 | 0 | 0 | 0 | 0 | 0 | 0 | 0 | 0 | 0 | 0 | 0 | 0 | 0 | 0 | 0 | 0 | 0 | 0 | 0 | 0 | 0 | 0 | 0 | 0 | 0 | 0
Commercial_Office_Existing_Space Heating_Natural Gas_Boiler_E5_Baseline Forecast | Commercial | Office | Existing | Space Heating | Natural Gas | Boiler | E5 |  | Baseline Forecast | 0 | 0 | 0 | 0 | 0 | 0 | 0 | 0 | 0 | 0 | 0 | 0 | 0 | 0 | 0 | 0 | 0 | 0 | 0 | 0 | 0 | 0 | 0 | 0 | 0 | 0 | 0 | 0 | 0 | 0 | 0 | 0 | 0
Commercial_Office_Existing_Space Heating_Natural Gas_Boiler_E6_Baseline Forecast | Commercial | Office | Existing | Space Heating | Natural Gas | Boiler | E6 |  | Baseline Forecast | 0 | 0 | 0 | 0 | 0 | 0 | 0 | 0 | 0 | 0 | 0 | 0 | 0 | 0 | 0 | 0 | 0 | 0 | 0 | 0 | 0 | 0 | 0 | 0 | 0 | 0 | 0 | 0 | 0 | 0 | 0 | 0 | 0
Commercial_Office_Existing_Space Heating_Natural Gas_Boiler_E7_Baseline Forecast | Commercial | Office | Existing | Space Heating | Natural Gas | Boiler | E7 |  | Baseline Forecast | 0 | 0 | 0 | 0 | 0 | 0 | 0 | 0 | 0 | 0 | 0 | 0 | 0 | 0 | 0 | 0 | 0 | 0 | 0 | 0 | 0 | 0 | 0 | 0 | 0 | 0 | 0 | 0 | 0 | 0 | 0 | 0 | 0
Commercial_Office_Existing_Space Heating_Natural Gas_Boiler_E8_Baseline Forecast | Commercial | Office | Existing | Space Heating | Natural Gas | Boiler | E8 |  | Baseline Forecast | 0 | 0 | 0 | 0 | 0 | 0 | 0 | 0 | 0 | 0 | 0 | 0 | 0 | 0 | 0 | 0 | 0 | 0 | 0 | 0 | 0 | 0 | 0 | 0 | 0 | 0 | 0 | 0 | 0 | 0 | 0 | 0 | 0
Commercial_Office_Existing_Space Heating_Natural Gas_Boiler_E9_Baseline Forecast | Commercial | Office | Existing | Space Heating | Natural Gas | Boiler | E9 |  | Baseline Forecast | 0 | 0 | 0 | 0 | 0 | 0 | 0 | 0 | 0 | 0 | 0 | 0 | 0 | 0 | 0 | 0 | 0 | 0 | 0 | 0 | 0 | 0 | 0 | 0 | 0 | 0 | 0 | 0 | 0 | 0 | 0 | 0 | 0
Commercial_Office_Existing_Space Heating_Natural Gas_Boiler_E10_Baseline Forecast | Commercial | Office | Existing | Space Heating | Natural Gas | Boiler | E10 |  | Baseline Forecast | 0 | 0 | 0 | 0 | 0 | 0 | 0 | 0 | 0 | 0 | 0 | 0 | 0 | 0 | 0 | 0 | 0 | 0 | 0 | 0 | 0 | 0 | 0 | 0 | 0 | 0 | 0 | 0 | 0 | 0 | 0 | 0 | 0
Commercial_Office_Existing_Space Heating_Natural Gas_Unit Heater_E1_Baseline Forecast | Commercial | Office | Existing | Space Heating | Natural Gas | Unit Heater | E1 |  | Baseline Forecast | 0 | 5872.4758 | 6955.2919 | 7860.0657 | 12471.2222 | 0 | 0 | 0 | 0 | 0 | 0 | 0 | 0 | 0 | 0 | 0 | 0 | 0 | 0 | 0 | 0 | 0 | 0 | 0 | 0 | 0 | 0 | 0 | 0 | 0 | 0 | 0 | 0
Commercial_Office_Existing_Space Heating_Natural Gas_Unit Heater_E2_Baseline Forecast | Commercial | Office | Existing | Space Heating | Natural Gas | Unit Heater | E2 |  | Baseline Forecast | 0 | 0 | 0 | 0 | 0 | 9343.865 | 9915.575 | 10402.2753 | 10815.165 | 11164.4433 | 11459.0738 | 10618.2168 | 10052.6459 | 9699.825 | 10040.3929 | 9895.4268 | 9851.7967 | 9882.9046 | 11609.748 | 11806.8277 | 11972.101 | 13025.3904 | 11680.2637 | 11517.7561 | 11402.1323 | 11262.1475 | 11118.5188 | 10984.8037 | 10792.5395 | 10732.3905 | 10763.2314 | 11131.7899 | 13290.5532
Commercial_Office_Existing_Space Heating_Natural Gas_Unit Heater_E3_Baseline Forecast | Commercial | Office | Existing | Space Heating | Natural Gas | Unit Heater | E3 |  | Baseline Forecast | 0 | 0 | 0 | 0 | 0 | 0 | 0 | 0 | 0 | 0 | 0 | 0 | 0 | 0 | 0 | 0 | 0 | 0 | 0 | 0 | 0 | 0 | 0 | 0 | 0 | 0 | 0 | 0 | 0 | 0 | 0 | 0 | 0
Commercial_Office_Existing_Space Heating_Natural Gas_Unit Heater_E4_Baseline Forecast | Commercial | Office | Existing | Space Heating | Natural Gas | Unit Heater | E4 |  | Baseline Forecast | 0 | 0 | 0 | 0 | 0 | 0 | 0 | 0 | 0 | 0 | 0 | 0 | 0 | 0 | 0 | 0 | 0 | 0 | 0 | 0 | 0 | 0 | 0 | 0 | 0 | 0 | 0 | 0 | 0 | 0 | 0 | 0 | 0
Commercial_Office_Existing_Space Heating_Natural Gas_Unit Heater_E5_Baseline Forecast | Commercial | Office | Existing | Space Heating | Natural Gas | Unit Heater | E5 |  | Baseline Forecast | 0 | 0 | 0 | 0 | 0 | 0 | 0 | 0 | 0 | 0 | 0 | 0 | 0 | 0 | 0 | 0 | 0 | 0 | 0 | 0 | 0 | 0 | 0 | 0 | 0 | 0 | 0 | 0 | 0 | 0 | 0 | 0 | 0
Commercial_Office_Existing_Space Heating_Natural Gas_Unit Heater_E6_Baseline Forecast | Commercial | Office | Existing | Space Heating | Natural Gas | Unit Heater | E6 |  | Baseline Forecast | 0 | 0 | 0 | 0 | 0 | 0 | 0 | 0 | 0 | 0 | 0 | 0 | 0 | 0 | 0 | 0 | 0 | 0 | 0 | 0 | 0 | 0 | 0 | 0 | 0 | 0 | 0 | 0 | 0 | 0 | 0 | 0 | 0
Commercial_Office_Existing_Space Heating_Natural Gas_Unit Heater_E7_Baseline Forecast | Commercial | Office | Existing | Space Heating | Natural Gas | Unit Heater | E7 |  | Baseline Forecast | 0 | 0 | 0 | 0 | 0 | 0 | 0 | 0 | 0 | 0 | 0 | 0 | 0 | 0 | 0 | 0 | 0 | 0 | 0 | 0 | 0 | 0 | 0 | 0 | 0 | 0 | 0 | 0 | 0 | 0 | 0 | 0 | 0
Commercial_Office_Existing_Space Heating_Natural Gas_Unit Heater_E8_Baseline Forecast | Commercial | Office | Existing | Space Heating | Natural Gas | Unit Heater | E8 |  | Baseline Forecast | 0 | 0 | 0 | 0 | 0 | 0 | 0 | 0 | 0 | 0 | 0 | 0 | 0 | 0 | 0 | 0 | 0 | 0 | 0 | 0 | 0 | 0 | 0 | 0 | 0 | 0 | 0 | 0 | 0 | 0 | 0 | 0 | 0
Commercial_Office_Existing_Space Heating_Natural Gas_Unit Heater_E9_Baseline Forecast | Commercial | Office | Existing | Space Heating | Natural Gas | Unit Heater | E9 |  | Baseline Forecast | 0 | 0 | 0 | 0 | 0 | 0 | 0 | 0 | 0 | 0 | 0 | 0 | 0 | 0 | 0 | 0 | 0 | 0 | 0 | 0 | 0 | 0 | 0 | 0 | 0 | 0 | 0 | 0 | 0 | 0 | 0 | 0 | 0
Commercial_Office_Existing_Space Heating_Natural Gas_Unit Heater_E10_Baseline Forecast | Commercial | Office | Existing | Space Heating | Natural Gas | Unit Heater | E10 |  | Baseline Forecast | 0 | 0 | 0 | 0 | 0 | 0 | 0 | 0 | 0 | 0 | 0 | 0 | 0 | 0 | 0 | 0 | 0 | 0 | 0 | 0 | 0 | 0 | 0 | 0 | 0 | 0 | 0 | 0 | 0 | 0 | 0 | 0 | 0
Commercial_Office_Existing_Water Heating_Natural Gas_Water Heater_E1_Baseline Forecast | Commercial | Office | Existing | Water Heating | Natural Gas | Water Heater | E1 |  | Baseline Forecast | 0 | 22446.0234 | 29030.5205 | 34176.7751 | 51401.709 | 41734.1608 | 44347.6595 | 46417.9461 | 48050.062 | 49330.5195 | 43760.7381 | 40615.9888 | 39140.6247 | 41327.0566 | 41182.3303 | 47263.0944 | 48544.8987 | 49546.8793 | 53625.2158 | 48983.4057 | 47779.2737 | 46389.6657 | 45598.6782 | 44849.8368 | 43701.3822 | 43651.3162 | 44231.6661 | 46428.1958 | 46675.3363 | 48221.4382 | 47960.9396 | 47525.206 | 55233.3934
Commercial_Office_Existing_Water Heating_Natural Gas_Water Heater_E2_Baseline Forecast | Commercial | Office | Existing | Water Heating | Natural Gas | Water Heater | E2 |  | Baseline Forecast | 0 | 200935.2522 | 259880.1148 | 305946.7627 | 460140.1457 | 373599.2163 | 396999.5856 | 415536.5249 | 430152.0743 | 441619.4404 | 391761.2439 | 363611.6319 | 350406.8683 | 369984.5135 | 368692.1947 | 423135.1752 | 434614.7989 | 443589.6663 | 480107.4462 | 438553.7043 | 427777.1776 | 415339.8977 | 408261.6695 | 401560.7047 | 391281.1933 | 390835.5861 | 396034.2037 | 415703.2918 | 417917.7876 | 431762.5649 | 429430.9087 | 425529.97 | 494547.3402
Commercial_Office_Existing_Water Heating_Natural Gas_Water Heater_E3_Baseline Forecast | Commercial | Office | Existing | Water Heating | Natural Gas | Water Heater | E3 |  | Baseline Forecast | 0 | 0 | 0 | 0 | 0 | 0 | 0 | 0 | 0 | 0 | 0 | 0 | 0 | 0 | 0 | 0 | 0 | 0 | 0 | 0 | 0 | 0 | 0 | 0 | 0 | 0 | 0 | 0 | 0 | 0 | 0 | 0 | 0
Commercial_Office_Existing_Water Heating_Natural Gas_Water Heater_E4_Baseline Forecast | Commercial | Office | Existing | Water Heating | Natural Gas | Water Heater | E4 |  | Baseline Forecast | 0 | 0 | 0 | 0 | 0 | 0 | 0 | 0 | 0 | 0 | 0 | 0 | 0 | 0 | 0 | 0 | 0 | 0 | 0 | 0 | 0 | 0 | 0 | 0 | 0 | 0 | 0 | 0 | 0 | 0 | 0 | 0 | 0
Commercial_Office_Existing_Water Heating_Natural Gas_Water Heater_E5_Baseline Forecast | Commercial | Office | Existing | Water Heating | Natural Gas | Water Heater | E5 |  | Baseline Forecast | 0 | 0 | 0 | 0 | 0 | 0 | 0 | 0 | 0 | 0 | 0 | 0 | 0 | 0 | 0 | 0 | 0 | 0 | 0 | 0 | 0 | 0 | 0 | 0 | 0 | 0 | 0 | 0 | 0 | 0 | 0 | 0 | 0
Commercial_Office_Existing_Water Heating_Natural Gas_Water Heater_E6_Baseline Forecast | Commercial | Office | Existing | Water Heating | Natural Gas | Water Heater | E6 |  | Baseline Forecast | 0 | 0 | 0 | 0 | 0 | 0 | 0 | 0 | 0 | 0 | 0 | 0 | 0 | 0 | 0 | 0 | 0 | 0 | 0 | 0 | 0 | 0 | 0 | 0 | 0 | 0 | 0 | 0 | 0 | 0 | 0 | 0 | 0
Commercial_Office_Existing_Water Heating_Natural Gas_Water Heater_E7_Baseline Forecast | Commercial | Office | Existing | Water Heating | Natural Gas | Water Heater | E7 |  | Baseline Forecast | 0 | 0 | 0 | 0 | 0 | 0 | 0 | 0 | 0 | 0 | 0 | 0 | 0 | 0 | 0 | 0 | 0 | 0 | 0 | 0 | 0 | 0 | 0 | 0 | 0 | 0 | 0 | 0 | 0 | 0 | 0 | 0 | 0
Commercial_Office_Existing_Water Heating_Natural Gas_Water Heater_E8_Baseline Forecast | Commercial | Office | Existing | Water Heating | Natural Gas | Water Heater | E8 |  | Baseline Forecast | 0 | 0 | 0 | 0 | 0 | 0 | 0 | 0 | 0 | 0 | 0 | 0 | 0 | 0 | 0 | 0 | 0 | 0 | 0 | 0 | 0 | 0 | 0 | 0 | 0 | 0 | 0 | 0 | 0 | 0 | 0 | 0 | 0
Commercial_Office_Existing_Water Heating_Natural Gas_Water Heater_E9_Baseline Forecast | Commercial | Office | Existing | Water Heating | Natural Gas | Water Heater | E9 |  | Baseline Forecast | 0 | 0 | 0 | 0 | 0 | 0 | 0 | 0 | 0 | 0 | 0 | 0 | 0 | 0 | 0 | 0 | 0 | 0 | 0 | 0 | 0 | 0 | 0 | 0 | 0 | 0 | 0 | 0 | 0 | 0 | 0 | 0 | 0
Commercial_Office_Existing_Water Heating_Natural Gas_Water Heater_E10_Baseline Forecast | Commercial | Office | Existing | Water Heating | Natural Gas | Water Heater | E10 |  | Baseline Forecast | 0 | 0 | 0 | 0 | 0 | 0 | 0 | 0 | 0 | 0 | 0 | 0 | 0 | 0 | 0 | 0 | 0 | 0 | 0 | 0 | 0 | 0 | 0 | 0 | 0 | 0 | 0 | 0 | 0 | 0 | 0 | 0 | 0
Commercial_Office_Existing_Food Preparation_Natural Gas_Oven_E1_Baseline Forecast | Commercial | Office | Existing | Food Preparation | Natural Gas | Oven | E1 |  | Baseline Forecast | 0 | 1722.0825 | 1855.1786 | 1963.084 | 2778.8934 | 2138.1047 | 2199.1041 | 2249.3114 | 2289.6035 | 2321.9496 | 2208.1556 | 2136.0884 | 2094.5126 | 2191.2815 | 2167.8389 | 2158.3881 | 2617.5762 | 2584.7797 | 2556.3744 | 2700.2848 | 2421.7429 | 2370.5498 | 2340.8218 | 2309.6753 | 2280.343 | 2291.7752 | 2307.1996 | 2323.8229 | 2398.4314 | 2383.3511 | 2366.7497 | 2474.0841 | 2829.0889
Commercial_Office_Existing_Food Preparation_Natural Gas_Oven_E2_Baseline Forecast | Commercial | Office | Existing | Food Preparation | Natural Gas | Oven | E2 |  | Baseline Forecast | 0 | 2478.2164 | 2671.8757 | 2824.2639 | 3995.4111 | 3075.796 | 3168.4441 | 3244.7869 | 3307.8965 | 3359.4493 | 3199.3593 | 3099.0222 | 3042.9813 | 3188.2069 | 3158.4713 | 3149.1336 | 3824.5114 | 3782.399 | 3746.7565 | 3964.2383 | 3561.0088 | 3491.4611 | 3452.8292 | 3412.0985 | 3373.286 | 3394.1093 | 3420.5275 | 3448.269 | 3561.4774 | 3541.1162 | 3517.5479 | 3677.8407 | 4205.5718
Commercial_Office_Existing_Food Preparation_Natural Gas_Oven_E3_Baseline Forecast | Commercial | Office | Existing | Food Preparation | Natural Gas | Oven | E3 |  | Baseline Forecast | 0 | 0 | 0 | 0 | 0 | 0 | 0 | 0 | 0 | 0 | 0 | 0 | 0 | 0 | 0 | 0 | 0 | 0 | 0 | 0 | 0 | 0 | 0 | 0 | 0 | 0 | 0 | 0 | 0 | 0 | 0 | 0 | 0
Commercial_Office_Existing_Food Preparation_Natural Gas_Oven_E4_Baseline Forecast | Commercial | Office | Existing | Food Preparation | Natural Gas | Oven | E4 |  | Baseline Forecast | 0 | 0 | 0 | 0 | 0 | 0 | 0 | 0 | 0 | 0 | 0 | 0 | 0 | 0 | 0 | 0 | 0 | 0 | 0 | 0 | 0 | 0 | 0 | 0 | 0 | 0 | 0 | 0 | 0 | 0 | 0 | 0 | 0
Commercial_Office_Existing_Food Preparation_Natural Gas_Oven_E5_Baseline Forecast | Commercial | Office | Existing | Food Preparation | Natural Gas | Oven | E5 |  | Baseline Forecast | 0 | 0 | 0 | 0 | 0 | 0 | 0 | 0 | 0 | 0 | 0 | 0 | 0 | 0 | 0 | 0 | 0 | 0 | 0 | 0 | 0 | 0 | 0 | 0 | 0 | 0 | 0 | 0 | 0 | 0 | 0 | 0 | 0
Commercial_Office_Existing_Food Preparation_Natural Gas_Oven_E6_Baseline Forecast | Commercial | Office | Existing | Food Preparation | Natural Gas | Oven | E6 |  | Baseline Forecast | 0 | 0 | 0 | 0 | 0 | 0 | 0 | 0 | 0 | 0 | 0 | 0 | 0 | 0 | 0 | 0 | 0 | 0 | 0 | 0 | 0 | 0 | 0 | 0 | 0 | 0 | 0 | 0 | 0 | 0 | 0 | 0 | 0
Commercial_Office_Existing_Food Preparation_Natural Gas_Oven_E7_Baseline Forecast | Commercial | Office | Existing | Food Preparation | Natural Gas | Oven | E7 |  | Baseline Forecast | 0 | 0 | 0 | 0 | 0 | 0 | 0 | 0 | 0 | 0 | 0 | 0 | 0 | 0 | 0 | 0 | 0 | 0 | 0 | 0 | 0 | 0 | 0 | 0 | 0 | 0 | 0 | 0 | 0 | 0 | 0 | 0 | 0
Commercial_Office_Existing_Food Preparation_Natural Gas_Oven_E8_Baseline Forecast | Commercial | Office | Existing | Food Preparation | Natural Gas | Oven | E8 |  | Baseline Forecast | 0 | 0 | 0 | 0 | 0 | 0 | 0 | 0 | 0 | 0 | 0 | 0 | 0 | 0 | 0 | 0 | 0 | 0 | 0 | 0 | 0 | 0 | 0 | 0 | 0 | 0 | 0 | 0 | 0 | 0 | 0 | 0 | 0
Commercial_Office_Existing_Food Preparation_Natural Gas_Oven_E9_Baseline Forecast | Commercial | Office | Existing | Food Preparation | Natural Gas | Oven | E9 |  | Baseline Forecast | 0 | 0 | 0 | 0 | 0 | 0 | 0 | 0 | 0 | 0 | 0 | 0 | 0 | 0 | 0 | 0 | 0 | 0 | 0 | 0 | 0 | 0 | 0 | 0 | 0 | 0 | 0 | 0 | 0 | 0 | 0 | 0 | 0
Commercial_Office_Existing_Food Preparation_Natural Gas_Oven_E10_Baseline Forecast | Commercial | Office | Existing | Food Preparation | Natural Gas | Oven | E10 |  | Baseline Forecast | 0 | 0 | 0 | 0 | 0 | 0 | 0 | 0 | 0 | 0 | 0 | 0 | 0 | 0 | 0 | 0 | 0 | 0 | 0 | 0 | 0 | 0 | 0 | 0 | 0 | 0 | 0 | 0 | 0 | 0 | 0 | 0 | 0
Commercial_Office_Existing_Food Preparation_Natural Gas_Conveyor Oven_E1_Baseline Forecast | Commercial | Office | Existing | Food Preparation | Natural Gas | Conveyor Oven | E1 |  | Baseline Forecast | 0 | 364.635 | 471.4715 | 555.0922 | 982.2393 | 677.68 | 719.8222 | 753.157 | 779.3216 | 799.771 | 815.6387 | 827.8746 | 837.2026 | 844.2198 | 849.4087 | 853.13 | 855.6838 | 752.6707 | 691.2129 | 658.6586 | 714.5773 | 700.7605 | 788.3529 | 801.3673 | 811.3856 | 908.2165 | 806.937 | 814.734 | 820.6056 | 824.9366 | 828.0544 | 830.1915 | 1033.907
Commercial_Office_Existing_Food Preparation_Natural Gas_Conveyor Oven_E2_Baseline Forecast | Commercial | Office | Existing | Food Preparation | Natural Gas | Conveyor Oven | E2 |  | Baseline Forecast | 0 | 524.8401 | 678.9329 | 799.2353 | 1414.2534 | 976.1232 | 1037.5648 | 1086.2853 | 1124.8168 | 1155.1275 | 1178.8543 | 1197.32 | 1211.6261 | 1222.6199 | 1230.9364 | 1237.1239 | 1241.5902 | 1092.7909 | 1004.1529 | 957.4046 | 1039.2238 | 1019.6406 | 1147.5925 | 1167.0423 | 1182.0711 | 1323.561 | 1176.3029 | 1187.9618 | 1196.7531 | 1203.258 | 1207.9085 | 1211.095 | 1508.2781
Commercial_Office_Existing_Food Preparation_Natural Gas_Conveyor Oven_E3_Baseline Forecast | Commercial | Office | Existing | Food Preparation | Natural Gas | Conveyor Oven | E3 |  | Baseline Forecast | 0 | 0 | 0 | 0 | 0 | 0 | 0 | 0 | 0 | 0 | 0 | 0 | 0 | 0 | 0 | 0 | 0 | 0 | 0 | 0 | 0 | 0 | 0 | 0 | 0 | 0 | 0 | 0 | 0 | 0 | 0 | 0 | 0
Commercial_Office_Existing_Food Preparation_Natural Gas_Conveyor Oven_E4_Baseline Forecast | Commercial | Office | Existing | Food Preparation | Natural Gas | Conveyor Oven | E4 |  | Baseline Forecast | 0 | 0 | 0 | 0 | 0 | 0 | 0 | 0 | 0 | 0 | 0 | 0 | 0 | 0 | 0 | 0 | 0 | 0 | 0 | 0 | 0 | 0 | 0 | 0 | 0 | 0 | 0 | 0 | 0 | 0 | 0 | 0 | 0
Commercial_Office_Existing_Food Preparation_Natural Gas_Conveyor Oven_E5_Baseline Forecast | Commercial | Office | Existing | Food Preparation | Natural Gas | Conveyor Oven | E5 |  | Baseline Forecast | 0 | 0 | 0 | 0 | 0 | 0 | 0 | 0 | 0 | 0 | 0 | 0 | 0 | 0 | 0 | 0 | 0 | 0 | 0 | 0 | 0 | 0 | 0 | 0 | 0 | 0 | 0 | 0 | 0 | 0 | 0 | 0 | 0
Commercial_Office_Existing_Food Preparation_Natural Gas_Conveyor Oven_E6_Baseline Forecast | Commercial | Office | Existing | Food Preparation | Natural Gas | Conveyor Oven | E6 |  | Baseline Forecast | 0 | 0 | 0 | 0 | 0 | 0 | 0 | 0 | 0 | 0 | 0 | 0 | 0 | 0 | 0 | 0 | 0 | 0 | 0 | 0 | 0 | 0 | 0 | 0 | 0 | 0 | 0 | 0 | 0 | 0 | 0 | 0 | 0
Commercial_Office_Existing_Food Preparation_Natural Gas_Conveyor Oven_E7_Baseline Forecast | Commercial | Office | Existing | Food Preparation | Natural Gas | Conveyor Oven | E7 |  | Baseline Forecast | 0 | 0 | 0 | 0 | 0 | 0 | 0 | 0 | 0 | 0 | 0 | 0 | 0 | 0 | 0 | 0 | 0 | 0 | 0 | 0 | 0 | 0 | 0 | 0 | 0 | 0 | 0 | 0 | 0 | 0 | 0 | 0 | 0
Commercial_Office_Existing_Food Preparation_Natural Gas_Conveyor Oven_E8_Baseline Forecast | Commercial | Office | Existing | Food Preparation | Natural Gas | Conveyor Oven | E8 |  | Baseline Forecast | 0 | 0 | 0 | 0 | 0 | 0 | 0 | 0 | 0 | 0 | 0 | 0 | 0 | 0 | 0 | 0 | 0 | 0 | 0 | 0 | 0 | 0 | 0 | 0 | 0 | 0 | 0 | 0 | 0 | 0 | 0 | 0 | 0
Commercial_Office_Existing_Food Preparation_Natural Gas_Conveyor Oven_E9_Baseline Forecast | Commercial | Office | Existing | Food Preparation | Natural Gas | Conveyor Oven | E9 |  | Baseline Forecast | 0 | 0 | 0 | 0 | 0 | 0 | 0 | 0 | 0 | 0 | 0 | 0 | 0 | 0 | 0 | 0 | 0 | 0 | 0 | 0 | 0 | 0 | 0 | 0 | 0 | 0 | 0 | 0 | 0 | 0 | 0 | 0 | 0
Commercial_Office_Existing_Food Preparation_Natural Gas_Conveyor Oven_E10_Baseline Forecast | Commercial | Office | Existing | Food Preparation | Natural Gas | Conveyor Oven | E10 |  | Baseline Forecast | 0 | 0 | 0 | 0 | 0 | 0 | 0 | 0 | 0 | 0 | 0 | 0 | 0 | 0 | 0 | 0 | 0 | 0 | 0 | 0 | 0 | 0 | 0 | 0 | 0 | 0 | 0 | 0 | 0 | 0 | 0 | 0 | 0
Commercial_Office_Existing_Food Preparation_Natural Gas_Double Rack Oven_E1_Baseline Forecast | Commercial | Office | Existing | Food Preparation | Natural Gas | Double Rack Oven | E1 |  | Baseline Forecast | 0 | 516.5505 | 667.6081 | 786.4693 | 1242.925 | 960.2053 | 1019.0885 | 1065.614 | 1101.7739 | 1129.8576 | 1151.4305 | 1167.9136 | 1030.8999 | 951.085 | 910.8126 | 966.2643 | 955.9245 | 1087.5159 | 1111.4222 | 1129.7469 | 1232.878 | 1136.2988 | 1147.57 | 1126.9762 | 1092.7905 | 1055.9002 | 1035.7364 | 1016.5509 | 988.6263 | 985.3734 | 996.4534 | 1049.5158 | 1256.5115
Commercial_Office_Existing_Food Preparation_Natural Gas_Double Rack Oven_E2_Baseline Forecast | Commercial | Office | Existing | Food Preparation | Natural Gas | Double Rack Oven | E2 |  | Baseline Forecast | 0 | 743.5392 | 962.1314 | 1132.1613 | 1788.2255 | 1382.6826 | 1470.5432 | 1540.2627 | 1595.7555 | 1639.582 | 1674.1013 | 1701.1121 | 1504.3798 | 1390.581 | 1334.1565 | 1418.0191 | 1405.4457 | 1602.0619 | 1640.5771 | 1671.0406 | 1827.1166 | 1687.2206 | 1706.85 | 1679.0378 | 1630.4505 | 1577.3508 | 1548.9497 | 1521.7044 | 1480.9997 | 1477.0186 | 1494.1167 | 1574.0256 | 1884.4702
Commercial_Office_Existing_Food Preparation_Natural Gas_Double Rack Oven_E3_Baseline Forecast | Commercial | Office | Existing | Food Preparation | Natural Gas | Double Rack Oven | E3 |  | Baseline Forecast | 0 | 0 | 0 | 0 | 0 | 0 | 0 | 0 | 0 | 0 | 0 | 0 | 0 | 0 | 0 | 0 | 0 | 0 | 0 | 0 | 0 | 0 | 0 | 0 | 0 | 0 | 0 | 0 | 0 | 0 | 0 | 0 | 0
Commercial_Office_Existing_Food Preparation_Natural Gas_Double Rack Oven_E4_Baseline Forecast | Commercial | Office | Existing | Food Preparation | Natural Gas | Double Rack Oven | E4 |  | Baseline Forecast | 0 | 0 | 0 | 0 | 0 | 0 | 0 | 0 | 0 | 0 | 0 | 0 | 0 | 0 | 0 | 0 | 0 | 0 | 0 | 0 | 0 | 0 | 0 | 0 | 0 | 0 | 0 | 0 | 0 | 0 | 0 | 0 | 0
Commercial_Office_Existing_Food Preparation_Natural Gas_Double Rack Oven_E5_Baseline Forecast | Commercial | Office | Existing | Food Preparation | Natural Gas | Double Rack Oven | E5 |  | Baseline Forecast | 0 | 0 | 0 | 0 | 0 | 0 | 0 | 0 | 0 | 0 | 0 | 0 | 0 | 0 | 0 | 0 | 0 | 0 | 0 | 0 | 0 | 0 | 0 | 0 | 0 | 0 | 0 | 0 | 0 | 0 | 0 | 0 | 0
Commercial_Office_Existing_Food Preparation_Natural Gas_Double Rack Oven_E6_Baseline Forecast | Commercial | Office | Existing | Food Preparation | Natural Gas | Double Rack Oven | E6 |  | Baseline Forecast | 0 | 0 | 0 | 0 | 0 | 0 | 0 | 0 | 0 | 0 | 0 | 0 | 0 | 0 | 0 | 0 | 0 | 0 | 0 | 0 | 0 | 0 | 0 | 0 | 0 | 0 | 0 | 0 | 0 | 0 | 0 | 0 | 0
Commercial_Office_Existing_Food Preparation_Natural Gas_Double Rack Oven_E7_Baseline Forecast | Commercial | Office | Existing | Food Preparation | Natural Gas | Double Rack Oven | E7 |  | Baseline Forecast | 0 | 0 | 0 | 0 | 0 | 0 | 0 | 0 | 0 | 0 | 0 | 0 | 0 | 0 | 0 | 0 | 0 | 0 | 0 | 0 | 0 | 0 | 0 | 0 | 0 | 0 | 0 | 0 | 0 | 0 | 0 | 0 | 0
Commercial_Office_Existing_Food Preparation_Natural Gas_Double Rack Oven_E8_Baseline Forecast | Commercial | Office | Existing | Food Preparation | Natural Gas | Double Rack Oven | E8 |  | Baseline Forecast | 0 | 0 | 0 | 0 | 0 | 0 | 0 | 0 | 0 | 0 | 0 | 0 | 0 | 0 | 0 | 0 | 0 | 0 | 0 | 0 | 0 | 0 | 0 | 0 | 0 | 0 | 0 | 0 | 0 | 0 | 0 | 0 | 0
Commercial_Office_Existing_Food Preparation_Natural Gas_Double Rack Oven_E9_Baseline Forecast | Commercial | Office | Existing | Food Preparation | Natural Gas | Double Rack Oven | E9 |  | Baseline Forecast | 0 | 0 | 0 | 0 | 0 | 0 | 0 | 0 | 0 | 0 | 0 | 0 | 0 | 0 | 0 | 0 | 0 | 0 | 0 | 0 | 0 | 0 | 0 | 0 | 0 | 0 | 0 | 0 | 0 | 0 | 0 | 0 | 0
Commercial_Office_Existing_Food Preparation_Natural Gas_Double Rack Oven_E10_Baseline Forecast | Commercial | Office | Existing | Food Preparation | Natural Gas | Double Rack Oven | E10 |  | Baseline Forecast | 0 | 0 | 0 | 0 | 0 | 0 | 0 | 0 | 0 | 0 | 0 | 0 | 0 | 0 | 0 | 0 | 0 | 0 | 0 | 0 | 0 | 0 | 0 | 0 | 0 | 0 | 0 | 0 | 0 | 0 | 0 | 0 | 0
Commercial_Office_Existing_Food Preparation_Natural Gas_Fryer_E1_Baseline Forecast | Commercial | Office | Existing | Food Preparation | Natural Gas | Fryer | E1 |  | Baseline Forecast | 0 | 0 | 0 | 0 | 0 | 0 | 0 | 0 | 0 | 0 | 0 | 0 | 0 | 0 | 0 | 0 | 0 | 0 | 0 | 0 | 0 | 0 | 0 | 0 | 0 | 0 | 0 | 0 | 0 | 0 | 0 | 0 | 0
Commercial_Office_Existing_Food Preparation_Natural Gas_Fryer_E2_Baseline Forecast | Commercial | Office | Existing | Food Preparation | Natural Gas | Fryer | E2 |  | Baseline Forecast | 0 | 0 | 0 | 2718.2488 | 11104.3526 | 11494.4013 | 14582.6357 | 17038.4256 | 18988.5466 | 15159.3802 | 12102.2126 | 10196.8231 | 10322.6034 | 10501.2529 | 11252.1142 | 12334.9932 | 14277.5853 | 16519.0705 | 15677.2382 | 15319.2861 | 14898.6171 | 14470.1083 | 12800.9946 | 11876.5364 | 11813.346 | 12721.9677 | 13294.9572 | 13827.8371 | 14255.1708 | 14731.7379 | 14860.4947 | 13994.2499 | 15413.8975
Commercial_Office_Existing_Food Preparation_Natural Gas_Fryer_E3_Baseline Forecast | Commercial | Office | Existing | Food Preparation | Natural Gas | Fryer | E3 |  | Baseline Forecast | 0 | 0 | 0 | 0 | 0 | 0 | 0 | 0 | 0 | 0 | 0 | 0 | 0 | 0 | 0 | 0 | 0 | 0 | 0 | 0 | 0 | 0 | 0 | 0 | 0 | 0 | 0 | 0 | 0 | 0 | 0 | 0 | 0
Commercial_Office_Existing_Food Preparation_Natural Gas_Fryer_E4_Baseline Forecast | Commercial | Office | Existing | Food Preparation | Natural Gas | Fryer | E4 |  | Baseline Forecast | 0 | 0 | 0 | 0 | 0 | 0 | 0 | 0 | 0 | 0 | 0 | 0 | 0 | 0 | 0 | 0 | 0 | 0 | 0 | 0 | 0 | 0 | 0 | 0 | 0 | 0 | 0 | 0 | 0 | 0 | 0 | 0 | 0
Commercial_Office_Existing_Food Preparation_Natural Gas_Fryer_E5_Baseline Forecast | Commercial | Office | Existing | Food Preparation | Natural Gas | Fryer | E5 |  | Baseline Forecast | 0 | 0 | 0 | 0 | 0 | 0 | 0 | 0 | 0 | 0 | 0 | 0 | 0 | 0 | 0 | 0 | 0 | 0 | 0 | 0 | 0 | 0 | 0 | 0 | 0 | 0 | 0 | 0 | 0 | 0 | 0 | 0 | 0
Commercial_Office_Existing_Food Preparation_Natural Gas_Fryer_E6_Baseline Forecast | Commercial | Office | Existing | Food Preparation | Natural Gas | Fryer | E6 |  | Baseline Forecast | 0 | 0 | 0 | 0 | 0 | 0 | 0 | 0 | 0 | 0 | 0 | 0 | 0 | 0 | 0 | 0 | 0 | 0 | 0 | 0 | 0 | 0 | 0 | 0 | 0 | 0 | 0 | 0 | 0 | 0 | 0 | 0 | 0
Commercial_Office_Existing_Food Preparation_Natural Gas_Fryer_E7_Baseline Forecast | Commercial | Office | Existing | Food Preparation | Natural Gas | Fryer | E7 |  | Baseline Forecast | 0 | 0 | 0 | 0 | 0 | 0 | 0 | 0 | 0 | 0 | 0 | 0 | 0 | 0 | 0 | 0 | 0 | 0 | 0 | 0 | 0 | 0 | 0 | 0 | 0 | 0 | 0 | 0 | 0 | 0 | 0 | 0 | 0
Commercial_Office_Existing_Food Preparation_Natural Gas_Fryer_E8_Baseline Forecast | Commercial | Office | Existing | Food Preparation | Natural Gas | Fryer | E8 |  | Baseline Forecast | 0 | 0 | 0 | 0 | 0 | 0 | 0 | 0 | 0 | 0 | 0 | 0 | 0 | 0 | 0 | 0 | 0 | 0 | 0 | 0 | 0 | 0 | 0 | 0 | 0 | 0 | 0 | 0 | 0 | 0 | 0 | 0 | 0
Commercial_Office_Existing_Food Preparation_Natural Gas_Fryer_E9_Baseline Forecast | Commercial | Office | Existing | Food Preparation | Natural Gas | Fryer | E9 |  | Baseline Forecast | 0 | 0 | 0 | 0 | 0 | 0 | 0 | 0 | 0 | 0 | 0 | 0 | 0 | 0 | 0 | 0 | 0 | 0 | 0 | 0 | 0 | 0 | 0 | 0 | 0 | 0 | 0 | 0 | 0 | 0 | 0 | 0 | 0
Commercial_Office_Existing_Food Preparation_Natural Gas_Fryer_E10_Baseline Forecast | Commercial | Office | Existing | Food Preparation | Natural Gas | Fryer | E10 |  | Baseline Forecast | 0 | 0 | 0 | 0 | 0 | 0 | 0 | 0 | 0 | 0 | 0 | 0 | 0 | 0 | 0 | 0 | 0 | 0 | 0 | 0 | 0 | 0 | 0 | 0 | 0 | 0 | 0 | 0 | 0 | 0 | 0 | 0 | 0
Commercial_Office_Existing_Food Preparation_Natural Gas_Broiler_E1_Baseline Forecast | Commercial | Office | Existing | Food Preparation | Natural Gas | Broiler | E1 |  | Baseline Forecast | 0 | 0 | 0 | 0 | 0 | 0 | 0 | 0 | 0 | 0 | 0 | 0 | 0 | 0 | 0 | 0 | 0 | 0 | 0 | 0 | 0 | 0 | 0 | 0 | 0 | 0 | 0 | 0 | 0 | 0 | 0 | 0 | 0
Commercial_Office_Existing_Food Preparation_Natural Gas_Broiler_E2_Baseline Forecast | Commercial | Office | Existing | Food Preparation | Natural Gas | Broiler | E2 |  | Baseline Forecast | 0 | 0 | 0 | 0 | 0 | 0 | 0 | 0 | 0 | 0 | 0 | 0 | 0 | 0 | 0 | 0 | 0 | 0 | 0 | 0 | 0 | 0 | 0 | 0 | 0 | 0 | 0 | 0 | 0 | 0 | 0 | 0 | 0
Commercial_Office_Existing_Food Preparation_Natural Gas_Broiler_E3_Baseline Forecast | Commercial | Office | Existing | Food Preparation | Natural Gas | Broiler | E3 |  | Baseline Forecast | 0 | 0 | 0 | 0 | 0 | 0 | 0 | 0 | 0 | 0 | 0 | 0 | 0 | 0 | 0 | 0 | 0 | 0 | 0 | 0 | 0 | 0 | 0 | 0 | 0 | 0 | 0 | 0 | 0 | 0 | 0 | 0 | 0
Commercial_Office_Existing_Food Preparation_Natural Gas_Broiler_E4_Baseline Forecast | Commercial | Office | Existing | Food Preparation | Natural Gas | Broiler | E4 |  | Baseline Forecast | 0 | 0 | 0 | 0 | 0 | 0 | 0 | 0 | 0 | 0 | 0 | 0 | 0 | 0 | 0 | 0 | 0 | 0 | 0 | 0 | 0 | 0 | 0 | 0 | 0 | 0 | 0 | 0 | 0 | 0 | 0 | 0 | 0
Commercial_Office_Existing_Food Preparation_Natural Gas_Broiler_E5_Baseline Forecast | Commercial | Office | Existing | Food Preparation | Natural Gas | Broiler | E5 |  | Baseline Forecast | 0 | 0 | 0 | 0 | 0 | 0 | 0 | 0 | 0 | 0 | 0 | 0 | 0 | 0 | 0 | 0 | 0 | 0 | 0 | 0 | 0 | 0 | 0 | 0 | 0 | 0 | 0 | 0 | 0 | 0 | 0 | 0 | 0
Commercial_Office_Existing_Food Preparation_Natural Gas_Broiler_E6_Baseline Forecast | Commercial | Office | Existing | Food Preparation | Natural Gas | Broiler | E6 |  | Baseline Forecast | 0 | 0 | 0 | 0 | 0 | 0 | 0 | 0 | 0 | 0 | 0 | 0 | 0 | 0 | 0 | 0 | 0 | 0 | 0 | 0 | 0 | 0 | 0 | 0 | 0 | 0 | 0 | 0 | 0 | 0 | 0 | 0 | 0
Commercial_Office_Existing_Food Preparation_Natural Gas_Broiler_E7_Baseline Forecast | Commercial | Office | Existing | Food Preparation | Natural Gas | Broiler | E7 |  | Baseline Forecast | 0 | 0 | 0 | 0 | 0 | 0 | 0 | 0 | 0 | 0 | 0 | 0 | 0 | 0 | 0 | 0 | 0 | 0 | 0 | 0 | 0 | 0 | 0 | 0 | 0 | 0 | 0 | 0 | 0 | 0 | 0 | 0 | 0
Commercial_Office_Existing_Food Preparation_Natural Gas_Broiler_E8_Baseline Forecast | Commercial | Office | Existing | Food Preparation | Natural Gas | Broiler | E8 |  | Baseline Forecast | 0 | 0 | 0 | 0 | 0 | 0 | 0 | 0 | 0 | 0 | 0 | 0 | 0 | 0 | 0 | 0 | 0 | 0 | 0 | 0 | 0 | 0 | 0 | 0 | 0 | 0 | 0 | 0 | 0 | 0 | 0 | 0 | 0
Commercial_Office_Existing_Food Preparation_Natural Gas_Broiler_E9_Baseline Forecast | Commercial | Office | Existing | Food Preparation | Natural Gas | Broiler | E9 |  | Baseline Forecast | 0 | 0 | 0 | 0 | 0 | 0 | 0 | 0 | 0 | 0 | 0 | 0 | 0 | 0 | 0 | 0 | 0 | 0 | 0 | 0 | 0 | 0 | 0 | 0 | 0 | 0 | 0 | 0 | 0 | 0 | 0 | 0 | 0
Commercial_Office_Existing_Food Preparation_Natural Gas_Broiler_E10_Baseline Forecast | Commercial | Office | Existing | Food Preparation | Natural Gas | Broiler | E10 |  | Baseline Forecast | 0 | 0 | 0 | 0 | 0 | 0 | 0 | 0 | 0 | 0 | 0 | 0 | 0 | 0 | 0 | 0 | 0 | 0 | 0 | 0 | 0 | 0 | 0 | 0 | 0 | 0 | 0 | 0 | 0 | 0 | 0 | 0 | 0
Commercial_Office_Existing_Food Preparation_Natural Gas_Griddle_E1_Baseline Forecast | Commercial | Office | Existing | Food Preparation | Natural Gas | Griddle | E1 |  | Baseline Forecast | 0 | 3578.6017 | 4628.1014 | 0 | 0 | 0 | 0 | 0 | 0 | 0 | 0 | 0 | 0 | 0 | 0 | 0 | 0 | 0 | 0 | 0 | 0 | 0 | 0 | 0 | 0 | 0 | 0 | 0 | 0 | 0 | 0 | 0 | 0
Commercial_Office_Existing_Food Preparation_Natural Gas_Griddle_E2_Baseline Forecast | Commercial | Office | Existing | Food Preparation | Natural Gas | Griddle | E2 |  | Baseline Forecast | 0 | 1461.7569 | 1890.8568 | 7674.5224 | 12124.6019 | 9371.5516 | 9958.5266 | 10423.5066 | 10790.1177 | 11077.7586 | 11302.1271 | 11476.1026 | 10141.1186 | 9366.664 | 8979.8763 | 9537.1336 | 9445.481 | 10758.3115 | 11007.9973 | 11203.1499 | 12239.9786 | 11294.0775 | 11417.6804 | 11224.056 | 10892.9638 | 10533.0042 | 10338.7446 | 10153.0212 | 9878.5042 | 9849.568 | 9962.2805 | 10494.1658 | 12563.927
Commercial_Office_Existing_Food Preparation_Natural Gas_Griddle_E3_Baseline Forecast | Commercial | Office | Existing | Food Preparation | Natural Gas | Griddle | E3 |  | Baseline Forecast | 0 | 0 | 0 | 0 | 0 | 0 | 0 | 0 | 0 | 0 | 0 | 0 | 0 | 0 | 0 | 0 | 0 | 0 | 0 | 0 | 0 | 0 | 0 | 0 | 0 | 0 | 0 | 0 | 0 | 0 | 0 | 0 | 0
Commercial_Office_Existing_Food Preparation_Natural Gas_Griddle_E4_Baseline Forecast | Commercial | Office | Existing | Food Preparation | Natural Gas | Griddle | E4 |  | Baseline Forecast | 0 | 0 | 0 | 0 | 0 | 0 | 0 | 0 | 0 | 0 | 0 | 0 | 0 | 0 | 0 | 0 | 0 | 0 | 0 | 0 | 0 | 0 | 0 | 0 | 0 | 0 | 0 | 0 | 0 | 0 | 0 | 0 | 0
Commercial_Office_Existing_Food Preparation_Natural Gas_Griddle_E5_Baseline Forecast | Commercial | Office | Existing | Food Preparation | Natural Gas | Griddle | E5 |  | Baseline Forecast | 0 | 0 | 0 | 0 | 0 | 0 | 0 | 0 | 0 | 0 | 0 | 0 | 0 | 0 | 0 | 0 | 0 | 0 | 0 | 0 | 0 | 0 | 0 | 0 | 0 | 0 | 0 | 0 | 0 | 0 | 0 | 0 | 0
Commercial_Office_Existing_Food Preparation_Natural Gas_Griddle_E6_Baseline Forecast | Commercial | Office | Existing | Food Preparation | Natural Gas | Griddle | E6 |  | Baseline Forecast | 0 | 0 | 0 | 0 | 0 | 0 | 0 | 0 | 0 | 0 | 0 | 0 | 0 | 0 | 0 | 0 | 0 | 0 | 0 | 0 | 0 | 0 | 0 | 0 | 0 | 0 | 0 | 0 | 0 | 0 | 0 | 0 | 0
Commercial_Office_Existing_Food Preparation_Natural Gas_Griddle_E7_Baseline Forecast | Commercial | Office | Existing | Food Preparation | Natural Gas | Griddle | E7 |  | Baseline Forecast | 0 | 0 | 0 | 0 | 0 | 0 | 0 | 0 | 0 | 0 | 0 | 0 | 0 | 0 | 0 | 0 | 0 | 0 | 0 | 0 | 0 | 0 | 0 | 0 | 0 | 0 | 0 | 0 | 0 | 0 | 0 | 0 | 0
Commercial_Office_Existing_Food Preparation_Natural Gas_Griddle_E8_Baseline Forecast | Commercial | Office | Existing | Food Preparation | Natural Gas | Griddle | E8 |  | Baseline Forecast | 0 | 0 | 0 | 0 | 0 | 0 | 0 | 0 | 0 | 0 | 0 | 0 | 0 | 0 | 0 | 0 | 0 | 0 | 0 | 0 | 0 | 0 | 0 | 0 | 0 | 0 | 0 | 0 | 0 | 0 | 0 | 0 | 0
Commercial_Office_Existing_Food Preparation_Natural Gas_Griddle_E9_Baseline Forecast | Commercial | Office | Existing | Food Preparation | Natural Gas | Griddle | E9 |  | Baseline Forecast | 0 | 0 | 0 | 0 | 0 | 0 | 0 | 0 | 0 | 0 | 0 | 0 | 0 | 0 | 0 | 0 | 0 | 0 | 0 | 0 | 0 | 0 | 0 | 0 | 0 | 0 | 0 | 0 | 0 | 0 | 0 | 0 | 0
Commercial_Office_Existing_Food Preparation_Natural Gas_Griddle_E10_Baseline Forecast | Commercial | Office | Existing | Food Preparation | Natural Gas | Griddle | E10 |  | Baseline Forecast | 0 | 0 | 0 | 0 | 0 | 0 | 0 | 0 | 0 | 0 | 0 | 0 | 0 | 0 | 0 | 0 | 0 | 0 | 0 | 0 | 0 | 0 | 0 | 0 | 0 | 0 | 0 | 0 | 0 | 0 | 0 | 0 | 0
Commercial_Office_Existing_Food Preparation_Natural Gas_Range_E1_Baseline Forecast | Commercial | Office | Existing | Food Preparation | Natural Gas | Range | E1 |  | Baseline Forecast | 0 | 2479.874 | 3206.6637 | 3776.328 | 5680.7003 | 4611.6218 | 4898.3152 | 5125.2703 | 5303.3031 | 5442.5421 | 4826.1997 | 4477.8276 | 4313.5877 | 4552.8207 | 4535.2502 | 5203.0222 | 5342.1921 | 5450.3311 | 5896.5911 | 5383.9297 | 5249.4454 | 5094.6345 | 5005.8543 | 4921.7239 | 4794.0573 | 4787.1666 | 4849.5342 | 5089.2127 | 5115.4049 | 5284.0942 | 5255.1409 | 5207.1265 | 6051.6785
Commercial_Office_Existing_Food Preparation_Natural Gas_Range_E2_Baseline Forecast | Commercial | Office | Existing | Food Preparation | Natural Gas | Range | E2 |  | Baseline Forecast | 0 | 3568.5564 | 4616.0862 | 5433.0988 | 8170.1708 | 6634.2402 | 7051.9168 | 7382.9376 | 7644.8382 | 7850.7683 | 6966.3033 | 6467.327 | 6234.0773 | 6584.144 | 6562.804 | 7533.816 | 7740.1836 | 7902.1848 | 8555.1341 | 7816.9719 | 7627.0594 | 7407.4836 | 7283.1913 | 7165.6054 | 6983.8403 | 6977.3099 | 7071.4177 | 7423.7882 | 7464.249 | 7712.2941 | 7671.0604 | 7601.6519 | 8834.5757
Commercial_Office_Existing_Food Preparation_Natural Gas_Range_E3_Baseline Forecast | Commercial | Office | Existing | Food Preparation | Natural Gas | Range | E3 |  | Baseline Forecast | 0 | 0 | 0 | 0 | 0 | 0 | 0 | 0 | 0 | 0 | 0 | 0 | 0 | 0 | 0 | 0 | 0 | 0 | 0 | 0 | 0 | 0 | 0 | 0 | 0 | 0 | 0 | 0 | 0 | 0 | 0 | 0 | 0
Commercial_Office_Existing_Food Preparation_Natural Gas_Range_E4_Baseline Forecast | Commercial | Office | Existing | Food Preparation | Natural Gas | Range | E4 |  | Baseline Forecast | 0 | 0 | 0 | 0 | 0 | 0 | 0 | 0 | 0 | 0 | 0 | 0 | 0 | 0 | 0 | 0 | 0 | 0 | 0 | 0 | 0 | 0 | 0 | 0 | 0 | 0 | 0 | 0 | 0 | 0 | 0 | 0 | 0
Commercial_Office_Existing_Food Preparation_Natural Gas_Range_E5_Baseline Forecast | Commercial | Office | Existing | Food Preparation | Natural Gas | Range | E5 |  | Baseline Forecast | 0 | 0 | 0 | 0 | 0 | 0 | 0 | 0 | 0 | 0 | 0 | 0 | 0 | 0 | 0 | 0 | 0 | 0 | 0 | 0 | 0 | 0 | 0 | 0 | 0 | 0 | 0 | 0 | 0 | 0 | 0 | 0 | 0
Commercial_Office_Existing_Food Preparation_Natural Gas_Range_E6_Baseline Forecast | Commercial | Office | Existing | Food Preparation | Natural Gas | Range | E6 |  | Baseline Forecast | 0 | 0 | 0 | 0 | 0 | 0 | 0 | 0 | 0 | 0 | 0 | 0 | 0 | 0 | 0 | 0 | 0 | 0 | 0 | 0 | 0 | 0 | 0 | 0 | 0 | 0 | 0 | 0 | 0 | 0 | 0 | 0 | 0
Commercial_Office_Existing_Food Preparation_Natural Gas_Range_E7_Baseline Forecast | Commercial | Office | Existing | Food Preparation | Natural Gas | Range | E7 |  | Baseline Forecast | 0 | 0 | 0 | 0 | 0 | 0 | 0 | 0 | 0 | 0 | 0 | 0 | 0 | 0 | 0 | 0 | 0 | 0 | 0 | 0 | 0 | 0 | 0 | 0 | 0 | 0 | 0 | 0 | 0 | 0 | 0 | 0 | 0
Commercial_Office_Existing_Food Preparation_Natural Gas_Range_E8_Baseline Forecast | Commercial | Office | Existing | Food Preparation | Natural Gas | Range | E8 |  | Baseline Forecast | 0 | 0 | 0 | 0 | 0 | 0 | 0 | 0 | 0 | 0 | 0 | 0 | 0 | 0 | 0 | 0 | 0 | 0 | 0 | 0 | 0 | 0 | 0 | 0 | 0 | 0 | 0 | 0 | 0 | 0 | 0 | 0 | 0
Commercial_Office_Existing_Food Preparation_Natural Gas_Range_E9_Baseline Forecast | Commercial | Office | Existing | Food Preparation | Natural Gas | Range | E9 |  | Baseline Forecast | 0 | 0 | 0 | 0 | 0 | 0 | 0 | 0 | 0 | 0 | 0 | 0 | 0 | 0 | 0 | 0 | 0 | 0 | 0 | 0 | 0 | 0 | 0 | 0 | 0 | 0 | 0 | 0 | 0 | 0 | 0 | 0 | 0
Commercial_Office_Existing_Food Preparation_Natural Gas_Range_E10_Baseline Forecast | Commercial | Office | Existing | Food Preparation | Natural Gas | Range | E10 |  | Baseline Forecast | 0 | 0 | 0 | 0 | 0 | 0 | 0 | 0 | 0 | 0 | 0 | 0 | 0 | 0 | 0 | 0 | 0 | 0 | 0 | 0 | 0 | 0 | 0 | 0 | 0 | 0 | 0 | 0 | 0 | 0 | 0 | 0 | 0
Commercial_Office_Existing_Food Preparation_Natural Gas_Steamer_E1_Baseline Forecast | Commercial | Office | Existing | Food Preparation | Natural Gas | Steamer | E1 |  | Baseline Forecast | 0 | 0 | 0 | 0 | 0 | 0 | 0 | 0 | 0 | 0 | 0 | 0 | 0 | 0 | 0 | 0 | 0 | 0 | 0 | 0 | 0 | 0 | 0 | 0 | 0 | 0 | 0 | 0 | 0 | 0 | 0 | 0 | 0
Commercial_Office_Existing_Food Preparation_Natural Gas_Steamer_E2_Baseline Forecast | Commercial | Office | Existing | Food Preparation | Natural Gas | Steamer | E2 |  | Baseline Forecast | 0 | 0 | 0 | 0 | 0 | 0 | 0 | 0 | 0 | 0 | 0 | 0 | 0 | 0 | 0 | 0 | 0 | 0 | 0 | 0 | 0 | 0 | 0 | 0 | 0 | 0 | 0 | 0 | 0 | 0 | 0 | 0 | 0
Commercial_Office_Existing_Food Preparation_Natural Gas_Steamer_E3_Baseline Forecast | Commercial | Office | Existing | Food Preparation | Natural Gas | Steamer | E3 |  | Baseline Forecast | 0 | 0 | 0 | 0 | 0 | 0 | 0 | 0 | 0 | 0 | 0 | 0 | 0 | 0 | 0 | 0 | 0 | 0 | 0 | 0 | 0 | 0 | 0 | 0 | 0 | 0 | 0 | 0 | 0 | 0 | 0 | 0 | 0
Commercial_Office_Existing_Food Preparation_Natural Gas_Steamer_E4_Baseline Forecast | Commercial | Office | Existing | Food Preparation | Natural Gas | Steamer | E4 |  | Baseline Forecast | 0 | 0 | 0 | 0 | 0 | 0 | 0 | 0 | 0 | 0 | 0 | 0 | 0 | 0 | 0 | 0 | 0 | 0 | 0 | 0 | 0 | 0 | 0 | 0 | 0 | 0 | 0 | 0 | 0 | 0 | 0 | 0 | 0
Commercial_Office_Existing_Food Preparation_Natural Gas_Steamer_E5_Baseline Forecast | Commercial | Office | Existing | Food Preparation | Natural Gas | Steamer | E5 |  | Baseline Forecast | 0 | 0 | 0 | 0 | 0 | 0 | 0 | 0 | 0 | 0 | 0 | 0 | 0 | 0 | 0 | 0 | 0 | 0 | 0 | 0 | 0 | 0 | 0 | 0 | 0 | 0 | 0 | 0 | 0 | 0 | 0 | 0 | 0
Commercial_Office_Existing_Food Preparation_Natural Gas_Steamer_E6_Baseline Forecast | Commercial | Office | Existing | Food Preparation | Natural Gas | Steamer | E6 |  | Baseline Forecast | 0 | 0 | 0 | 0 | 0 | 0 | 0 | 0 | 0 | 0 | 0 | 0 | 0 | 0 | 0 | 0 | 0 | 0 | 0 | 0 | 0 | 0 | 0 | 0 | 0 | 0 | 0 | 0 | 0 | 0 | 0 | 0 | 0
Commercial_Office_Existing_Food Preparation_Natural Gas_Steamer_E7_Baseline Forecast | Commercial | Office | Existing | Food Preparation | Natural Gas | Steamer | E7 |  | Baseline Forecast | 0 | 0 | 0 | 0 | 0 | 0 | 0 | 0 | 0 | 0 | 0 | 0 | 0 | 0 | 0 | 0 | 0 | 0 | 0 | 0 | 0 | 0 | 0 | 0 | 0 | 0 | 0 | 0 | 0 | 0 | 0 | 0 | 0
Commercial_Office_Existing_Food Preparation_Natural Gas_Steamer_E8_Baseline Forecast | Commercial | Office | Existing | Food Preparation | Natural Gas | Steamer | E8 |  | Baseline Forecast | 0 | 0 | 0 | 0 | 0 | 0 | 0 | 0 | 0 | 0 | 0 | 0 | 0 | 0 | 0 | 0 | 0 | 0 | 0 | 0 | 0 | 0 | 0 | 0 | 0 | 0 | 0 | 0 | 0 | 0 | 0 | 0 | 0
Commercial_Office_Existing_Food Preparation_Natural Gas_Steamer_E9_Baseline Forecast | Commercial | Office | Existing | Food Preparation | Natural Gas | Steamer | E9 |  | Baseline Forecast | 0 | 0 | 0 | 0 | 0 | 0 | 0 | 0 | 0 | 0 | 0 | 0 | 0 | 0 | 0 | 0 | 0 | 0 | 0 | 0 | 0 | 0 | 0 | 0 | 0 | 0 | 0 | 0 | 0 | 0 | 0 | 0 | 0
Commercial_Office_Existing_Food Preparation_Natural Gas_Steamer_E10_Baseline Forecast | Commercial | Office | Existing | Food Preparation | Natural Gas | Steamer | E10 |  | Baseline Forecast | 0 | 0 | 0 | 0 | 0 | 0 | 0 | 0 | 0 | 0 | 0 | 0 | 0 | 0 | 0 | 0 | 0 | 0 | 0 | 0 | 0 | 0 | 0 | 0 | 0 | 0 | 0 | 0 | 0 | 0 | 0 | 0 | 0
Commercial_Office_Existing_Food Preparation_Natural Gas_Food Prep Other_E1_Baseline Forecast | Commercial | Office | Existing | Food Preparation | Natural Gas | Food Prep Other | E1 |  | Baseline Forecast | 0 | 0 | 0 | 0 | 0 | 0 | 0 | 0 | 0 | 0 | 0 | 0 | 0 | 0 | 0 | 0 | 0 | 0 | 0 | 0 | 0 | 0 | 0 | 0 | 0 | 0 | 0 | 0 | 0 | 0 | 0 | 0 | 0
Commercial_Office_Existing_Food Preparation_Natural Gas_Food Prep Other_E2_Baseline Forecast | Commercial | Office | Existing | Food Preparation | Natural Gas | Food Prep Other | E2 |  | Baseline Forecast | 0 | 0 | 0 | 0 | 0 | 0 | 0 | 0 | 0 | 0 | 0 | 0 | 0 | 0 | 0 | 0 | 0 | 0 | 0 | 0 | 0 | 0 | 0 | 0 | 0 | 0 | 0 | 0 | 0 | 0 | 0 | 0 | 0
Commercial_Office_Existing_Food Preparation_Natural Gas_Food Prep Other_E3_Baseline Forecast | Commercial | Office | Existing | Food Preparation | Natural Gas | Food Prep Other | E3 |  | Baseline Forecast | 0 | 0 | 0 | 0 | 0 | 0 | 0 | 0 | 0 | 0 | 0 | 0 | 0 | 0 | 0 | 0 | 0 | 0 | 0 | 0 | 0 | 0 | 0 | 0 | 0 | 0 | 0 | 0 | 0 | 0 | 0 | 0 | 0
Commercial_Office_Existing_Food Preparation_Natural Gas_Food Prep Other_E4_Baseline Forecast | Commercial | Office | Existing | Food Preparation | Natural Gas | Food Prep Other | E4 |  | Baseline Forecast | 0 | 0 | 0 | 0 | 0 | 0 | 0 | 0 | 0 | 0 | 0 | 0 | 0 | 0 | 0 | 0 | 0 | 0 | 0 | 0 | 0 | 0 | 0 | 0 | 0 | 0 | 0 | 0 | 0 | 0 | 0 | 0 | 0
Commercial_Office_Existing_Food Preparation_Natural Gas_Food Prep Other_E5_Baseline Forecast | Commercial | Office | Existing | Food Preparation | Natural Gas | Food Prep Other | E5 |  | Baseline Forecast | 0 | 0 | 0 | 0 | 0 | 0 | 0 | 0 | 0 | 0 | 0 | 0 | 0 | 0 | 0 | 0 | 0 | 0 | 0 | 0 | 0 | 0 | 0 | 0 | 0 | 0 | 0 | 0 | 0 | 0 | 0 | 0 | 0
Commercial_Office_Existing_Food Preparation_Natural Gas_Food Prep Other_E6_Baseline Forecast | Commercial | Office | Existing | Food Preparation | Natural Gas | Food Prep Other | E6 |  | Baseline Forecast | 0 | 0 | 0 | 0 | 0 | 0 | 0 | 0 | 0 | 0 | 0 | 0 | 0 | 0 | 0 | 0 | 0 | 0 | 0 | 0 | 0 | 0 | 0 | 0 | 0 | 0 | 0 | 0 | 0 | 0 | 0 | 0 | 0
Commercial_Office_Existing_Food Preparation_Natural Gas_Food Prep Other_E7_Baseline Forecast | Commercial | Office | Existing | Food Preparation | Natural Gas | Food Prep Other | E7 |  | Baseline Forecast | 0 | 0 | 0 | 0 | 0 | 0 | 0 | 0 | 0 | 0 | 0 | 0 | 0 | 0 | 0 | 0 | 0 | 0 | 0 | 0 | 0 | 0 | 0 | 0 | 0 | 0 | 0 | 0 | 0 | 0 | 0 | 0 | 0
Commercial_Office_Existing_Food Preparation_Natural Gas_Food Prep Other_E8_Baseline Forecast | Commercial | Office | Existing | Food Preparation | Natural Gas | Food Prep Other | E8 |  | Baseline Forecast | 0 | 0 | 0 | 0 | 0 | 0 | 0 | 0 | 0 | 0 | 0 | 0 | 0 | 0 | 0 | 0 | 0 | 0 | 0 | 0 | 0 | 0 | 0 | 0 | 0 | 0 | 0 | 0 | 0 | 0 | 0 | 0 | 0
Commercial_Office_Existing_Food Preparation_Natural Gas_Food Prep Other_E9_Baseline Forecast | Commercial | Office | Existing | Food Preparation | Natural Gas | Food Prep Other | E9 |  | Baseline Forecast | 0 | 0 | 0 | 0 | 0 | 0 | 0 | 0 | 0 | 0 | 0 | 0 | 0 | 0 | 0 | 0 | 0 | 0 | 0 | 0 | 0 | 0 | 0 | 0 | 0 | 0 | 0 | 0 | 0 | 0 | 0 | 0 | 0
Commercial_Office_Existing_Food Preparation_Natural Gas_Food Prep Other_E10_Baseline Forecast | Commercial | Office | Existing | Food Preparation | Natural Gas | Food Prep Other | E10 |  | Baseline Forecast | 0 | 0 | 0 | 0 | 0 | 0 | 0 | 0 | 0 | 0 | 0 | 0 | 0 | 0 | 0 | 0 | 0 | 0 | 0 | 0 | 0 | 0 | 0 | 0 | 0 | 0 | 0 | 0 | 0 | 0 | 0 | 0 | 0
Commercial_Office_Existing_Miscellaneous_Natural Gas_Pool Heater_E1_Baseline Forecast | Commercial | Office | Existing | Miscellaneous | Natural Gas | Pool Heater | E1 |  | Baseline Forecast | 0 | 0 | 0 | 0 | 0 | 0 | 0 | 0 | 0 | 0 | 0 | 0 | 0 | 0 | 0 | 0 | 0 | 0 | 0 | 0 | 0 | 0 | 0 | 0 | 0 | 0 | 0 | 0 | 0 | 0 | 0 | 0 | 0
Commercial_Office_Existing_Miscellaneous_Natural Gas_Pool Heater_E2_Baseline Forecast | Commercial | Office | Existing | Miscellaneous | Natural Gas | Pool Heater | E2 |  | Baseline Forecast | 0 | 0 | 0 | 0 | 0 | 0 | 0 | 0 | 0 | 0 | 0 | 0 | 0 | 0 | 0 | 0 | 0 | 0 | 0 | 0 | 0 | 0 | 0 | 0 | 0 | 0 | 0 | 0 | 0 | 0 | 0 | 0 | 0
Commercial_Office_Existing_Miscellaneous_Natural Gas_Pool Heater_E3_Baseline Forecast | Commercial | Office | Existing | Miscellaneous | Natural Gas | Pool Heater | E3 |  | Baseline Forecast | 0 | 0 | 0 | 0 | 0 | 0 | 0 | 0 | 0 | 0 | 0 | 0 | 0 | 0 | 0 | 0 | 0 | 0 | 0 | 0 | 0 | 0 | 0 | 0 | 0 | 0 | 0 | 0 | 0 | 0 | 0 | 0 | 0
Commercial_Office_Existing_Miscellaneous_Natural Gas_Pool Heater_E4_Baseline Forecast | Commercial | Office | Existing | Miscellaneous | Natural Gas | Pool Heater | E4 |  | Baseline Forecast | 0 | 0 | 0 | 0 | 0 | 0 | 0 | 0 | 0 | 0 | 0 | 0 | 0 | 0 | 0 | 0 | 0 | 0 | 0 | 0 | 0 | 0 | 0 | 0 | 0 | 0 | 0 | 0 | 0 | 0 | 0 | 0 | 0
Commercial_Office_Existing_Miscellaneous_Natural Gas_Pool Heater_E5_Baseline Forecast | Commercial | Office | Existing | Miscellaneous | Natural Gas | Pool Heater | E5 |  | Baseline Forecast | 0 | 0 | 0 | 0 | 0 | 0 | 0 | 0 | 0 | 0 | 0 | 0 | 0 | 0 | 0 | 0 | 0 | 0 | 0 | 0 | 0 | 0 | 0 | 0 | 0 | 0 | 0 | 0 | 0 | 0 | 0 | 0 | 0
Commercial_Office_Existing_Miscellaneous_Natural Gas_Pool Heater_E6_Baseline Forecast | Commercial | Office | Existing | Miscellaneous | Natural Gas | Pool Heater | E6 |  | Baseline Forecast | 0 | 0 | 0 | 0 | 0 | 0 | 0 | 0 | 0 | 0 | 0 | 0 | 0 | 0 | 0 | 0 | 0 | 0 | 0 | 0 | 0 | 0 | 0 | 0 | 0 | 0 | 0 | 0 | 0 | 0 | 0 | 0 | 0
Commercial_Office_Existing_Miscellaneous_Natural Gas_Pool Heater_E7_Baseline Forecast | Commercial | Office | Existing | Miscellaneous | Natural Gas | Pool Heater | E7 |  | Baseline Forecast | 0 | 0 | 0 | 0 | 0 | 0 | 0 | 0 | 0 | 0 | 0 | 0 | 0 | 0 | 0 | 0 | 0 | 0 | 0 | 0 | 0 | 0 | 0 | 0 | 0 | 0 | 0 | 0 | 0 | 0 | 0 | 0 | 0
Commercial_Office_Existing_Miscellaneous_Natural Gas_Pool Heater_E8_Baseline Forecast | Commercial | Office | Existing | Miscellaneous | Natural Gas | Pool Heater | E8 |  | Baseline Forecast | 0 | 0 | 0 | 0 | 0 | 0 | 0 | 0 | 0 | 0 | 0 | 0 | 0 | 0 | 0 | 0 | 0 | 0 | 0 | 0 | 0 | 0 | 0 | 0 | 0 | 0 | 0 | 0 | 0 | 0 | 0 | 0 | 0
Commercial_Office_Existing_Miscellaneous_Natural Gas_Pool Heater_E9_Baseline Forecast | Commercial | Office | Existing | Miscellaneous | Natural Gas | Pool Heater | E9 |  | Baseline Forecast | 0 | 0 | 0 | 0 | 0 | 0 | 0 | 0 | 0 | 0 | 0 | 0 | 0 | 0 | 0 | 0 | 0 | 0 | 0 | 0 | 0 | 0 | 0 | 0 | 0 | 0 | 0 | 0 | 0 | 0 | 0 | 0 | 0
Commercial_Office_Existing_Miscellaneous_Natural Gas_Pool Heater_E10_Baseline Forecast | Commercial | Office | Existing | Miscellaneous | Natural Gas | Pool Heater | E10 |  | Baseline Forecast | 0 | 0 | 0 | 0 | 0 | 0 | 0 | 0 | 0 | 0 | 0 | 0 | 0 | 0 | 0 | 0 | 0 | 0 | 0 | 0 | 0 | 0 | 0 | 0 | 0 | 0 | 0 | 0 | 0 | 0 | 0 | 0 | 0
Commercial_Office_Existing_Miscellaneous_Natural Gas_Miscellaneous_E1_Baseline Forecast | Commercial | Office | Existing | Miscellaneous | Natural Gas | Miscellaneous | E1 |  | Baseline Forecast | 0 | 818050.2007 | 968889.1215 | 1094926.3251 | 1274535.9423 | 1038230.1082 | 1043421.1384 | 1073206.3463 | 1065319.3238 | 1059363.3147 | 1058493.1942 | 1288643.6342 | 1296757.7027 | 1297222.1235 | 1343788.7287 | 1267142.5448 | 1270261.5544 | 1286519.139 | 1278852.3449 | 1273360.718 | 1272474.0726 | 1336602.3721 | 1327387.9201 | 1317158.6967 | 1330644.9701 | 1305670.4156 | 1305571.7082 | 1311132.0464 | 1305479.577 | 1301210.8817 | 1299628.9982 | 1316023.2691 | 1435779.8554
Commercial_Office_Existing_Miscellaneous_Natural Gas_Miscellaneous_E2_Baseline Forecast | Commercial | Office | Existing | Miscellaneous | Natural Gas | Miscellaneous | E2 |  | Baseline Forecast | 0 | 0 | 0 | 0 | 0 | 0 | 0 | 0 | 0 | 0 | 0 | 0 | 0 | 0 | 0 | 0 | 0 | 0 | 0 | 0 | 0 | 0 | 0 | 0 | 0 | 0 | 0 | 0 | 0 | 0 | 0 | 0 | 0
Commercial_Office_Existing_Miscellaneous_Natural Gas_Miscellaneous_E3_Baseline Forecast | Commercial | Office | Existing | Miscellaneous | Natural Gas | Miscellaneous | E3 |  | Baseline Forecast | 0 | 0 | 0 | 0 | 0 | 0 | 0 | 0 | 0 | 0 | 0 | 0 | 0 | 0 | 0 | 0 | 0 | 0 | 0 | 0 | 0 | 0 | 0 | 0 | 0 | 0 | 0 | 0 | 0 | 0 | 0 | 0 | 0
Commercial_Office_Existing_Miscellaneous_Natural Gas_Miscellaneous_E4_Baseline Forecast | Commercial | Office | Existing | Miscellaneous | Natural Gas | Miscellaneous | E4 |  | Baseline Forecast | 0 | 0 | 0 | 0 | 0 | 0 | 0 | 0 | 0 | 0 | 0 | 0 | 0 | 0 | 0 | 0 | 0 | 0 | 0 | 0 | 0 | 0 | 0 | 0 | 0 | 0 | 0 | 0 | 0 | 0 | 0 | 0 | 0
Commercial_Office_Existing_Miscellaneous_Natural Gas_Miscellaneous_E5_Baseline Forecast | Commercial | Office | Existing | Miscellaneous | Natural Gas | Miscellaneous | E5 |  | Baseline Forecast | 0 | 0 | 0 | 0 | 0 | 0 | 0 | 0 | 0 | 0 | 0 | 0 | 0 | 0 | 0 | 0 | 0 | 0 | 0 | 0 | 0 | 0 | 0 | 0 | 0 | 0 | 0 | 0 | 0 | 0 | 0 | 0 | 0
Commercial_Office_Existing_Miscellaneous_Natural Gas_Miscellaneous_E6_Baseline Forecast | Commercial | Office | Existing | Miscellaneous | Natural Gas | Miscellaneous | E6 |  | Baseline Forecast | 0 | 0 | 0 | 0 | 0 | 0 | 0 | 0 | 0 | 0 | 0 | 0 | 0 | 0 | 0 | 0 | 0 | 0 | 0 | 0 | 0 | 0 | 0 | 0 | 0 | 0 | 0 | 0 | 0 | 0 | 0 | 0 | 0
Commercial_Office_Existing_Miscellaneous_Natural Gas_Miscellaneous_E7_Baseline Forecast | Commercial | Office | Existing | Miscellaneous | Natural Gas | Miscellaneous | E7 |  | Baseline Forecast | 0 | 0 | 0 | 0 | 0 | 0 | 0 | 0 | 0 | 0 | 0 | 0 | 0 | 0 | 0 | 0 | 0 | 0 | 0 | 0 | 0 | 0 | 0 | 0 | 0 | 0 | 0 | 0 | 0 | 0 | 0 | 0 | 0
Commercial_Office_Existing_Miscellaneous_Natural Gas_Miscellaneous_E8_Baseline Forecast | Commercial | Office | Existing | Miscellaneous | Natural Gas | Miscellaneous | E8 |  | Baseline Forecast | 0 | 0 | 0 | 0 | 0 | 0 | 0 | 0 | 0 | 0 | 0 | 0 | 0 | 0 | 0 | 0 | 0 | 0 | 0 | 0 | 0 | 0 | 0 | 0 | 0 | 0 | 0 | 0 | 0 | 0 | 0 | 0 | 0
Commercial_Office_Existing_Miscellaneous_Natural Gas_Miscellaneous_E9_Baseline Forecast | Commercial | Office | Existing | Miscellaneous | Natural Gas | Miscellaneous | E9 |  | Baseline Forecast | 0 | 0 | 0 | 0 | 0 | 0 | 0 | 0 | 0 | 0 | 0 | 0 | 0 | 0 | 0 | 0 | 0 | 0 | 0 | 0 | 0 | 0 | 0 | 0 | 0 | 0 | 0 | 0 | 0 | 0 | 0 | 0 | 0
Commercial_Office_Existing_Miscellaneous_Natural Gas_Miscellaneous_E10_Baseline Forecast | Commercial | Office | Existing | Miscellaneous | Natural Gas | Miscellaneous | E10 |  | Baseline Forecast | 0 | 0 | 0 | 0 | 0 | 0 | 0 | 0 | 0 | 0 | 0 | 0 | 0 | 0 | 0 | 0 | 0 | 0 | 0 | 0 | 0 | 0 | 0 | 0 | 0 | 0 | 0 | 0 | 0 | 0 | 0 | 0 | 0
Commercial_Office_New_Space Heating_Natural Gas_Furnace_E1_Baseline Forecast | Commercial | Office | New | Space Heating | Natural Gas | Furnace | E1 |  | Baseline Forecast | 0 | 0 | 0 | 0 | 0 | 0 | 0 | 0 | 0 | 0 | 0 | 0 | 0 | 0 | 0 | 0 | 0 | 0 | 0 | 0 | 0 | 0 | 0 | 0 | 0 | 0 | 0 | 0 | 0 | 0 | 0 | 0 | 0
Commercial_Office_New_Space Heating_Natural Gas_Furnace_E2_Baseline Forecast | Commercial | Office | New | Space Heating | Natural Gas | Furnace | E2 |  | Baseline Forecast | 0 | 0 | 0 | 0 | 0 | 0 | 0 | 0 | 0 | 0 | 0 | 0 | 0 | 0 | 0 | 0 | 0 | 0 | 0 | 0 | 0 | 0 | 0 | 0 | 0 | 0 | 0 | 0 | 0 | 0 | 0 | 0 | 0
Commercial_Office_New_Space Heating_Natural Gas_Furnace_E3_Baseline Forecast | Commercial | Office | New | Space Heating | Natural Gas | Furnace | E3 |  | Baseline Forecast | 0 | 0 | 0 | 0 | 0 | 0 | 0 | 0 | 0 | 0 | 0 | 0 | 0 | 0 | 0 | 0 | 0 | 0 | 0 | 0 | 0 | 0 | 0 | 0 | 0 | 0 | 0 | 0 | 0 | 0 | 0 | 0 | 0
Commercial_Office_New_Space Heating_Natural Gas_Furnace_E4_Baseline Forecast | Commercial | Office | New | Space Heating | Natural Gas | Furnace | E4 |  | Baseline Forecast | 0 | 0 | 0 | 0 | 0 | 0 | 0 | 0 | 0 | 0 | 0 | 0 | 0 | 0 | 0 | 0 | 0 | 0 | 0 | 0 | 0 | 0 | 0 | 0 | 0 | 0 | 0 | 0 | 0 | 0 | 0 | 0 | 0
Commercial_Office_New_Space Heating_Natural Gas_Furnace_E5_Baseline Forecast | Commercial | Office | New | Space Heating | Natural Gas | Furnace | E5 |  | Baseline Forecast | 0 | 0 | 0 | 0 | 0 | 0 | 0 | 0 | 0 | 0 | 0 | 0 | 0 | 0 | 0 | 0 | 0 | 0 | 0 | 0 | 0 | 0 | 0 | 0 | 0 | 0 | 0 | 0 | 0 | 0 | 0 | 0 | 0
Commercial_Office_New_Space Heating_Natural Gas_Furnace_E6_Baseline Forecast | Commercial | Office | New | Space Heating | Natural Gas | Furnace | E6 |  | Baseline Forecast | 0 | 0 | 0 | 0 | 0 | 0 | 0 | 0 | 0 | 0 | 0 | 0 | 0 | 0 | 0 | 0 | 0 | 0 | 0 | 0 | 0 | 0 | 0 | 0 | 0 | 0 | 0 | 0 | 0 | 0 | 0 | 0 | 0
Commercial_Office_New_Space Heating_Natural Gas_Furnace_E7_Baseline Forecast | Commercial | Office | New | Space Heating | Natural Gas | Furnace | E7 |  | Baseline Forecast | 0 | 0 | 0 | 0 | 0 | 0 | 0 | 0 | 0 | 0 | 0 | 0 | 0 | 0 | 0 | 0 | 0 | 0 | 0 | 0 | 0 | 0 | 0 | 0 | 0 | 0 | 0 | 0 | 0 | 0 | 0 | 0 | 0
Commercial_Office_New_Space Heating_Natural Gas_Furnace_E8_Baseline Forecast | Commercial | Office | New | Space Heating | Natural Gas | Furnace | E8 |  | Baseline Forecast | 0 | 0 | 0 | 0 | 0 | 0 | 0 | 0 | 0 | 0 | 0 | 0 | 0 | 0 | 0 | 0 | 0 | 0 | 0 | 0 | 0 | 0 | 0 | 0 | 0 | 0 | 0 | 0 | 0 | 0 | 0 | 0 | 0
Commercial_Office_New_Space Heating_Natural Gas_Furnace_E9_Baseline Forecast | Commercial | Office | New | Space Heating | Natural Gas | Furnace | E9 |  | Baseline Forecast | 0 | 0 | 0 | 0 | 0 | 0 | 0 | 0 | 0 | 0 | 0 | 0 | 0 | 0 | 0 | 0 | 0 | 0 | 0 | 0 | 0 | 0 | 0 | 0 | 0 | 0 | 0 | 0 | 0 | 0 | 0 | 0 | 0
Commercial_Office_New_Space Heating_Natural Gas_Furnace_E10_Baseline Forecast | Commercial | Office | New | Space Heating | Natural Gas | Furnace | E10 |  | Baseline Forecast | 0 | 0 | 0 | 0 | 0 | 0 | 0 | 0 | 0 | 0 | 0 | 0 | 0 | 0 | 0 | 0 | 0 | 0 | 0 | 0 | 0 | 0 | 0 | 0 | 0 | 0 | 0 | 0 | 0 | 0 | 0 | 0 | 0
Commercial_Office_New_Space Heating_Natural Gas_Boiler_E1_Baseline Forecast | Commercial | Office | New | Space Heating | Natural Gas | Boiler | E1 |  | Baseline Forecast | 0 | 0 | 0 | 0 | 0 | 0 | 0 | 0 | 0 | 0 | 0 | 0 | 0 | 0 | 0 | 0 | 0 | 0 | 0 | 0 | 0 | 0 | 0 | 0 | 0 | 0 | 0 | 0 | 0 | 0 | 0 | 0 | 0
Commercial_Office_New_Space Heating_Natural Gas_Boiler_E2_Baseline Forecast | Commercial | Office | New | Space Heating | Natural Gas | Boiler | E2 |  | Baseline Forecast | 0 | 0 | 0 | 0 | 0 | 0 | 0 | 0 | 0 | 0 | 0 | 0 | 0 | 0 | 0 | 0 | 0 | 0 | 0 | 0 | 0 | 0 | 0 | 0 | 0 | 0 | 0 | 0 | 0 | 0 | 0 | 0 | 0
Commercial_Office_New_Space Heating_Natural Gas_Boiler_E3_Baseline Forecast | Commercial | Office | New | Space Heating | Natural Gas | Boiler | E3 |  | Baseline Forecast | 0 | 0 | 0 | 0 | 0 | 0 | 0 | 0 | 0 | 0 | 0 | 0 | 0 | 0 | 0 | 0 | 0 | 0 | 0 | 0 | 0 | 0 | 0 | 0 | 0 | 0 | 0 | 0 | 0 | 0 | 0 | 0 | 0
Commercial_Office_New_Space Heating_Natural Gas_Boiler_E4_Baseline Forecast | Commercial | Office | New | Space Heating | Natural Gas | Boiler | E4 |  | Baseline Forecast | 0 | 0 | 0 | 0 | 0 | 0 | 0 | 0 | 0 | 0 | 0 | 0 | 0 | 0 | 0 | 0 | 0 | 0 | 0 | 0 | 0 | 0 | 0 | 0 | 0 | 0 | 0 | 0 | 0 | 0 | 0 | 0 | 0
Commercial_Office_New_Space Heating_Natural Gas_Boiler_E5_Baseline Forecast | Commercial | Office | New | Space Heating | Natural Gas | Boiler | E5 |  | Baseline Forecast | 0 | 0 | 0 | 0 | 0 | 0 | 0 | 0 | 0 | 0 | 0 | 0 | 0 | 0 | 0 | 0 | 0 | 0 | 0 | 0 | 0 | 0 | 0 | 0 | 0 | 0 | 0 | 0 | 0 | 0 | 0 | 0 | 0
Commercial_Office_New_Space Heating_Natural Gas_Boiler_E6_Baseline Forecast | Commercial | Office | New | Space Heating | Natural Gas | Boiler | E6 |  | Baseline Forecast | 0 | 0 | 0 | 0 | 0 | 0 | 0 | 0 | 0 | 0 | 0 | 0 | 0 | 0 | 0 | 0 | 0 | 0 | 0 | 0 | 0 | 0 | 0 | 0 | 0 | 0 | 0 | 0 | 0 | 0 | 0 | 0 | 0
Commercial_Office_New_Space Heating_Natural Gas_Boiler_E7_Baseline Forecast | Commercial | Office | New | Space Heating | Natural Gas | Boiler | E7 |  | Baseline Forecast | 0 | 0 | 0 | 0 | 0 | 0 | 0 | 0 | 0 | 0 | 0 | 0 | 0 | 0 | 0 | 0 | 0 | 0 | 0 | 0 | 0 | 0 | 0 | 0 | 0 | 0 | 0 | 0 | 0 | 0 | 0 | 0 | 0
Commercial_Office_New_Space Heating_Natural Gas_Boiler_E8_Baseline Forecast | Commercial | Office | New | Space Heating | Natural Gas | Boiler | E8 |  | Baseline Forecast | 0 | 0 | 0 | 0 | 0 | 0 | 0 | 0 | 0 | 0 | 0 | 0 | 0 | 0 | 0 | 0 | 0 | 0 | 0 | 0 | 0 | 0 | 0 | 0 | 0 | 0 | 0 | 0 | 0 | 0 | 0 | 0 | 0
Commercial_Office_New_Space Heating_Natural Gas_Boiler_E9_Baseline Forecast | Commercial | Office | New | Space Heating | Natural Gas | Boiler | E9 |  | Baseline Forecast | 0 | 0 | 0 | 0 | 0 | 0 | 0 | 0 | 0 | 0 | 0 | 0 | 0 | 0 | 0 | 0 | 0 | 0 | 0 | 0 | 0 | 0 | 0 | 0 | 0 | 0 | 0 | 0 | 0 | 0 | 0 | 0 | 0
Commercial_Office_New_Space Heating_Natural Gas_Boiler_E10_Baseline Forecast | Commercial | Office | New | Space Heating | Natural Gas | Boiler | E10 |  | Baseline Forecast | 0 | 0 | 0 | 0 | 0 | 0 | 0 | 0 | 0 | 0 | 0 | 0 | 0 | 0 | 0 | 0 | 0 | 0 | 0 | 0 | 0 | 0 | 0 | 0 | 0 | 0 | 0 | 0 | 0 | 0 | 0 | 0 | 0
Commercial_Office_New_Space Heating_Natural Gas_Unit Heater_E1_Baseline Forecast | Commercial | Office | New | Space Heating | Natural Gas | Unit Heater | E1 |  | Baseline Forecast | 0 | 261.7303 | 1262.4225 | 806.7764 | 964.6211 | 0 | 0 | 0 | 0 | 0 | 0 | 0 | 0 | 0 | 0 | 0 | 0 | 0 | 0 | 0 | 0 | 0 | 0 | 0 | 0 | 0 | 0 | 0 | 0 | 0 | 0 | 0 | 0
Commercial_Office_New_Space Heating_Natural Gas_Unit Heater_E2_Baseline Forecast | Commercial | Office | New | Space Heating | Natural Gas | Unit Heater | E2 |  | Baseline Forecast | 0 | 0 | 0 | 0 | 0 | 994.1303 | 999.126 | 864.7403 | 852.6214 | 872.5783 | 886.7819 | 917.4352 | 1078.675 | 1151.7788 | 1248.3446 | 1331.6843 | 1410.9942 | 1435.5201 | 1514.9391 | 1803.7318 | 1651.6218 | 1719.8151 | 1760.7463 | 1798.7718 | 1805.9902 | 1854.5298 | 1918.0489 | 1972.115 | 2037.7732 | 2172.036 | 2244.3604 | 2318.2217 | 1899.2871
Commercial_Office_New_Space Heating_Natural Gas_Unit Heater_E3_Baseline Forecast | Commercial | Office | New | Space Heating | Natural Gas | Unit Heater | E3 |  | Baseline Forecast | 0 | 0 | 0 | 0 | 0 | 0 | 0 | 0 | 0 | 0 | 0 | 0 | 0 | 0 | 0 | 0 | 0 | 0 | 0 | 0 | 0 | 0 | 0 | 0 | 0 | 0 | 0 | 0 | 0 | 0 | 0 | 0 | 0
Commercial_Office_New_Space Heating_Natural Gas_Unit Heater_E4_Baseline Forecast | Commercial | Office | New | Space Heating | Natural Gas | Unit Heater | E4 |  | Baseline Forecast | 0 | 0 | 0 | 0 | 0 | 0 | 0 | 0 | 0 | 0 | 0 | 0 | 0 | 0 | 0 | 0 | 0 | 0 | 0 | 0 | 0 | 0 | 0 | 0 | 0 | 0 | 0 | 0 | 0 | 0 | 0 | 0 | 0
Commercial_Office_New_Space Heating_Natural Gas_Unit Heater_E5_Baseline Forecast | Commercial | Office | New | Space Heating | Natural Gas | Unit Heater | E5 |  | Baseline Forecast | 0 | 0 | 0 | 0 | 0 | 0 | 0 | 0 | 0 | 0 | 0 | 0 | 0 | 0 | 0 | 0 | 0 | 0 | 0 | 0 | 0 | 0 | 0 | 0 | 0 | 0 | 0 | 0 | 0 | 0 | 0 | 0 | 0
Commercial_Office_New_Space Heating_Natural Gas_Unit Heater_E6_Baseline Forecast | Commercial | Office | New | Space Heating | Natural Gas | Unit Heater | E6 |  | Baseline Forecast | 0 | 0 | 0 | 0 | 0 | 0 | 0 | 0 | 0 | 0 | 0 | 0 | 0 | 0 | 0 | 0 | 0 | 0 | 0 | 0 | 0 | 0 | 0 | 0 | 0 | 0 | 0 | 0 | 0 | 0 | 0 | 0 | 0
Commercial_Office_New_Space Heating_Natural Gas_Unit Heater_E7_Baseline Forecast | Commercial | Office | New | Space Heating | Natural Gas | Unit Heater | E7 |  | Baseline Forecast | 0 | 0 | 0 | 0 | 0 | 0 | 0 | 0 | 0 | 0 | 0 | 0 | 0 | 0 | 0 | 0 | 0 | 0 | 0 | 0 | 0 | 0 | 0 | 0 | 0 | 0 | 0 | 0 | 0 | 0 | 0 | 0 | 0
Commercial_Office_New_Space Heating_Natural Gas_Unit Heater_E8_Baseline Forecast | Commercial | Office | New | Space Heating | Natural Gas | Unit Heater | E8 |  | Baseline Forecast | 0 | 0 | 0 | 0 | 0 | 0 | 0 | 0 | 0 | 0 | 0 | 0 | 0 | 0 | 0 | 0 | 0 | 0 | 0 | 0 | 0 | 0 | 0 | 0 | 0 | 0 | 0 | 0 | 0 | 0 | 0 | 0 | 0
Commercial_Office_New_Space Heating_Natural Gas_Unit Heater_E9_Baseline Forecast | Commercial | Office | New | Space Heating | Natural Gas | Unit Heater | E9 |  | Baseline Forecast | 0 | 0 | 0 | 0 | 0 | 0 | 0 | 0 | 0 | 0 | 0 | 0 | 0 | 0 | 0 | 0 | 0 | 0 | 0 | 0 | 0 | 0 | 0 | 0 | 0 | 0 | 0 | 0 | 0 | 0 | 0 | 0 | 0
Commercial_Office_New_Space Heating_Natural Gas_Unit Heater_E10_Baseline Forecast | Commercial | Office | New | Space Heating | Natural Gas | Unit Heater | E10 |  | Baseline Forecast | 0 | 0 | 0 | 0 | 0 | 0 | 0 | 0 | 0 | 0 | 0 | 0 | 0 | 0 | 0 | 0 | 0 | 0 | 0 | 0 | 0 | 0 | 0 | 0 | 0 | 0 | 0 | 0 | 0 | 0 | 0 | 0 | 0
Commercial_Office_New_Water Heating_Natural Gas_Water Heater_E1_Baseline Forecast | Commercial | Office | New | Water Heating | Natural Gas | Water Heater | E1 |  | Baseline Forecast | 0 | 0 | 0 | 0 | 0 | 0 | 0 | 0 | 0 | 0 | 0 | 0 | 0 | 0 | 0 | 0 | 0 | 0 | 0 | 0 | 0 | 0 | 0 | 0 | 0 | 0 | 0 | 0 | 0 | 0 | 0 | 0 | 0
Commercial_Office_New_Water Heating_Natural Gas_Water Heater_E2_Baseline Forecast | Commercial | Office | New | Water Heating | Natural Gas | Water Heater | E2 |  | Baseline Forecast | 0 | 0 | 0 | 0 | 0 | 0 | 0 | 0 | 0 | 0 | 0 | 0 | 0 | 0 | 0 | 0 | 0 | 0 | 0 | 0 | 0 | 0 | 0 | 0 | 0 | 0 | 0 | 0 | 0 | 0 | 0 | 0 | 0
Commercial_Office_New_Water Heating_Natural Gas_Water Heater_E3_Baseline Forecast | Commercial | Office | New | Water Heating | Natural Gas | Water Heater | E3 |  | Baseline Forecast | 0 | 0 | 0 | 0 | 0 | 0 | 0 | 0 | 0 | 0 | 0 | 0 | 0 | 0 | 0 | 0 | 0 | 0 | 0 | 0 | 0 | 0 | 0 | 0 | 0 | 0 | 0 | 0 | 0 | 0 | 0 | 0 | 0
Commercial_Office_New_Water Heating_Natural Gas_Water Heater_E4_Baseline Forecast | Commercial | Office | New | Water Heating | Natural Gas | Water Heater | E4 |  | Baseline Forecast | 0 | 0 | 0 | 0 | 0 | 0 | 0 | 0 | 0 | 0 | 0 | 0 | 0 | 0 | 0 | 0 | 0 | 0 | 0 | 0 | 0 | 0 | 0 | 0 | 0 | 0 | 0 | 0 | 0 | 0 | 0 | 0 | 0
Commercial_Office_New_Water Heating_Natural Gas_Water Heater_E5_Baseline Forecast | Commercial | Office | New | Water Heating | Natural Gas | Water Heater | E5 |  | Baseline Forecast | 0 | 0 | 0 | 0 | 0 | 0 | 0 | 0 | 0 | 0 | 0 | 0 | 0 | 0 | 0 | 0 | 0 | 0 | 0 | 0 | 0 | 0 | 0 | 0 | 0 | 0 | 0 | 0 | 0 | 0 | 0 | 0 | 0
Commercial_Office_New_Water Heating_Natural Gas_Water Heater_E6_Baseline Forecast | Commercial | Office | New | Water Heating | Natural Gas | Water Heater | E6 |  | Baseline Forecast | 0 | 0 | 0 | 0 | 0 | 0 | 0 | 0 | 0 | 0 | 0 | 0 | 0 | 0 | 0 | 0 | 0 | 0 | 0 | 0 | 0 | 0 | 0 | 0 | 0 | 0 | 0 | 0 | 0 | 0 | 0 | 0 | 0
Commercial_Office_New_Water Heating_Natural Gas_Water Heater_E7_Baseline Forecast | Commercial | Office | New | Water Heating | Natural Gas | Water Heater | E7 |  | Baseline Forecast | 0 | 0 | 0 | 0 | 0 | 0 | 0 | 0 | 0 | 0 | 0 | 0 | 0 | 0 | 0 | 0 | 0 | 0 | 0 | 0 | 0 | 0 | 0 | 0 | 0 | 0 | 0 | 0 | 0 | 0 | 0 | 0 | 0
Commercial_Office_New_Water Heating_Natural Gas_Water Heater_E8_Baseline Forecast | Commercial | Office | New | Water Heating | Natural Gas | Water Heater | E8 |  | Baseline Forecast | 0 | 0 | 0 | 0 | 0 | 0 | 0 | 0 | 0 | 0 | 0 | 0 | 0 | 0 | 0 | 0 | 0 | 0 | 0 | 0 | 0 | 0 | 0 | 0 | 0 | 0 | 0 | 0 | 0 | 0 | 0 | 0 | 0
Commercial_Office_New_Water Heating_Natural Gas_Water Heater_E9_Baseline Forecast | Commercial | Office | New | Water Heating | Natural Gas | Water Heater | E9 |  | Baseline Forecast | 0 | 0 | 0 | 0 | 0 | 0 | 0 | 0 | 0 | 0 | 0 | 0 | 0 | 0 | 0 | 0 | 0 | 0 | 0 | 0 | 0 | 0 | 0 | 0 | 0 | 0 | 0 | 0 | 0 | 0 | 0 | 0 | 0
Commercial_Office_New_Water Heating_Natural Gas_Water Heater_E10_Baseline Forecast | Commercial | Office | New | Water Heating | Natural Gas | Water Heater | E10 |  | Baseline Forecast | 0 | 0 | 0 | 0 | 0 | 0 | 0 | 0 | 0 | 0 | 0 | 0 | 0 | 0 | 0 | 0 | 0 | 0 | 0 | 0 | 0 | 0 | 0 | 0 | 0 | 0 | 0 | 0 | 0 | 0 | 0 | 0 | 0
Commercial_Office_New_Food Preparation_Natural Gas_Oven_E1_Baseline Forecast | Commercial | Office | New | Food Preparation | Natural Gas | Oven | E1 |  | Baseline Forecast | 0 | 123.3506 | 594.6867 | 380.2862 | 454.8596 | 468.6223 | 470.5475 | 406.9605 | 400.8998 | 409.9353 | 436.7337 | 528.5107 | 565.3618 | 608.0841 | 651.0459 | 685.3878 | 740.8309 | 870.8259 | 783.1212 | 795.0744 | 813.7229 | 839.2533 | 848.2077 | 878.4768 | 914.3007 | 955.9454 | 1030.6706 | 1062.4033 | 1094.0744 | 1123.1773 | 1151.7056 | 1180.8535 | 1007.2182
Commercial_Office_New_Food Preparation_Natural Gas_Oven_E2_Baseline Forecast | Commercial | Office | New | Food Preparation | Natural Gas | Oven | E2 |  | Baseline Forecast | 0 | 177.5115 | 856.4829 | 547.1129 | 653.9838 | 674.1422 | 677.9595 | 587.0687 | 579.1986 | 593.1037 | 632.7761 | 766.7596 | 821.3775 | 884.7325 | 948.5528 | 999.9951 | 1082.4198 | 1274.3102 | 1147.7835 | 1167.2341 | 1196.5243 | 1236.0931 | 1251.1488 | 1297.7796 | 1352.5148 | 1415.751 | 1528.0157 | 1576.4766 | 1624.6123 | 1668.7853 | 1711.706 | 1755.3934 | 1497.2766
Commercial_Office_New_Food Preparation_Natural Gas_Oven_E3_Baseline Forecast | Commercial | Office | New | Food Preparation | Natural Gas | Oven | E3 |  | Baseline Forecast | 0 | 0 | 0 | 0 | 0 | 0 | 0 | 0 | 0 | 0 | 0 | 0 | 0 | 0 | 0 | 0 | 0 | 0 | 0 | 0 | 0 | 0 | 0 | 0 | 0 | 0 | 0 | 0 | 0 | 0 | 0 | 0 | 0
Commercial_Office_New_Food Preparation_Natural Gas_Oven_E4_Baseline Forecast | Commercial | Office | New | Food Preparation | Natural Gas | Oven | E4 |  | Baseline Forecast | 0 | 0 | 0 | 0 | 0 | 0 | 0 | 0 | 0 | 0 | 0 | 0 | 0 | 0 | 0 | 0 | 0 | 0 | 0 | 0 | 0 | 0 | 0 | 0 | 0 | 0 | 0 | 0 | 0 | 0 | 0 | 0 | 0
Commercial_Office_New_Food Preparation_Natural Gas_Oven_E5_Baseline Forecast | Commercial | Office | New | Food Preparation | Natural Gas | Oven | E5 |  | Baseline Forecast | 0 | 0 | 0 | 0 | 0 | 0 | 0 | 0 | 0 | 0 | 0 | 0 | 0 | 0 | 0 | 0 | 0 | 0 | 0 | 0 | 0 | 0 | 0 | 0 | 0 | 0 | 0 | 0 | 0 | 0 | 0 | 0 | 0
Commercial_Office_New_Food Preparation_Natural Gas_Oven_E6_Baseline Forecast | Commercial | Office | New | Food Preparation | Natural Gas | Oven | E6 |  | Baseline Forecast | 0 | 0 | 0 | 0 | 0 | 0 | 0 | 0 | 0 | 0 | 0 | 0 | 0 | 0 | 0 | 0 | 0 | 0 | 0 | 0 | 0 | 0 | 0 | 0 | 0 | 0 | 0 | 0 | 0 | 0 | 0 | 0 | 0
Commercial_Office_New_Food Preparation_Natural Gas_Oven_E7_Baseline Forecast | Commercial | Office | New | Food Preparation | Natural Gas | Oven | E7 |  | Baseline Forecast | 0 | 0 | 0 | 0 | 0 | 0 | 0 | 0 | 0 | 0 | 0 | 0 | 0 | 0 | 0 | 0 | 0 | 0 | 0 | 0 | 0 | 0 | 0 | 0 | 0 | 0 | 0 | 0 | 0 | 0 | 0 | 0 | 0
Commercial_Office_New_Food Preparation_Natural Gas_Oven_E8_Baseline Forecast | Commercial | Office | New | Food Preparation | Natural Gas | Oven | E8 |  | Baseline Forecast | 0 | 0 | 0 | 0 | 0 | 0 | 0 | 0 | 0 | 0 | 0 | 0 | 0 | 0 | 0 | 0 | 0 | 0 | 0 | 0 | 0 | 0 | 0 | 0 | 0 | 0 | 0 | 0 | 0 | 0 | 0 | 0 | 0
Commercial_Office_New_Food Preparation_Natural Gas_Oven_E9_Baseline Forecast | Commercial | Office | New | Food Preparation | Natural Gas | Oven | E9 |  | Baseline Forecast | 0 | 0 | 0 | 0 | 0 | 0 | 0 | 0 | 0 | 0 | 0 | 0 | 0 | 0 | 0 | 0 | 0 | 0 | 0 | 0 | 0 | 0 | 0 | 0 | 0 | 0 | 0 | 0 | 0 | 0 | 0 | 0 | 0
Commercial_Office_New_Food Preparation_Natural Gas_Oven_E10_Baseline Forecast | Commercial | Office | New | Food Preparation | Natural Gas | Oven | E10 |  | Baseline Forecast | 0 | 0 | 0 | 0 | 0 | 0 | 0 | 0 | 0 | 0 | 0 | 0 | 0 | 0 | 0 | 0 | 0 | 0 | 0 | 0 | 0 | 0 | 0 | 0 | 0 | 0 | 0 | 0 | 0 | 0 | 0 | 0 | 0
Commercial_Office_New_Food Preparation_Natural Gas_Conveyor Oven_E1_Baseline Forecast | Commercial | Office | New | Food Preparation | Natural Gas | Conveyor Oven | E1 |  | Baseline Forecast | 0 | 61.6683 | 297.3672 | 190.0545 | 227.2382 | 234.1357 | 235.2131 | 203.5019 | 200.5663 | 205.1773 | 208.4326 | 206.7694 | 203.4543 | 200.5997 | 200.8122 | 200.1288 | 201.2153 | 208.7202 | 257.5589 | 275.3966 | 301.9943 | 328.2477 | 364.9948 | 433.4521 | 398.7578 | 408.464 | 409.3356 | 407.7383 | 398.0263 | 396.9388 | 399.2131 | 399.5438 | 285.583
Commercial_Office_New_Food Preparation_Natural Gas_Conveyor Oven_E2_Baseline Forecast | Commercial | Office | New | Food Preparation | Natural Gas | Conveyor Oven | E2 |  | Baseline Forecast | 0 | 88.7627 | 428.2176 | 273.645 | 327.1835 | 337.2466 | 339.0404 | 293.5127 | 289.4829 | 296.3422 | 301.2505 | 299.0418 | 294.4455 | 290.5134 | 291.0108 | 290.2068 | 291.9618 | 303.0375 | 374.1663 | 400.3074 | 439.1962 | 477.6163 | 531.317 | 631.2423 | 580.9322 | 595.2623 | 596.7042 | 594.5223 | 580.4728 | 578.9775 | 582.3445 | 582.8601 | 416.6125
Commercial_Office_New_Food Preparation_Natural Gas_Conveyor Oven_E3_Baseline Forecast | Commercial | Office | New | Food Preparation | Natural Gas | Conveyor Oven | E3 |  | Baseline Forecast | 0 | 0 | 0 | 0 | 0 | 0 | 0 | 0 | 0 | 0 | 0 | 0 | 0 | 0 | 0 | 0 | 0 | 0 | 0 | 0 | 0 | 0 | 0 | 0 | 0 | 0 | 0 | 0 | 0 | 0 | 0 | 0 | 0
Commercial_Office_New_Food Preparation_Natural Gas_Conveyor Oven_E4_Baseline Forecast | Commercial | Office | New | Food Preparation | Natural Gas | Conveyor Oven | E4 |  | Baseline Forecast | 0 | 0 | 0 | 0 | 0 | 0 | 0 | 0 | 0 | 0 | 0 | 0 | 0 | 0 | 0 | 0 | 0 | 0 | 0 | 0 | 0 | 0 | 0 | 0 | 0 | 0 | 0 | 0 | 0 | 0 | 0 | 0 | 0
Commercial_Office_New_Food Preparation_Natural Gas_Conveyor Oven_E5_Baseline Forecast | Commercial | Office | New | Food Preparation | Natural Gas | Conveyor Oven | E5 |  | Baseline Forecast | 0 | 0 | 0 | 0 | 0 | 0 | 0 | 0 | 0 | 0 | 0 | 0 | 0 | 0 | 0 | 0 | 0 | 0 | 0 | 0 | 0 | 0 | 0 | 0 | 0 | 0 | 0 | 0 | 0 | 0 | 0 | 0 | 0
Commercial_Office_New_Food Preparation_Natural Gas_Conveyor Oven_E6_Baseline Forecast | Commercial | Office | New | Food Preparation | Natural Gas | Conveyor Oven | E6 |  | Baseline Forecast | 0 | 0 | 0 | 0 | 0 | 0 | 0 | 0 | 0 | 0 | 0 | 0 | 0 | 0 | 0 | 0 | 0 | 0 | 0 | 0 | 0 | 0 | 0 | 0 | 0 | 0 | 0 | 0 | 0 | 0 | 0 | 0 | 0
Commercial_Office_New_Food Preparation_Natural Gas_Conveyor Oven_E7_Baseline Forecast | Commercial | Office | New | Food Preparation | Natural Gas | Conveyor Oven | E7 |  | Baseline Forecast | 0 | 0 | 0 | 0 | 0 | 0 | 0 | 0 | 0 | 0 | 0 | 0 | 0 | 0 | 0 | 0 | 0 | 0 | 0 | 0 | 0 | 0 | 0 | 0 | 0 | 0 | 0 | 0 | 0 | 0 | 0 | 0 | 0
Commercial_Office_New_Food Preparation_Natural Gas_Conveyor Oven_E8_Baseline Forecast | Commercial | Office | New | Food Preparation | Natural Gas | Conveyor Oven | E8 |  | Baseline Forecast | 0 | 0 | 0 | 0 | 0 | 0 | 0 | 0 | 0 | 0 | 0 | 0 | 0 | 0 | 0 | 0 | 0 | 0 | 0 | 0 | 0 | 0 | 0 | 0 | 0 | 0 | 0 | 0 | 0 | 0 | 0 | 0 | 0
Commercial_Office_New_Food Preparation_Natural Gas_Conveyor Oven_E9_Baseline Forecast | Commercial | Office | New | Food Preparation | Natural Gas | Conveyor Oven | E9 |  | Baseline Forecast | 0 | 0 | 0 | 0 | 0 | 0 | 0 | 0 | 0 | 0 | 0 | 0 | 0 | 0 | 0 | 0 | 0 | 0 | 0 | 0 | 0 | 0 | 0 | 0 | 0 | 0 | 0 | 0 | 0 | 0 | 0 | 0 | 0
Commercial_Office_New_Food Preparation_Natural Gas_Conveyor Oven_E10_Baseline Forecast | Commercial | Office | New | Food Preparation | Natural Gas | Conveyor Oven | E10 |  | Baseline Forecast | 0 | 0 | 0 | 0 | 0 | 0 | 0 | 0 | 0 | 0 | 0 | 0 | 0 | 0 | 0 | 0 | 0 | 0 | 0 | 0 | 0 | 0 | 0 | 0 | 0 | 0 | 0 | 0 | 0 | 0 | 0 | 0 | 0
Commercial_Office_New_Food Preparation_Natural Gas_Double Rack Oven_E1_Baseline Forecast | Commercial | Office | New | Food Preparation | Natural Gas | Double Rack Oven | E1 |  | Baseline Forecast | 0 | 61.6664 | 297.2293 | 190.0759 | 227.3409 | 234.1744 | 235.0609 | 203.2428 | 200.1548 | 204.6066 | 207.7006 | 205.9039 | 214.6906 | 268.1853 | 292.0773 | 317.6017 | 340.9123 | 370.0259 | 427.8809 | 385.0243 | 393.8162 | 397.1996 | 397.5427 | 391.1399 | 404.4601 | 420.7204 | 438.758 | 456.1062 | 479.2915 | 520.6728 | 538.8781 | 554.7214 | 456.3258
Commercial_Office_New_Food Preparation_Natural Gas_Double Rack Oven_E2_Baseline Forecast | Commercial | Office | New | Food Preparation | Natural Gas | Double Rack Oven | E2 |  | Baseline Forecast | 0 | 88.7646 | 428.3555 | 273.6236 | 327.0808 | 337.2079 | 339.1926 | 293.7718 | 289.8944 | 296.9129 | 301.9825 | 299.9072 | 313.2954 | 392.1137 | 427.8343 | 466.0891 | 501.2255 | 545.0995 | 631.5975 | 569.5004 | 583.6328 | 589.7774 | 591.2892 | 582.744 | 603.4571 | 628.4908 | 656.1651 | 682.7586 | 717.9969 | 780.459 | 808.0125 | 831.9509 | 684.3809
Commercial_Office_New_Food Preparation_Natural Gas_Double Rack Oven_E3_Baseline Forecast | Commercial | Office | New | Food Preparation | Natural Gas | Double Rack Oven | E3 |  | Baseline Forecast | 0 | 0 | 0 | 0 | 0 | 0 | 0 | 0 | 0 | 0 | 0 | 0 | 0 | 0 | 0 | 0 | 0 | 0 | 0 | 0 | 0 | 0 | 0 | 0 | 0 | 0 | 0 | 0 | 0 | 0 | 0 | 0 | 0
Commercial_Office_New_Food Preparation_Natural Gas_Double Rack Oven_E4_Baseline Forecast | Commercial | Office | New | Food Preparation | Natural Gas | Double Rack Oven | E4 |  | Baseline Forecast | 0 | 0 | 0 | 0 | 0 | 0 | 0 | 0 | 0 | 0 | 0 | 0 | 0 | 0 | 0 | 0 | 0 | 0 | 0 | 0 | 0 | 0 | 0 | 0 | 0 | 0 | 0 | 0 | 0 | 0 | 0 | 0 | 0
Commercial_Office_New_Food Preparation_Natural Gas_Double Rack Oven_E5_Baseline Forecast | Commercial | Office | New | Food Preparation | Natural Gas | Double Rack Oven | E5 |  | Baseline Forecast | 0 | 0 | 0 | 0 | 0 | 0 | 0 | 0 | 0 | 0 | 0 | 0 | 0 | 0 | 0 | 0 | 0 | 0 | 0 | 0 | 0 | 0 | 0 | 0 | 0 | 0 | 0 | 0 | 0 | 0 | 0 | 0 | 0
Commercial_Office_New_Food Preparation_Natural Gas_Double Rack Oven_E6_Baseline Forecast | Commercial | Office | New | Food Preparation | Natural Gas | Double Rack Oven | E6 |  | Baseline Forecast | 0 | 0 | 0 | 0 | 0 | 0 | 0 | 0 | 0 | 0 | 0 | 0 | 0 | 0 | 0 | 0 | 0 | 0 | 0 | 0 | 0 | 0 | 0 | 0 | 0 | 0 | 0 | 0 | 0 | 0 | 0 | 0 | 0
Commercial_Office_New_Food Preparation_Natural Gas_Double Rack Oven_E7_Baseline Forecast | Commercial | Office | New | Food Preparation | Natural Gas | Double Rack Oven | E7 |  | Baseline Forecast | 0 | 0 | 0 | 0 | 0 | 0 | 0 | 0 | 0 | 0 | 0 | 0 | 0 | 0 | 0 | 0 | 0 | 0 | 0 | 0 | 0 | 0 | 0 | 0 | 0 | 0 | 0 | 0 | 0 | 0 | 0 | 0 | 0
Commercial_Office_New_Food Preparation_Natural Gas_Double Rack Oven_E8_Baseline Forecast | Commercial | Office | New | Food Preparation | Natural Gas | Double Rack Oven | E8 |  | Baseline Forecast | 0 | 0 | 0 | 0 | 0 | 0 | 0 | 0 | 0 | 0 | 0 | 0 | 0 | 0 | 0 | 0 | 0 | 0 | 0 | 0 | 0 | 0 | 0 | 0 | 0 | 0 | 0 | 0 | 0 | 0 | 0 | 0 | 0
Commercial_Office_New_Food Preparation_Natural Gas_Double Rack Oven_E9_Baseline Forecast | Commercial | Office | New | Food Preparation | Natural Gas | Double Rack Oven | E9 |  | Baseline Forecast | 0 | 0 | 0 | 0 | 0 | 0 | 0 | 0 | 0 | 0 | 0 | 0 | 0 | 0 | 0 | 0 | 0 | 0 | 0 | 0 | 0 | 0 | 0 | 0 | 0 | 0 | 0 | 0 | 0 | 0 | 0 | 0 | 0
Commercial_Office_New_Food Preparation_Natural Gas_Double Rack Oven_E10_Baseline Forecast | Commercial | Office | New | Food Preparation | Natural Gas | Double Rack Oven | E10 |  | Baseline Forecast | 0 | 0 | 0 | 0 | 0 | 0 | 0 | 0 | 0 | 0 | 0 | 0 | 0 | 0 | 0 | 0 | 0 | 0 | 0 | 0 | 0 | 0 | 0 | 0 | 0 | 0 | 0 | 0 | 0 | 0 | 0 | 0 | 0
Commercial_Office_New_Food Preparation_Natural Gas_Fryer_E1_Baseline Forecast | Commercial | Office | New | Food Preparation | Natural Gas | Fryer | E1 |  | Baseline Forecast | 0 | 445.294 | 2147.4783 | 0 | 0 | 0 | 0 | 0 | 0 | 0 | 0 | 0 | 0 | 0 | 0 | 0 | 0 | 0 | 0 | 0 | 0 | 0 | 0 | 0 | 0 | 0 | 0 | 0 | 0 | 0 | 0 | 0 | 0
Commercial_Office_New_Food Preparation_Natural Gas_Fryer_E2_Baseline Forecast | Commercial | Office | New | Food Preparation | Natural Gas | Fryer | E2 |  | Baseline Forecast | 0 | 156.4302 | 754.8609 | 1854.798 | 2217.6867 | 2285.529 | 2297.0142 | 1988.0584 | 1960.1968 | 2126.423 | 2715.4761 | 2935.5991 | 3165.02 | 3360.2949 | 3701.1072 | 4349.0985 | 4000.3464 | 4069.2099 | 4125.056 | 4200.511 | 4271.3938 | 4476.4108 | 4754.2666 | 5217.5255 | 5426.0987 | 5598.4149 | 5741.6372 | 5904.8091 | 6137.4268 | 6100.6818 | 6247.2635 | 6443.7581 | 5534.6142
Commercial_Office_New_Food Preparation_Natural Gas_Fryer_E3_Baseline Forecast | Commercial | Office | New | Food Preparation | Natural Gas | Fryer | E3 |  | Baseline Forecast | 0 | 0 | 0 | 0 | 0 | 0 | 0 | 0 | 0 | 0 | 0 | 0 | 0 | 0 | 0 | 0 | 0 | 0 | 0 | 0 | 0 | 0 | 0 | 0 | 0 | 0 | 0 | 0 | 0 | 0 | 0 | 0 | 0
Commercial_Office_New_Food Preparation_Natural Gas_Fryer_E4_Baseline Forecast | Commercial | Office | New | Food Preparation | Natural Gas | Fryer | E4 |  | Baseline Forecast | 0 | 0 | 0 | 0 | 0 | 0 | 0 | 0 | 0 | 0 | 0 | 0 | 0 | 0 | 0 | 0 | 0 | 0 | 0 | 0 | 0 | 0 | 0 | 0 | 0 | 0 | 0 | 0 | 0 | 0 | 0 | 0 | 0
Commercial_Office_New_Food Preparation_Natural Gas_Fryer_E5_Baseline Forecast | Commercial | Office | New | Food Preparation | Natural Gas | Fryer | E5 |  | Baseline Forecast | 0 | 0 | 0 | 0 | 0 | 0 | 0 | 0 | 0 | 0 | 0 | 0 | 0 | 0 | 0 | 0 | 0 | 0 | 0 | 0 | 0 | 0 | 0 | 0 | 0 | 0 | 0 | 0 | 0 | 0 | 0 | 0 | 0
Commercial_Office_New_Food Preparation_Natural Gas_Fryer_E6_Baseline Forecast | Commercial | Office | New | Food Preparation | Natural Gas | Fryer | E6 |  | Baseline Forecast | 0 | 0 | 0 | 0 | 0 | 0 | 0 | 0 | 0 | 0 | 0 | 0 | 0 | 0 | 0 | 0 | 0 | 0 | 0 | 0 | 0 | 0 | 0 | 0 | 0 | 0 | 0 | 0 | 0 | 0 | 0 | 0 | 0
Commercial_Office_New_Food Preparation_Natural Gas_Fryer_E7_Baseline Forecast | Commercial | Office | New | Food Preparation | Natural Gas | Fryer | E7 |  | Baseline Forecast | 0 | 0 | 0 | 0 | 0 | 0 | 0 | 0 | 0 | 0 | 0 | 0 | 0 | 0 | 0 | 0 | 0 | 0 | 0 | 0 | 0 | 0 | 0 | 0 | 0 | 0 | 0 | 0 | 0 | 0 | 0 | 0 | 0
Commercial_Office_New_Food Preparation_Natural Gas_Fryer_E8_Baseline Forecast | Commercial | Office | New | Food Preparation | Natural Gas | Fryer | E8 |  | Baseline Forecast | 0 | 0 | 0 | 0 | 0 | 0 | 0 | 0 | 0 | 0 | 0 | 0 | 0 | 0 | 0 | 0 | 0 | 0 | 0 | 0 | 0 | 0 | 0 | 0 | 0 | 0 | 0 | 0 | 0 | 0 | 0 | 0 | 0
Commercial_Office_New_Food Preparation_Natural Gas_Fryer_E9_Baseline Forecast | Commercial | Office | New | Food Preparation | Natural Gas | Fryer | E9 |  | Baseline Forecast | 0 | 0 | 0 | 0 | 0 | 0 | 0 | 0 | 0 | 0 | 0 | 0 | 0 | 0 | 0 | 0 | 0 | 0 | 0 | 0 | 0 | 0 | 0 | 0 | 0 | 0 | 0 | 0 | 0 | 0 | 0 | 0 | 0
Commercial_Office_New_Food Preparation_Natural Gas_Fryer_E10_Baseline Forecast | Commercial | Office | New | Food Preparation | Natural Gas | Fryer | E10 |  | Baseline Forecast | 0 | 0 | 0 | 0 | 0 | 0 | 0 | 0 | 0 | 0 | 0 | 0 | 0 | 0 | 0 | 0 | 0 | 0 | 0 | 0 | 0 | 0 | 0 | 0 | 0 | 0 | 0 | 0 | 0 | 0 | 0 | 0 | 0
Commercial_Office_New_Food Preparation_Natural Gas_Broiler_E1_Baseline Forecast | Commercial | Office | New | Food Preparation | Natural Gas | Broiler | E1 |  | Baseline Forecast | 0 | 0 | 0 | 0 | 0 | 0 | 0 | 0 | 0 | 0 | 0 | 0 | 0 | 0 | 0 | 0 | 0 | 0 | 0 | 0 | 0 | 0 | 0 | 0 | 0 | 0 | 0 | 0 | 0 | 0 | 0 | 0 | 0
Commercial_Office_New_Food Preparation_Natural Gas_Broiler_E2_Baseline Forecast | Commercial | Office | New | Food Preparation | Natural Gas | Broiler | E2 |  | Baseline Forecast | 0 | 0 | 0 | 0 | 0 | 0 | 0 | 0 | 0 | 0 | 0 | 0 | 0 | 0 | 0 | 0 | 0 | 0 | 0 | 0 | 0 | 0 | 0 | 0 | 0 | 0 | 0 | 0 | 0 | 0 | 0 | 0 | 0
Commercial_Office_New_Food Preparation_Natural Gas_Broiler_E3_Baseline Forecast | Commercial | Office | New | Food Preparation | Natural Gas | Broiler | E3 |  | Baseline Forecast | 0 | 0 | 0 | 0 | 0 | 0 | 0 | 0 | 0 | 0 | 0 | 0 | 0 | 0 | 0 | 0 | 0 | 0 | 0 | 0 | 0 | 0 | 0 | 0 | 0 | 0 | 0 | 0 | 0 | 0 | 0 | 0 | 0
Commercial_Office_New_Food Preparation_Natural Gas_Broiler_E4_Baseline Forecast | Commercial | Office | New | Food Preparation | Natural Gas | Broiler | E4 |  | Baseline Forecast | 0 | 0 | 0 | 0 | 0 | 0 | 0 | 0 | 0 | 0 | 0 | 0 | 0 | 0 | 0 | 0 | 0 | 0 | 0 | 0 | 0 | 0 | 0 | 0 | 0 | 0 | 0 | 0 | 0 | 0 | 0 | 0 | 0
Commercial_Office_New_Food Preparation_Natural Gas_Broiler_E5_Baseline Forecast | Commercial | Office | New | Food Preparation | Natural Gas | Broiler | E5 |  | Baseline Forecast | 0 | 0 | 0 | 0 | 0 | 0 | 0 | 0 | 0 | 0 | 0 | 0 | 0 | 0 | 0 | 0 | 0 | 0 | 0 | 0 | 0 | 0 | 0 | 0 | 0 | 0 | 0 | 0 | 0 | 0 | 0 | 0 | 0
Commercial_Office_New_Food Preparation_Natural Gas_Broiler_E6_Baseline Forecast | Commercial | Office | New | Food Preparation | Natural Gas | Broiler | E6 |  | Baseline Forecast | 0 | 0 | 0 | 0 | 0 | 0 | 0 | 0 | 0 | 0 | 0 | 0 | 0 | 0 | 0 | 0 | 0 | 0 | 0 | 0 | 0 | 0 | 0 | 0 | 0 | 0 | 0 | 0 | 0 | 0 | 0 | 0 | 0
Commercial_Office_New_Food Preparation_Natural Gas_Broiler_E7_Baseline Forecast | Commercial | Office | New | Food Preparation | Natural Gas | Broiler | E7 |  | Baseline Forecast | 0 | 0 | 0 | 0 | 0 | 0 | 0 | 0 | 0 | 0 | 0 | 0 | 0 | 0 | 0 | 0 | 0 | 0 | 0 | 0 | 0 | 0 | 0 | 0 | 0 | 0 | 0 | 0 | 0 | 0 | 0 | 0 | 0
Commercial_Office_New_Food Preparation_Natural Gas_Broiler_E8_Baseline Forecast | Commercial | Office | New | Food Preparation | Natural Gas | Broiler | E8 |  | Baseline Forecast | 0 | 0 | 0 | 0 | 0 | 0 | 0 | 0 | 0 | 0 | 0 | 0 | 0 | 0 | 0 | 0 | 0 | 0 | 0 | 0 | 0 | 0 | 0 | 0 | 0 | 0 | 0 | 0 | 0 | 0 | 0 | 0 | 0
Commercial_Office_New_Food Preparation_Natural Gas_Broiler_E9_Baseline Forecast | Commercial | Office | New | Food Preparation | Natural Gas | Broiler | E9 |  | Baseline Forecast | 0 | 0 | 0 | 0 | 0 | 0 | 0 | 0 | 0 | 0 | 0 | 0 | 0 | 0 | 0 | 0 | 0 | 0 | 0 | 0 | 0 | 0 | 0 | 0 | 0 | 0 | 0 | 0 | 0 | 0 | 0 | 0 | 0
Commercial_Office_New_Food Preparation_Natural Gas_Broiler_E10_Baseline Forecast | Commercial | Office | New | Food Preparation | Natural Gas | Broiler | E10 |  | Baseline Forecast | 0 | 0 | 0 | 0 | 0 | 0 | 0 | 0 | 0 | 0 | 0 | 0 | 0 | 0 | 0 | 0 | 0 | 0 | 0 | 0 | 0 | 0 | 0 | 0 | 0 | 0 | 0 | 0 | 0 | 0 | 0 | 0 | 0
Commercial_Office_New_Food Preparation_Natural Gas_Griddle_E1_Baseline Forecast | Commercial | Office | New | Food Preparation | Natural Gas | Griddle | E1 |  | Baseline Forecast | 0 | 427.2179 | 2060.501 | 0 | 0 | 0 | 0 | 0 | 0 | 0 | 0 | 0 | 0 | 0 | 0 | 0 | 0 | 0 | 0 | 0 | 0 | 0 | 0 | 0 | 0 | 0 | 0 | 0 | 0 | 0 | 0 | 0 | 0
Commercial_Office_New_Food Preparation_Natural Gas_Griddle_E2_Baseline Forecast | Commercial | Office | New | Food Preparation | Natural Gas | Griddle | E2 |  | Baseline Forecast | 0 | 174.5063 | 841.8382 | 1854.798 | 2217.6867 | 2285.529 | 2297.0142 | 1988.0584 | 1960.1968 | 2006.0782 | 2038.7324 | 2023.2445 | 2111.9438 | 2641.196 | 2879.6465 | 3134.7632 | 3368.5512 | 3660.5013 | 4237.9135 | 3818.0991 | 3909.796 | 3947.9082 | 3955.3275 | 3895.5357 | 4031.6691 | 4196.8448 | 4379.6925 | 4555.4594 | 4789.1536 | 5204.5272 | 5387.5626 | 5546.689 | 4562.8269
Commercial_Office_New_Food Preparation_Natural Gas_Griddle_E3_Baseline Forecast | Commercial | Office | New | Food Preparation | Natural Gas | Griddle | E3 |  | Baseline Forecast | 0 | 0 | 0 | 0 | 0 | 0 | 0 | 0 | 0 | 0 | 0 | 0 | 0 | 0 | 0 | 0 | 0 | 0 | 0 | 0 | 0 | 0 | 0 | 0 | 0 | 0 | 0 | 0 | 0 | 0 | 0 | 0 | 0
Commercial_Office_New_Food Preparation_Natural Gas_Griddle_E4_Baseline Forecast | Commercial | Office | New | Food Preparation | Natural Gas | Griddle | E4 |  | Baseline Forecast | 0 | 0 | 0 | 0 | 0 | 0 | 0 | 0 | 0 | 0 | 0 | 0 | 0 | 0 | 0 | 0 | 0 | 0 | 0 | 0 | 0 | 0 | 0 | 0 | 0 | 0 | 0 | 0 | 0 | 0 | 0 | 0 | 0
Commercial_Office_New_Food Preparation_Natural Gas_Griddle_E5_Baseline Forecast | Commercial | Office | New | Food Preparation | Natural Gas | Griddle | E5 |  | Baseline Forecast | 0 | 0 | 0 | 0 | 0 | 0 | 0 | 0 | 0 | 0 | 0 | 0 | 0 | 0 | 0 | 0 | 0 | 0 | 0 | 0 | 0 | 0 | 0 | 0 | 0 | 0 | 0 | 0 | 0 | 0 | 0 | 0 | 0
Commercial_Office_New_Food Preparation_Natural Gas_Griddle_E6_Baseline Forecast | Commercial | Office | New | Food Preparation | Natural Gas | Griddle | E6 |  | Baseline Forecast | 0 | 0 | 0 | 0 | 0 | 0 | 0 | 0 | 0 | 0 | 0 | 0 | 0 | 0 | 0 | 0 | 0 | 0 | 0 | 0 | 0 | 0 | 0 | 0 | 0 | 0 | 0 | 0 | 0 | 0 | 0 | 0 | 0
Commercial_Office_New_Food Preparation_Natural Gas_Griddle_E7_Baseline Forecast | Commercial | Office | New | Food Preparation | Natural Gas | Griddle | E7 |  | Baseline Forecast | 0 | 0 | 0 | 0 | 0 | 0 | 0 | 0 | 0 | 0 | 0 | 0 | 0 | 0 | 0 | 0 | 0 | 0 | 0 | 0 | 0 | 0 | 0 | 0 | 0 | 0 | 0 | 0 | 0 | 0 | 0 | 0 | 0
Commercial_Office_New_Food Preparation_Natural Gas_Griddle_E8_Baseline Forecast | Commercial | Office | New | Food Preparation | Natural Gas | Griddle | E8 |  | Baseline Forecast | 0 | 0 | 0 | 0 | 0 | 0 | 0 | 0 | 0 | 0 | 0 | 0 | 0 | 0 | 0 | 0 | 0 | 0 | 0 | 0 | 0 | 0 | 0 | 0 | 0 | 0 | 0 | 0 | 0 | 0 | 0 | 0 | 0
Commercial_Office_New_Food Preparation_Natural Gas_Griddle_E9_Baseline Forecast | Commercial | Office | New | Food Preparation | Natural Gas | Griddle | E9 |  | Baseline Forecast | 0 | 0 | 0 | 0 | 0 | 0 | 0 | 0 | 0 | 0 | 0 | 0 | 0 | 0 | 0 | 0 | 0 | 0 | 0 | 0 | 0 | 0 | 0 | 0 | 0 | 0 | 0 | 0 | 0 | 0 | 0 | 0 | 0
Commercial_Office_New_Food Preparation_Natural Gas_Griddle_E10_Baseline Forecast | Commercial | Office | New | Food Preparation | Natural Gas | Griddle | E10 |  | Baseline Forecast | 0 | 0 | 0 | 0 | 0 | 0 | 0 | 0 | 0 | 0 | 0 | 0 | 0 | 0 | 0 | 0 | 0 | 0 | 0 | 0 | 0 | 0 | 0 | 0 | 0 | 0 | 0 | 0 | 0 | 0 | 0 | 0 | 0
Commercial_Office_New_Food Preparation_Natural Gas_Range_E1_Baseline Forecast | Commercial | Office | New | Food Preparation | Natural Gas | Range | E1 |  | Baseline Forecast | 0 | 246.7087 | 1189.7128 | 760.5604 | 909.5467 | 937.2332 | 941.5298 | 814.612 | 802.8579 | 821.3278 | 883.6239 | 1104.6058 | 1187.6049 | 1282.7709 | 1374.3541 | 1509.4787 | 1780.5972 | 1614.1059 | 1619.2726 | 1604.8012 | 1651.0239 | 1684.6988 | 1758.4917 | 1843.7602 | 1952.1309 | 2129.8822 | 2204.2426 | 2266.1335 | 2314.9667 | 2373.708 | 2467.6036 | 2439.3436 | 2026.2665
Commercial_Office_New_Food Preparation_Natural Gas_Range_E2_Baseline Forecast | Commercial | Office | New | Food Preparation | Natural Gas | Range | E2 |  | Baseline Forecast | 0 | 355.0155 | 1712.6264 | 1094.2376 | 1308.1401 | 1348.2958 | 1355.4844 | 1173.4464 | 1157.3389 | 1184.7504 | 1275.4533 | 1595.3824 | 1716.3487 | 1855.1024 | 1988.7804 | 2185.6787 | 2579.8677 | 2340.2179 | 2349.3395 | 2330.024 | 2398.8167 | 2449.514 | 2558.4907 | 2684.3559 | 2843.8064 | 3104.3098 | 3214.148 | 3305.6773 | 3377.9316 | 3464.498 | 3602.0227 | 3561.089 | 2958.0562
Commercial_Office_New_Food Preparation_Natural Gas_Range_E3_Baseline Forecast | Commercial | Office | New | Food Preparation | Natural Gas | Range | E3 |  | Baseline Forecast | 0 | 0 | 0 | 0 | 0 | 0 | 0 | 0 | 0 | 0 | 0 | 0 | 0 | 0 | 0 | 0 | 0 | 0 | 0 | 0 | 0 | 0 | 0 | 0 | 0 | 0 | 0 | 0 | 0 | 0 | 0 | 0 | 0
Commercial_Office_New_Food Preparation_Natural Gas_Range_E4_Baseline Forecast | Commercial | Office | New | Food Preparation | Natural Gas | Range | E4 |  | Baseline Forecast | 0 | 0 | 0 | 0 | 0 | 0 | 0 | 0 | 0 | 0 | 0 | 0 | 0 | 0 | 0 | 0 | 0 | 0 | 0 | 0 | 0 | 0 | 0 | 0 | 0 | 0 | 0 | 0 | 0 | 0 | 0 | 0 | 0
Commercial_Office_New_Food Preparation_Natural Gas_Range_E5_Baseline Forecast | Commercial | Office | New | Food Preparation | Natural Gas | Range | E5 |  | Baseline Forecast | 0 | 0 | 0 | 0 | 0 | 0 | 0 | 0 | 0 | 0 | 0 | 0 | 0 | 0 | 0 | 0 | 0 | 0 | 0 | 0 | 0 | 0 | 0 | 0 | 0 | 0 | 0 | 0 | 0 | 0 | 0 | 0 | 0
Commercial_Office_New_Food Preparation_Natural Gas_Range_E6_Baseline Forecast | Commercial | Office | New | Food Preparation | Natural Gas | Range | E6 |  | Baseline Forecast | 0 | 0 | 0 | 0 | 0 | 0 | 0 | 0 | 0 | 0 | 0 | 0 | 0 | 0 | 0 | 0 | 0 | 0 | 0 | 0 | 0 | 0 | 0 | 0 | 0 | 0 | 0 | 0 | 0 | 0 | 0 | 0 | 0
Commercial_Office_New_Food Preparation_Natural Gas_Range_E7_Baseline Forecast | Commercial | Office | New | Food Preparation | Natural Gas | Range | E7 |  | Baseline Forecast | 0 | 0 | 0 | 0 | 0 | 0 | 0 | 0 | 0 | 0 | 0 | 0 | 0 | 0 | 0 | 0 | 0 | 0 | 0 | 0 | 0 | 0 | 0 | 0 | 0 | 0 | 0 | 0 | 0 | 0 | 0 | 0 | 0
Commercial_Office_New_Food Preparation_Natural Gas_Range_E8_Baseline Forecast | Commercial | Office | New | Food Preparation | Natural Gas | Range | E8 |  | Baseline Forecast | 0 | 0 | 0 | 0 | 0 | 0 | 0 | 0 | 0 | 0 | 0 | 0 | 0 | 0 | 0 | 0 | 0 | 0 | 0 | 0 | 0 | 0 | 0 | 0 | 0 | 0 | 0 | 0 | 0 | 0 | 0 | 0 | 0
Commercial_Office_New_Food Preparation_Natural Gas_Range_E9_Baseline Forecast | Commercial | Office | New | Food Preparation | Natural Gas | Range | E9 |  | Baseline Forecast | 0 | 0 | 0 | 0 | 0 | 0 | 0 | 0 | 0 | 0 | 0 | 0 | 0 | 0 | 0 | 0 | 0 | 0 | 0 | 0 | 0 | 0 | 0 | 0 | 0 | 0 | 0 | 0 | 0 | 0 | 0 | 0 | 0
Commercial_Office_New_Food Preparation_Natural Gas_Range_E10_Baseline Forecast | Commercial | Office | New | Food Preparation | Natural Gas | Range | E10 |  | Baseline Forecast | 0 | 0 | 0 | 0 | 0 | 0 | 0 | 0 | 0 | 0 | 0 | 0 | 0 | 0 | 0 | 0 | 0 | 0 | 0 | 0 | 0 | 0 | 0 | 0 | 0 | 0 | 0 | 0 | 0 | 0 | 0 | 0 | 0
Commercial_Office_New_Food Preparation_Natural Gas_Steamer_E1_Baseline Forecast | Commercial | Office | New | Food Preparation | Natural Gas | Steamer | E1 |  | Baseline Forecast | 0 | 0 | 0 | 0 | 0 | 0 | 0 | 0 | 0 | 0 | 0 | 0 | 0 | 0 | 0 | 0 | 0 | 0 | 0 | 0 | 0 | 0 | 0 | 0 | 0 | 0 | 0 | 0 | 0 | 0 | 0 | 0 | 0
Commercial_Office_New_Food Preparation_Natural Gas_Steamer_E2_Baseline Forecast | Commercial | Office | New | Food Preparation | Natural Gas | Steamer | E2 |  | Baseline Forecast | 0 | 0 | 0 | 0 | 0 | 0 | 0 | 0 | 0 | 0 | 0 | 0 | 0 | 0 | 0 | 0 | 0 | 0 | 0 | 0 | 0 | 0 | 0 | 0 | 0 | 0 | 0 | 0 | 0 | 0 | 0 | 0 | 0
Commercial_Office_New_Food Preparation_Natural Gas_Steamer_E3_Baseline Forecast | Commercial | Office | New | Food Preparation | Natural Gas | Steamer | E3 |  | Baseline Forecast | 0 | 0 | 0 | 0 | 0 | 0 | 0 | 0 | 0 | 0 | 0 | 0 | 0 | 0 | 0 | 0 | 0 | 0 | 0 | 0 | 0 | 0 | 0 | 0 | 0 | 0 | 0 | 0 | 0 | 0 | 0 | 0 | 0
Commercial_Office_New_Food Preparation_Natural Gas_Steamer_E4_Baseline Forecast | Commercial | Office | New | Food Preparation | Natural Gas | Steamer | E4 |  | Baseline Forecast | 0 | 0 | 0 | 0 | 0 | 0 | 0 | 0 | 0 | 0 | 0 | 0 | 0 | 0 | 0 | 0 | 0 | 0 | 0 | 0 | 0 | 0 | 0 | 0 | 0 | 0 | 0 | 0 | 0 | 0 | 0 | 0 | 0
Commercial_Office_New_Food Preparation_Natural Gas_Steamer_E5_Baseline Forecast | Commercial | Office | New | Food Preparation | Natural Gas | Steamer | E5 |  | Baseline Forecast | 0 | 0 | 0 | 0 | 0 | 0 | 0 | 0 | 0 | 0 | 0 | 0 | 0 | 0 | 0 | 0 | 0 | 0 | 0 | 0 | 0 | 0 | 0 | 0 | 0 | 0 | 0 | 0 | 0 | 0 | 0 | 0 | 0
Commercial_Office_New_Food Preparation_Natural Gas_Steamer_E6_Baseline Forecast | Commercial | Office | New | Food Preparation | Natural Gas | Steamer | E6 |  | Baseline Forecast | 0 | 0 | 0 | 0 | 0 | 0 | 0 | 0 | 0 | 0 | 0 | 0 | 0 | 0 | 0 | 0 | 0 | 0 | 0 | 0 | 0 | 0 | 0 | 0 | 0 | 0 | 0 | 0 | 0 | 0 | 0 | 0 | 0
Commercial_Office_New_Food Preparation_Natural Gas_Steamer_E7_Baseline Forecast | Commercial | Office | New | Food Preparation | Natural Gas | Steamer | E7 |  | Baseline Forecast | 0 | 0 | 0 | 0 | 0 | 0 | 0 | 0 | 0 | 0 | 0 | 0 | 0 | 0 | 0 | 0 | 0 | 0 | 0 | 0 | 0 | 0 | 0 | 0 | 0 | 0 | 0 | 0 | 0 | 0 | 0 | 0 | 0
Commercial_Office_New_Food Preparation_Natural Gas_Steamer_E8_Baseline Forecast | Commercial | Office | New | Food Preparation | Natural Gas | Steamer | E8 |  | Baseline Forecast | 0 | 0 | 0 | 0 | 0 | 0 | 0 | 0 | 0 | 0 | 0 | 0 | 0 | 0 | 0 | 0 | 0 | 0 | 0 | 0 | 0 | 0 | 0 | 0 | 0 | 0 | 0 | 0 | 0 | 0 | 0 | 0 | 0
Commercial_Office_New_Food Preparation_Natural Gas_Steamer_E9_Baseline Forecast | Commercial | Office | New | Food Preparation | Natural Gas | Steamer | E9 |  | Baseline Forecast | 0 | 0 | 0 | 0 | 0 | 0 | 0 | 0 | 0 | 0 | 0 | 0 | 0 | 0 | 0 | 0 | 0 | 0 | 0 | 0 | 0 | 0 | 0 | 0 | 0 | 0 | 0 | 0 | 0 | 0 | 0 | 0 | 0
Commercial_Office_New_Food Preparation_Natural Gas_Steamer_E10_Baseline Forecast | Commercial | Office | New | Food Preparation | Natural Gas | Steamer | E10 |  | Baseline Forecast | 0 | 0 | 0 | 0 | 0 | 0 | 0 | 0 | 0 | 0 | 0 | 0 | 0 | 0 | 0 | 0 | 0 | 0 | 0 | 0 | 0 | 0 | 0 | 0 | 0 | 0 | 0 | 0 | 0 | 0 | 0 | 0 | 0
Commercial_Office_New_Food Preparation_Natural Gas_Food Prep Other_E1_Baseline Forecast | Commercial | Office | New | Food Preparation | Natural Gas | Food Prep Other | E1 |  | Baseline Forecast | 0 | 0 | 0 | 0 | 0 | 0 | 0 | 0 | 0 | 0 | 0 | 0 | 0 | 0 | 0 | 0 | 0 | 0 | 0 | 0 | 0 | 0 | 0 | 0 | 0 | 0 | 0 | 0 | 0 | 0 | 0 | 0 | 0
Commercial_Office_New_Food Preparation_Natural Gas_Food Prep Other_E2_Baseline Forecast | Commercial | Office | New | Food Preparation | Natural Gas | Food Prep Other | E2 |  | Baseline Forecast | 0 | 0 | 0 | 0 | 0 | 0 | 0 | 0 | 0 | 0 | 0 | 0 | 0 | 0 | 0 | 0 | 0 | 0 | 0 | 0 | 0 | 0 | 0 | 0 | 0 | 0 | 0 | 0 | 0 | 0 | 0 | 0 | 0
Commercial_Office_New_Food Preparation_Natural Gas_Food Prep Other_E3_Baseline Forecast | Commercial | Office | New | Food Preparation | Natural Gas | Food Prep Other | E3 |  | Baseline Forecast | 0 | 0 | 0 | 0 | 0 | 0 | 0 | 0 | 0 | 0 | 0 | 0 | 0 | 0 | 0 | 0 | 0 | 0 | 0 | 0 | 0 | 0 | 0 | 0 | 0 | 0 | 0 | 0 | 0 | 0 | 0 | 0 | 0
Commercial_Office_New_Food Preparation_Natural Gas_Food Prep Other_E4_Baseline Forecast | Commercial | Office | New | Food Preparation | Natural Gas | Food Prep Other | E4 |  | Baseline Forecast | 0 | 0 | 0 | 0 | 0 | 0 | 0 | 0 | 0 | 0 | 0 | 0 | 0 | 0 | 0 | 0 | 0 | 0 | 0 | 0 | 0 | 0 | 0 | 0 | 0 | 0 | 0 | 0 | 0 | 0 | 0 | 0 | 0
Commercial_Office_New_Food Preparation_Natural Gas_Food Prep Other_E5_Baseline Forecast | Commercial | Office | New | Food Preparation | Natural Gas | Food Prep Other | E5 |  | Baseline Forecast | 0 | 0 | 0 | 0 | 0 | 0 | 0 | 0 | 0 | 0 | 0 | 0 | 0 | 0 | 0 | 0 | 0 | 0 | 0 | 0 | 0 | 0 | 0 | 0 | 0 | 0 | 0 | 0 | 0 | 0 | 0 | 0 | 0
Commercial_Office_New_Food Preparation_Natural Gas_Food Prep Other_E6_Baseline Forecast | Commercial | Office | New | Food Preparation | Natural Gas | Food Prep Other | E6 |  | Baseline Forecast | 0 | 0 | 0 | 0 | 0 | 0 | 0 | 0 | 0 | 0 | 0 | 0 | 0 | 0 | 0 | 0 | 0 | 0 | 0 | 0 | 0 | 0 | 0 | 0 | 0 | 0 | 0 | 0 | 0 | 0 | 0 | 0 | 0
Commercial_Office_New_Food Preparation_Natural Gas_Food Prep Other_E7_Baseline Forecast | Commercial | Office | New | Food Preparation | Natural Gas | Food Prep Other | E7 |  | Baseline Forecast | 0 | 0 | 0 | 0 | 0 | 0 | 0 | 0 | 0 | 0 | 0 | 0 | 0 | 0 | 0 | 0 | 0 | 0 | 0 | 0 | 0 | 0 | 0 | 0 | 0 | 0 | 0 | 0 | 0 | 0 | 0 | 0 | 0
Commercial_Office_New_Food Preparation_Natural Gas_Food Prep Other_E8_Baseline Forecast | Commercial | Office | New | Food Preparation | Natural Gas | Food Prep Other | E8 |  | Baseline Forecast | 0 | 0 | 0 | 0 | 0 | 0 | 0 | 0 | 0 | 0 | 0 | 0 | 0 | 0 | 0 | 0 | 0 | 0 | 0 | 0 | 0 | 0 | 0 | 0 | 0 | 0 | 0 | 0 | 0 | 0 | 0 | 0 | 0
Commercial_Office_New_Food Preparation_Natural Gas_Food Prep Other_E9_Baseline Forecast | Commercial | Office | New | Food Preparation | Natural Gas | Food Prep Other | E9 |  | Baseline Forecast | 0 | 0 | 0 | 0 | 0 | 0 | 0 | 0 | 0 | 0 | 0 | 0 | 0 | 0 | 0 | 0 | 0 | 0 | 0 | 0 | 0 | 0 | 0 | 0 | 0 | 0 | 0 | 0 | 0 | 0 | 0 | 0 | 0
Commercial_Office_New_Food Preparation_Natural Gas_Food Prep Other_E10_Baseline Forecast | Commercial | Office | New | Food Preparation | Natural Gas | Food Prep Other | E10 |  | Baseline Forecast | 0 | 0 | 0 | 0 | 0 | 0 | 0 | 0 | 0 | 0 | 0 | 0 | 0 | 0 | 0 | 0 | 0 | 0 | 0 | 0 | 0 | 0 | 0 | 0 | 0 | 0 | 0 | 0 | 0 | 0 | 0 | 0 | 0
Commercial_Office_New_Miscellaneous_Natural Gas_Pool Heater_E1_Baseline Forecast | Commercial | Office | New | Miscellaneous | Natural Gas | Pool Heater | E1 |  | Baseline Forecast | 0 | 0 | 0 | 0 | 0 | 0 | 0 | 0 | 0 | 0 | 0 | 0 | 0 | 0 | 0 | 0 | 0 | 0 | 0 | 0 | 0 | 0 | 0 | 0 | 0 | 0 | 0 | 0 | 0 | 0 | 0 | 0 | 0
Commercial_Office_New_Miscellaneous_Natural Gas_Pool Heater_E2_Baseline Forecast | Commercial | Office | New | Miscellaneous | Natural Gas | Pool Heater | E2 |  | Baseline Forecast | 0 | 0 | 0 | 0 | 0 | 0 | 0 | 0 | 0 | 0 | 0 | 0 | 0 | 0 | 0 | 0 | 0 | 0 | 0 | 0 | 0 | 0 | 0 | 0 | 0 | 0 | 0 | 0 | 0 | 0 | 0 | 0 | 0
Commercial_Office_New_Miscellaneous_Natural Gas_Pool Heater_E3_Baseline Forecast | Commercial | Office | New | Miscellaneous | Natural Gas | Pool Heater | E3 |  | Baseline Forecast | 0 | 0 | 0 | 0 | 0 | 0 | 0 | 0 | 0 | 0 | 0 | 0 | 0 | 0 | 0 | 0 | 0 | 0 | 0 | 0 | 0 | 0 | 0 | 0 | 0 | 0 | 0 | 0 | 0 | 0 | 0 | 0 | 0
Commercial_Office_New_Miscellaneous_Natural Gas_Pool Heater_E4_Baseline Forecast | Commercial | Office | New | Miscellaneous | Natural Gas | Pool Heater | E4 |  | Baseline Forecast | 0 | 0 | 0 | 0 | 0 | 0 | 0 | 0 | 0 | 0 | 0 | 0 | 0 | 0 | 0 | 0 | 0 | 0 | 0 | 0 | 0 | 0 | 0 | 0 | 0 | 0 | 0 | 0 | 0 | 0 | 0 | 0 | 0
Commercial_Office_New_Miscellaneous_Natural Gas_Pool Heater_E5_Baseline Forecast | Commercial | Office | New | Miscellaneous | Natural Gas | Pool Heater | E5 |  | Baseline Forecast | 0 | 0 | 0 | 0 | 0 | 0 | 0 | 0 | 0 | 0 | 0 | 0 | 0 | 0 | 0 | 0 | 0 | 0 | 0 | 0 | 0 | 0 | 0 | 0 | 0 | 0 | 0 | 0 | 0 | 0 | 0 | 0 | 0
Commercial_Office_New_Miscellaneous_Natural Gas_Pool Heater_E6_Baseline Forecast | Commercial | Office | New | Miscellaneous | Natural Gas | Pool Heater | E6 |  | Baseline Forecast | 0 | 0 | 0 | 0 | 0 | 0 | 0 | 0 | 0 | 0 | 0 | 0 | 0 | 0 | 0 | 0 | 0 | 0 | 0 | 0 | 0 | 0 | 0 | 0 | 0 | 0 | 0 | 0 | 0 | 0 | 0 | 0 | 0
Commercial_Office_New_Miscellaneous_Natural Gas_Pool Heater_E7_Baseline Forecast | Commercial | Office | New | Miscellaneous | Natural Gas | Pool Heater | E7 |  | Baseline Forecast | 0 | 0 | 0 | 0 | 0 | 0 | 0 | 0 | 0 | 0 | 0 | 0 | 0 | 0 | 0 | 0 | 0 | 0 | 0 | 0 | 0 | 0 | 0 | 0 | 0 | 0 | 0 | 0 | 0 | 0 | 0 | 0 | 0
Commercial_Office_New_Miscellaneous_Natural Gas_Pool Heater_E8_Baseline Forecast | Commercial | Office | New | Miscellaneous | Natural Gas | Pool Heater | E8 |  | Baseline Forecast | 0 | 0 | 0 | 0 | 0 | 0 | 0 | 0 | 0 | 0 | 0 | 0 | 0 | 0 | 0 | 0 | 0 | 0 | 0 | 0 | 0 | 0 | 0 | 0 | 0 | 0 | 0 | 0 | 0 | 0 | 0 | 0 | 0
Commercial_Office_New_Miscellaneous_Natural Gas_Pool Heater_E9_Baseline Forecast | Commercial | Office | New | Miscellaneous | Natural Gas | Pool Heater | E9 |  | Baseline Forecast | 0 | 0 | 0 | 0 | 0 | 0 | 0 | 0 | 0 | 0 | 0 | 0 | 0 | 0 | 0 | 0 | 0 | 0 | 0 | 0 | 0 | 0 | 0 | 0 | 0 | 0 | 0 | 0 | 0 | 0 | 0 | 0 | 0
Commercial_Office_New_Miscellaneous_Natural Gas_Pool Heater_E10_Baseline Forecast | Commercial | Office | New | Miscellaneous | Natural Gas | Pool Heater | E10 |  | Baseline Forecast | 0 | 0 | 0 | 0 | 0 | 0 | 0 | 0 | 0 | 0 | 0 | 0 | 0 | 0 | 0 | 0 | 0 | 0 | 0 | 0 | 0 | 0 | 0 | 0 | 0 | 0 | 0 | 0 | 0 | 0 | 0 | 0 | 0
Commercial_Office_New_Miscellaneous_Natural Gas_Miscellaneous_E1_Baseline Forecast | Commercial | Office | New | Miscellaneous | Natural Gas | Miscellaneous | E1 |  | Baseline Forecast | 0 | 75957.6497 | 366371.953 | 234137.3381 | 290797.0813 | 350149.7342 | 376242.0507 | 366457.9292 | 396462.4413 | 434714.4572 | 465261.8568 | 512374.2248 | 618385.3781 | 590471.4385 | 631606.9971 | 681736.784 | 713105.4171 | 728377.0406 | 755540.2599 | 786452.0328 | 819454.8379 | 860933.3364 | 917144.9188 | 930916.5911 | 969182.2752 | 1011129.8747 | 1043945.5061 | 1072209.4358 | 1106815.0527 | 1141874.3029 | 1177921.8189 | 1214866.2759 | 1115301.6151
Commercial_Office_New_Miscellaneous_Natural Gas_Miscellaneous_E2_Baseline Forecast | Commercial | Office | New | Miscellaneous | Natural Gas | Miscellaneous | E2 |  | Baseline Forecast | 0 | 0 | 0 | 0 | 0 | 0 | 0 | 0 | 0 | 0 | 0 | 0 | 0 | 0 | 0 | 0 | 0 | 0 | 0 | 0 | 0 | 0 | 0 | 0 | 0 | 0 | 0 | 0 | 0 | 0 | 0 | 0 | 0
Commercial_Office_New_Miscellaneous_Natural Gas_Miscellaneous_E3_Baseline Forecast | Commercial | Office | New | Miscellaneous | Natural Gas | Miscellaneous | E3 |  | Baseline Forecast | 0 | 0 | 0 | 0 | 0 | 0 | 0 | 0 | 0 | 0 | 0 | 0 | 0 | 0 | 0 | 0 | 0 | 0 | 0 | 0 | 0 | 0 | 0 | 0 | 0 | 0 | 0 | 0 | 0 | 0 | 0 | 0 | 0
Commercial_Office_New_Miscellaneous_Natural Gas_Miscellaneous_E4_Baseline Forecast | Commercial | Office | New | Miscellaneous | Natural Gas | Miscellaneous | E4 |  | Baseline Forecast | 0 | 0 | 0 | 0 | 0 | 0 | 0 | 0 | 0 | 0 | 0 | 0 | 0 | 0 | 0 | 0 | 0 | 0 | 0 | 0 | 0 | 0 | 0 | 0 | 0 | 0 | 0 | 0 | 0 | 0 | 0 | 0 | 0
Commercial_Office_New_Miscellaneous_Natural Gas_Miscellaneous_E5_Baseline Forecast | Commercial | Office | New | Miscellaneous | Natural Gas | Miscellaneous | E5 |  | Baseline Forecast | 0 | 0 | 0 | 0 | 0 | 0 | 0 | 0 | 0 | 0 | 0 | 0 | 0 | 0 | 0 | 0 | 0 | 0 | 0 | 0 | 0 | 0 | 0 | 0 | 0 | 0 | 0 | 0 | 0 | 0 | 0 | 0 | 0
Commercial_Office_New_Miscellaneous_Natural Gas_Miscellaneous_E6_Baseline Forecast | Commercial | Office | New | Miscellaneous | Natural Gas | Miscellaneous | E6 |  | Baseline Forecast | 0 | 0 | 0 | 0 | 0 | 0 | 0 | 0 | 0 | 0 | 0 | 0 | 0 | 0 | 0 | 0 | 0 | 0 | 0 | 0 | 0 | 0 | 0 | 0 | 0 | 0 | 0 | 0 | 0 | 0 | 0 | 0 | 0
Commercial_Office_New_Miscellaneous_Natural Gas_Miscellaneous_E7_Baseline Forecast | Commercial | Office | New | Miscellaneous | Natural Gas | Miscellaneous | E7 |  | Baseline Forecast | 0 | 0 | 0 | 0 | 0 | 0 | 0 | 0 | 0 | 0 | 0 | 0 | 0 | 0 | 0 | 0 | 0 | 0 | 0 | 0 | 0 | 0 | 0 | 0 | 0 | 0 | 0 | 0 | 0 | 0 | 0 | 0 | 0
Commercial_Office_New_Miscellaneous_Natural Gas_Miscellaneous_E8_Baseline Forecast | Commercial | Office | New | Miscellaneous | Natural Gas | Miscellaneous | E8 |  | Baseline Forecast | 0 | 0 | 0 | 0 | 0 | 0 | 0 | 0 | 0 | 0 | 0 | 0 | 0 | 0 | 0 | 0 | 0 | 0 | 0 | 0 | 0 | 0 | 0 | 0 | 0 | 0 | 0 | 0 | 0 | 0 | 0 | 0 | 0
Commercial_Office_New_Miscellaneous_Natural Gas_Miscellaneous_E9_Baseline Forecast | Commercial | Office | New | Miscellaneous | Natural Gas | Miscellaneous | E9 |  | Baseline Forecast | 0 | 0 | 0 | 0 | 0 | 0 | 0 | 0 | 0 | 0 | 0 | 0 | 0 | 0 | 0 | 0 | 0 | 0 | 0 | 0 | 0 | 0 | 0 | 0 | 0 | 0 | 0 | 0 | 0 | 0 | 0 | 0 | 0
Commercial_Office_New_Miscellaneous_Natural Gas_Miscellaneous_E10_Baseline Forecast | Commercial | Office | New | Miscellaneous | Natural Gas | Miscellaneous | E10 |  | Baseline Forecast | 0 | 0 | 0 | 0 | 0 | 0 | 0 | 0 | 0 | 0 | 0 | 0 | 0 | 0 | 0 | 0 | 0 | 0 | 0 | 0 | 0 | 0 | 0 | 0 | 0 | 0 | 0 | 0 | 0 | 0 | 0 | 0 | 0
Commercial_Restaurant_Existing_Space Heating_Natural Gas_Furnace_E1_Baseline Forecast | Commercial | Restaurant | Existing | Space Heating | Natural Gas | Furnace | E1 |  | Baseline Forecast | 0 | 12940.44 | 14029.6481 | 15002.4485 | 30878.4193 | 0 | 0 | 0 | 0 | 0 | 0 | 0 | 0 | 0 | 0 | 0 | 0 | 0 | 0 | 0 | 0 | 0 | 0 | 0 | 0 | 0 | 0 | 0 | 0 | 0 | 0 | 0 | 0
Commercial_Restaurant_Existing_Space Heating_Natural Gas_Furnace_E2_Baseline Forecast | Commercial | Restaurant | Existing | Space Heating | Natural Gas | Furnace | E2 |  | Baseline Forecast | 0 | 0 | 0 | 0 | 0 | 0 | 0 | 0 | 0 | 0 | 0 | 0 | 0 | 0 | 0 | 0 | 0 | 0 | 0 | 0 | 0 | 0 | 0 | 0 | 0 | 0 | 0 | 0 | 0 | 0 | 0 | 0 | 0
Commercial_Restaurant_Existing_Space Heating_Natural Gas_Furnace_E3_Baseline Forecast | Commercial | Restaurant | Existing | Space Heating | Natural Gas | Furnace | E3 |  | Baseline Forecast | 0 | 0 | 0 | 0 | 0 | 16838.5306 | 17627.8859 | 10205.226 | 10573.4304 | 10910.3426 | 11218.1143 | 11499.3321 | 11755.6379 | 11989.216 | 12202.2649 | 12395.9861 | 12571.8738 | 12731.2292 | 12876.2197 | 12390.0732 | 11989.1269 | 11662.0319 | 12012.2495 | 11757.5359 | 11555.7175 | 11399.6442 | 11283.1623 | 11200.6731 | 11147.8415 | 11119.8649 | 11113.35 | 11124.448 | 18027.4945
Commercial_Restaurant_Existing_Space Heating_Natural Gas_Furnace_E4_Baseline Forecast | Commercial | Restaurant | Existing | Space Heating | Natural Gas | Furnace | E4 |  | Baseline Forecast | 0 | 0 | 0 | 0 | 0 | 0 | 0 | 0 | 0 | 0 | 0 | 0 | 0 | 0 | 0 | 0 | 0 | 0 | 0 | 0 | 0 | 0 | 0 | 0 | 0 | 0 | 0 | 0 | 0 | 0 | 0 | 0 | 0
Commercial_Restaurant_Existing_Space Heating_Natural Gas_Furnace_E5_Baseline Forecast | Commercial | Restaurant | Existing | Space Heating | Natural Gas | Furnace | E5 |  | Baseline Forecast | 0 | 0 | 0 | 0 | 0 | 0 | 0 | 8148.7668 | 8446.1313 | 8718.0885 | 8966.5236 | 9193.2366 | 9400.7152 | 9590.4187 | 9763.1208 | 9920.5606 | 10063.7629 | 10194.5214 | 10313.6782 | 9928.0347 | 9609.8907 | 9350.9943 | 9634.598 | 9433.5408 | 9274.0587 | 9151.0284 | 9059.5914 | 8995.6005 | 8954.6252 | 8933.7555 | 8929.439 | 8939.5607 | 14486.8205
Commercial_Restaurant_Existing_Space Heating_Natural Gas_Furnace_E6_Baseline Forecast | Commercial | Restaurant | Existing | Space Heating | Natural Gas | Furnace | E6 |  | Baseline Forecast | 0 | 0 | 0 | 0 | 0 | 0 | 0 | 0 | 0 | 0 | 0 | 0 | 0 | 0 | 0 | 0 | 0 | 0 | 0 | 0 | 0 | 0 | 0 | 0 | 0 | 0 | 0 | 0 | 0 | 0 | 0 | 0 | 0
Commercial_Restaurant_Existing_Space Heating_Natural Gas_Furnace_E7_Baseline Forecast | Commercial | Restaurant | Existing | Space Heating | Natural Gas | Furnace | E7 |  | Baseline Forecast | 0 | 0 | 0 | 0 | 0 | 0 | 0 | 0 | 0 | 0 | 0 | 0 | 0 | 0 | 0 | 0 | 0 | 0 | 0 | 0 | 0 | 0 | 0 | 0 | 0 | 0 | 0 | 0 | 0 | 0 | 0 | 0 | 0
Commercial_Restaurant_Existing_Space Heating_Natural Gas_Furnace_E8_Baseline Forecast | Commercial | Restaurant | Existing | Space Heating | Natural Gas | Furnace | E8 |  | Baseline Forecast | 0 | 0 | 0 | 0 | 0 | 0 | 0 | 0 | 0 | 0 | 0 | 0 | 0 | 0 | 0 | 0 | 0 | 0 | 0 | 0 | 0 | 0 | 0 | 0 | 0 | 0 | 0 | 0 | 0 | 0 | 0 | 0 | 0
Commercial_Restaurant_Existing_Space Heating_Natural Gas_Furnace_E9_Baseline Forecast | Commercial | Restaurant | Existing | Space Heating | Natural Gas | Furnace | E9 |  | Baseline Forecast | 0 | 0 | 0 | 0 | 0 | 0 | 0 | 0 | 0 | 0 | 0 | 0 | 0 | 0 | 0 | 0 | 0 | 0 | 0 | 0 | 0 | 0 | 0 | 0 | 0 | 0 | 0 | 0 | 0 | 0 | 0 | 0 | 0
Commercial_Restaurant_Existing_Space Heating_Natural Gas_Furnace_E10_Baseline Forecast | Commercial | Restaurant | Existing | Space Heating | Natural Gas | Furnace | E10 |  | Baseline Forecast | 0 | 0 | 0 | 0 | 0 | 0 | 0 | 0 | 0 | 0 | 0 | 0 | 0 | 0 | 0 | 0 | 0 | 0 | 0 | 0 | 0 | 0 | 0 | 0 | 0 | 0 | 0 | 0 | 0 | 0 | 0 | 0 | 0
Commercial_Restaurant_Existing_Space Heating_Natural Gas_Boiler_E1_Baseline Forecast | Commercial | Restaurant | Existing | Space Heating | Natural Gas | Boiler | E1 |  | Baseline Forecast | 0 | 46.9609 | 50.9132 | 54.4447 | 116.7626 | 0 | 0 | 0 | 0 | 0 | 0 | 0 | 0 | 0 | 0 | 0 | 0 | 0 | 0 | 0 | 0 | 0 | 0 | 0 | 0 | 0 | 0 | 0 | 0 | 0 | 0 | 0 | 0
Commercial_Restaurant_Existing_Space Heating_Natural Gas_Boiler_E2_Baseline Forecast | Commercial | Restaurant | Existing | Space Heating | Natural Gas | Boiler | E2 |  | Baseline Forecast | 0 | 0 | 0 | 0 | 0 | 0 | 0 | 0 | 0 | 0 | 0 | 0 | 0 | 0 | 0 | 0 | 0 | 0 | 0 | 0 | 0 | 0 | 0 | 0 | 0 | 0 | 0 | 0 | 0 | 0 | 0 | 0 | 0
Commercial_Restaurant_Existing_Space Heating_Natural Gas_Boiler_E3_Baseline Forecast | Commercial | Restaurant | Existing | Space Heating | Natural Gas | Boiler | E3 |  | Baseline Forecast | 0 | 14.942 | 16.2002 | 17.3222 | 37.147 | 80.5502 | 84.3262 | 87.7997 | 90.9836 | 93.8962 | 96.5569 | 98.9867 | 101.2053 | 103.2301 | 105.0755 | 106.7553 | 108.2817 | 109.6695 | 110.9331 | 112.0836 | 113.1272 | 108.7684 | 105.1488 | 102.1773 | 105.4889 | 103.1285 | 101.2338 | 99.7449 | 98.6078 | 97.7747 | 97.2028 | 96.8548 | 140.6515
Commercial_Restaurant_Existing_Space Heating_Natural Gas_Boiler_E4_Baseline Forecast | Commercial | Restaurant | Existing | Space Heating | Natural Gas | Boiler | E4 |  | Baseline Forecast | 0 | 0 | 0 | 0 | 0 | 0 | 0 | 0 | 0 | 0 | 0 | 0 | 0 | 0 | 0 | 0 | 0 | 0 | 0 | 0 | 0 | 0 | 0 | 0 | 0 | 0 | 0 | 0 | 0 | 0 | 0 | 0 | 0
Commercial_Restaurant_Existing_Space Heating_Natural Gas_Boiler_E5_Baseline Forecast | Commercial | Restaurant | Existing | Space Heating | Natural Gas | Boiler | E5 |  | Baseline Forecast | 0 | 0 | 0 | 0 | 0 | 0 | 0 | 0 | 0 | 0 | 0 | 0 | 0 | 0 | 0 | 0 | 0 | 0 | 0 | 0 | 0 | 0 | 0 | 0 | 0 | 0 | 0 | 0 | 0 | 0 | 0 | 0 | 0
Commercial_Restaurant_Existing_Space Heating_Natural Gas_Boiler_E6_Baseline Forecast | Commercial | Restaurant | Existing | Space Heating | Natural Gas | Boiler | E6 |  | Baseline Forecast | 0 | 0 | 0 | 0 | 0 | 0 | 0 | 0 | 0 | 0 | 0 | 0 | 0 | 0 | 0 | 0 | 0 | 0 | 0 | 0 | 0 | 0 | 0 | 0 | 0 | 0 | 0 | 0 | 0 | 0 | 0 | 0 | 0
Commercial_Restaurant_Existing_Space Heating_Natural Gas_Boiler_E7_Baseline Forecast | Commercial | Restaurant | Existing | Space Heating | Natural Gas | Boiler | E7 |  | Baseline Forecast | 0 | 0 | 0 | 0 | 0 | 0 | 0 | 0 | 0 | 0 | 0 | 0 | 0 | 0 | 0 | 0 | 0 | 0 | 0 | 0 | 0 | 0 | 0 | 0 | 0 | 0 | 0 | 0 | 0 | 0 | 0 | 0 | 0
Commercial_Restaurant_Existing_Space Heating_Natural Gas_Boiler_E8_Baseline Forecast | Commercial | Restaurant | Existing | Space Heating | Natural Gas | Boiler | E8 |  | Baseline Forecast | 0 | 0 | 0 | 0 | 0 | 0 | 0 | 0 | 0 | 0 | 0 | 0 | 0 | 0 | 0 | 0 | 0 | 0 | 0 | 0 | 0 | 0 | 0 | 0 | 0 | 0 | 0 | 0 | 0 | 0 | 0 | 0 | 0
Commercial_Restaurant_Existing_Space Heating_Natural Gas_Boiler_E9_Baseline Forecast | Commercial | Restaurant | Existing | Space Heating | Natural Gas | Boiler | E9 |  | Baseline Forecast | 0 | 0 | 0 | 0 | 0 | 0 | 0 | 0 | 0 | 0 | 0 | 0 | 0 | 0 | 0 | 0 | 0 | 0 | 0 | 0 | 0 | 0 | 0 | 0 | 0 | 0 | 0 | 0 | 0 | 0 | 0 | 0 | 0
Commercial_Restaurant_Existing_Space Heating_Natural Gas_Boiler_E10_Baseline Forecast | Commercial | Restaurant | Existing | Space Heating | Natural Gas | Boiler | E10 |  | Baseline Forecast | 0 | 0 | 0 | 0 | 0 | 0 | 0 | 0 | 0 | 0 | 0 | 0 | 0 | 0 | 0 | 0 | 0 | 0 | 0 | 0 | 0 | 0 | 0 | 0 | 0 | 0 | 0 | 0 | 0 | 0 | 0 | 0 | 0
Commercial_Restaurant_Existing_Space Heating_Natural Gas_Unit Heater_E1_Baseline Forecast | Commercial | Restaurant | Existing | Space Heating | Natural Gas | Unit Heater | E1 |  | Baseline Forecast | 0 | 287.4735 | 340.4802 | 384.7713 | 610.4998 | 0 | 0 | 0 | 0 | 0 | 0 | 0 | 0 | 0 | 0 | 0 | 0 | 0 | 0 | 0 | 0 | 0 | 0 | 0 | 0 | 0 | 0 | 0 | 0 | 0 | 0 | 0 | 0
Commercial_Restaurant_Existing_Space Heating_Natural Gas_Unit Heater_E2_Baseline Forecast | Commercial | Restaurant | Existing | Space Heating | Natural Gas | Unit Heater | E2 |  | Baseline Forecast | 0 | 0 | 0 | 0 | 0 | 457.4073 | 485.394 | 509.2193 | 529.4314 | 546.5295 | 560.9524 | 519.7902 | 492.104 | 474.8325 | 491.5042 | 484.4077 | 482.2719 | 483.7947 | 568.3283 | 577.9759 | 586.0665 | 637.6278 | 571.7803 | 563.8251 | 558.165 | 551.3124 | 544.2813 | 537.7356 | 528.3238 | 525.3793 | 526.8891 | 544.931 | 650.6083
Commercial_Restaurant_Existing_Space Heating_Natural Gas_Unit Heater_E3_Baseline Forecast | Commercial | Restaurant | Existing | Space Heating | Natural Gas | Unit Heater | E3 |  | Baseline Forecast | 0 | 0 | 0 | 0 | 0 | 0 | 0 | 0 | 0 | 0 | 0 | 0 | 0 | 0 | 0 | 0 | 0 | 0 | 0 | 0 | 0 | 0 | 0 | 0 | 0 | 0 | 0 | 0 | 0 | 0 | 0 | 0 | 0
Commercial_Restaurant_Existing_Space Heating_Natural Gas_Unit Heater_E4_Baseline Forecast | Commercial | Restaurant | Existing | Space Heating | Natural Gas | Unit Heater | E4 |  | Baseline Forecast | 0 | 0 | 0 | 0 | 0 | 0 | 0 | 0 | 0 | 0 | 0 | 0 | 0 | 0 | 0 | 0 | 0 | 0 | 0 | 0 | 0 | 0 | 0 | 0 | 0 | 0 | 0 | 0 | 0 | 0 | 0 | 0 | 0
Commercial_Restaurant_Existing_Space Heating_Natural Gas_Unit Heater_E5_Baseline Forecast | Commercial | Restaurant | Existing | Space Heating | Natural Gas | Unit Heater | E5 |  | Baseline Forecast | 0 | 0 | 0 | 0 | 0 | 0 | 0 | 0 | 0 | 0 | 0 | 0 | 0 | 0 | 0 | 0 | 0 | 0 | 0 | 0 | 0 | 0 | 0 | 0 | 0 | 0 | 0 | 0 | 0 | 0 | 0 | 0 | 0
Commercial_Restaurant_Existing_Space Heating_Natural Gas_Unit Heater_E6_Baseline Forecast | Commercial | Restaurant | Existing | Space Heating | Natural Gas | Unit Heater | E6 |  | Baseline Forecast | 0 | 0 | 0 | 0 | 0 | 0 | 0 | 0 | 0 | 0 | 0 | 0 | 0 | 0 | 0 | 0 | 0 | 0 | 0 | 0 | 0 | 0 | 0 | 0 | 0 | 0 | 0 | 0 | 0 | 0 | 0 | 0 | 0
Commercial_Restaurant_Existing_Space Heating_Natural Gas_Unit Heater_E7_Baseline Forecast | Commercial | Restaurant | Existing | Space Heating | Natural Gas | Unit Heater | E7 |  | Baseline Forecast | 0 | 0 | 0 | 0 | 0 | 0 | 0 | 0 | 0 | 0 | 0 | 0 | 0 | 0 | 0 | 0 | 0 | 0 | 0 | 0 | 0 | 0 | 0 | 0 | 0 | 0 | 0 | 0 | 0 | 0 | 0 | 0 | 0
Commercial_Restaurant_Existing_Space Heating_Natural Gas_Unit Heater_E8_Baseline Forecast | Commercial | Restaurant | Existing | Space Heating | Natural Gas | Unit Heater | E8 |  | Baseline Forecast | 0 | 0 | 0 | 0 | 0 | 0 | 0 | 0 | 0 | 0 | 0 | 0 | 0 | 0 | 0 | 0 | 0 | 0 | 0 | 0 | 0 | 0 | 0 | 0 | 0 | 0 | 0 | 0 | 0 | 0 | 0 | 0 | 0
Commercial_Restaurant_Existing_Space Heating_Natural Gas_Unit Heater_E9_Baseline Forecast | Commercial | Restaurant | Existing | Space Heating | Natural Gas | Unit Heater | E9 |  | Baseline Forecast | 0 | 0 | 0 | 0 | 0 | 0 | 0 | 0 | 0 | 0 | 0 | 0 | 0 | 0 | 0 | 0 | 0 | 0 | 0 | 0 | 0 | 0 | 0 | 0 | 0 | 0 | 0 | 0 | 0 | 0 | 0 | 0 | 0
Commercial_Restaurant_Existing_Space Heating_Natural Gas_Unit Heater_E10_Baseline Forecast | Commercial | Restaurant | Existing | Space Heating | Natural Gas | Unit Heater | E10 |  | Baseline Forecast | 0 | 0 | 0 | 0 | 0 | 0 | 0 | 0 | 0 | 0 | 0 | 0 | 0 | 0 | 0 | 0 | 0 | 0 | 0 | 0 | 0 | 0 | 0 | 0 | 0 | 0 | 0 | 0 | 0 | 0 | 0 | 0 | 0
Commercial_Restaurant_Existing_Water Heating_Natural Gas_Water Heater_E1_Baseline Forecast | Commercial | Restaurant | Existing | Water Heating | Natural Gas | Water Heater | E1 |  | Baseline Forecast | 0 | 2286.0258 | 2956.6272 | 3480.7494 | 5235.0304 | 4250.4348 | 4516.6087 | 4727.4587 | 4893.6832 | 5024.093 | 4456.8364 | 4136.5583 | 3986.2996 | 4208.9787 | 4194.2396 | 4813.5395 | 4944.0864 | 5046.1346 | 5461.4964 | 4988.749 | 4866.1141 | 4724.5893 | 4644.0313 | 4567.7658 | 4450.8011 | 4445.7026 | 4504.8093 | 4728.517 | 4753.6876 | 4911.1519 | 4884.6213 | 4840.2438 | 5625.2905
Commercial_Restaurant_Existing_Water Heating_Natural Gas_Water Heater_E2_Baseline Forecast | Commercial | Restaurant | Existing | Water Heating | Natural Gas | Water Heater | E2 |  | Baseline Forecast | 0 | 20479.7121 | 26487.487 | 31182.6899 | 46898.3803 | 38077.9599 | 40462.9702 | 42352.2903 | 43841.9346 | 45010.7099 | 39929.0651 | 37060.0014 | 35714.1457 | 37709.5364 | 37577.8201 | 43126.753 | 44296.7776 | 45211.5125 | 48933.474 | 44698.2358 | 43599.8707 | 42332.2384 | 41610.8111 | 40927.8352 | 39880.1271 | 39834.7094 | 40364.562 | 42369.2725 | 42594.9778 | 44006.0636 | 43768.4166 | 43370.8254 | 50405.2073
Commercial_Restaurant_Existing_Water Heating_Natural Gas_Water Heater_E3_Baseline Forecast | Commercial | Restaurant | Existing | Water Heating | Natural Gas | Water Heater | E3 |  | Baseline Forecast | 0 | 0 | 0 | 0 | 0 | 0 | 0 | 0 | 0 | 0 | 0 | 0 | 0 | 0 | 0 | 0 | 0 | 0 | 0 | 0 | 0 | 0 | 0 | 0 | 0 | 0 | 0 | 0 | 0 | 0 | 0 | 0 | 0
Commercial_Restaurant_Existing_Water Heating_Natural Gas_Water Heater_E4_Baseline Forecast | Commercial | Restaurant | Existing | Water Heating | Natural Gas | Water Heater | E4 |  | Baseline Forecast | 0 | 0 | 0 | 0 | 0 | 0 | 0 | 0 | 0 | 0 | 0 | 0 | 0 | 0 | 0 | 0 | 0 | 0 | 0 | 0 | 0 | 0 | 0 | 0 | 0 | 0 | 0 | 0 | 0 | 0 | 0 | 0 | 0
Commercial_Restaurant_Existing_Water Heating_Natural Gas_Water Heater_E5_Baseline Forecast | Commercial | Restaurant | Existing | Water Heating | Natural Gas | Water Heater | E5 |  | Baseline Forecast | 0 | 0 | 0 | 0 | 0 | 0 | 0 | 0 | 0 | 0 | 0 | 0 | 0 | 0 | 0 | 0 | 0 | 0 | 0 | 0 | 0 | 0 | 0 | 0 | 0 | 0 | 0 | 0 | 0 | 0 | 0 | 0 | 0
Commercial_Restaurant_Existing_Water Heating_Natural Gas_Water Heater_E6_Baseline Forecast | Commercial | Restaurant | Existing | Water Heating | Natural Gas | Water Heater | E6 |  | Baseline Forecast | 0 | 0 | 0 | 0 | 0 | 0 | 0 | 0 | 0 | 0 | 0 | 0 | 0 | 0 | 0 | 0 | 0 | 0 | 0 | 0 | 0 | 0 | 0 | 0 | 0 | 0 | 0 | 0 | 0 | 0 | 0 | 0 | 0
Commercial_Restaurant_Existing_Water Heating_Natural Gas_Water Heater_E7_Baseline Forecast | Commercial | Restaurant | Existing | Water Heating | Natural Gas | Water Heater | E7 |  | Baseline Forecast | 0 | 0 | 0 | 0 | 0 | 0 | 0 | 0 | 0 | 0 | 0 | 0 | 0 | 0 | 0 | 0 | 0 | 0 | 0 | 0 | 0 | 0 | 0 | 0 | 0 | 0 | 0 | 0 | 0 | 0 | 0 | 0 | 0
Commercial_Restaurant_Existing_Water Heating_Natural Gas_Water Heater_E8_Baseline Forecast | Commercial | Restaurant | Existing | Water Heating | Natural Gas | Water Heater | E8 |  | Baseline Forecast | 0 | 0 | 0 | 0 | 0 | 0 | 0 | 0 | 0 | 0 | 0 | 0 | 0 | 0 | 0 | 0 | 0 | 0 | 0 | 0 | 0 | 0 | 0 | 0 | 0 | 0 | 0 | 0 | 0 | 0 | 0 | 0 | 0
Commercial_Restaurant_Existing_Water Heating_Natural Gas_Water Heater_E9_Baseline Forecast | Commercial | Restaurant | Existing | Water Heating | Natural Gas | Water Heater | E9 |  | Baseline Forecast | 0 | 0 | 0 | 0 | 0 | 0 | 0 | 0 | 0 | 0 | 0 | 0 | 0 | 0 | 0 | 0 | 0 | 0 | 0 | 0 | 0 | 0 | 0 | 0 | 0 | 0 | 0 | 0 | 0 | 0 | 0 | 0 | 0
Commercial_Restaurant_Existing_Water Heating_Natural Gas_Water Heater_E10_Baseline Forecast | Commercial | Restaurant | Existing | Water Heating | Natural Gas | Water Heater | E10 |  | Baseline Forecast | 0 | 0 | 0 | 0 | 0 | 0 | 0 | 0 | 0 | 0 | 0 | 0 | 0 | 0 | 0 | 0 | 0 | 0 | 0 | 0 | 0 | 0 | 0 | 0 | 0 | 0 | 0 | 0 | 0 | 0 | 0 | 0 | 0
Commercial_Restaurant_Existing_Food Preparation_Natural Gas_Oven_E1_Baseline Forecast | Commercial | Restaurant | Existing | Food Preparation | Natural Gas | Oven | E1 |  | Baseline Forecast | 0 | 1334.434 | 1437.5696 | 1521.1849 | 2153.352 | 1656.8077 | 1704.0759 | 1742.9813 | 1774.2034 | 1799.2683 | 1711.0898 | 1655.2453 | 1623.0284 | 1698.0142 | 1679.8486 | 1672.5253 | 2028.348 | 2002.9341 | 1980.923 | 2092.4385 | 1876.5977 | 1836.9284 | 1813.8923 | 1789.757 | 1767.0275 | 1775.8863 | 1787.8386 | 1800.7199 | 1858.5337 | 1846.848 | 1833.9837 | 1917.1567 | 2192.2483
Commercial_Restaurant_Existing_Food Preparation_Natural Gas_Oven_E2_Baseline Forecast | Commercial | Restaurant | Existing | Food Preparation | Natural Gas | Oven | E2 |  | Baseline Forecast | 0 | 1920.3587 | 2070.4245 | 2188.5094 | 3096.0261 | 2383.4205 | 2455.213 | 2514.3708 | 2563.2741 | 2603.2221 | 2479.1691 | 2401.4184 | 2357.9925 | 2470.5272 | 2447.4852 | 2440.2495 | 2963.5966 | 2930.964 | 2903.3448 | 3071.8704 | 2759.4097 | 2705.5175 | 2675.5818 | 2644.0198 | 2613.9441 | 2630.08 | 2650.5514 | 2672.0481 | 2759.7728 | 2743.995 | 2725.732 | 2849.9422 | 3258.8787
Commercial_Restaurant_Existing_Food Preparation_Natural Gas_Oven_E3_Baseline Forecast | Commercial | Restaurant | Existing | Food Preparation | Natural Gas | Oven | E3 |  | Baseline Forecast | 0 | 0 | 0 | 0 | 0 | 0 | 0 | 0 | 0 | 0 | 0 | 0 | 0 | 0 | 0 | 0 | 0 | 0 | 0 | 0 | 0 | 0 | 0 | 0 | 0 | 0 | 0 | 0 | 0 | 0 | 0 | 0 | 0
Commercial_Restaurant_Existing_Food Preparation_Natural Gas_Oven_E4_Baseline Forecast | Commercial | Restaurant | Existing | Food Preparation | Natural Gas | Oven | E4 |  | Baseline Forecast | 0 | 0 | 0 | 0 | 0 | 0 | 0 | 0 | 0 | 0 | 0 | 0 | 0 | 0 | 0 | 0 | 0 | 0 | 0 | 0 | 0 | 0 | 0 | 0 | 0 | 0 | 0 | 0 | 0 | 0 | 0 | 0 | 0
Commercial_Restaurant_Existing_Food Preparation_Natural Gas_Oven_E5_Baseline Forecast | Commercial | Restaurant | Existing | Food Preparation | Natural Gas | Oven | E5 |  | Baseline Forecast | 0 | 0 | 0 | 0 | 0 | 0 | 0 | 0 | 0 | 0 | 0 | 0 | 0 | 0 | 0 | 0 | 0 | 0 | 0 | 0 | 0 | 0 | 0 | 0 | 0 | 0 | 0 | 0 | 0 | 0 | 0 | 0 | 0
Commercial_Restaurant_Existing_Food Preparation_Natural Gas_Oven_E6_Baseline Forecast | Commercial | Restaurant | Existing | Food Preparation | Natural Gas | Oven | E6 |  | Baseline Forecast | 0 | 0 | 0 | 0 | 0 | 0 | 0 | 0 | 0 | 0 | 0 | 0 | 0 | 0 | 0 | 0 | 0 | 0 | 0 | 0 | 0 | 0 | 0 | 0 | 0 | 0 | 0 | 0 | 0 | 0 | 0 | 0 | 0
Commercial_Restaurant_Existing_Food Preparation_Natural Gas_Oven_E7_Baseline Forecast | Commercial | Restaurant | Existing | Food Preparation | Natural Gas | Oven | E7 |  | Baseline Forecast | 0 | 0 | 0 | 0 | 0 | 0 | 0 | 0 | 0 | 0 | 0 | 0 | 0 | 0 | 0 | 0 | 0 | 0 | 0 | 0 | 0 | 0 | 0 | 0 | 0 | 0 | 0 | 0 | 0 | 0 | 0 | 0 | 0
Commercial_Restaurant_Existing_Food Preparation_Natural Gas_Oven_E8_Baseline Forecast | Commercial | Restaurant | Existing | Food Preparation | Natural Gas | Oven | E8 |  | Baseline Forecast | 0 | 0 | 0 | 0 | 0 | 0 | 0 | 0 | 0 | 0 | 0 | 0 | 0 | 0 | 0 | 0 | 0 | 0 | 0 | 0 | 0 | 0 | 0 | 0 | 0 | 0 | 0 | 0 | 0 | 0 | 0 | 0 | 0
Commercial_Restaurant_Existing_Food Preparation_Natural Gas_Oven_E9_Baseline Forecast | Commercial | Restaurant | Existing | Food Preparation | Natural Gas | Oven | E9 |  | Baseline Forecast | 0 | 0 | 0 | 0 | 0 | 0 | 0 | 0 | 0 | 0 | 0 | 0 | 0 | 0 | 0 | 0 | 0 | 0 | 0 | 0 | 0 | 0 | 0 | 0 | 0 | 0 | 0 | 0 | 0 | 0 | 0 | 0 | 0
Commercial_Restaurant_Existing_Food Preparation_Natural Gas_Oven_E10_Baseline Forecast | Commercial | Restaurant | Existing | Food Preparation | Natural Gas | Oven | E10 |  | Baseline Forecast | 0 | 0 | 0 | 0 | 0 | 0 | 0 | 0 | 0 | 0 | 0 | 0 | 0 | 0 | 0 | 0 | 0 | 0 | 0 | 0 | 0 | 0 | 0 | 0 | 0 | 0 | 0 | 0 | 0 | 0 | 0 | 0 | 0
Commercial_Restaurant_Existing_Food Preparation_Natural Gas_Conveyor Oven_E1_Baseline Forecast | Commercial | Restaurant | Existing | Food Preparation | Natural Gas | Conveyor Oven | E1 |  | Baseline Forecast | 0 | 282.554 | 365.3411 | 430.1385 | 761.1328 | 525.1312 | 557.787 | 583.618 | 603.8928 | 619.739 | 632.0348 | 641.5163 | 648.7445 | 654.1821 | 658.203 | 661.0866 | 663.0655 | 583.2412 | 535.6178 | 510.3916 | 553.7227 | 543.0162 | 610.8912 | 620.9759 | 628.739 | 703.7728 | 625.2918 | 631.3337 | 635.8836 | 639.2397 | 641.6556 | 643.3116 | 801.1699
Commercial_Restaurant_Existing_Food Preparation_Natural Gas_Conveyor Oven_E2_Baseline Forecast | Commercial | Restaurant | Existing | Food Preparation | Natural Gas | Conveyor Oven | E2 |  | Baseline Forecast | 0 | 406.6962 | 526.102 | 619.3238 | 1095.8986 | 756.3935 | 804.0043 | 841.7576 | 871.6155 | 895.1031 | 913.4889 | 927.7978 | 938.8836 | 947.4026 | 953.8471 | 958.6418 | 962.1027 | 846.7987 | 778.1136 | 741.8885 | 805.2898 | 790.1149 | 889.2642 | 904.3359 | 915.9816 | 1025.6214 | 911.5118 | 920.5462 | 927.3586 | 932.3992 | 936.0029 | 938.4721 | 1168.7579
Commercial_Restaurant_Existing_Food Preparation_Natural Gas_Conveyor Oven_E3_Baseline Forecast | Commercial | Restaurant | Existing | Food Preparation | Natural Gas | Conveyor Oven | E3 |  | Baseline Forecast | 0 | 0 | 0 | 0 | 0 | 0 | 0 | 0 | 0 | 0 | 0 | 0 | 0 | 0 | 0 | 0 | 0 | 0 | 0 | 0 | 0 | 0 | 0 | 0 | 0 | 0 | 0 | 0 | 0 | 0 | 0 | 0 | 0
Commercial_Restaurant_Existing_Food Preparation_Natural Gas_Conveyor Oven_E4_Baseline Forecast | Commercial | Restaurant | Existing | Food Preparation | Natural Gas | Conveyor Oven | E4 |  | Baseline Forecast | 0 | 0 | 0 | 0 | 0 | 0 | 0 | 0 | 0 | 0 | 0 | 0 | 0 | 0 | 0 | 0 | 0 | 0 | 0 | 0 | 0 | 0 | 0 | 0 | 0 | 0 | 0 | 0 | 0 | 0 | 0 | 0 | 0
Commercial_Restaurant_Existing_Food Preparation_Natural Gas_Conveyor Oven_E5_Baseline Forecast | Commercial | Restaurant | Existing | Food Preparation | Natural Gas | Conveyor Oven | E5 |  | Baseline Forecast | 0 | 0 | 0 | 0 | 0 | 0 | 0 | 0 | 0 | 0 | 0 | 0 | 0 | 0 | 0 | 0 | 0 | 0 | 0 | 0 | 0 | 0 | 0 | 0 | 0 | 0 | 0 | 0 | 0 | 0 | 0 | 0 | 0
Commercial_Restaurant_Existing_Food Preparation_Natural Gas_Conveyor Oven_E6_Baseline Forecast | Commercial | Restaurant | Existing | Food Preparation | Natural Gas | Conveyor Oven | E6 |  | Baseline Forecast | 0 | 0 | 0 | 0 | 0 | 0 | 0 | 0 | 0 | 0 | 0 | 0 | 0 | 0 | 0 | 0 | 0 | 0 | 0 | 0 | 0 | 0 | 0 | 0 | 0 | 0 | 0 | 0 | 0 | 0 | 0 | 0 | 0
Commercial_Restaurant_Existing_Food Preparation_Natural Gas_Conveyor Oven_E7_Baseline Forecast | Commercial | Restaurant | Existing | Food Preparation | Natural Gas | Conveyor Oven | E7 |  | Baseline Forecast | 0 | 0 | 0 | 0 | 0 | 0 | 0 | 0 | 0 | 0 | 0 | 0 | 0 | 0 | 0 | 0 | 0 | 0 | 0 | 0 | 0 | 0 | 0 | 0 | 0 | 0 | 0 | 0 | 0 | 0 | 0 | 0 | 0
Commercial_Restaurant_Existing_Food Preparation_Natural Gas_Conveyor Oven_E8_Baseline Forecast | Commercial | Restaurant | Existing | Food Preparation | Natural Gas | Conveyor Oven | E8 |  | Baseline Forecast | 0 | 0 | 0 | 0 | 0 | 0 | 0 | 0 | 0 | 0 | 0 | 0 | 0 | 0 | 0 | 0 | 0 | 0 | 0 | 0 | 0 | 0 | 0 | 0 | 0 | 0 | 0 | 0 | 0 | 0 | 0 | 0 | 0
Commercial_Restaurant_Existing_Food Preparation_Natural Gas_Conveyor Oven_E9_Baseline Forecast | Commercial | Restaurant | Existing | Food Preparation | Natural Gas | Conveyor Oven | E9 |  | Baseline Forecast | 0 | 0 | 0 | 0 | 0 | 0 | 0 | 0 | 0 | 0 | 0 | 0 | 0 | 0 | 0 | 0 | 0 | 0 | 0 | 0 | 0 | 0 | 0 | 0 | 0 | 0 | 0 | 0 | 0 | 0 | 0 | 0 | 0
Commercial_Restaurant_Existing_Food Preparation_Natural Gas_Conveyor Oven_E10_Baseline Forecast | Commercial | Restaurant | Existing | Food Preparation | Natural Gas | Conveyor Oven | E10 |  | Baseline Forecast | 0 | 0 | 0 | 0 | 0 | 0 | 0 | 0 | 0 | 0 | 0 | 0 | 0 | 0 | 0 | 0 | 0 | 0 | 0 | 0 | 0 | 0 | 0 | 0 | 0 | 0 | 0 | 0 | 0 | 0 | 0 | 0 | 0
Commercial_Restaurant_Existing_Food Preparation_Natural Gas_Double Rack Oven_E1_Baseline Forecast | Commercial | Restaurant | Existing | Food Preparation | Natural Gas | Double Rack Oven | E1 |  | Baseline Forecast | 0 | 400.2726 | 517.3265 | 609.4315 | 963.137 | 744.0588 | 789.6871 | 825.7395 | 853.7597 | 875.5216 | 892.2383 | 905.011 | 798.8397 | 736.9915 | 705.7846 | 748.7538 | 740.7416 | 842.7112 | 861.2361 | 875.4357 | 955.3516 | 880.5128 | 889.2469 | 873.2888 | 846.7984 | 818.2123 | 802.5875 | 787.7207 | 766.0821 | 763.5614 | 772.1473 | 813.2651 | 973.6651
Commercial_Restaurant_Existing_Food Preparation_Natural Gas_Double Rack Oven_E2_Baseline Forecast | Commercial | Restaurant | Existing | Food Preparation | Natural Gas | Double Rack Oven | E2 |  | Baseline Forecast | 0 | 576.1652 | 745.5513 | 877.3067 | 1385.6879 | 1071.4345 | 1139.5173 | 1193.5426 | 1236.5437 | 1270.5047 | 1297.2536 | 1318.1841 | 1165.7371 | 1077.555 | 1033.8318 | 1098.8166 | 1089.0736 | 1241.4306 | 1271.2758 | 1294.8819 | 1415.8244 | 1307.4196 | 1322.6304 | 1301.0789 | 1263.4287 | 1222.2821 | 1200.2742 | 1179.1619 | 1147.62 | 1144.5351 | 1157.7843 | 1219.7054 | 1460.2675
Commercial_Restaurant_Existing_Food Preparation_Natural Gas_Double Rack Oven_E3_Baseline Forecast | Commercial | Restaurant | Existing | Food Preparation | Natural Gas | Double Rack Oven | E3 |  | Baseline Forecast | 0 | 0 | 0 | 0 | 0 | 0 | 0 | 0 | 0 | 0 | 0 | 0 | 0 | 0 | 0 | 0 | 0 | 0 | 0 | 0 | 0 | 0 | 0 | 0 | 0 | 0 | 0 | 0 | 0 | 0 | 0 | 0 | 0
Commercial_Restaurant_Existing_Food Preparation_Natural Gas_Double Rack Oven_E4_Baseline Forecast | Commercial | Restaurant | Existing | Food Preparation | Natural Gas | Double Rack Oven | E4 |  | Baseline Forecast | 0 | 0 | 0 | 0 | 0 | 0 | 0 | 0 | 0 | 0 | 0 | 0 | 0 | 0 | 0 | 0 | 0 | 0 | 0 | 0 | 0 | 0 | 0 | 0 | 0 | 0 | 0 | 0 | 0 | 0 | 0 | 0 | 0
Commercial_Restaurant_Existing_Food Preparation_Natural Gas_Double Rack Oven_E5_Baseline Forecast | Commercial | Restaurant | Existing | Food Preparation | Natural Gas | Double Rack Oven | E5 |  | Baseline Forecast | 0 | 0 | 0 | 0 | 0 | 0 | 0 | 0 | 0 | 0 | 0 | 0 | 0 | 0 | 0 | 0 | 0 | 0 | 0 | 0 | 0 | 0 | 0 | 0 | 0 | 0 | 0 | 0 | 0 | 0 | 0 | 0 | 0
Commercial_Restaurant_Existing_Food Preparation_Natural Gas_Double Rack Oven_E6_Baseline Forecast | Commercial | Restaurant | Existing | Food Preparation | Natural Gas | Double Rack Oven | E6 |  | Baseline Forecast | 0 | 0 | 0 | 0 | 0 | 0 | 0 | 0 | 0 | 0 | 0 | 0 | 0 | 0 | 0 | 0 | 0 | 0 | 0 | 0 | 0 | 0 | 0 | 0 | 0 | 0 | 0 | 0 | 0 | 0 | 0 | 0 | 0
Commercial_Restaurant_Existing_Food Preparation_Natural Gas_Double Rack Oven_E7_Baseline Forecast | Commercial | Restaurant | Existing | Food Preparation | Natural Gas | Double Rack Oven | E7 |  | Baseline Forecast | 0 | 0 | 0 | 0 | 0 | 0 | 0 | 0 | 0 | 0 | 0 | 0 | 0 | 0 | 0 | 0 | 0 | 0 | 0 | 0 | 0 | 0 | 0 | 0 | 0 | 0 | 0 | 0 | 0 | 0 | 0 | 0 | 0
Commercial_Restaurant_Existing_Food Preparation_Natural Gas_Double Rack Oven_E8_Baseline Forecast | Commercial | Restaurant | Existing | Food Preparation | Natural Gas | Double Rack Oven | E8 |  | Baseline Forecast | 0 | 0 | 0 | 0 | 0 | 0 | 0 | 0 | 0 | 0 | 0 | 0 | 0 | 0 | 0 | 0 | 0 | 0 | 0 | 0 | 0 | 0 | 0 | 0 | 0 | 0 | 0 | 0 | 0 | 0 | 0 | 0 | 0
Commercial_Restaurant_Existing_Food Preparation_Natural Gas_Double Rack Oven_E9_Baseline Forecast | Commercial | Restaurant | Existing | Food Preparation | Natural Gas | Double Rack Oven | E9 |  | Baseline Forecast | 0 | 0 | 0 | 0 | 0 | 0 | 0 | 0 | 0 | 0 | 0 | 0 | 0 | 0 | 0 | 0 | 0 | 0 | 0 | 0 | 0 | 0 | 0 | 0 | 0 | 0 | 0 | 0 | 0 | 0 | 0 | 0 | 0
Commercial_Restaurant_Existing_Food Preparation_Natural Gas_Double Rack Oven_E10_Baseline Forecast | Commercial | Restaurant | Existing | Food Preparation | Natural Gas | Double Rack Oven | E10 |  | Baseline Forecast | 0 | 0 | 0 | 0 | 0 | 0 | 0 | 0 | 0 | 0 | 0 | 0 | 0 | 0 | 0 | 0 | 0 | 0 | 0 | 0 | 0 | 0 | 0 | 0 | 0 | 0 | 0 | 0 | 0 | 0 | 0 | 0 | 0
Commercial_Restaurant_Existing_Food Preparation_Natural Gas_Fryer_E1_Baseline Forecast | Commercial | Restaurant | Existing | Food Preparation | Natural Gas | Fryer | E1 |  | Baseline Forecast | 0 | 0 | 0 | 0 | 0 | 0 | 0 | 0 | 0 | 0 | 0 | 0 | 0 | 0 | 0 | 0 | 0 | 0 | 0 | 0 | 0 | 0 | 0 | 0 | 0 | 0 | 0 | 0 | 0 | 0 | 0 | 0 | 0
Commercial_Restaurant_Existing_Food Preparation_Natural Gas_Fryer_E2_Baseline Forecast | Commercial | Restaurant | Existing | Food Preparation | Natural Gas | Fryer | E2 |  | Baseline Forecast | 0 | 0 | 0 | 13751.3436 | 56175.7882 | 58149.0049 | 73772.0682 | 86195.6588 | 96061.1227 | 76689.76 | 61223.8603 | 51584.6889 | 52220.9989 | 53124.7682 | 56923.2992 | 62401.4738 | 72228.8493 | 83568.2946 | 79309.5508 | 77498.7077 | 75370.5857 | 73202.8034 | 64758.9272 | 60082.1876 | 59762.5139 | 64359.1383 | 67257.8339 | 69953.6187 | 72115.4567 | 74526.3612 | 75177.7287 | 70795.4844 | 77977.337
Commercial_Restaurant_Existing_Food Preparation_Natural Gas_Fryer_E3_Baseline Forecast | Commercial | Restaurant | Existing | Food Preparation | Natural Gas | Fryer | E3 |  | Baseline Forecast | 0 | 0 | 0 | 0 | 0 | 0 | 0 | 0 | 0 | 0 | 0 | 0 | 0 | 0 | 0 | 0 | 0 | 0 | 0 | 0 | 0 | 0 | 0 | 0 | 0 | 0 | 0 | 0 | 0 | 0 | 0 | 0 | 0
Commercial_Restaurant_Existing_Food Preparation_Natural Gas_Fryer_E4_Baseline Forecast | Commercial | Restaurant | Existing | Food Preparation | Natural Gas | Fryer | E4 |  | Baseline Forecast | 0 | 0 | 0 | 0 | 0 | 0 | 0 | 0 | 0 | 0 | 0 | 0 | 0 | 0 | 0 | 0 | 0 | 0 | 0 | 0 | 0 | 0 | 0 | 0 | 0 | 0 | 0 | 0 | 0 | 0 | 0 | 0 | 0
Commercial_Restaurant_Existing_Food Preparation_Natural Gas_Fryer_E5_Baseline Forecast | Commercial | Restaurant | Existing | Food Preparation | Natural Gas | Fryer | E5 |  | Baseline Forecast | 0 | 0 | 0 | 0 | 0 | 0 | 0 | 0 | 0 | 0 | 0 | 0 | 0 | 0 | 0 | 0 | 0 | 0 | 0 | 0 | 0 | 0 | 0 | 0 | 0 | 0 | 0 | 0 | 0 | 0 | 0 | 0 | 0
Commercial_Restaurant_Existing_Food Preparation_Natural Gas_Fryer_E6_Baseline Forecast | Commercial | Restaurant | Existing | Food Preparation | Natural Gas | Fryer | E6 |  | Baseline Forecast | 0 | 0 | 0 | 0 | 0 | 0 | 0 | 0 | 0 | 0 | 0 | 0 | 0 | 0 | 0 | 0 | 0 | 0 | 0 | 0 | 0 | 0 | 0 | 0 | 0 | 0 | 0 | 0 | 0 | 0 | 0 | 0 | 0
Commercial_Restaurant_Existing_Food Preparation_Natural Gas_Fryer_E7_Baseline Forecast | Commercial | Restaurant | Existing | Food Preparation | Natural Gas | Fryer | E7 |  | Baseline Forecast | 0 | 0 | 0 | 0 | 0 | 0 | 0 | 0 | 0 | 0 | 0 | 0 | 0 | 0 | 0 | 0 | 0 | 0 | 0 | 0 | 0 | 0 | 0 | 0 | 0 | 0 | 0 | 0 | 0 | 0 | 0 | 0 | 0
Commercial_Restaurant_Existing_Food Preparation_Natural Gas_Fryer_E8_Baseline Forecast | Commercial | Restaurant | Existing | Food Preparation | Natural Gas | Fryer | E8 |  | Baseline Forecast | 0 | 0 | 0 | 0 | 0 | 0 | 0 | 0 | 0 | 0 | 0 | 0 | 0 | 0 | 0 | 0 | 0 | 0 | 0 | 0 | 0 | 0 | 0 | 0 | 0 | 0 | 0 | 0 | 0 | 0 | 0 | 0 | 0
Commercial_Restaurant_Existing_Food Preparation_Natural Gas_Fryer_E9_Baseline Forecast | Commercial | Restaurant | Existing | Food Preparation | Natural Gas | Fryer | E9 |  | Baseline Forecast | 0 | 0 | 0 | 0 | 0 | 0 | 0 | 0 | 0 | 0 | 0 | 0 | 0 | 0 | 0 | 0 | 0 | 0 | 0 | 0 | 0 | 0 | 0 | 0 | 0 | 0 | 0 | 0 | 0 | 0 | 0 | 0 | 0
Commercial_Restaurant_Existing_Food Preparation_Natural Gas_Fryer_E10_Baseline Forecast | Commercial | Restaurant | Existing | Food Preparation | Natural Gas | Fryer | E10 |  | Baseline Forecast | 0 | 0 | 0 | 0 | 0 | 0 | 0 | 0 | 0 | 0 | 0 | 0 | 0 | 0 | 0 | 0 | 0 | 0 | 0 | 0 | 0 | 0 | 0 | 0 | 0 | 0 | 0 | 0 | 0 | 0 | 0 | 0 | 0
Commercial_Restaurant_Existing_Food Preparation_Natural Gas_Broiler_E1_Baseline Forecast | Commercial | Restaurant | Existing | Food Preparation | Natural Gas | Broiler | E1 |  | Baseline Forecast | 0 | 17047.6033 | 22042.7591 | 25956.4625 | 41012.4867 | 31693.9822 | 33663.6867 | 35222.5261 | 36445.1414 | 37400.8377 | 38142.1747 | 38713.9641 | 34196.1904 | 31571.2139 | 30255.1039 | 32119.3001 | 31797.4848 | 36201.121 | 37024.6026 | 37663.6828 | 41131.471 | 37936.436 | 38336.9214 | 37672.4725 | 36549.2738 | 35331.6257 | 34671.252 | 34041.0599 | 33115.0766 | 33013.5334 | 33388.8257 | 35169.6939 | 42106.202
Commercial_Restaurant_Existing_Food Preparation_Natural Gas_Broiler_E2_Baseline Forecast | Commercial | Restaurant | Existing | Food Preparation | Natural Gas | Broiler | E2 |  | Baseline Forecast | 0 | 5991.124 | 7754.4265 | 9122.6346 | 14407.2602 | 11141.9824 | 11855.2531 | 12421.7675 | 12874.8769 | 13233.9445 | 13518.1623 | 13741.5893 | 12157.3499 | 11242.41 | 10790.5712 | 11473.515 | 11376.3999 | 12973.5163 | 13291.311 | 13544.2443 | 14815.6454 | 13687.1075 | 13851.5924 | 13631.0132 | 13240.8388 | 12813.1652 | 12585.6072 | 12366.8855 | 12038.0925 | 12007.3728 | 12147.2724 | 12797.5727 | 15321.6341
Commercial_Restaurant_Existing_Food Preparation_Natural Gas_Broiler_E3_Baseline Forecast | Commercial | Restaurant | Existing | Food Preparation | Natural Gas | Broiler | E3 |  | Baseline Forecast | 0 | 0 | 0 | 0 | 0 | 0 | 0 | 0 | 0 | 0 | 0 | 0 | 0 | 0 | 0 | 0 | 0 | 0 | 0 | 0 | 0 | 0 | 0 | 0 | 0 | 0 | 0 | 0 | 0 | 0 | 0 | 0 | 0
Commercial_Restaurant_Existing_Food Preparation_Natural Gas_Broiler_E4_Baseline Forecast | Commercial | Restaurant | Existing | Food Preparation | Natural Gas | Broiler | E4 |  | Baseline Forecast | 0 | 0 | 0 | 0 | 0 | 0 | 0 | 0 | 0 | 0 | 0 | 0 | 0 | 0 | 0 | 0 | 0 | 0 | 0 | 0 | 0 | 0 | 0 | 0 | 0 | 0 | 0 | 0 | 0 | 0 | 0 | 0 | 0
Commercial_Restaurant_Existing_Food Preparation_Natural Gas_Broiler_E5_Baseline Forecast | Commercial | Restaurant | Existing | Food Preparation | Natural Gas | Broiler | E5 |  | Baseline Forecast | 0 | 0 | 0 | 0 | 0 | 0 | 0 | 0 | 0 | 0 | 0 | 0 | 0 | 0 | 0 | 0 | 0 | 0 | 0 | 0 | 0 | 0 | 0 | 0 | 0 | 0 | 0 | 0 | 0 | 0 | 0 | 0 | 0
Commercial_Restaurant_Existing_Food Preparation_Natural Gas_Broiler_E6_Baseline Forecast | Commercial | Restaurant | Existing | Food Preparation | Natural Gas | Broiler | E6 |  | Baseline Forecast | 0 | 0 | 0 | 0 | 0 | 0 | 0 | 0 | 0 | 0 | 0 | 0 | 0 | 0 | 0 | 0 | 0 | 0 | 0 | 0 | 0 | 0 | 0 | 0 | 0 | 0 | 0 | 0 | 0 | 0 | 0 | 0 | 0
Commercial_Restaurant_Existing_Food Preparation_Natural Gas_Broiler_E7_Baseline Forecast | Commercial | Restaurant | Existing | Food Preparation | Natural Gas | Broiler | E7 |  | Baseline Forecast | 0 | 0 | 0 | 0 | 0 | 0 | 0 | 0 | 0 | 0 | 0 | 0 | 0 | 0 | 0 | 0 | 0 | 0 | 0 | 0 | 0 | 0 | 0 | 0 | 0 | 0 | 0 | 0 | 0 | 0 | 0 | 0 | 0
Commercial_Restaurant_Existing_Food Preparation_Natural Gas_Broiler_E8_Baseline Forecast | Commercial | Restaurant | Existing | Food Preparation | Natural Gas | Broiler | E8 |  | Baseline Forecast | 0 | 0 | 0 | 0 | 0 | 0 | 0 | 0 | 0 | 0 | 0 | 0 | 0 | 0 | 0 | 0 | 0 | 0 | 0 | 0 | 0 | 0 | 0 | 0 | 0 | 0 | 0 | 0 | 0 | 0 | 0 | 0 | 0
Commercial_Restaurant_Existing_Food Preparation_Natural Gas_Broiler_E9_Baseline Forecast | Commercial | Restaurant | Existing | Food Preparation | Natural Gas | Broiler | E9 |  | Baseline Forecast | 0 | 0 | 0 | 0 | 0 | 0 | 0 | 0 | 0 | 0 | 0 | 0 | 0 | 0 | 0 | 0 | 0 | 0 | 0 | 0 | 0 | 0 | 0 | 0 | 0 | 0 | 0 | 0 | 0 | 0 | 0 | 0 | 0
Commercial_Restaurant_Existing_Food Preparation_Natural Gas_Broiler_E10_Baseline Forecast | Commercial | Restaurant | Existing | Food Preparation | Natural Gas | Broiler | E10 |  | Baseline Forecast | 0 | 0 | 0 | 0 | 0 | 0 | 0 | 0 | 0 | 0 | 0 | 0 | 0 | 0 | 0 | 0 | 0 | 0 | 0 | 0 | 0 | 0 | 0 | 0 | 0 | 0 | 0 | 0 | 0 | 0 | 0 | 0 | 0
Commercial_Restaurant_Existing_Food Preparation_Natural Gas_Griddle_E1_Baseline Forecast | Commercial | Restaurant | Existing | Food Preparation | Natural Gas | Griddle | E1 |  | Baseline Forecast | 0 | 18688.6456 | 24169.4816 | 0 | 0 | 0 | 0 | 0 | 0 | 0 | 0 | 0 | 0 | 0 | 0 | 0 | 0 | 0 | 0 | 0 | 0 | 0 | 0 | 0 | 0 | 0 | 0 | 0 | 0 | 0 | 0 | 0 | 0
Commercial_Restaurant_Existing_Food Preparation_Natural Gas_Griddle_E2_Baseline Forecast | Commercial | Restaurant | Existing | Food Preparation | Natural Gas | Griddle | E2 |  | Baseline Forecast | 0 | 7633.7798 | 9874.6818 | 40078.9029 | 63318.6953 | 48941.3529 | 52006.7311 | 54435.0106 | 56349.5755 | 57851.732 | 59023.4586 | 59932.0167 | 52960.2869 | 48915.8279 | 46895.8944 | 49806.0769 | 49327.4365 | 56183.4734 | 57487.4152 | 58506.5669 | 63921.2304 | 58981.421 | 59626.9162 | 58615.7455 | 56886.6721 | 55006.8434 | 53992.3553 | 53022.4463 | 51588.8274 | 51437.7131 | 52026.335 | 54804.0167 | 65612.9964
Commercial_Restaurant_Existing_Food Preparation_Natural Gas_Griddle_E3_Baseline Forecast | Commercial | Restaurant | Existing | Food Preparation | Natural Gas | Griddle | E3 |  | Baseline Forecast | 0 | 0 | 0 | 0 | 0 | 0 | 0 | 0 | 0 | 0 | 0 | 0 | 0 | 0 | 0 | 0 | 0 | 0 | 0 | 0 | 0 | 0 | 0 | 0 | 0 | 0 | 0 | 0 | 0 | 0 | 0 | 0 | 0
Commercial_Restaurant_Existing_Food Preparation_Natural Gas_Griddle_E4_Baseline Forecast | Commercial | Restaurant | Existing | Food Preparation | Natural Gas | Griddle | E4 |  | Baseline Forecast | 0 | 0 | 0 | 0 | 0 | 0 | 0 | 0 | 0 | 0 | 0 | 0 | 0 | 0 | 0 | 0 | 0 | 0 | 0 | 0 | 0 | 0 | 0 | 0 | 0 | 0 | 0 | 0 | 0 | 0 | 0 | 0 | 0
Commercial_Restaurant_Existing_Food Preparation_Natural Gas_Griddle_E5_Baseline Forecast | Commercial | Restaurant | Existing | Food Preparation | Natural Gas | Griddle | E5 |  | Baseline Forecast | 0 | 0 | 0 | 0 | 0 | 0 | 0 | 0 | 0 | 0 | 0 | 0 | 0 | 0 | 0 | 0 | 0 | 0 | 0 | 0 | 0 | 0 | 0 | 0 | 0 | 0 | 0 | 0 | 0 | 0 | 0 | 0 | 0
Commercial_Restaurant_Existing_Food Preparation_Natural Gas_Griddle_E6_Baseline Forecast | Commercial | Restaurant | Existing | Food Preparation | Natural Gas | Griddle | E6 |  | Baseline Forecast | 0 | 0 | 0 | 0 | 0 | 0 | 0 | 0 | 0 | 0 | 0 | 0 | 0 | 0 | 0 | 0 | 0 | 0 | 0 | 0 | 0 | 0 | 0 | 0 | 0 | 0 | 0 | 0 | 0 | 0 | 0 | 0 | 0
Commercial_Restaurant_Existing_Food Preparation_Natural Gas_Griddle_E7_Baseline Forecast | Commercial | Restaurant | Existing | Food Preparation | Natural Gas | Griddle | E7 |  | Baseline Forecast | 0 | 0 | 0 | 0 | 0 | 0 | 0 | 0 | 0 | 0 | 0 | 0 | 0 | 0 | 0 | 0 | 0 | 0 | 0 | 0 | 0 | 0 | 0 | 0 | 0 | 0 | 0 | 0 | 0 | 0 | 0 | 0 | 0
Commercial_Restaurant_Existing_Food Preparation_Natural Gas_Griddle_E8_Baseline Forecast | Commercial | Restaurant | Existing | Food Preparation | Natural Gas | Griddle | E8 |  | Baseline Forecast | 0 | 0 | 0 | 0 | 0 | 0 | 0 | 0 | 0 | 0 | 0 | 0 | 0 | 0 | 0 | 0 | 0 | 0 | 0 | 0 | 0 | 0 | 0 | 0 | 0 | 0 | 0 | 0 | 0 | 0 | 0 | 0 | 0
Commercial_Restaurant_Existing_Food Preparation_Natural Gas_Griddle_E9_Baseline Forecast | Commercial | Restaurant | Existing | Food Preparation | Natural Gas | Griddle | E9 |  | Baseline Forecast | 0 | 0 | 0 | 0 | 0 | 0 | 0 | 0 | 0 | 0 | 0 | 0 | 0 | 0 | 0 | 0 | 0 | 0 | 0 | 0 | 0 | 0 | 0 | 0 | 0 | 0 | 0 | 0 | 0 | 0 | 0 | 0 | 0
Commercial_Restaurant_Existing_Food Preparation_Natural Gas_Griddle_E10_Baseline Forecast | Commercial | Restaurant | Existing | Food Preparation | Natural Gas | Griddle | E10 |  | Baseline Forecast | 0 | 0 | 0 | 0 | 0 | 0 | 0 | 0 | 0 | 0 | 0 | 0 | 0 | 0 | 0 | 0 | 0 | 0 | 0 | 0 | 0 | 0 | 0 | 0 | 0 | 0 | 0 | 0 | 0 | 0 | 0 | 0 | 0
Commercial_Restaurant_Existing_Food Preparation_Natural Gas_Range_E1_Baseline Forecast | Commercial | Restaurant | Existing | Food Preparation | Natural Gas | Range | E1 |  | Baseline Forecast | 0 | 12004.7249 | 15523.0131 | 18280.6787 | 27499.4803 | 22324.2198 | 23712.0626 | 24810.7206 | 25672.5526 | 26346.5893 | 23362.9615 | 21676.5405 | 20881.4782 | 22039.5718 | 21954.5155 | 25187.1068 | 25860.809 | 26384.2951 | 28544.5777 | 26062.8549 | 25411.835 | 24662.4172 | 24232.6445 | 23825.3811 | 23207.3648 | 23174.0077 | 23475.9204 | 24636.1709 | 24762.9637 | 25579.5654 | 25439.4061 | 25206.9753 | 29295.334
Commercial_Restaurant_Existing_Food Preparation_Natural Gas_Range_E2_Baseline Forecast | Commercial | Restaurant | Existing | Food Preparation | Natural Gas | Range | E2 |  | Baseline Forecast | 0 | 17274.8851 | 22345.8312 | 26300.876 | 39550.6608 | 32115.4341 | 34137.3485 | 35739.7742 | 37007.5984 | 38004.4775 | 33722.9056 | 31307.4309 | 30178.3014 | 31872.9254 | 31769.6215 | 36470.1556 | 37469.1523 | 38253.3776 | 41414.2144 | 37840.874 | 36921.5339 | 35858.598 | 35256.9164 | 34687.6995 | 33807.7998 | 33776.1868 | 34231.7498 | 35937.5263 | 36133.3915 | 37334.1431 | 37134.5367 | 36798.54 | 42766.9526
Commercial_Restaurant_Existing_Food Preparation_Natural Gas_Range_E3_Baseline Forecast | Commercial | Restaurant | Existing | Food Preparation | Natural Gas | Range | E3 |  | Baseline Forecast | 0 | 0 | 0 | 0 | 0 | 0 | 0 | 0 | 0 | 0 | 0 | 0 | 0 | 0 | 0 | 0 | 0 | 0 | 0 | 0 | 0 | 0 | 0 | 0 | 0 | 0 | 0 | 0 | 0 | 0 | 0 | 0 | 0
Commercial_Restaurant_Existing_Food Preparation_Natural Gas_Range_E4_Baseline Forecast | Commercial | Restaurant | Existing | Food Preparation | Natural Gas | Range | E4 |  | Baseline Forecast | 0 | 0 | 0 | 0 | 0 | 0 | 0 | 0 | 0 | 0 | 0 | 0 | 0 | 0 | 0 | 0 | 0 | 0 | 0 | 0 | 0 | 0 | 0 | 0 | 0 | 0 | 0 | 0 | 0 | 0 | 0 | 0 | 0
Commercial_Restaurant_Existing_Food Preparation_Natural Gas_Range_E5_Baseline Forecast | Commercial | Restaurant | Existing | Food Preparation | Natural Gas | Range | E5 |  | Baseline Forecast | 0 | 0 | 0 | 0 | 0 | 0 | 0 | 0 | 0 | 0 | 0 | 0 | 0 | 0 | 0 | 0 | 0 | 0 | 0 | 0 | 0 | 0 | 0 | 0 | 0 | 0 | 0 | 0 | 0 | 0 | 0 | 0 | 0
Commercial_Restaurant_Existing_Food Preparation_Natural Gas_Range_E6_Baseline Forecast | Commercial | Restaurant | Existing | Food Preparation | Natural Gas | Range | E6 |  | Baseline Forecast | 0 | 0 | 0 | 0 | 0 | 0 | 0 | 0 | 0 | 0 | 0 | 0 | 0 | 0 | 0 | 0 | 0 | 0 | 0 | 0 | 0 | 0 | 0 | 0 | 0 | 0 | 0 | 0 | 0 | 0 | 0 | 0 | 0
Commercial_Restaurant_Existing_Food Preparation_Natural Gas_Range_E7_Baseline Forecast | Commercial | Restaurant | Existing | Food Preparation | Natural Gas | Range | E7 |  | Baseline Forecast | 0 | 0 | 0 | 0 | 0 | 0 | 0 | 0 | 0 | 0 | 0 | 0 | 0 | 0 | 0 | 0 | 0 | 0 | 0 | 0 | 0 | 0 | 0 | 0 | 0 | 0 | 0 | 0 | 0 | 0 | 0 | 0 | 0
Commercial_Restaurant_Existing_Food Preparation_Natural Gas_Range_E8_Baseline Forecast | Commercial | Restaurant | Existing | Food Preparation | Natural Gas | Range | E8 |  | Baseline Forecast | 0 | 0 | 0 | 0 | 0 | 0 | 0 | 0 | 0 | 0 | 0 | 0 | 0 | 0 | 0 | 0 | 0 | 0 | 0 | 0 | 0 | 0 | 0 | 0 | 0 | 0 | 0 | 0 | 0 | 0 | 0 | 0 | 0
Commercial_Restaurant_Existing_Food Preparation_Natural Gas_Range_E9_Baseline Forecast | Commercial | Restaurant | Existing | Food Preparation | Natural Gas | Range | E9 |  | Baseline Forecast | 0 | 0 | 0 | 0 | 0 | 0 | 0 | 0 | 0 | 0 | 0 | 0 | 0 | 0 | 0 | 0 | 0 | 0 | 0 | 0 | 0 | 0 | 0 | 0 | 0 | 0 | 0 | 0 | 0 | 0 | 0 | 0 | 0
Commercial_Restaurant_Existing_Food Preparation_Natural Gas_Range_E10_Baseline Forecast | Commercial | Restaurant | Existing | Food Preparation | Natural Gas | Range | E10 |  | Baseline Forecast | 0 | 0 | 0 | 0 | 0 | 0 | 0 | 0 | 0 | 0 | 0 | 0 | 0 | 0 | 0 | 0 | 0 | 0 | 0 | 0 | 0 | 0 | 0 | 0 | 0 | 0 | 0 | 0 | 0 | 0 | 0 | 0 | 0
Commercial_Restaurant_Existing_Food Preparation_Natural Gas_Steamer_E1_Baseline Forecast | Commercial | Restaurant | Existing | Food Preparation | Natural Gas | Steamer | E1 |  | Baseline Forecast | 0 | 936.978 | 1059.4625 | 0 | 0 | 0 | 0 | 0 | 0 | 0 | 0 | 0 | 0 | 0 | 0 | 0 | 0 | 0 | 0 | 0 | 0 | 0 | 0 | 0 | 0 | 0 | 0 | 0 | 0 | 0 | 0 | 0 | 0
Commercial_Restaurant_Existing_Food Preparation_Natural Gas_Steamer_E2_Baseline Forecast | Commercial | Restaurant | Existing | Food Preparation | Natural Gas | Steamer | E2 |  | Baseline Forecast | 0 | 937.8251 | 1064.811 | 2339.9315 | 3712.7595 | 2716.8427 | 2870.2911 | 3005.9646 | 3125.5303 | 3230.6629 | 3068.9166 | 2953.1777 | 2875.0525 | 2954.8377 | 2917.3168 | 2900.8763 | 2901.1039 | 2914.4108 | 2937.8357 | 3494.1238 | 3498.8501 | 3485.8942 | 3822.2577 | 3416.7139 | 3395.2139 | 3370.7727 | 3345.7519 | 3321.8532 | 3282.1175 | 3260.8687 | 3251.5976 | 3326.8362 | 3981.867
Commercial_Restaurant_Existing_Food Preparation_Natural Gas_Steamer_E3_Baseline Forecast | Commercial | Restaurant | Existing | Food Preparation | Natural Gas | Steamer | E3 |  | Baseline Forecast | 0 | 0 | 0 | 0 | 0 | 0 | 0 | 0 | 0 | 0 | 0 | 0 | 0 | 0 | 0 | 0 | 0 | 0 | 0 | 0 | 0 | 0 | 0 | 0 | 0 | 0 | 0 | 0 | 0 | 0 | 0 | 0 | 0
Commercial_Restaurant_Existing_Food Preparation_Natural Gas_Steamer_E4_Baseline Forecast | Commercial | Restaurant | Existing | Food Preparation | Natural Gas | Steamer | E4 |  | Baseline Forecast | 0 | 0 | 0 | 0 | 0 | 0 | 0 | 0 | 0 | 0 | 0 | 0 | 0 | 0 | 0 | 0 | 0 | 0 | 0 | 0 | 0 | 0 | 0 | 0 | 0 | 0 | 0 | 0 | 0 | 0 | 0 | 0 | 0
Commercial_Restaurant_Existing_Food Preparation_Natural Gas_Steamer_E5_Baseline Forecast | Commercial | Restaurant | Existing | Food Preparation | Natural Gas | Steamer | E5 |  | Baseline Forecast | 0 | 0 | 0 | 0 | 0 | 0 | 0 | 0 | 0 | 0 | 0 | 0 | 0 | 0 | 0 | 0 | 0 | 0 | 0 | 0 | 0 | 0 | 0 | 0 | 0 | 0 | 0 | 0 | 0 | 0 | 0 | 0 | 0
Commercial_Restaurant_Existing_Food Preparation_Natural Gas_Steamer_E6_Baseline Forecast | Commercial | Restaurant | Existing | Food Preparation | Natural Gas | Steamer | E6 |  | Baseline Forecast | 0 | 0 | 0 | 0 | 0 | 0 | 0 | 0 | 0 | 0 | 0 | 0 | 0 | 0 | 0 | 0 | 0 | 0 | 0 | 0 | 0 | 0 | 0 | 0 | 0 | 0 | 0 | 0 | 0 | 0 | 0 | 0 | 0
Commercial_Restaurant_Existing_Food Preparation_Natural Gas_Steamer_E7_Baseline Forecast | Commercial | Restaurant | Existing | Food Preparation | Natural Gas | Steamer | E7 |  | Baseline Forecast | 0 | 0 | 0 | 0 | 0 | 0 | 0 | 0 | 0 | 0 | 0 | 0 | 0 | 0 | 0 | 0 | 0 | 0 | 0 | 0 | 0 | 0 | 0 | 0 | 0 | 0 | 0 | 0 | 0 | 0 | 0 | 0 | 0
Commercial_Restaurant_Existing_Food Preparation_Natural Gas_Steamer_E8_Baseline Forecast | Commercial | Restaurant | Existing | Food Preparation | Natural Gas | Steamer | E8 |  | Baseline Forecast | 0 | 0 | 0 | 0 | 0 | 0 | 0 | 0 | 0 | 0 | 0 | 0 | 0 | 0 | 0 | 0 | 0 | 0 | 0 | 0 | 0 | 0 | 0 | 0 | 0 | 0 | 0 | 0 | 0 | 0 | 0 | 0 | 0
Commercial_Restaurant_Existing_Food Preparation_Natural Gas_Steamer_E9_Baseline Forecast | Commercial | Restaurant | Existing | Food Preparation | Natural Gas | Steamer | E9 |  | Baseline Forecast | 0 | 0 | 0 | 0 | 0 | 0 | 0 | 0 | 0 | 0 | 0 | 0 | 0 | 0 | 0 | 0 | 0 | 0 | 0 | 0 | 0 | 0 | 0 | 0 | 0 | 0 | 0 | 0 | 0 | 0 | 0 | 0 | 0
Commercial_Restaurant_Existing_Food Preparation_Natural Gas_Steamer_E10_Baseline Forecast | Commercial | Restaurant | Existing | Food Preparation | Natural Gas | Steamer | E10 |  | Baseline Forecast | 0 | 0 | 0 | 0 | 0 | 0 | 0 | 0 | 0 | 0 | 0 | 0 | 0 | 0 | 0 | 0 | 0 | 0 | 0 | 0 | 0 | 0 | 0 | 0 | 0 | 0 | 0 | 0 | 0 | 0 | 0 | 0 | 0
Commercial_Restaurant_Existing_Food Preparation_Natural Gas_Food Prep Other_E1_Baseline Forecast | Commercial | Restaurant | Existing | Food Preparation | Natural Gas | Food Prep Other | E1 |  | Baseline Forecast | 0 | 84.3223 | 109.0584 | 128.3904 | 193.0976 | 156.7807 | 166.6004 | 174.3793 | 180.5124 | 185.3245 | 164.4014 | 152.5884 | 147.0469 | 155.2624 | 154.7199 | 177.5665 | 182.3837 | 186.1497 | 201.474 | 184.036 | 179.5135 | 174.2941 | 171.3236 | 168.5114 | 164.1976 | 164.0105 | 166.1919 | 174.4458 | 175.375 | 181.1847 | 180.2062 | 178.5692 | 207.5316
Commercial_Restaurant_Existing_Food Preparation_Natural Gas_Food Prep Other_E2_Baseline Forecast | Commercial | Restaurant | Existing | Food Preparation | Natural Gas | Food Prep Other | E2 |  | Baseline Forecast | 0 | 29.6268 | 38.3178 | 45.1101 | 67.8451 | 55.0851 | 58.5353 | 61.2684 | 63.4234 | 65.1141 | 57.7628 | 53.6123 | 51.6653 | 54.5518 | 54.3612 | 62.3885 | 64.081 | 65.4043 | 70.7885 | 64.6616 | 63.0727 | 61.2388 | 60.1952 | 59.2071 | 57.6915 | 57.6257 | 58.3922 | 61.2922 | 61.6187 | 63.66 | 63.3162 | 62.7411 | 72.9171
Commercial_Restaurant_Existing_Food Preparation_Natural Gas_Food Prep Other_E3_Baseline Forecast | Commercial | Restaurant | Existing | Food Preparation | Natural Gas | Food Prep Other | E3 |  | Baseline Forecast | 0 | 0 | 0 | 0 | 0 | 0 | 0 | 0 | 0 | 0 | 0 | 0 | 0 | 0 | 0 | 0 | 0 | 0 | 0 | 0 | 0 | 0 | 0 | 0 | 0 | 0 | 0 | 0 | 0 | 0 | 0 | 0 | 0
Commercial_Restaurant_Existing_Food Preparation_Natural Gas_Food Prep Other_E4_Baseline Forecast | Commercial | Restaurant | Existing | Food Preparation | Natural Gas | Food Prep Other | E4 |  | Baseline Forecast | 0 | 0 | 0 | 0 | 0 | 0 | 0 | 0 | 0 | 0 | 0 | 0 | 0 | 0 | 0 | 0 | 0 | 0 | 0 | 0 | 0 | 0 | 0 | 0 | 0 | 0 | 0 | 0 | 0 | 0 | 0 | 0 | 0
Commercial_Restaurant_Existing_Food Preparation_Natural Gas_Food Prep Other_E5_Baseline Forecast | Commercial | Restaurant | Existing | Food Preparation | Natural Gas | Food Prep Other | E5 |  | Baseline Forecast | 0 | 0 | 0 | 0 | 0 | 0 | 0 | 0 | 0 | 0 | 0 | 0 | 0 | 0 | 0 | 0 | 0 | 0 | 0 | 0 | 0 | 0 | 0 | 0 | 0 | 0 | 0 | 0 | 0 | 0 | 0 | 0 | 0
Commercial_Restaurant_Existing_Food Preparation_Natural Gas_Food Prep Other_E6_Baseline Forecast | Commercial | Restaurant | Existing | Food Preparation | Natural Gas | Food Prep Other | E6 |  | Baseline Forecast | 0 | 0 | 0 | 0 | 0 | 0 | 0 | 0 | 0 | 0 | 0 | 0 | 0 | 0 | 0 | 0 | 0 | 0 | 0 | 0 | 0 | 0 | 0 | 0 | 0 | 0 | 0 | 0 | 0 | 0 | 0 | 0 | 0
Commercial_Restaurant_Existing_Food Preparation_Natural Gas_Food Prep Other_E7_Baseline Forecast | Commercial | Restaurant | Existing | Food Preparation | Natural Gas | Food Prep Other | E7 |  | Baseline Forecast | 0 | 0 | 0 | 0 | 0 | 0 | 0 | 0 | 0 | 0 | 0 | 0 | 0 | 0 | 0 | 0 | 0 | 0 | 0 | 0 | 0 | 0 | 0 | 0 | 0 | 0 | 0 | 0 | 0 | 0 | 0 | 0 | 0
Commercial_Restaurant_Existing_Food Preparation_Natural Gas_Food Prep Other_E8_Baseline Forecast | Commercial | Restaurant | Existing | Food Preparation | Natural Gas | Food Prep Other | E8 |  | Baseline Forecast | 0 | 0 | 0 | 0 | 0 | 0 | 0 | 0 | 0 | 0 | 0 | 0 | 0 | 0 | 0 | 0 | 0 | 0 | 0 | 0 | 0 | 0 | 0 | 0 | 0 | 0 | 0 | 0 | 0 | 0 | 0 | 0 | 0
Commercial_Restaurant_Existing_Food Preparation_Natural Gas_Food Prep Other_E9_Baseline Forecast | Commercial | Restaurant | Existing | Food Preparation | Natural Gas | Food Prep Other | E9 |  | Baseline Forecast | 0 | 0 | 0 | 0 | 0 | 0 | 0 | 0 | 0 | 0 | 0 | 0 | 0 | 0 | 0 | 0 | 0 | 0 | 0 | 0 | 0 | 0 | 0 | 0 | 0 | 0 | 0 | 0 | 0 | 0 | 0 | 0 | 0
Commercial_Restaurant_Existing_Food Preparation_Natural Gas_Food Prep Other_E10_Baseline Forecast | Commercial | Restaurant | Existing | Food Preparation | Natural Gas | Food Prep Other | E10 |  | Baseline Forecast | 0 | 0 | 0 | 0 | 0 | 0 | 0 | 0 | 0 | 0 | 0 | 0 | 0 | 0 | 0 | 0 | 0 | 0 | 0 | 0 | 0 | 0 | 0 | 0 | 0 | 0 | 0 | 0 | 0 | 0 | 0 | 0 | 0
Commercial_Restaurant_Existing_Miscellaneous_Natural Gas_Pool Heater_E1_Baseline Forecast | Commercial | Restaurant | Existing | Miscellaneous | Natural Gas | Pool Heater | E1 |  | Baseline Forecast | 0 | 0 | 0 | 0 | 0 | 0 | 0 | 0 | 0 | 0 | 0 | 0 | 0 | 0 | 0 | 0 | 0 | 0 | 0 | 0 | 0 | 0 | 0 | 0 | 0 | 0 | 0 | 0 | 0 | 0 | 0 | 0 | 0
Commercial_Restaurant_Existing_Miscellaneous_Natural Gas_Pool Heater_E2_Baseline Forecast | Commercial | Restaurant | Existing | Miscellaneous | Natural Gas | Pool Heater | E2 |  | Baseline Forecast | 0 | 0 | 0 | 0 | 0 | 0 | 0 | 0 | 0 | 0 | 0 | 0 | 0 | 0 | 0 | 0 | 0 | 0 | 0 | 0 | 0 | 0 | 0 | 0 | 0 | 0 | 0 | 0 | 0 | 0 | 0 | 0 | 0
Commercial_Restaurant_Existing_Miscellaneous_Natural Gas_Pool Heater_E3_Baseline Forecast | Commercial | Restaurant | Existing | Miscellaneous | Natural Gas | Pool Heater | E3 |  | Baseline Forecast | 0 | 0 | 0 | 0 | 0 | 0 | 0 | 0 | 0 | 0 | 0 | 0 | 0 | 0 | 0 | 0 | 0 | 0 | 0 | 0 | 0 | 0 | 0 | 0 | 0 | 0 | 0 | 0 | 0 | 0 | 0 | 0 | 0
Commercial_Restaurant_Existing_Miscellaneous_Natural Gas_Pool Heater_E4_Baseline Forecast | Commercial | Restaurant | Existing | Miscellaneous | Natural Gas | Pool Heater | E4 |  | Baseline Forecast | 0 | 0 | 0 | 0 | 0 | 0 | 0 | 0 | 0 | 0 | 0 | 0 | 0 | 0 | 0 | 0 | 0 | 0 | 0 | 0 | 0 | 0 | 0 | 0 | 0 | 0 | 0 | 0 | 0 | 0 | 0 | 0 | 0
Commercial_Restaurant_Existing_Miscellaneous_Natural Gas_Pool Heater_E5_Baseline Forecast | Commercial | Restaurant | Existing | Miscellaneous | Natural Gas | Pool Heater | E5 |  | Baseline Forecast | 0 | 0 | 0 | 0 | 0 | 0 | 0 | 0 | 0 | 0 | 0 | 0 | 0 | 0 | 0 | 0 | 0 | 0 | 0 | 0 | 0 | 0 | 0 | 0 | 0 | 0 | 0 | 0 | 0 | 0 | 0 | 0 | 0
Commercial_Restaurant_Existing_Miscellaneous_Natural Gas_Pool Heater_E6_Baseline Forecast | Commercial | Restaurant | Existing | Miscellaneous | Natural Gas | Pool Heater | E6 |  | Baseline Forecast | 0 | 0 | 0 | 0 | 0 | 0 | 0 | 0 | 0 | 0 | 0 | 0 | 0 | 0 | 0 | 0 | 0 | 0 | 0 | 0 | 0 | 0 | 0 | 0 | 0 | 0 | 0 | 0 | 0 | 0 | 0 | 0 | 0
Commercial_Restaurant_Existing_Miscellaneous_Natural Gas_Pool Heater_E7_Baseline Forecast | Commercial | Restaurant | Existing | Miscellaneous | Natural Gas | Pool Heater | E7 |  | Baseline Forecast | 0 | 0 | 0 | 0 | 0 | 0 | 0 | 0 | 0 | 0 | 0 | 0 | 0 | 0 | 0 | 0 | 0 | 0 | 0 | 0 | 0 | 0 | 0 | 0 | 0 | 0 | 0 | 0 | 0 | 0 | 0 | 0 | 0
Commercial_Restaurant_Existing_Miscellaneous_Natural Gas_Pool Heater_E8_Baseline Forecast | Commercial | Restaurant | Existing | Miscellaneous | Natural Gas | Pool Heater | E8 |  | Baseline Forecast | 0 | 0 | 0 | 0 | 0 | 0 | 0 | 0 | 0 | 0 | 0 | 0 | 0 | 0 | 0 | 0 | 0 | 0 | 0 | 0 | 0 | 0 | 0 | 0 | 0 | 0 | 0 | 0 | 0 | 0 | 0 | 0 | 0
Commercial_Restaurant_Existing_Miscellaneous_Natural Gas_Pool Heater_E9_Baseline Forecast | Commercial | Restaurant | Existing | Miscellaneous | Natural Gas | Pool Heater | E9 |  | Baseline Forecast | 0 | 0 | 0 | 0 | 0 | 0 | 0 | 0 | 0 | 0 | 0 | 0 | 0 | 0 | 0 | 0 | 0 | 0 | 0 | 0 | 0 | 0 | 0 | 0 | 0 | 0 | 0 | 0 | 0 | 0 | 0 | 0 | 0
Commercial_Restaurant_Existing_Miscellaneous_Natural Gas_Pool Heater_E10_Baseline Forecast | Commercial | Restaurant | Existing | Miscellaneous | Natural Gas | Pool Heater | E10 |  | Baseline Forecast | 0 | 0 | 0 | 0 | 0 | 0 | 0 | 0 | 0 | 0 | 0 | 0 | 0 | 0 | 0 | 0 | 0 | 0 | 0 | 0 | 0 | 0 | 0 | 0 | 0 | 0 | 0 | 0 | 0 | 0 | 0 | 0 | 0
Commercial_Restaurant_Existing_Miscellaneous_Natural Gas_Miscellaneous_E1_Baseline Forecast | Commercial | Restaurant | Existing | Miscellaneous | Natural Gas | Miscellaneous | E1 |  | Baseline Forecast | 0 | 77065.8836 | 91275.9342 | 103149.4946 | 120069.9401 | 97808.326 | 98297.3562 | 101103.3251 | 100360.314 | 99799.2175 | 99717.2463 | 121398.9805 | 122163.3808 | 122207.1324 | 126594.0228 | 119373.4318 | 119667.2637 | 121198.8386 | 120476.5745 | 119959.226 | 119875.698 | 125917.0192 | 125048.9553 | 124085.293 | 125355.7915 | 123003.0189 | 122993.72 | 123517.5416 | 122985.0406 | 122582.9005 | 122433.8763 | 123978.328 | 135260.2116
Commercial_Restaurant_Existing_Miscellaneous_Natural Gas_Miscellaneous_E2_Baseline Forecast | Commercial | Restaurant | Existing | Miscellaneous | Natural Gas | Miscellaneous | E2 |  | Baseline Forecast | 0 | 0 | 0 | 0 | 0 | 0 | 0 | 0 | 0 | 0 | 0 | 0 | 0 | 0 | 0 | 0 | 0 | 0 | 0 | 0 | 0 | 0 | 0 | 0 | 0 | 0 | 0 | 0 | 0 | 0 | 0 | 0 | 0
Commercial_Restaurant_Existing_Miscellaneous_Natural Gas_Miscellaneous_E3_Baseline Forecast | Commercial | Restaurant | Existing | Miscellaneous | Natural Gas | Miscellaneous | E3 |  | Baseline Forecast | 0 | 0 | 0 | 0 | 0 | 0 | 0 | 0 | 0 | 0 | 0 | 0 | 0 | 0 | 0 | 0 | 0 | 0 | 0 | 0 | 0 | 0 | 0 | 0 | 0 | 0 | 0 | 0 | 0 | 0 | 0 | 0 | 0
Commercial_Restaurant_Existing_Miscellaneous_Natural Gas_Miscellaneous_E4_Baseline Forecast | Commercial | Restaurant | Existing | Miscellaneous | Natural Gas | Miscellaneous | E4 |  | Baseline Forecast | 0 | 0 | 0 | 0 | 0 | 0 | 0 | 0 | 0 | 0 | 0 | 0 | 0 | 0 | 0 | 0 | 0 | 0 | 0 | 0 | 0 | 0 | 0 | 0 | 0 | 0 | 0 | 0 | 0 | 0 | 0 | 0 | 0
Commercial_Restaurant_Existing_Miscellaneous_Natural Gas_Miscellaneous_E5_Baseline Forecast | Commercial | Restaurant | Existing | Miscellaneous | Natural Gas | Miscellaneous | E5 |  | Baseline Forecast | 0 | 0 | 0 | 0 | 0 | 0 | 0 | 0 | 0 | 0 | 0 | 0 | 0 | 0 | 0 | 0 | 0 | 0 | 0 | 0 | 0 | 0 | 0 | 0 | 0 | 0 | 0 | 0 | 0 | 0 | 0 | 0 | 0
Commercial_Restaurant_Existing_Miscellaneous_Natural Gas_Miscellaneous_E6_Baseline Forecast | Commercial | Restaurant | Existing | Miscellaneous | Natural Gas | Miscellaneous | E6 |  | Baseline Forecast | 0 | 0 | 0 | 0 | 0 | 0 | 0 | 0 | 0 | 0 | 0 | 0 | 0 | 0 | 0 | 0 | 0 | 0 | 0 | 0 | 0 | 0 | 0 | 0 | 0 | 0 | 0 | 0 | 0 | 0 | 0 | 0 | 0
Commercial_Restaurant_Existing_Miscellaneous_Natural Gas_Miscellaneous_E7_Baseline Forecast | Commercial | Restaurant | Existing | Miscellaneous | Natural Gas | Miscellaneous | E7 |  | Baseline Forecast | 0 | 0 | 0 | 0 | 0 | 0 | 0 | 0 | 0 | 0 | 0 | 0 | 0 | 0 | 0 | 0 | 0 | 0 | 0 | 0 | 0 | 0 | 0 | 0 | 0 | 0 | 0 | 0 | 0 | 0 | 0 | 0 | 0
Commercial_Restaurant_Existing_Miscellaneous_Natural Gas_Miscellaneous_E8_Baseline Forecast | Commercial | Restaurant | Existing | Miscellaneous | Natural Gas | Miscellaneous | E8 |  | Baseline Forecast | 0 | 0 | 0 | 0 | 0 | 0 | 0 | 0 | 0 | 0 | 0 | 0 | 0 | 0 | 0 | 0 | 0 | 0 | 0 | 0 | 0 | 0 | 0 | 0 | 0 | 0 | 0 | 0 | 0 | 0 | 0 | 0 | 0
Commercial_Restaurant_Existing_Miscellaneous_Natural Gas_Miscellaneous_E9_Baseline Forecast | Commercial | Restaurant | Existing | Miscellaneous | Natural Gas | Miscellaneous | E9 |  | Baseline Forecast | 0 | 0 | 0 | 0 | 0 | 0 | 0 | 0 | 0 | 0 | 0 | 0 | 0 | 0 | 0 | 0 | 0 | 0 | 0 | 0 | 0 | 0 | 0 | 0 | 0 | 0 | 0 | 0 | 0 | 0 | 0 | 0 | 0
Commercial_Restaurant_Existing_Miscellaneous_Natural Gas_Miscellaneous_E10_Baseline Forecast | Commercial | Restaurant | Existing | Miscellaneous | Natural Gas | Miscellaneous | E10 |  | Baseline Forecast | 0 | 0 | 0 | 0 | 0 | 0 | 0 | 0 | 0 | 0 | 0 | 0 | 0 | 0 | 0 | 0 | 0 | 0 | 0 | 0 | 0 | 0 | 0 | 0 | 0 | 0 | 0 | 0 | 0 | 0 | 0 | 0 | 0
Commercial_Restaurant_New_Space Heating_Natural Gas_Furnace_E1_Baseline Forecast | Commercial | Restaurant | New | Space Heating | Natural Gas | Furnace | E1 |  | Baseline Forecast | 0 | 0 | 0 | 0 | 0 | 0 | 0 | 0 | 0 | 0 | 0 | 0 | 0 | 0 | 0 | 0 | 0 | 0 | 0 | 0 | 0 | 0 | 0 | 0 | 0 | 0 | 0 | 0 | 0 | 0 | 0 | 0 | 0
Commercial_Restaurant_New_Space Heating_Natural Gas_Furnace_E2_Baseline Forecast | Commercial | Restaurant | New | Space Heating | Natural Gas | Furnace | E2 |  | Baseline Forecast | 0 | 0 | 0 | 0 | 0 | 0 | 0 | 0 | 0 | 0 | 0 | 0 | 0 | 0 | 0 | 0 | 0 | 0 | 0 | 0 | 0 | 0 | 0 | 0 | 0 | 0 | 0 | 0 | 0 | 0 | 0 | 0 | 0
Commercial_Restaurant_New_Space Heating_Natural Gas_Furnace_E3_Baseline Forecast | Commercial | Restaurant | New | Space Heating | Natural Gas | Furnace | E3 |  | Baseline Forecast | 0 | 0 | 0 | 0 | 0 | 0 | 0 | 0 | 0 | 0 | 0 | 0 | 0 | 0 | 0 | 0 | 0 | 0 | 0 | 0 | 0 | 0 | 0 | 0 | 0 | 0 | 0 | 0 | 0 | 0 | 0 | 0 | 0
Commercial_Restaurant_New_Space Heating_Natural Gas_Furnace_E4_Baseline Forecast | Commercial | Restaurant | New | Space Heating | Natural Gas | Furnace | E4 |  | Baseline Forecast | 0 | 0 | 0 | 0 | 0 | 0 | 0 | 0 | 0 | 0 | 0 | 0 | 0 | 0 | 0 | 0 | 0 | 0 | 0 | 0 | 0 | 0 | 0 | 0 | 0 | 0 | 0 | 0 | 0 | 0 | 0 | 0 | 0
Commercial_Restaurant_New_Space Heating_Natural Gas_Furnace_E5_Baseline Forecast | Commercial | Restaurant | New | Space Heating | Natural Gas | Furnace | E5 |  | Baseline Forecast | 0 | 0 | 0 | 0 | 0 | 0 | 0 | 0 | 0 | 0 | 0 | 0 | 0 | 0 | 0 | 0 | 0 | 0 | 0 | 0 | 0 | 0 | 0 | 0 | 0 | 0 | 0 | 0 | 0 | 0 | 0 | 0 | 0
Commercial_Restaurant_New_Space Heating_Natural Gas_Furnace_E6_Baseline Forecast | Commercial | Restaurant | New | Space Heating | Natural Gas | Furnace | E6 |  | Baseline Forecast | 0 | 0 | 0 | 0 | 0 | 0 | 0 | 0 | 0 | 0 | 0 | 0 | 0 | 0 | 0 | 0 | 0 | 0 | 0 | 0 | 0 | 0 | 0 | 0 | 0 | 0 | 0 | 0 | 0 | 0 | 0 | 0 | 0
Commercial_Restaurant_New_Space Heating_Natural Gas_Furnace_E7_Baseline Forecast | Commercial | Restaurant | New | Space Heating | Natural Gas | Furnace | E7 |  | Baseline Forecast | 0 | 0 | 0 | 0 | 0 | 0 | 0 | 0 | 0 | 0 | 0 | 0 | 0 | 0 | 0 | 0 | 0 | 0 | 0 | 0 | 0 | 0 | 0 | 0 | 0 | 0 | 0 | 0 | 0 | 0 | 0 | 0 | 0
Commercial_Restaurant_New_Space Heating_Natural Gas_Furnace_E8_Baseline Forecast | Commercial | Restaurant | New | Space Heating | Natural Gas | Furnace | E8 |  | Baseline Forecast | 0 | 0 | 0 | 0 | 0 | 0 | 0 | 0 | 0 | 0 | 0 | 0 | 0 | 0 | 0 | 0 | 0 | 0 | 0 | 0 | 0 | 0 | 0 | 0 | 0 | 0 | 0 | 0 | 0 | 0 | 0 | 0 | 0
Commercial_Restaurant_New_Space Heating_Natural Gas_Furnace_E9_Baseline Forecast | Commercial | Restaurant | New | Space Heating | Natural Gas | Furnace | E9 |  | Baseline Forecast | 0 | 0 | 0 | 0 | 0 | 0 | 0 | 0 | 0 | 0 | 0 | 0 | 0 | 0 | 0 | 0 | 0 | 0 | 0 | 0 | 0 | 0 | 0 | 0 | 0 | 0 | 0 | 0 | 0 | 0 | 0 | 0 | 0
Commercial_Restaurant_New_Space Heating_Natural Gas_Furnace_E10_Baseline Forecast | Commercial | Restaurant | New | Space Heating | Natural Gas | Furnace | E10 |  | Baseline Forecast | 0 | 0 | 0 | 0 | 0 | 0 | 0 | 0 | 0 | 0 | 0 | 0 | 0 | 0 | 0 | 0 | 0 | 0 | 0 | 0 | 0 | 0 | 0 | 0 | 0 | 0 | 0 | 0 | 0 | 0 | 0 | 0 | 0
Commercial_Restaurant_New_Space Heating_Natural Gas_Boiler_E1_Baseline Forecast | Commercial | Restaurant | New | Space Heating | Natural Gas | Boiler | E1 |  | Baseline Forecast | 0 | 0 | 0 | 0 | 0 | 0 | 0 | 0 | 0 | 0 | 0 | 0 | 0 | 0 | 0 | 0 | 0 | 0 | 0 | 0 | 0 | 0 | 0 | 0 | 0 | 0 | 0 | 0 | 0 | 0 | 0 | 0 | 0
Commercial_Restaurant_New_Space Heating_Natural Gas_Boiler_E2_Baseline Forecast | Commercial | Restaurant | New | Space Heating | Natural Gas | Boiler | E2 |  | Baseline Forecast | 0 | 0 | 0 | 0 | 0 | 0 | 0 | 0 | 0 | 0 | 0 | 0 | 0 | 0 | 0 | 0 | 0 | 0 | 0 | 0 | 0 | 0 | 0 | 0 | 0 | 0 | 0 | 0 | 0 | 0 | 0 | 0 | 0
Commercial_Restaurant_New_Space Heating_Natural Gas_Boiler_E3_Baseline Forecast | Commercial | Restaurant | New | Space Heating | Natural Gas | Boiler | E3 |  | Baseline Forecast | 0 | 0 | 0 | 0 | 0 | 0 | 0 | 0 | 0 | 0 | 0 | 0 | 0 | 0 | 0 | 0 | 0 | 0 | 0 | 0 | 0 | 0 | 0 | 0 | 0 | 0 | 0 | 0 | 0 | 0 | 0 | 0 | 0
Commercial_Restaurant_New_Space Heating_Natural Gas_Boiler_E4_Baseline Forecast | Commercial | Restaurant | New | Space Heating | Natural Gas | Boiler | E4 |  | Baseline Forecast | 0 | 0 | 0 | 0 | 0 | 0 | 0 | 0 | 0 | 0 | 0 | 0 | 0 | 0 | 0 | 0 | 0 | 0 | 0 | 0 | 0 | 0 | 0 | 0 | 0 | 0 | 0 | 0 | 0 | 0 | 0 | 0 | 0
Commercial_Restaurant_New_Space Heating_Natural Gas_Boiler_E5_Baseline Forecast | Commercial | Restaurant | New | Space Heating | Natural Gas | Boiler | E5 |  | Baseline Forecast | 0 | 0 | 0 | 0 | 0 | 0 | 0 | 0 | 0 | 0 | 0 | 0 | 0 | 0 | 0 | 0 | 0 | 0 | 0 | 0 | 0 | 0 | 0 | 0 | 0 | 0 | 0 | 0 | 0 | 0 | 0 | 0 | 0
Commercial_Restaurant_New_Space Heating_Natural Gas_Boiler_E6_Baseline Forecast | Commercial | Restaurant | New | Space Heating | Natural Gas | Boiler | E6 |  | Baseline Forecast | 0 | 0 | 0 | 0 | 0 | 0 | 0 | 0 | 0 | 0 | 0 | 0 | 0 | 0 | 0 | 0 | 0 | 0 | 0 | 0 | 0 | 0 | 0 | 0 | 0 | 0 | 0 | 0 | 0 | 0 | 0 | 0 | 0
Commercial_Restaurant_New_Space Heating_Natural Gas_Boiler_E7_Baseline Forecast | Commercial | Restaurant | New | Space Heating | Natural Gas | Boiler | E7 |  | Baseline Forecast | 0 | 0 | 0 | 0 | 0 | 0 | 0 | 0 | 0 | 0 | 0 | 0 | 0 | 0 | 0 | 0 | 0 | 0 | 0 | 0 | 0 | 0 | 0 | 0 | 0 | 0 | 0 | 0 | 0 | 0 | 0 | 0 | 0
Commercial_Restaurant_New_Space Heating_Natural Gas_Boiler_E8_Baseline Forecast | Commercial | Restaurant | New | Space Heating | Natural Gas | Boiler | E8 |  | Baseline Forecast | 0 | 0 | 0 | 0 | 0 | 0 | 0 | 0 | 0 | 0 | 0 | 0 | 0 | 0 | 0 | 0 | 0 | 0 | 0 | 0 | 0 | 0 | 0 | 0 | 0 | 0 | 0 | 0 | 0 | 0 | 0 | 0 | 0
Commercial_Restaurant_New_Space Heating_Natural Gas_Boiler_E9_Baseline Forecast | Commercial | Restaurant | New | Space Heating | Natural Gas | Boiler | E9 |  | Baseline Forecast | 0 | 0 | 0 | 0 | 0 | 0 | 0 | 0 | 0 | 0 | 0 | 0 | 0 | 0 | 0 | 0 | 0 | 0 | 0 | 0 | 0 | 0 | 0 | 0 | 0 | 0 | 0 | 0 | 0 | 0 | 0 | 0 | 0
Commercial_Restaurant_New_Space Heating_Natural Gas_Boiler_E10_Baseline Forecast | Commercial | Restaurant | New | Space Heating | Natural Gas | Boiler | E10 |  | Baseline Forecast | 0 | 0 | 0 | 0 | 0 | 0 | 0 | 0 | 0 | 0 | 0 | 0 | 0 | 0 | 0 | 0 | 0 | 0 | 0 | 0 | 0 | 0 | 0 | 0 | 0 | 0 | 0 | 0 | 0 | 0 | 0 | 0 | 0
Commercial_Restaurant_New_Space Heating_Natural Gas_Unit Heater_E1_Baseline Forecast | Commercial | Restaurant | New | Space Heating | Natural Gas | Unit Heater | E1 |  | Baseline Forecast | 0 | 12.8124 | 61.799 | 39.4939 | 47.2208 | 0 | 0 | 0 | 0 | 0 | 0 | 0 | 0 | 0 | 0 | 0 | 0 | 0 | 0 | 0 | 0 | 0 | 0 | 0 | 0 | 0 | 0 | 0 | 0 | 0 | 0 | 0 | 0
Commercial_Restaurant_New_Space Heating_Natural Gas_Unit Heater_E2_Baseline Forecast | Commercial | Restaurant | New | Space Heating | Natural Gas | Unit Heater | E2 |  | Baseline Forecast | 0 | 0 | 0 | 0 | 0 | 48.6653 | 48.9099 | 42.3314 | 41.7381 | 42.7151 | 43.4104 | 44.9109 | 52.804 | 56.3827 | 61.1098 | 65.1895 | 69.072 | 70.2726 | 74.1603 | 88.2975 | 80.8513 | 84.1896 | 86.1933 | 88.0547 | 88.4081 | 90.7842 | 93.8936 | 96.5403 | 99.7545 | 106.327 | 109.8675 | 113.4832 | 92.9752
Commercial_Restaurant_New_Space Heating_Natural Gas_Unit Heater_E3_Baseline Forecast | Commercial | Restaurant | New | Space Heating | Natural Gas | Unit Heater | E3 |  | Baseline Forecast | 0 | 0 | 0 | 0 | 0 | 0 | 0 | 0 | 0 | 0 | 0 | 0 | 0 | 0 | 0 | 0 | 0 | 0 | 0 | 0 | 0 | 0 | 0 | 0 | 0 | 0 | 0 | 0 | 0 | 0 | 0 | 0 | 0
Commercial_Restaurant_New_Space Heating_Natural Gas_Unit Heater_E4_Baseline Forecast | Commercial | Restaurant | New | Space Heating | Natural Gas | Unit Heater | E4 |  | Baseline Forecast | 0 | 0 | 0 | 0 | 0 | 0 | 0 | 0 | 0 | 0 | 0 | 0 | 0 | 0 | 0 | 0 | 0 | 0 | 0 | 0 | 0 | 0 | 0 | 0 | 0 | 0 | 0 | 0 | 0 | 0 | 0 | 0 | 0
Commercial_Restaurant_New_Space Heating_Natural Gas_Unit Heater_E5_Baseline Forecast | Commercial | Restaurant | New | Space Heating | Natural Gas | Unit Heater | E5 |  | Baseline Forecast | 0 | 0 | 0 | 0 | 0 | 0 | 0 | 0 | 0 | 0 | 0 | 0 | 0 | 0 | 0 | 0 | 0 | 0 | 0 | 0 | 0 | 0 | 0 | 0 | 0 | 0 | 0 | 0 | 0 | 0 | 0 | 0 | 0
Commercial_Restaurant_New_Space Heating_Natural Gas_Unit Heater_E6_Baseline Forecast | Commercial | Restaurant | New | Space Heating | Natural Gas | Unit Heater | E6 |  | Baseline Forecast | 0 | 0 | 0 | 0 | 0 | 0 | 0 | 0 | 0 | 0 | 0 | 0 | 0 | 0 | 0 | 0 | 0 | 0 | 0 | 0 | 0 | 0 | 0 | 0 | 0 | 0 | 0 | 0 | 0 | 0 | 0 | 0 | 0
Commercial_Restaurant_New_Space Heating_Natural Gas_Unit Heater_E7_Baseline Forecast | Commercial | Restaurant | New | Space Heating | Natural Gas | Unit Heater | E7 |  | Baseline Forecast | 0 | 0 | 0 | 0 | 0 | 0 | 0 | 0 | 0 | 0 | 0 | 0 | 0 | 0 | 0 | 0 | 0 | 0 | 0 | 0 | 0 | 0 | 0 | 0 | 0 | 0 | 0 | 0 | 0 | 0 | 0 | 0 | 0
Commercial_Restaurant_New_Space Heating_Natural Gas_Unit Heater_E8_Baseline Forecast | Commercial | Restaurant | New | Space Heating | Natural Gas | Unit Heater | E8 |  | Baseline Forecast | 0 | 0 | 0 | 0 | 0 | 0 | 0 | 0 | 0 | 0 | 0 | 0 | 0 | 0 | 0 | 0 | 0 | 0 | 0 | 0 | 0 | 0 | 0 | 0 | 0 | 0 | 0 | 0 | 0 | 0 | 0 | 0 | 0
Commercial_Restaurant_New_Space Heating_Natural Gas_Unit Heater_E9_Baseline Forecast | Commercial | Restaurant | New | Space Heating | Natural Gas | Unit Heater | E9 |  | Baseline Forecast | 0 | 0 | 0 | 0 | 0 | 0 | 0 | 0 | 0 | 0 | 0 | 0 | 0 | 0 | 0 | 0 | 0 | 0 | 0 | 0 | 0 | 0 | 0 | 0 | 0 | 0 | 0 | 0 | 0 | 0 | 0 | 0 | 0
Commercial_Restaurant_New_Space Heating_Natural Gas_Unit Heater_E10_Baseline Forecast | Commercial | Restaurant | New | Space Heating | Natural Gas | Unit Heater | E10 |  | Baseline Forecast | 0 | 0 | 0 | 0 | 0 | 0 | 0 | 0 | 0 | 0 | 0 | 0 | 0 | 0 | 0 | 0 | 0 | 0 | 0 | 0 | 0 | 0 | 0 | 0 | 0 | 0 | 0 | 0 | 0 | 0 | 0 | 0 | 0
Commercial_Restaurant_New_Water Heating_Natural Gas_Water Heater_E1_Baseline Forecast | Commercial | Restaurant | New | Water Heating | Natural Gas | Water Heater | E1 |  | Baseline Forecast | 0 | 90.65 | 437.2375 | 279.427 | 334.0978 | 344.3174 | 346.0446 | 299.4984 | 295.2987 | 302.2083 | 325.2546 | 406.7375 | 437.4606 | 472.6955 | 506.6259 | 556.6383 | 656.8557 | 595.6708 | 597.8187 | 592.7246 | 610.0456 | 622.7503 | 650.2771 | 682.0759 | 722.4139 | 788.4244 | 816.1664 | 839.2727 | 857.5093 | 879.3945 | 914.2516 | 903.8283 | 750.7745
Commercial_Restaurant_New_Water Heating_Natural Gas_Water Heater_E2_Baseline Forecast | Commercial | Restaurant | New | Water Heating | Natural Gas | Water Heater | E2 |  | Baseline Forecast | 0 | 815.2839 | 3932.4181 | 2513.0889 | 3004.7701 | 3096.6914 | 3112.2558 | 2693.6494 | 2655.9018 | 2718.0695 | 2925.373 | 3658.2659 | 3934.6256 | 4251.5716 | 4556.7863 | 5006.6554 | 5908.1005 | 5357.8143 | 5377.1784 | 5331.4041 | 5487.246 | 5601.569 | 5849.2135 | 6135.2898 | 6498.1737 | 7091.9835 | 7341.564 | 7549.4416 | 7713.5099 | 7910.3946 | 8223.9555 | 8130.2032 | 6753.4393
Commercial_Restaurant_New_Water Heating_Natural Gas_Water Heater_E3_Baseline Forecast | Commercial | Restaurant | New | Water Heating | Natural Gas | Water Heater | E3 |  | Baseline Forecast | 0 | 0 | 0 | 0 | 0 | 0 | 0 | 0 | 0 | 0 | 0 | 0 | 0 | 0 | 0 | 0 | 0 | 0 | 0 | 0 | 0 | 0 | 0 | 0 | 0 | 0 | 0 | 0 | 0 | 0 | 0 | 0 | 0
Commercial_Restaurant_New_Water Heating_Natural Gas_Water Heater_E4_Baseline Forecast | Commercial | Restaurant | New | Water Heating | Natural Gas | Water Heater | E4 |  | Baseline Forecast | 0 | 0 | 0 | 0 | 0 | 0 | 0 | 0 | 0 | 0 | 0 | 0 | 0 | 0 | 0 | 0 | 0 | 0 | 0 | 0 | 0 | 0 | 0 | 0 | 0 | 0 | 0 | 0 | 0 | 0 | 0 | 0 | 0
Commercial_Restaurant_New_Water Heating_Natural Gas_Water Heater_E5_Baseline Forecast | Commercial | Restaurant | New | Water Heating | Natural Gas | Water Heater | E5 |  | Baseline Forecast | 0 | 0 | 0 | 0 | 0 | 0 | 0 | 0 | 0 | 0 | 0 | 0 | 0 | 0 | 0 | 0 | 0 | 0 | 0 | 0 | 0 | 0 | 0 | 0 | 0 | 0 | 0 | 0 | 0 | 0 | 0 | 0 | 0
Commercial_Restaurant_New_Water Heating_Natural Gas_Water Heater_E6_Baseline Forecast | Commercial | Restaurant | New | Water Heating | Natural Gas | Water Heater | E6 |  | Baseline Forecast | 0 | 0 | 0 | 0 | 0 | 0 | 0 | 0 | 0 | 0 | 0 | 0 | 0 | 0 | 0 | 0 | 0 | 0 | 0 | 0 | 0 | 0 | 0 | 0 | 0 | 0 | 0 | 0 | 0 | 0 | 0 | 0 | 0
Commercial_Restaurant_New_Water Heating_Natural Gas_Water Heater_E7_Baseline Forecast | Commercial | Restaurant | New | Water Heating | Natural Gas | Water Heater | E7 |  | Baseline Forecast | 0 | 0 | 0 | 0 | 0 | 0 | 0 | 0 | 0 | 0 | 0 | 0 | 0 | 0 | 0 | 0 | 0 | 0 | 0 | 0 | 0 | 0 | 0 | 0 | 0 | 0 | 0 | 0 | 0 | 0 | 0 | 0 | 0
Commercial_Restaurant_New_Water Heating_Natural Gas_Water Heater_E8_Baseline Forecast | Commercial | Restaurant | New | Water Heating | Natural Gas | Water Heater | E8 |  | Baseline Forecast | 0 | 0 | 0 | 0 | 0 | 0 | 0 | 0 | 0 | 0 | 0 | 0 | 0 | 0 | 0 | 0 | 0 | 0 | 0 | 0 | 0 | 0 | 0 | 0 | 0 | 0 | 0 | 0 | 0 | 0 | 0 | 0 | 0
Commercial_Restaurant_New_Water Heating_Natural Gas_Water Heater_E9_Baseline Forecast | Commercial | Restaurant | New | Water Heating | Natural Gas | Water Heater | E9 |  | Baseline Forecast | 0 | 0 | 0 | 0 | 0 | 0 | 0 | 0 | 0 | 0 | 0 | 0 | 0 | 0 | 0 | 0 | 0 | 0 | 0 | 0 | 0 | 0 | 0 | 0 | 0 | 0 | 0 | 0 | 0 | 0 | 0 | 0 | 0
Commercial_Restaurant_New_Water Heating_Natural Gas_Water Heater_E10_Baseline Forecast | Commercial | Restaurant | New | Water Heating | Natural Gas | Water Heater | E10 |  | Baseline Forecast | 0 | 0 | 0 | 0 | 0 | 0 | 0 | 0 | 0 | 0 | 0 | 0 | 0 | 0 | 0 | 0 | 0 | 0 | 0 | 0 | 0 | 0 | 0 | 0 | 0 | 0 | 0 | 0 | 0 | 0 | 0 | 0 | 0
Commercial_Restaurant_New_Food Preparation_Natural Gas_Oven_E1_Baseline Forecast | Commercial | Restaurant | New | Food Preparation | Natural Gas | Oven | E1 |  | Baseline Forecast | 0 | 95.5838 | 460.82 | 294.682 | 352.4687 | 363.1333 | 364.6252 | 315.3519 | 310.6555 | 317.6571 | 338.423 | 409.5405 | 438.0963 | 471.2016 | 504.4925 | 531.1039 | 574.0666 | 674.7991 | 606.8371 | 616.0996 | 630.5502 | 650.3336 | 657.2724 | 680.7277 | 708.4875 | 740.7578 | 798.662 | 823.2516 | 847.7933 | 870.345 | 892.4515 | 915.038 | 780.4889
Commercial_Restaurant_New_Food Preparation_Natural Gas_Oven_E2_Baseline Forecast | Commercial | Restaurant | New | Food Preparation | Natural Gas | Oven | E2 |  | Baseline Forecast | 0 | 137.5529 | 663.6848 | 423.9553 | 506.7691 | 522.3898 | 525.3478 | 454.9169 | 448.8184 | 459.5934 | 490.3354 | 594.1586 | 636.4817 | 685.5752 | 735.0293 | 774.8917 | 838.7622 | 987.4573 | 889.4123 | 904.4844 | 927.1813 | 957.843 | 969.5096 | 1005.6436 | 1048.0576 | 1097.0591 | 1184.0525 | 1221.6046 | 1258.9048 | 1293.1342 | 1326.3933 | 1360.2465 | 1160.2329
Commercial_Restaurant_New_Food Preparation_Natural Gas_Oven_E3_Baseline Forecast | Commercial | Restaurant | New | Food Preparation | Natural Gas | Oven | E3 |  | Baseline Forecast | 0 | 0 | 0 | 0 | 0 | 0 | 0 | 0 | 0 | 0 | 0 | 0 | 0 | 0 | 0 | 0 | 0 | 0 | 0 | 0 | 0 | 0 | 0 | 0 | 0 | 0 | 0 | 0 | 0 | 0 | 0 | 0 | 0
Commercial_Restaurant_New_Food Preparation_Natural Gas_Oven_E4_Baseline Forecast | Commercial | Restaurant | New | Food Preparation | Natural Gas | Oven | E4 |  | Baseline Forecast | 0 | 0 | 0 | 0 | 0 | 0 | 0 | 0 | 0 | 0 | 0 | 0 | 0 | 0 | 0 | 0 | 0 | 0 | 0 | 0 | 0 | 0 | 0 | 0 | 0 | 0 | 0 | 0 | 0 | 0 | 0 | 0 | 0
Commercial_Restaurant_New_Food Preparation_Natural Gas_Oven_E5_Baseline Forecast | Commercial | Restaurant | New | Food Preparation | Natural Gas | Oven | E5 |  | Baseline Forecast | 0 | 0 | 0 | 0 | 0 | 0 | 0 | 0 | 0 | 0 | 0 | 0 | 0 | 0 | 0 | 0 | 0 | 0 | 0 | 0 | 0 | 0 | 0 | 0 | 0 | 0 | 0 | 0 | 0 | 0 | 0 | 0 | 0
Commercial_Restaurant_New_Food Preparation_Natural Gas_Oven_E6_Baseline Forecast | Commercial | Restaurant | New | Food Preparation | Natural Gas | Oven | E6 |  | Baseline Forecast | 0 | 0 | 0 | 0 | 0 | 0 | 0 | 0 | 0 | 0 | 0 | 0 | 0 | 0 | 0 | 0 | 0 | 0 | 0 | 0 | 0 | 0 | 0 | 0 | 0 | 0 | 0 | 0 | 0 | 0 | 0 | 0 | 0
Commercial_Restaurant_New_Food Preparation_Natural Gas_Oven_E7_Baseline Forecast | Commercial | Restaurant | New | Food Preparation | Natural Gas | Oven | E7 |  | Baseline Forecast | 0 | 0 | 0 | 0 | 0 | 0 | 0 | 0 | 0 | 0 | 0 | 0 | 0 | 0 | 0 | 0 | 0 | 0 | 0 | 0 | 0 | 0 | 0 | 0 | 0 | 0 | 0 | 0 | 0 | 0 | 0 | 0 | 0
Commercial_Restaurant_New_Food Preparation_Natural Gas_Oven_E8_Baseline Forecast | Commercial | Restaurant | New | Food Preparation | Natural Gas | Oven | E8 |  | Baseline Forecast | 0 | 0 | 0 | 0 | 0 | 0 | 0 | 0 | 0 | 0 | 0 | 0 | 0 | 0 | 0 | 0 | 0 | 0 | 0 | 0 | 0 | 0 | 0 | 0 | 0 | 0 | 0 | 0 | 0 | 0 | 0 | 0 | 0
Commercial_Restaurant_New_Food Preparation_Natural Gas_Oven_E9_Baseline Forecast | Commercial | Restaurant | New | Food Preparation | Natural Gas | Oven | E9 |  | Baseline Forecast | 0 | 0 | 0 | 0 | 0 | 0 | 0 | 0 | 0 | 0 | 0 | 0 | 0 | 0 | 0 | 0 | 0 | 0 | 0 | 0 | 0 | 0 | 0 | 0 | 0 | 0 | 0 | 0 | 0 | 0 | 0 | 0 | 0
Commercial_Restaurant_New_Food Preparation_Natural Gas_Oven_E10_Baseline Forecast | Commercial | Restaurant | New | Food Preparation | Natural Gas | Oven | E10 |  | Baseline Forecast | 0 | 0 | 0 | 0 | 0 | 0 | 0 | 0 | 0 | 0 | 0 | 0 | 0 | 0 | 0 | 0 | 0 | 0 | 0 | 0 | 0 | 0 | 0 | 0 | 0 | 0 | 0 | 0 | 0 | 0 | 0 | 0 | 0
Commercial_Restaurant_New_Food Preparation_Natural Gas_Conveyor Oven_E1_Baseline Forecast | Commercial | Restaurant | New | Food Preparation | Natural Gas | Conveyor Oven | E1 |  | Baseline Forecast | 0 | 47.7865 | 230.4285 | 147.2724 | 176.0859 | 181.4307 | 182.2656 | 157.6927 | 155.4179 | 158.991 | 161.5135 | 160.2247 | 157.6558 | 155.4438 | 155.6085 | 155.0789 | 155.9209 | 161.7363 | 199.5813 | 213.4036 | 234.014 | 254.3576 | 282.8328 | 335.8801 | 308.9956 | 316.5169 | 317.1923 | 315.9546 | 308.4288 | 307.5861 | 309.3485 | 309.6047 | 221.297
Commercial_Restaurant_New_Food Preparation_Natural Gas_Conveyor Oven_E2_Baseline Forecast | Commercial | Restaurant | New | Food Preparation | Natural Gas | Conveyor Oven | E2 |  | Baseline Forecast | 0 | 68.7818 | 331.8239 | 212.0463 | 253.533 | 261.3309 | 262.7209 | 227.4417 | 224.319 | 229.6343 | 233.4377 | 231.7261 | 228.1645 | 225.1175 | 225.5029 | 224.8799 | 226.2399 | 234.8224 | 289.9398 | 310.1964 | 340.3312 | 370.1027 | 411.7151 | 489.1468 | 450.1618 | 461.2661 | 462.3834 | 460.6926 | 449.8058 | 448.6471 | 451.2562 | 451.6557 | 322.8312
Commercial_Restaurant_New_Food Preparation_Natural Gas_Conveyor Oven_E3_Baseline Forecast | Commercial | Restaurant | New | Food Preparation | Natural Gas | Conveyor Oven | E3 |  | Baseline Forecast | 0 | 0 | 0 | 0 | 0 | 0 | 0 | 0 | 0 | 0 | 0 | 0 | 0 | 0 | 0 | 0 | 0 | 0 | 0 | 0 | 0 | 0 | 0 | 0 | 0 | 0 | 0 | 0 | 0 | 0 | 0 | 0 | 0
Commercial_Restaurant_New_Food Preparation_Natural Gas_Conveyor Oven_E4_Baseline Forecast | Commercial | Restaurant | New | Food Preparation | Natural Gas | Conveyor Oven | E4 |  | Baseline Forecast | 0 | 0 | 0 | 0 | 0 | 0 | 0 | 0 | 0 | 0 | 0 | 0 | 0 | 0 | 0 | 0 | 0 | 0 | 0 | 0 | 0 | 0 | 0 | 0 | 0 | 0 | 0 | 0 | 0 | 0 | 0 | 0 | 0
Commercial_Restaurant_New_Food Preparation_Natural Gas_Conveyor Oven_E5_Baseline Forecast | Commercial | Restaurant | New | Food Preparation | Natural Gas | Conveyor Oven | E5 |  | Baseline Forecast | 0 | 0 | 0 | 0 | 0 | 0 | 0 | 0 | 0 | 0 | 0 | 0 | 0 | 0 | 0 | 0 | 0 | 0 | 0 | 0 | 0 | 0 | 0 | 0 | 0 | 0 | 0 | 0 | 0 | 0 | 0 | 0 | 0
Commercial_Restaurant_New_Food Preparation_Natural Gas_Conveyor Oven_E6_Baseline Forecast | Commercial | Restaurant | New | Food Preparation | Natural Gas | Conveyor Oven | E6 |  | Baseline Forecast | 0 | 0 | 0 | 0 | 0 | 0 | 0 | 0 | 0 | 0 | 0 | 0 | 0 | 0 | 0 | 0 | 0 | 0 | 0 | 0 | 0 | 0 | 0 | 0 | 0 | 0 | 0 | 0 | 0 | 0 | 0 | 0 | 0
Commercial_Restaurant_New_Food Preparation_Natural Gas_Conveyor Oven_E7_Baseline Forecast | Commercial | Restaurant | New | Food Preparation | Natural Gas | Conveyor Oven | E7 |  | Baseline Forecast | 0 | 0 | 0 | 0 | 0 | 0 | 0 | 0 | 0 | 0 | 0 | 0 | 0 | 0 | 0 | 0 | 0 | 0 | 0 | 0 | 0 | 0 | 0 | 0 | 0 | 0 | 0 | 0 | 0 | 0 | 0 | 0 | 0
Commercial_Restaurant_New_Food Preparation_Natural Gas_Conveyor Oven_E8_Baseline Forecast | Commercial | Restaurant | New | Food Preparation | Natural Gas | Conveyor Oven | E8 |  | Baseline Forecast | 0 | 0 | 0 | 0 | 0 | 0 | 0 | 0 | 0 | 0 | 0 | 0 | 0 | 0 | 0 | 0 | 0 | 0 | 0 | 0 | 0 | 0 | 0 | 0 | 0 | 0 | 0 | 0 | 0 | 0 | 0 | 0 | 0
Commercial_Restaurant_New_Food Preparation_Natural Gas_Conveyor Oven_E9_Baseline Forecast | Commercial | Restaurant | New | Food Preparation | Natural Gas | Conveyor Oven | E9 |  | Baseline Forecast | 0 | 0 | 0 | 0 | 0 | 0 | 0 | 0 | 0 | 0 | 0 | 0 | 0 | 0 | 0 | 0 | 0 | 0 | 0 | 0 | 0 | 0 | 0 | 0 | 0 | 0 | 0 | 0 | 0 | 0 | 0 | 0 | 0
Commercial_Restaurant_New_Food Preparation_Natural Gas_Conveyor Oven_E10_Baseline Forecast | Commercial | Restaurant | New | Food Preparation | Natural Gas | Conveyor Oven | E10 |  | Baseline Forecast | 0 | 0 | 0 | 0 | 0 | 0 | 0 | 0 | 0 | 0 | 0 | 0 | 0 | 0 | 0 | 0 | 0 | 0 | 0 | 0 | 0 | 0 | 0 | 0 | 0 | 0 | 0 | 0 | 0 | 0 | 0 | 0 | 0
Commercial_Restaurant_New_Food Preparation_Natural Gas_Double Rack Oven_E1_Baseline Forecast | Commercial | Restaurant | New | Food Preparation | Natural Gas | Double Rack Oven | E1 |  | Baseline Forecast | 0 | 47.785 | 230.3216 | 147.289 | 176.1655 | 181.4607 | 182.1477 | 157.4919 | 155.099 | 158.5487 | 160.9463 | 159.554 | 166.3628 | 207.8156 | 226.3294 | 246.1081 | 264.1714 | 286.7314 | 331.563 | 298.3536 | 305.1664 | 307.7882 | 308.054 | 303.0925 | 313.4143 | 326.0143 | 339.9916 | 353.4347 | 371.4008 | 403.467 | 417.5742 | 429.8511 | 353.6048
Commercial_Restaurant_New_Food Preparation_Natural Gas_Double Rack Oven_E2_Baseline Forecast | Commercial | Restaurant | New | Food Preparation | Natural Gas | Double Rack Oven | E2 |  | Baseline Forecast | 0 | 68.7833 | 331.9308 | 212.0297 | 253.4534 | 261.3009 | 262.8388 | 227.6424 | 224.6379 | 230.0765 | 234.0049 | 232.3967 | 242.7712 | 303.8471 | 331.5269 | 361.1704 | 388.3974 | 422.3951 | 489.4221 | 441.3033 | 452.2544 | 457.0159 | 458.1873 | 451.5657 | 467.6162 | 487.0147 | 508.4594 | 529.0666 | 556.3725 | 604.7741 | 626.1253 | 644.675 | 530.3237
Commercial_Restaurant_New_Food Preparation_Natural Gas_Double Rack Oven_E3_Baseline Forecast | Commercial | Restaurant | New | Food Preparation | Natural Gas | Double Rack Oven | E3 |  | Baseline Forecast | 0 | 0 | 0 | 0 | 0 | 0 | 0 | 0 | 0 | 0 | 0 | 0 | 0 | 0 | 0 | 0 | 0 | 0 | 0 | 0 | 0 | 0 | 0 | 0 | 0 | 0 | 0 | 0 | 0 | 0 | 0 | 0 | 0
Commercial_Restaurant_New_Food Preparation_Natural Gas_Double Rack Oven_E4_Baseline Forecast | Commercial | Restaurant | New | Food Preparation | Natural Gas | Double Rack Oven | E4 |  | Baseline Forecast | 0 | 0 | 0 | 0 | 0 | 0 | 0 | 0 | 0 | 0 | 0 | 0 | 0 | 0 | 0 | 0 | 0 | 0 | 0 | 0 | 0 | 0 | 0 | 0 | 0 | 0 | 0 | 0 | 0 | 0 | 0 | 0 | 0
Commercial_Restaurant_New_Food Preparation_Natural Gas_Double Rack Oven_E5_Baseline Forecast | Commercial | Restaurant | New | Food Preparation | Natural Gas | Double Rack Oven | E5 |  | Baseline Forecast | 0 | 0 | 0 | 0 | 0 | 0 | 0 | 0 | 0 | 0 | 0 | 0 | 0 | 0 | 0 | 0 | 0 | 0 | 0 | 0 | 0 | 0 | 0 | 0 | 0 | 0 | 0 | 0 | 0 | 0 | 0 | 0 | 0
Commercial_Restaurant_New_Food Preparation_Natural Gas_Double Rack Oven_E6_Baseline Forecast | Commercial | Restaurant | New | Food Preparation | Natural Gas | Double Rack Oven | E6 |  | Baseline Forecast | 0 | 0 | 0 | 0 | 0 | 0 | 0 | 0 | 0 | 0 | 0 | 0 | 0 | 0 | 0 | 0 | 0 | 0 | 0 | 0 | 0 | 0 | 0 | 0 | 0 | 0 | 0 | 0 | 0 | 0 | 0 | 0 | 0
Commercial_Restaurant_New_Food Preparation_Natural Gas_Double Rack Oven_E7_Baseline Forecast | Commercial | Restaurant | New | Food Preparation | Natural Gas | Double Rack Oven | E7 |  | Baseline Forecast | 0 | 0 | 0 | 0 | 0 | 0 | 0 | 0 | 0 | 0 | 0 | 0 | 0 | 0 | 0 | 0 | 0 | 0 | 0 | 0 | 0 | 0 | 0 | 0 | 0 | 0 | 0 | 0 | 0 | 0 | 0 | 0 | 0
Commercial_Restaurant_New_Food Preparation_Natural Gas_Double Rack Oven_E8_Baseline Forecast | Commercial | Restaurant | New | Food Preparation | Natural Gas | Double Rack Oven | E8 |  | Baseline Forecast | 0 | 0 | 0 | 0 | 0 | 0 | 0 | 0 | 0 | 0 | 0 | 0 | 0 | 0 | 0 | 0 | 0 | 0 | 0 | 0 | 0 | 0 | 0 | 0 | 0 | 0 | 0 | 0 | 0 | 0 | 0 | 0 | 0
Commercial_Restaurant_New_Food Preparation_Natural Gas_Double Rack Oven_E9_Baseline Forecast | Commercial | Restaurant | New | Food Preparation | Natural Gas | Double Rack Oven | E9 |  | Baseline Forecast | 0 | 0 | 0 | 0 | 0 | 0 | 0 | 0 | 0 | 0 | 0 | 0 | 0 | 0 | 0 | 0 | 0 | 0 | 0 | 0 | 0 | 0 | 0 | 0 | 0 | 0 | 0 | 0 | 0 | 0 | 0 | 0 | 0
Commercial_Restaurant_New_Food Preparation_Natural Gas_Double Rack Oven_E10_Baseline Forecast | Commercial | Restaurant | New | Food Preparation | Natural Gas | Double Rack Oven | E10 |  | Baseline Forecast | 0 | 0 | 0 | 0 | 0 | 0 | 0 | 0 | 0 | 0 | 0 | 0 | 0 | 0 | 0 | 0 | 0 | 0 | 0 | 0 | 0 | 0 | 0 | 0 | 0 | 0 | 0 | 0 | 0 | 0 | 0 | 0 | 0
Commercial_Restaurant_New_Food Preparation_Natural Gas_Fryer_E1_Baseline Forecast | Commercial | Restaurant | New | Food Preparation | Natural Gas | Fryer | E1 |  | Baseline Forecast | 0 | 2252.6968 | 10863.8738 | 0 | 0 | 0 | 0 | 0 | 0 | 0 | 0 | 0 | 0 | 0 | 0 | 0 | 0 | 0 | 0 | 0 | 0 | 0 | 0 | 0 | 0 | 0 | 0 | 0 | 0 | 0 | 0 | 0 | 0
Commercial_Restaurant_New_Food Preparation_Natural Gas_Fryer_E2_Baseline Forecast | Commercial | Restaurant | New | Food Preparation | Natural Gas | Fryer | E2 |  | Baseline Forecast | 0 | 791.3645 | 3818.7646 | 9383.2342 | 11219.0512 | 11562.2585 | 11620.3607 | 10057.3848 | 9916.4357 | 10757.3573 | 13737.3171 | 14850.8967 | 16011.5136 | 16999.3895 | 18723.5244 | 22001.6462 | 20237.3446 | 20585.7184 | 20868.238 | 21249.957 | 21608.546 | 22645.7061 | 24051.3501 | 26394.9297 | 27450.0805 | 28321.8107 | 29046.3576 | 29871.8275 | 31048.6171 | 30862.7274 | 31604.2693 | 32598.3155 | 27999.0491
Commercial_Restaurant_New_Food Preparation_Natural Gas_Fryer_E3_Baseline Forecast | Commercial | Restaurant | New | Food Preparation | Natural Gas | Fryer | E3 |  | Baseline Forecast | 0 | 0 | 0 | 0 | 0 | 0 | 0 | 0 | 0 | 0 | 0 | 0 | 0 | 0 | 0 | 0 | 0 | 0 | 0 | 0 | 0 | 0 | 0 | 0 | 0 | 0 | 0 | 0 | 0 | 0 | 0 | 0 | 0
Commercial_Restaurant_New_Food Preparation_Natural Gas_Fryer_E4_Baseline Forecast | Commercial | Restaurant | New | Food Preparation | Natural Gas | Fryer | E4 |  | Baseline Forecast | 0 | 0 | 0 | 0 | 0 | 0 | 0 | 0 | 0 | 0 | 0 | 0 | 0 | 0 | 0 | 0 | 0 | 0 | 0 | 0 | 0 | 0 | 0 | 0 | 0 | 0 | 0 | 0 | 0 | 0 | 0 | 0 | 0
Commercial_Restaurant_New_Food Preparation_Natural Gas_Fryer_E5_Baseline Forecast | Commercial | Restaurant | New | Food Preparation | Natural Gas | Fryer | E5 |  | Baseline Forecast | 0 | 0 | 0 | 0 | 0 | 0 | 0 | 0 | 0 | 0 | 0 | 0 | 0 | 0 | 0 | 0 | 0 | 0 | 0 | 0 | 0 | 0 | 0 | 0 | 0 | 0 | 0 | 0 | 0 | 0 | 0 | 0 | 0
Commercial_Restaurant_New_Food Preparation_Natural Gas_Fryer_E6_Baseline Forecast | Commercial | Restaurant | New | Food Preparation | Natural Gas | Fryer | E6 |  | Baseline Forecast | 0 | 0 | 0 | 0 | 0 | 0 | 0 | 0 | 0 | 0 | 0 | 0 | 0 | 0 | 0 | 0 | 0 | 0 | 0 | 0 | 0 | 0 | 0 | 0 | 0 | 0 | 0 | 0 | 0 | 0 | 0 | 0 | 0
Commercial_Restaurant_New_Food Preparation_Natural Gas_Fryer_E7_Baseline Forecast | Commercial | Restaurant | New | Food Preparation | Natural Gas | Fryer | E7 |  | Baseline Forecast | 0 | 0 | 0 | 0 | 0 | 0 | 0 | 0 | 0 | 0 | 0 | 0 | 0 | 0 | 0 | 0 | 0 | 0 | 0 | 0 | 0 | 0 | 0 | 0 | 0 | 0 | 0 | 0 | 0 | 0 | 0 | 0 | 0
Commercial_Restaurant_New_Food Preparation_Natural Gas_Fryer_E8_Baseline Forecast | Commercial | Restaurant | New | Food Preparation | Natural Gas | Fryer | E8 |  | Baseline Forecast | 0 | 0 | 0 | 0 | 0 | 0 | 0 | 0 | 0 | 0 | 0 | 0 | 0 | 0 | 0 | 0 | 0 | 0 | 0 | 0 | 0 | 0 | 0 | 0 | 0 | 0 | 0 | 0 | 0 | 0 | 0 | 0 | 0
Commercial_Restaurant_New_Food Preparation_Natural Gas_Fryer_E9_Baseline Forecast | Commercial | Restaurant | New | Food Preparation | Natural Gas | Fryer | E9 |  | Baseline Forecast | 0 | 0 | 0 | 0 | 0 | 0 | 0 | 0 | 0 | 0 | 0 | 0 | 0 | 0 | 0 | 0 | 0 | 0 | 0 | 0 | 0 | 0 | 0 | 0 | 0 | 0 | 0 | 0 | 0 | 0 | 0 | 0 | 0
Commercial_Restaurant_New_Food Preparation_Natural Gas_Fryer_E10_Baseline Forecast | Commercial | Restaurant | New | Food Preparation | Natural Gas | Fryer | E10 |  | Baseline Forecast | 0 | 0 | 0 | 0 | 0 | 0 | 0 | 0 | 0 | 0 | 0 | 0 | 0 | 0 | 0 | 0 | 0 | 0 | 0 | 0 | 0 | 0 | 0 | 0 | 0 | 0 | 0 | 0 | 0 | 0 | 0 | 0 | 0
Commercial_Restaurant_New_Food Preparation_Natural Gas_Broiler_E1_Baseline Forecast | Commercial | Restaurant | New | Food Preparation | Natural Gas | Broiler | E1 |  | Baseline Forecast | 0 | 2035.1638 | 9813.7711 | 6273.2237 | 7501.512 | 7729.5115 | 7764.7998 | 6717.9349 | 6620.8405 | 6772.9408 | 6880.2702 | 6825.2976 | 7121.5451 | 8902.3972 | 9702.1386 | 10557.3019 | 11339.9682 | 12317.3836 | 14253.9156 | 12836.0038 | 13138.5572 | 13260.8943 | 13280.7256 | 13074.9935 | 13527.501 | 14077.7832 | 14687.4141 | 15273.5489 | 16054.3726 | 17444.403 | 18056.5472 | 18588.9339 | 15291.6609
Commercial_Restaurant_New_Food Preparation_Natural Gas_Broiler_E2_Baseline Forecast | Commercial | Restaurant | New | Food Preparation | Natural Gas | Broiler | E2 |  | Baseline Forecast | 0 | 715.2277 | 3452.3885 | 2204.7815 | 2635.2032 | 2717.3007 | 2734.5094 | 2369.1834 | 2338.9265 | 2396.5432 | 2438.4716 | 2422.6513 | 2531.8351 | 3170.1157 | 3460.2961 | 3771.2329 | 4057.1767 | 4414.2218 | 5116.955 | 4615.9578 | 4732.5369 | 4784.4053 | 4798.4864 | 4730.9188 | 4900.6572 | 5105.3683 | 5331.5071 | 5548.7764 | 5836.1339 | 6344.7147 | 6569.1977 | 6764.1542 | 5564.3402
Commercial_Restaurant_New_Food Preparation_Natural Gas_Broiler_E3_Baseline Forecast | Commercial | Restaurant | New | Food Preparation | Natural Gas | Broiler | E3 |  | Baseline Forecast | 0 | 0 | 0 | 0 | 0 | 0 | 0 | 0 | 0 | 0 | 0 | 0 | 0 | 0 | 0 | 0 | 0 | 0 | 0 | 0 | 0 | 0 | 0 | 0 | 0 | 0 | 0 | 0 | 0 | 0 | 0 | 0 | 0
Commercial_Restaurant_New_Food Preparation_Natural Gas_Broiler_E4_Baseline Forecast | Commercial | Restaurant | New | Food Preparation | Natural Gas | Broiler | E4 |  | Baseline Forecast | 0 | 0 | 0 | 0 | 0 | 0 | 0 | 0 | 0 | 0 | 0 | 0 | 0 | 0 | 0 | 0 | 0 | 0 | 0 | 0 | 0 | 0 | 0 | 0 | 0 | 0 | 0 | 0 | 0 | 0 | 0 | 0 | 0
Commercial_Restaurant_New_Food Preparation_Natural Gas_Broiler_E5_Baseline Forecast | Commercial | Restaurant | New | Food Preparation | Natural Gas | Broiler | E5 |  | Baseline Forecast | 0 | 0 | 0 | 0 | 0 | 0 | 0 | 0 | 0 | 0 | 0 | 0 | 0 | 0 | 0 | 0 | 0 | 0 | 0 | 0 | 0 | 0 | 0 | 0 | 0 | 0 | 0 | 0 | 0 | 0 | 0 | 0 | 0
Commercial_Restaurant_New_Food Preparation_Natural Gas_Broiler_E6_Baseline Forecast | Commercial | Restaurant | New | Food Preparation | Natural Gas | Broiler | E6 |  | Baseline Forecast | 0 | 0 | 0 | 0 | 0 | 0 | 0 | 0 | 0 | 0 | 0 | 0 | 0 | 0 | 0 | 0 | 0 | 0 | 0 | 0 | 0 | 0 | 0 | 0 | 0 | 0 | 0 | 0 | 0 | 0 | 0 | 0 | 0
Commercial_Restaurant_New_Food Preparation_Natural Gas_Broiler_E7_Baseline Forecast | Commercial | Restaurant | New | Food Preparation | Natural Gas | Broiler | E7 |  | Baseline Forecast | 0 | 0 | 0 | 0 | 0 | 0 | 0 | 0 | 0 | 0 | 0 | 0 | 0 | 0 | 0 | 0 | 0 | 0 | 0 | 0 | 0 | 0 | 0 | 0 | 0 | 0 | 0 | 0 | 0 | 0 | 0 | 0 | 0
Commercial_Restaurant_New_Food Preparation_Natural Gas_Broiler_E8_Baseline Forecast | Commercial | Restaurant | New | Food Preparation | Natural Gas | Broiler | E8 |  | Baseline Forecast | 0 | 0 | 0 | 0 | 0 | 0 | 0 | 0 | 0 | 0 | 0 | 0 | 0 | 0 | 0 | 0 | 0 | 0 | 0 | 0 | 0 | 0 | 0 | 0 | 0 | 0 | 0 | 0 | 0 | 0 | 0 | 0 | 0
Commercial_Restaurant_New_Food Preparation_Natural Gas_Broiler_E9_Baseline Forecast | Commercial | Restaurant | New | Food Preparation | Natural Gas | Broiler | E9 |  | Baseline Forecast | 0 | 0 | 0 | 0 | 0 | 0 | 0 | 0 | 0 | 0 | 0 | 0 | 0 | 0 | 0 | 0 | 0 | 0 | 0 | 0 | 0 | 0 | 0 | 0 | 0 | 0 | 0 | 0 | 0 | 0 | 0 | 0 | 0
Commercial_Restaurant_New_Food Preparation_Natural Gas_Broiler_E10_Baseline Forecast | Commercial | Restaurant | New | Food Preparation | Natural Gas | Broiler | E10 |  | Baseline Forecast | 0 | 0 | 0 | 0 | 0 | 0 | 0 | 0 | 0 | 0 | 0 | 0 | 0 | 0 | 0 | 0 | 0 | 0 | 0 | 0 | 0 | 0 | 0 | 0 | 0 | 0 | 0 | 0 | 0 | 0 | 0 | 0 | 0
Commercial_Restaurant_New_Food Preparation_Natural Gas_Griddle_E1_Baseline Forecast | Commercial | Restaurant | New | Food Preparation | Natural Gas | Griddle | E1 |  | Baseline Forecast | 0 | 2231.0734 | 10760.6203 | 0 | 0 | 0 | 0 | 0 | 0 | 0 | 0 | 0 | 0 | 0 | 0 | 0 | 0 | 0 | 0 | 0 | 0 | 0 | 0 | 0 | 0 | 0 | 0 | 0 | 0 | 0 | 0 | 0 | 0
Commercial_Restaurant_New_Food Preparation_Natural Gas_Griddle_E2_Baseline Forecast | Commercial | Restaurant | New | Food Preparation | Natural Gas | Griddle | E2 |  | Baseline Forecast | 0 | 911.33 | 4396.3583 | 9686.3709 | 11581.4961 | 11935.7911 | 11995.7704 | 10382.3007 | 10236.798 | 10476.4059 | 10646.9373 | 10566.0543 | 11029.2715 | 13793.202 | 15038.4698 | 16370.7736 | 17591.6922 | 19116.3526 | 22131.7909 | 19939.3808 | 20418.2521 | 20617.287 | 20656.033 | 20343.78 | 21054.7141 | 21917.3163 | 22872.2078 | 23790.1207 | 25010.5493 | 27179.7686 | 28135.6397 | 28966.6509 | 23828.5964
Commercial_Restaurant_New_Food Preparation_Natural Gas_Griddle_E3_Baseline Forecast | Commercial | Restaurant | New | Food Preparation | Natural Gas | Griddle | E3 |  | Baseline Forecast | 0 | 0 | 0 | 0 | 0 | 0 | 0 | 0 | 0 | 0 | 0 | 0 | 0 | 0 | 0 | 0 | 0 | 0 | 0 | 0 | 0 | 0 | 0 | 0 | 0 | 0 | 0 | 0 | 0 | 0 | 0 | 0 | 0
Commercial_Restaurant_New_Food Preparation_Natural Gas_Griddle_E4_Baseline Forecast | Commercial | Restaurant | New | Food Preparation | Natural Gas | Griddle | E4 |  | Baseline Forecast | 0 | 0 | 0 | 0 | 0 | 0 | 0 | 0 | 0 | 0 | 0 | 0 | 0 | 0 | 0 | 0 | 0 | 0 | 0 | 0 | 0 | 0 | 0 | 0 | 0 | 0 | 0 | 0 | 0 | 0 | 0 | 0 | 0
Commercial_Restaurant_New_Food Preparation_Natural Gas_Griddle_E5_Baseline Forecast | Commercial | Restaurant | New | Food Preparation | Natural Gas | Griddle | E5 |  | Baseline Forecast | 0 | 0 | 0 | 0 | 0 | 0 | 0 | 0 | 0 | 0 | 0 | 0 | 0 | 0 | 0 | 0 | 0 | 0 | 0 | 0 | 0 | 0 | 0 | 0 | 0 | 0 | 0 | 0 | 0 | 0 | 0 | 0 | 0
Commercial_Restaurant_New_Food Preparation_Natural Gas_Griddle_E6_Baseline Forecast | Commercial | Restaurant | New | Food Preparation | Natural Gas | Griddle | E6 |  | Baseline Forecast | 0 | 0 | 0 | 0 | 0 | 0 | 0 | 0 | 0 | 0 | 0 | 0 | 0 | 0 | 0 | 0 | 0 | 0 | 0 | 0 | 0 | 0 | 0 | 0 | 0 | 0 | 0 | 0 | 0 | 0 | 0 | 0 | 0
Commercial_Restaurant_New_Food Preparation_Natural Gas_Griddle_E7_Baseline Forecast | Commercial | Restaurant | New | Food Preparation | Natural Gas | Griddle | E7 |  | Baseline Forecast | 0 | 0 | 0 | 0 | 0 | 0 | 0 | 0 | 0 | 0 | 0 | 0 | 0 | 0 | 0 | 0 | 0 | 0 | 0 | 0 | 0 | 0 | 0 | 0 | 0 | 0 | 0 | 0 | 0 | 0 | 0 | 0 | 0
Commercial_Restaurant_New_Food Preparation_Natural Gas_Griddle_E8_Baseline Forecast | Commercial | Restaurant | New | Food Preparation | Natural Gas | Griddle | E8 |  | Baseline Forecast | 0 | 0 | 0 | 0 | 0 | 0 | 0 | 0 | 0 | 0 | 0 | 0 | 0 | 0 | 0 | 0 | 0 | 0 | 0 | 0 | 0 | 0 | 0 | 0 | 0 | 0 | 0 | 0 | 0 | 0 | 0 | 0 | 0
Commercial_Restaurant_New_Food Preparation_Natural Gas_Griddle_E9_Baseline Forecast | Commercial | Restaurant | New | Food Preparation | Natural Gas | Griddle | E9 |  | Baseline Forecast | 0 | 0 | 0 | 0 | 0 | 0 | 0 | 0 | 0 | 0 | 0 | 0 | 0 | 0 | 0 | 0 | 0 | 0 | 0 | 0 | 0 | 0 | 0 | 0 | 0 | 0 | 0 | 0 | 0 | 0 | 0 | 0 | 0
Commercial_Restaurant_New_Food Preparation_Natural Gas_Griddle_E10_Baseline Forecast | Commercial | Restaurant | New | Food Preparation | Natural Gas | Griddle | E10 |  | Baseline Forecast | 0 | 0 | 0 | 0 | 0 | 0 | 0 | 0 | 0 | 0 | 0 | 0 | 0 | 0 | 0 | 0 | 0 | 0 | 0 | 0 | 0 | 0 | 0 | 0 | 0 | 0 | 0 | 0 | 0 | 0 | 0 | 0 | 0
Commercial_Restaurant_New_Food Preparation_Natural Gas_Range_E1_Baseline Forecast | Commercial | Restaurant | New | Food Preparation | Natural Gas | Range | E1 |  | Baseline Forecast | 0 | 1194.2823 | 5759.2343 | 3681.7673 | 4402.9889 | 4537.0157 | 4557.8148 | 3943.4235 | 3886.5235 | 3975.9335 | 4277.5006 | 5347.2433 | 5749.03 | 6209.7156 | 6653.0572 | 7307.1766 | 8619.6233 | 7813.662 | 7838.6737 | 7768.6192 | 7992.3769 | 8155.3924 | 8512.6138 | 8925.387 | 9449.9944 | 10310.4637 | 10670.4321 | 10970.037 | 11206.4319 | 11490.7903 | 11945.326 | 11808.523 | 9808.8745
Commercial_Restaurant_New_Food Preparation_Natural Gas_Range_E2_Baseline Forecast | Commercial | Restaurant | New | Food Preparation | Natural Gas | Range | E2 |  | Baseline Forecast | 0 | 1718.5808 | 8290.5862 | 5297.052 | 6332.5241 | 6526.9125 | 6561.7114 | 5680.4906 | 5602.5165 | 5735.2119 | 6174.2921 | 7723.0243 | 8308.6053 | 8980.2926 | 9627.4094 | 10580.5668 | 12488.7809 | 11328.6696 | 11372.8259 | 11279.3224 | 11612.3378 | 11857.7565 | 12385.2975 | 12994.5934 | 13766.4712 | 15027.5322 | 15559.2434 | 16002.3242 | 16352.0974 | 16771.1532 | 17436.8908 | 17238.7365 | 14319.5388
Commercial_Restaurant_New_Food Preparation_Natural Gas_Range_E3_Baseline Forecast | Commercial | Restaurant | New | Food Preparation | Natural Gas | Range | E3 |  | Baseline Forecast | 0 | 0 | 0 | 0 | 0 | 0 | 0 | 0 | 0 | 0 | 0 | 0 | 0 | 0 | 0 | 0 | 0 | 0 | 0 | 0 | 0 | 0 | 0 | 0 | 0 | 0 | 0 | 0 | 0 | 0 | 0 | 0 | 0
Commercial_Restaurant_New_Food Preparation_Natural Gas_Range_E4_Baseline Forecast | Commercial | Restaurant | New | Food Preparation | Natural Gas | Range | E4 |  | Baseline Forecast | 0 | 0 | 0 | 0 | 0 | 0 | 0 | 0 | 0 | 0 | 0 | 0 | 0 | 0 | 0 | 0 | 0 | 0 | 0 | 0 | 0 | 0 | 0 | 0 | 0 | 0 | 0 | 0 | 0 | 0 | 0 | 0 | 0
Commercial_Restaurant_New_Food Preparation_Natural Gas_Range_E5_Baseline Forecast | Commercial | Restaurant | New | Food Preparation | Natural Gas | Range | E5 |  | Baseline Forecast | 0 | 0 | 0 | 0 | 0 | 0 | 0 | 0 | 0 | 0 | 0 | 0 | 0 | 0 | 0 | 0 | 0 | 0 | 0 | 0 | 0 | 0 | 0 | 0 | 0 | 0 | 0 | 0 | 0 | 0 | 0 | 0 | 0
Commercial_Restaurant_New_Food Preparation_Natural Gas_Range_E6_Baseline Forecast | Commercial | Restaurant | New | Food Preparation | Natural Gas | Range | E6 |  | Baseline Forecast | 0 | 0 | 0 | 0 | 0 | 0 | 0 | 0 | 0 | 0 | 0 | 0 | 0 | 0 | 0 | 0 | 0 | 0 | 0 | 0 | 0 | 0 | 0 | 0 | 0 | 0 | 0 | 0 | 0 | 0 | 0 | 0 | 0
Commercial_Restaurant_New_Food Preparation_Natural Gas_Range_E7_Baseline Forecast | Commercial | Restaurant | New | Food Preparation | Natural Gas | Range | E7 |  | Baseline Forecast | 0 | 0 | 0 | 0 | 0 | 0 | 0 | 0 | 0 | 0 | 0 | 0 | 0 | 0 | 0 | 0 | 0 | 0 | 0 | 0 | 0 | 0 | 0 | 0 | 0 | 0 | 0 | 0 | 0 | 0 | 0 | 0 | 0
Commercial_Restaurant_New_Food Preparation_Natural Gas_Range_E8_Baseline Forecast | Commercial | Restaurant | New | Food Preparation | Natural Gas | Range | E8 |  | Baseline Forecast | 0 | 0 | 0 | 0 | 0 | 0 | 0 | 0 | 0 | 0 | 0 | 0 | 0 | 0 | 0 | 0 | 0 | 0 | 0 | 0 | 0 | 0 | 0 | 0 | 0 | 0 | 0 | 0 | 0 | 0 | 0 | 0 | 0
Commercial_Restaurant_New_Food Preparation_Natural Gas_Range_E9_Baseline Forecast | Commercial | Restaurant | New | Food Preparation | Natural Gas | Range | E9 |  | Baseline Forecast | 0 | 0 | 0 | 0 | 0 | 0 | 0 | 0 | 0 | 0 | 0 | 0 | 0 | 0 | 0 | 0 | 0 | 0 | 0 | 0 | 0 | 0 | 0 | 0 | 0 | 0 | 0 | 0 | 0 | 0 | 0 | 0 | 0
Commercial_Restaurant_New_Food Preparation_Natural Gas_Range_E10_Baseline Forecast | Commercial | Restaurant | New | Food Preparation | Natural Gas | Range | E10 |  | Baseline Forecast | 0 | 0 | 0 | 0 | 0 | 0 | 0 | 0 | 0 | 0 | 0 | 0 | 0 | 0 | 0 | 0 | 0 | 0 | 0 | 0 | 0 | 0 | 0 | 0 | 0 | 0 | 0 | 0 | 0 | 0 | 0 | 0 | 0
Commercial_Restaurant_New_Food Preparation_Natural Gas_Steamer_E1_Baseline Forecast | Commercial | Restaurant | New | Food Preparation | Natural Gas | Steamer | E1 |  | Baseline Forecast | 0 | 100.6718 | 484.5739 | 0 | 0 | 0 | 0 | 0 | 0 | 0 | 0 | 0 | 0 | 0 | 0 | 0 | 0 | 0 | 0 | 0 | 0 | 0 | 0 | 0 | 0 | 0 | 0 | 0 | 0 | 0 | 0 | 0 | 0
Commercial_Restaurant_New_Food Preparation_Natural Gas_Steamer_E2_Baseline Forecast | Commercial | Restaurant | New | Food Preparation | Natural Gas | Steamer | E2 |  | Baseline Forecast | 0 | 100.7628 | 487.0202 | 620.9167 | 742.3982 | 765.1093 | 768.9541 | 665.5273 | 656.2003 | 671.5596 | 704.8727 | 805.156 | 849.3474 | 902.4557 | 961.215 | 1011.036 | 1049.4049 | 1063.6854 | 1066.1616 | 1136.8836 | 1404.0848 | 1313.2305 | 1380.9518 | 1416.7315 | 1449.1614 | 1445.0197 | 1472.7989 | 1503.5919 | 1546.7822 | 1634.3812 | 1688.4141 | 1742.9382 | 1424.4224
Commercial_Restaurant_New_Food Preparation_Natural Gas_Steamer_E3_Baseline Forecast | Commercial | Restaurant | New | Food Preparation | Natural Gas | Steamer | E3 |  | Baseline Forecast | 0 | 0 | 0 | 0 | 0 | 0 | 0 | 0 | 0 | 0 | 0 | 0 | 0 | 0 | 0 | 0 | 0 | 0 | 0 | 0 | 0 | 0 | 0 | 0 | 0 | 0 | 0 | 0 | 0 | 0 | 0 | 0 | 0
Commercial_Restaurant_New_Food Preparation_Natural Gas_Steamer_E4_Baseline Forecast | Commercial | Restaurant | New | Food Preparation | Natural Gas | Steamer | E4 |  | Baseline Forecast | 0 | 0 | 0 | 0 | 0 | 0 | 0 | 0 | 0 | 0 | 0 | 0 | 0 | 0 | 0 | 0 | 0 | 0 | 0 | 0 | 0 | 0 | 0 | 0 | 0 | 0 | 0 | 0 | 0 | 0 | 0 | 0 | 0
Commercial_Restaurant_New_Food Preparation_Natural Gas_Steamer_E5_Baseline Forecast | Commercial | Restaurant | New | Food Preparation | Natural Gas | Steamer | E5 |  | Baseline Forecast | 0 | 0 | 0 | 0 | 0 | 0 | 0 | 0 | 0 | 0 | 0 | 0 | 0 | 0 | 0 | 0 | 0 | 0 | 0 | 0 | 0 | 0 | 0 | 0 | 0 | 0 | 0 | 0 | 0 | 0 | 0 | 0 | 0
Commercial_Restaurant_New_Food Preparation_Natural Gas_Steamer_E6_Baseline Forecast | Commercial | Restaurant | New | Food Preparation | Natural Gas | Steamer | E6 |  | Baseline Forecast | 0 | 0 | 0 | 0 | 0 | 0 | 0 | 0 | 0 | 0 | 0 | 0 | 0 | 0 | 0 | 0 | 0 | 0 | 0 | 0 | 0 | 0 | 0 | 0 | 0 | 0 | 0 | 0 | 0 | 0 | 0 | 0 | 0
Commercial_Restaurant_New_Food Preparation_Natural Gas_Steamer_E7_Baseline Forecast | Commercial | Restaurant | New | Food Preparation | Natural Gas | Steamer | E7 |  | Baseline Forecast | 0 | 0 | 0 | 0 | 0 | 0 | 0 | 0 | 0 | 0 | 0 | 0 | 0 | 0 | 0 | 0 | 0 | 0 | 0 | 0 | 0 | 0 | 0 | 0 | 0 | 0 | 0 | 0 | 0 | 0 | 0 | 0 | 0
Commercial_Restaurant_New_Food Preparation_Natural Gas_Steamer_E8_Baseline Forecast | Commercial | Restaurant | New | Food Preparation | Natural Gas | Steamer | E8 |  | Baseline Forecast | 0 | 0 | 0 | 0 | 0 | 0 | 0 | 0 | 0 | 0 | 0 | 0 | 0 | 0 | 0 | 0 | 0 | 0 | 0 | 0 | 0 | 0 | 0 | 0 | 0 | 0 | 0 | 0 | 0 | 0 | 0 | 0 | 0
Commercial_Restaurant_New_Food Preparation_Natural Gas_Steamer_E9_Baseline Forecast | Commercial | Restaurant | New | Food Preparation | Natural Gas | Steamer | E9 |  | Baseline Forecast | 0 | 0 | 0 | 0 | 0 | 0 | 0 | 0 | 0 | 0 | 0 | 0 | 0 | 0 | 0 | 0 | 0 | 0 | 0 | 0 | 0 | 0 | 0 | 0 | 0 | 0 | 0 | 0 | 0 | 0 | 0 | 0 | 0
Commercial_Restaurant_New_Food Preparation_Natural Gas_Steamer_E10_Baseline Forecast | Commercial | Restaurant | New | Food Preparation | Natural Gas | Steamer | E10 |  | Baseline Forecast | 0 | 0 | 0 | 0 | 0 | 0 | 0 | 0 | 0 | 0 | 0 | 0 | 0 | 0 | 0 | 0 | 0 | 0 | 0 | 0 | 0 | 0 | 0 | 0 | 0 | 0 | 0 | 0 | 0 | 0 | 0 | 0 | 0
Commercial_Restaurant_New_Food Preparation_Natural Gas_Food Prep Other_E1_Baseline Forecast | Commercial | Restaurant | New | Food Preparation | Natural Gas | Food Prep Other | E1 |  | Baseline Forecast | 0 | 8.3888 | 40.4621 | 25.8581 | 30.9172 | 31.863 | 32.0231 | 27.7159 | 27.3275 | 27.9671 | 30.1001 | 37.641 | 40.4845 | 43.7457 | 46.8861 | 51.5148 | 60.79 | 55.1279 | 55.3271 | 54.8561 | 56.4595 | 57.6358 | 60.1838 | 63.1272 | 66.8609 | 72.9707 | 75.5387 | 77.6775 | 79.3656 | 81.3914 | 84.6176 | 83.653 | 69.4872
Commercial_Restaurant_New_Food Preparation_Natural Gas_Food Prep Other_E2_Baseline Forecast | Commercial | Restaurant | New | Food Preparation | Natural Gas | Food Prep Other | E2 |  | Baseline Forecast | 0 | 2.9474 | 14.2164 | 9.0853 | 10.8628 | 11.1951 | 11.2514 | 9.738 | 9.6016 | 9.8263 | 10.5757 | 13.2253 | 14.2243 | 15.3701 | 16.4735 | 18.0999 | 21.3587 | 19.3694 | 19.4393 | 19.2739 | 19.8372 | 20.2505 | 21.1458 | 22.18 | 23.4919 | 25.6386 | 26.5408 | 27.2923 | 27.8854 | 28.5972 | 29.7308 | 29.3918 | 24.4146
Commercial_Restaurant_New_Food Preparation_Natural Gas_Food Prep Other_E3_Baseline Forecast | Commercial | Restaurant | New | Food Preparation | Natural Gas | Food Prep Other | E3 |  | Baseline Forecast | 0 | 0 | 0 | 0 | 0 | 0 | 0 | 0 | 0 | 0 | 0 | 0 | 0 | 0 | 0 | 0 | 0 | 0 | 0 | 0 | 0 | 0 | 0 | 0 | 0 | 0 | 0 | 0 | 0 | 0 | 0 | 0 | 0
Commercial_Restaurant_New_Food Preparation_Natural Gas_Food Prep Other_E4_Baseline Forecast | Commercial | Restaurant | New | Food Preparation | Natural Gas | Food Prep Other | E4 |  | Baseline Forecast | 0 | 0 | 0 | 0 | 0 | 0 | 0 | 0 | 0 | 0 | 0 | 0 | 0 | 0 | 0 | 0 | 0 | 0 | 0 | 0 | 0 | 0 | 0 | 0 | 0 | 0 | 0 | 0 | 0 | 0 | 0 | 0 | 0
Commercial_Restaurant_New_Food Preparation_Natural Gas_Food Prep Other_E5_Baseline Forecast | Commercial | Restaurant | New | Food Preparation | Natural Gas | Food Prep Other | E5 |  | Baseline Forecast | 0 | 0 | 0 | 0 | 0 | 0 | 0 | 0 | 0 | 0 | 0 | 0 | 0 | 0 | 0 | 0 | 0 | 0 | 0 | 0 | 0 | 0 | 0 | 0 | 0 | 0 | 0 | 0 | 0 | 0 | 0 | 0 | 0
Commercial_Restaurant_New_Food Preparation_Natural Gas_Food Prep Other_E6_Baseline Forecast | Commercial | Restaurant | New | Food Preparation | Natural Gas | Food Prep Other | E6 |  | Baseline Forecast | 0 | 0 | 0 | 0 | 0 | 0 | 0 | 0 | 0 | 0 | 0 | 0 | 0 | 0 | 0 | 0 | 0 | 0 | 0 | 0 | 0 | 0 | 0 | 0 | 0 | 0 | 0 | 0 | 0 | 0 | 0 | 0 | 0
Commercial_Restaurant_New_Food Preparation_Natural Gas_Food Prep Other_E7_Baseline Forecast | Commercial | Restaurant | New | Food Preparation | Natural Gas | Food Prep Other | E7 |  | Baseline Forecast | 0 | 0 | 0 | 0 | 0 | 0 | 0 | 0 | 0 | 0 | 0 | 0 | 0 | 0 | 0 | 0 | 0 | 0 | 0 | 0 | 0 | 0 | 0 | 0 | 0 | 0 | 0 | 0 | 0 | 0 | 0 | 0 | 0
Commercial_Restaurant_New_Food Preparation_Natural Gas_Food Prep Other_E8_Baseline Forecast | Commercial | Restaurant | New | Food Preparation | Natural Gas | Food Prep Other | E8 |  | Baseline Forecast | 0 | 0 | 0 | 0 | 0 | 0 | 0 | 0 | 0 | 0 | 0 | 0 | 0 | 0 | 0 | 0 | 0 | 0 | 0 | 0 | 0 | 0 | 0 | 0 | 0 | 0 | 0 | 0 | 0 | 0 | 0 | 0 | 0
Commercial_Restaurant_New_Food Preparation_Natural Gas_Food Prep Other_E9_Baseline Forecast | Commercial | Restaurant | New | Food Preparation | Natural Gas | Food Prep Other | E9 |  | Baseline Forecast | 0 | 0 | 0 | 0 | 0 | 0 | 0 | 0 | 0 | 0 | 0 | 0 | 0 | 0 | 0 | 0 | 0 | 0 | 0 | 0 | 0 | 0 | 0 | 0 | 0 | 0 | 0 | 0 | 0 | 0 | 0 | 0 | 0
Commercial_Restaurant_New_Food Preparation_Natural Gas_Food Prep Other_E10_Baseline Forecast | Commercial | Restaurant | New | Food Preparation | Natural Gas | Food Prep Other | E10 |  | Baseline Forecast | 0 | 0 | 0 | 0 | 0 | 0 | 0 | 0 | 0 | 0 | 0 | 0 | 0 | 0 | 0 | 0 | 0 | 0 | 0 | 0 | 0 | 0 | 0 | 0 | 0 | 0 | 0 | 0 | 0 | 0 | 0 | 0 | 0
Commercial_Restaurant_New_Miscellaneous_Natural Gas_Pool Heater_E1_Baseline Forecast | Commercial | Restaurant | New | Miscellaneous | Natural Gas | Pool Heater | E1 |  | Baseline Forecast | 0 | 0 | 0 | 0 | 0 | 0 | 0 | 0 | 0 | 0 | 0 | 0 | 0 | 0 | 0 | 0 | 0 | 0 | 0 | 0 | 0 | 0 | 0 | 0 | 0 | 0 | 0 | 0 | 0 | 0 | 0 | 0 | 0
Commercial_Restaurant_New_Miscellaneous_Natural Gas_Pool Heater_E2_Baseline Forecast | Commercial | Restaurant | New | Miscellaneous | Natural Gas | Pool Heater | E2 |  | Baseline Forecast | 0 | 0 | 0 | 0 | 0 | 0 | 0 | 0 | 0 | 0 | 0 | 0 | 0 | 0 | 0 | 0 | 0 | 0 | 0 | 0 | 0 | 0 | 0 | 0 | 0 | 0 | 0 | 0 | 0 | 0 | 0 | 0 | 0
Commercial_Restaurant_New_Miscellaneous_Natural Gas_Pool Heater_E3_Baseline Forecast | Commercial | Restaurant | New | Miscellaneous | Natural Gas | Pool Heater | E3 |  | Baseline Forecast | 0 | 0 | 0 | 0 | 0 | 0 | 0 | 0 | 0 | 0 | 0 | 0 | 0 | 0 | 0 | 0 | 0 | 0 | 0 | 0 | 0 | 0 | 0 | 0 | 0 | 0 | 0 | 0 | 0 | 0 | 0 | 0 | 0
Commercial_Restaurant_New_Miscellaneous_Natural Gas_Pool Heater_E4_Baseline Forecast | Commercial | Restaurant | New | Miscellaneous | Natural Gas | Pool Heater | E4 |  | Baseline Forecast | 0 | 0 | 0 | 0 | 0 | 0 | 0 | 0 | 0 | 0 | 0 | 0 | 0 | 0 | 0 | 0 | 0 | 0 | 0 | 0 | 0 | 0 | 0 | 0 | 0 | 0 | 0 | 0 | 0 | 0 | 0 | 0 | 0
Commercial_Restaurant_New_Miscellaneous_Natural Gas_Pool Heater_E5_Baseline Forecast | Commercial | Restaurant | New | Miscellaneous | Natural Gas | Pool Heater | E5 |  | Baseline Forecast | 0 | 0 | 0 | 0 | 0 | 0 | 0 | 0 | 0 | 0 | 0 | 0 | 0 | 0 | 0 | 0 | 0 | 0 | 0 | 0 | 0 | 0 | 0 | 0 | 0 | 0 | 0 | 0 | 0 | 0 | 0 | 0 | 0
Commercial_Restaurant_New_Miscellaneous_Natural Gas_Pool Heater_E6_Baseline Forecast | Commercial | Restaurant | New | Miscellaneous | Natural Gas | Pool Heater | E6 |  | Baseline Forecast | 0 | 0 | 0 | 0 | 0 | 0 | 0 | 0 | 0 | 0 | 0 | 0 | 0 | 0 | 0 | 0 | 0 | 0 | 0 | 0 | 0 | 0 | 0 | 0 | 0 | 0 | 0 | 0 | 0 | 0 | 0 | 0 | 0
Commercial_Restaurant_New_Miscellaneous_Natural Gas_Pool Heater_E7_Baseline Forecast | Commercial | Restaurant | New | Miscellaneous | Natural Gas | Pool Heater | E7 |  | Baseline Forecast | 0 | 0 | 0 | 0 | 0 | 0 | 0 | 0 | 0 | 0 | 0 | 0 | 0 | 0 | 0 | 0 | 0 | 0 | 0 | 0 | 0 | 0 | 0 | 0 | 0 | 0 | 0 | 0 | 0 | 0 | 0 | 0 | 0
Commercial_Restaurant_New_Miscellaneous_Natural Gas_Pool Heater_E8_Baseline Forecast | Commercial | Restaurant | New | Miscellaneous | Natural Gas | Pool Heater | E8 |  | Baseline Forecast | 0 | 0 | 0 | 0 | 0 | 0 | 0 | 0 | 0 | 0 | 0 | 0 | 0 | 0 | 0 | 0 | 0 | 0 | 0 | 0 | 0 | 0 | 0 | 0 | 0 | 0 | 0 | 0 | 0 | 0 | 0 | 0 | 0
Commercial_Restaurant_New_Miscellaneous_Natural Gas_Pool Heater_E9_Baseline Forecast | Commercial | Restaurant | New | Miscellaneous | Natural Gas | Pool Heater | E9 |  | Baseline Forecast | 0 | 0 | 0 | 0 | 0 | 0 | 0 | 0 | 0 | 0 | 0 | 0 | 0 | 0 | 0 | 0 | 0 | 0 | 0 | 0 | 0 | 0 | 0 | 0 | 0 | 0 | 0 | 0 | 0 | 0 | 0 | 0 | 0
Commercial_Restaurant_New_Miscellaneous_Natural Gas_Pool Heater_E10_Baseline Forecast | Commercial | Restaurant | New | Miscellaneous | Natural Gas | Pool Heater | E10 |  | Baseline Forecast | 0 | 0 | 0 | 0 | 0 | 0 | 0 | 0 | 0 | 0 | 0 | 0 | 0 | 0 | 0 | 0 | 0 | 0 | 0 | 0 | 0 | 0 | 0 | 0 | 0 | 0 | 0 | 0 | 0 | 0 | 0 | 0 | 0
Commercial_Restaurant_New_Miscellaneous_Natural Gas_Miscellaneous_E1_Baseline Forecast | Commercial | Restaurant | New | Miscellaneous | Natural Gas | Miscellaneous | E1 |  | Baseline Forecast | 0 | 7155.7264 | 34514.7257 | 22057.3271 | 27395.0596 | 32986.4825 | 35444.5559 | 34522.8252 | 37349.454 | 40953.0537 | 43830.8261 | 48269.1311 | 58256.1016 | 55626.4189 | 59501.6678 | 64224.2342 | 67179.3724 | 68618.063 | 71177.0227 | 74089.1216 | 77198.21 | 81105.7662 | 86401.2789 | 87698.664 | 91303.5512 | 95255.2999 | 98346.7552 | 101009.4093 | 104269.4934 | 107572.3129 | 110968.2336 | 114448.6523 | 105068.9852
Commercial_Restaurant_New_Miscellaneous_Natural Gas_Miscellaneous_E2_Baseline Forecast | Commercial | Restaurant | New | Miscellaneous | Natural Gas | Miscellaneous | E2 |  | Baseline Forecast | 0 | 0 | 0 | 0 | 0 | 0 | 0 | 0 | 0 | 0 | 0 | 0 | 0 | 0 | 0 | 0 | 0 | 0 | 0 | 0 | 0 | 0 | 0 | 0 | 0 | 0 | 0 | 0 | 0 | 0 | 0 | 0 | 0
Commercial_Restaurant_New_Miscellaneous_Natural Gas_Miscellaneous_E3_Baseline Forecast | Commercial | Restaurant | New | Miscellaneous | Natural Gas | Miscellaneous | E3 |  | Baseline Forecast | 0 | 0 | 0 | 0 | 0 | 0 | 0 | 0 | 0 | 0 | 0 | 0 | 0 | 0 | 0 | 0 | 0 | 0 | 0 | 0 | 0 | 0 | 0 | 0 | 0 | 0 | 0 | 0 | 0 | 0 | 0 | 0 | 0
Commercial_Restaurant_New_Miscellaneous_Natural Gas_Miscellaneous_E4_Baseline Forecast | Commercial | Restaurant | New | Miscellaneous | Natural Gas | Miscellaneous | E4 |  | Baseline Forecast | 0 | 0 | 0 | 0 | 0 | 0 | 0 | 0 | 0 | 0 | 0 | 0 | 0 | 0 | 0 | 0 | 0 | 0 | 0 | 0 | 0 | 0 | 0 | 0 | 0 | 0 | 0 | 0 | 0 | 0 | 0 | 0 | 0
Commercial_Restaurant_New_Miscellaneous_Natural Gas_Miscellaneous_E5_Baseline Forecast | Commercial | Restaurant | New | Miscellaneous | Natural Gas | Miscellaneous | E5 |  | Baseline Forecast | 0 | 0 | 0 | 0 | 0 | 0 | 0 | 0 | 0 | 0 | 0 | 0 | 0 | 0 | 0 | 0 | 0 | 0 | 0 | 0 | 0 | 0 | 0 | 0 | 0 | 0 | 0 | 0 | 0 | 0 | 0 | 0 | 0
Commercial_Restaurant_New_Miscellaneous_Natural Gas_Miscellaneous_E6_Baseline Forecast | Commercial | Restaurant | New | Miscellaneous | Natural Gas | Miscellaneous | E6 |  | Baseline Forecast | 0 | 0 | 0 | 0 | 0 | 0 | 0 | 0 | 0 | 0 | 0 | 0 | 0 | 0 | 0 | 0 | 0 | 0 | 0 | 0 | 0 | 0 | 0 | 0 | 0 | 0 | 0 | 0 | 0 | 0 | 0 | 0 | 0
Commercial_Restaurant_New_Miscellaneous_Natural Gas_Miscellaneous_E7_Baseline Forecast | Commercial | Restaurant | New | Miscellaneous | Natural Gas | Miscellaneous | E7 |  | Baseline Forecast | 0 | 0 | 0 | 0 | 0 | 0 | 0 | 0 | 0 | 0 | 0 | 0 | 0 | 0 | 0 | 0 | 0 | 0 | 0 | 0 | 0 | 0 | 0 | 0 | 0 | 0 | 0 | 0 | 0 | 0 | 0 | 0 | 0
Commercial_Restaurant_New_Miscellaneous_Natural Gas_Miscellaneous_E8_Baseline Forecast | Commercial | Restaurant | New | Miscellaneous | Natural Gas | Miscellaneous | E8 |  | Baseline Forecast | 0 | 0 | 0 | 0 | 0 | 0 | 0 | 0 | 0 | 0 | 0 | 0 | 0 | 0 | 0 | 0 | 0 | 0 | 0 | 0 | 0 | 0 | 0 | 0 | 0 | 0 | 0 | 0 | 0 | 0 | 0 | 0 | 0
Commercial_Restaurant_New_Miscellaneous_Natural Gas_Miscellaneous_E9_Baseline Forecast | Commercial | Restaurant | New | Miscellaneous | Natural Gas | Miscellaneous | E9 |  | Baseline Forecast | 0 | 0 | 0 | 0 | 0 | 0 | 0 | 0 | 0 | 0 | 0 | 0 | 0 | 0 | 0 | 0 | 0 | 0 | 0 | 0 | 0 | 0 | 0 | 0 | 0 | 0 | 0 | 0 | 0 | 0 | 0 | 0 | 0
Commercial_Restaurant_New_Miscellaneous_Natural Gas_Miscellaneous_E10_Baseline Forecast | Commercial | Restaurant | New | Miscellaneous | Natural Gas | Miscellaneous | E10 |  | Baseline Forecast | 0 | 0 | 0 | 0 | 0 | 0 | 0 | 0 | 0 | 0 | 0 | 0 | 0 | 0 | 0 | 0 | 0 | 0 | 0 | 0 | 0 | 0 | 0 | 0 | 0 | 0 | 0 | 0 | 0 | 0 | 0 | 0 | 0
Commercial_Retail_Existing_Space Heating_Natural Gas_Furnace_E1_Baseline Forecast | Commercial | Retail | Existing | Space Heating | Natural Gas | Furnace | E1 |  | Baseline Forecast | 0 | 310142.4972 | 336247.4603 | 359562.4901 | 740060.6211 | 0 | 0 | 0 | 0 | 0 | 0 | 0 | 0 | 0 | 0 | 0 | 0 | 0 | 0 | 0 | 0 | 0 | 0 | 0 | 0 | 0 | 0 | 0 | 0 | 0 | 0 | 0 | 0
Commercial_Retail_Existing_Space Heating_Natural Gas_Furnace_E2_Baseline Forecast | Commercial | Retail | Existing | Space Heating | Natural Gas | Furnace | E2 |  | Baseline Forecast | 0 | 0 | 0 | 0 | 0 | 0 | 0 | 0 | 0 | 0 | 0 | 0 | 0 | 0 | 0 | 0 | 0 | 0 | 0 | 0 | 0 | 0 | 0 | 0 | 0 | 0 | 0 | 0 | 0 | 0 | 0 | 0 | 0
Commercial_Retail_Existing_Space Heating_Natural Gas_Furnace_E3_Baseline Forecast | Commercial | Retail | Existing | Space Heating | Natural Gas | Furnace | E3 |  | Baseline Forecast | 0 | 0 | 0 | 0 | 0 | 403567.7238 | 422486.1402 | 281237.3587 | 291405.3788 | 300708.399 | 309206.7626 | 316970.1065 | 324051.0118 | 330507.893 | 336395.2255 | 341750.9728 | 346615.269 | 351028.6601 | 355045.347 | 341663.7638 | 330626.8308 | 321626.8158 | 331302.7122 | 324297.6426 | 318746.1775 | 314454.895 | 311254.5542 | 308992.8603 | 307544.3697 | 306782.439 | 306608.3554 | 306921.9611 | 497376.0445
Commercial_Retail_Existing_Space Heating_Natural Gas_Furnace_E4_Baseline Forecast | Commercial | Retail | Existing | Space Heating | Natural Gas | Furnace | E4 |  | Baseline Forecast | 0 | 0 | 0 | 0 | 0 | 0 | 0 | 0 | 0 | 0 | 0 | 0 | 0 | 0 | 0 | 0 | 0 | 0 | 0 | 0 | 0 | 0 | 0 | 0 | 0 | 0 | 0 | 0 | 0 | 0 | 0 | 0 | 0
Commercial_Retail_Existing_Space Heating_Natural Gas_Furnace_E5_Baseline Forecast | Commercial | Retail | Existing | Space Heating | Natural Gas | Furnace | E5 |  | Baseline Forecast | 0 | 0 | 0 | 0 | 0 | 0 | 0 | 158651.3259 | 164434.9438 | 169724.6491 | 174556.8468 | 178967.0427 | 183001.622 | 186689.4961 | 190047.428 | 193107.9271 | 195891.2351 | 198430.982 | 200745.0922 | 193232.5533 | 187035.1069 | 181990.7116 | 187505.5603 | 183587.2056 | 180479.4128 | 178081.4414 | 176298.6068 | 175049.6219 | 174249.8496 | 173841.0884 | 173755.5759 | 173950.541 | 281891.9562
Commercial_Retail_Existing_Space Heating_Natural Gas_Furnace_E6_Baseline Forecast | Commercial | Retail | Existing | Space Heating | Natural Gas | Furnace | E6 |  | Baseline Forecast | 0 | 0 | 0 | 0 | 0 | 0 | 0 | 0 | 0 | 0 | 0 | 0 | 0 | 0 | 0 | 0 | 0 | 0 | 0 | 0 | 0 | 0 | 0 | 0 | 0 | 0 | 0 | 0 | 0 | 0 | 0 | 0 | 0
Commercial_Retail_Existing_Space Heating_Natural Gas_Furnace_E7_Baseline Forecast | Commercial | Retail | Existing | Space Heating | Natural Gas | Furnace | E7 |  | Baseline Forecast | 0 | 0 | 0 | 0 | 0 | 0 | 0 | 0 | 0 | 0 | 0 | 0 | 0 | 0 | 0 | 0 | 0 | 0 | 0 | 0 | 0 | 0 | 0 | 0 | 0 | 0 | 0 | 0 | 0 | 0 | 0 | 0 | 0
Commercial_Retail_Existing_Space Heating_Natural Gas_Furnace_E8_Baseline Forecast | Commercial | Retail | Existing | Space Heating | Natural Gas | Furnace | E8 |  | Baseline Forecast | 0 | 0 | 0 | 0 | 0 | 0 | 0 | 0 | 0 | 0 | 0 | 0 | 0 | 0 | 0 | 0 | 0 | 0 | 0 | 0 | 0 | 0 | 0 | 0 | 0 | 0 | 0 | 0 | 0 | 0 | 0 | 0 | 0
Commercial_Retail_Existing_Space Heating_Natural Gas_Furnace_E9_Baseline Forecast | Commercial | Retail | Existing | Space Heating | Natural Gas | Furnace | E9 |  | Baseline Forecast | 0 | 0 | 0 | 0 | 0 | 0 | 0 | 0 | 0 | 0 | 0 | 0 | 0 | 0 | 0 | 0 | 0 | 0 | 0 | 0 | 0 | 0 | 0 | 0 | 0 | 0 | 0 | 0 | 0 | 0 | 0 | 0 | 0
Commercial_Retail_Existing_Space Heating_Natural Gas_Furnace_E10_Baseline Forecast | Commercial | Retail | Existing | Space Heating | Natural Gas | Furnace | E10 |  | Baseline Forecast | 0 | 0 | 0 | 0 | 0 | 0 | 0 | 0 | 0 | 0 | 0 | 0 | 0 | 0 | 0 | 0 | 0 | 0 | 0 | 0 | 0 | 0 | 0 | 0 | 0 | 0 | 0 | 0 | 0 | 0 | 0 | 0 | 0
Commercial_Retail_Existing_Space Heating_Natural Gas_Boiler_E1_Baseline Forecast | Commercial | Retail | Existing | Space Heating | Natural Gas | Boiler | E1 |  | Baseline Forecast | 0 | 9933.933 | 10769.7922 | 11517.3164 | 24700.8524 | 0 | 0 | 0 | 0 | 0 | 0 | 0 | 0 | 0 | 0 | 0 | 0 | 0 | 0 | 0 | 0 | 0 | 0 | 0 | 0 | 0 | 0 | 0 | 0 | 0 | 0 | 0 | 0
Commercial_Retail_Existing_Space Heating_Natural Gas_Boiler_E2_Baseline Forecast | Commercial | Retail | Existing | Space Heating | Natural Gas | Boiler | E2 |  | Baseline Forecast | 0 | 0 | 0 | 0 | 0 | 0 | 0 | 0 | 0 | 0 | 0 | 0 | 0 | 0 | 0 | 0 | 0 | 0 | 0 | 0 | 0 | 0 | 0 | 0 | 0 | 0 | 0 | 0 | 0 | 0 | 0 | 0 | 0
Commercial_Retail_Existing_Space Heating_Natural Gas_Boiler_E3_Baseline Forecast | Commercial | Retail | Existing | Space Heating | Natural Gas | Boiler | E3 |  | Baseline Forecast | 0 | 3192.6666 | 3461.6847 | 3700.9555 | 7935.8609 | 17080.7676 | 17881.4785 | 18618.031 | 19293.1747 | 19910.8033 | 20475.0115 | 20990.2495 | 21460.7058 | 21890.0767 | 22281.3771 | 22637.5898 | 22961.2701 | 23255.5576 | 23523.5049 | 23767.456 | 23988.7504 | 23064.4612 | 22296.9348 | 21666.8216 | 22369.043 | 21868.5173 | 21466.7462 | 21151.0187 | 20909.8928 | 20733.2506 | 20611.9792 | 20538.1734 | 29825.3195
Commercial_Retail_Existing_Space Heating_Natural Gas_Boiler_E4_Baseline Forecast | Commercial | Retail | Existing | Space Heating | Natural Gas | Boiler | E4 |  | Baseline Forecast | 0 | 0 | 0 | 0 | 0 | 0 | 0 | 0 | 0 | 0 | 0 | 0 | 0 | 0 | 0 | 0 | 0 | 0 | 0 | 0 | 0 | 0 | 0 | 0 | 0 | 0 | 0 | 0 | 0 | 0 | 0 | 0 | 0
Commercial_Retail_Existing_Space Heating_Natural Gas_Boiler_E5_Baseline Forecast | Commercial | Retail | Existing | Space Heating | Natural Gas | Boiler | E5 |  | Baseline Forecast | 0 | 0 | 0 | 0 | 0 | 0 | 0 | 0 | 0 | 0 | 0 | 0 | 0 | 0 | 0 | 0 | 0 | 0 | 0 | 0 | 0 | 0 | 0 | 0 | 0 | 0 | 0 | 0 | 0 | 0 | 0 | 0 | 0
Commercial_Retail_Existing_Space Heating_Natural Gas_Boiler_E6_Baseline Forecast | Commercial | Retail | Existing | Space Heating | Natural Gas | Boiler | E6 |  | Baseline Forecast | 0 | 0 | 0 | 0 | 0 | 0 | 0 | 0 | 0 | 0 | 0 | 0 | 0 | 0 | 0 | 0 | 0 | 0 | 0 | 0 | 0 | 0 | 0 | 0 | 0 | 0 | 0 | 0 | 0 | 0 | 0 | 0 | 0
Commercial_Retail_Existing_Space Heating_Natural Gas_Boiler_E7_Baseline Forecast | Commercial | Retail | Existing | Space Heating | Natural Gas | Boiler | E7 |  | Baseline Forecast | 0 | 0 | 0 | 0 | 0 | 0 | 0 | 0 | 0 | 0 | 0 | 0 | 0 | 0 | 0 | 0 | 0 | 0 | 0 | 0 | 0 | 0 | 0 | 0 | 0 | 0 | 0 | 0 | 0 | 0 | 0 | 0 | 0
Commercial_Retail_Existing_Space Heating_Natural Gas_Boiler_E8_Baseline Forecast | Commercial | Retail | Existing | Space Heating | Natural Gas | Boiler | E8 |  | Baseline Forecast | 0 | 0 | 0 | 0 | 0 | 0 | 0 | 0 | 0 | 0 | 0 | 0 | 0 | 0 | 0 | 0 | 0 | 0 | 0 | 0 | 0 | 0 | 0 | 0 | 0 | 0 | 0 | 0 | 0 | 0 | 0 | 0 | 0
Commercial_Retail_Existing_Space Heating_Natural Gas_Boiler_E9_Baseline Forecast | Commercial | Retail | Existing | Space Heating | Natural Gas | Boiler | E9 |  | Baseline Forecast | 0 | 0 | 0 | 0 | 0 | 0 | 0 | 0 | 0 | 0 | 0 | 0 | 0 | 0 | 0 | 0 | 0 | 0 | 0 | 0 | 0 | 0 | 0 | 0 | 0 | 0 | 0 | 0 | 0 | 0 | 0 | 0 | 0
Commercial_Retail_Existing_Space Heating_Natural Gas_Boiler_E10_Baseline Forecast | Commercial | Retail | Existing | Space Heating | Natural Gas | Boiler | E10 |  | Baseline Forecast | 0 | 0 | 0 | 0 | 0 | 0 | 0 | 0 | 0 | 0 | 0 | 0 | 0 | 0 | 0 | 0 | 0 | 0 | 0 | 0 | 0 | 0 | 0 | 0 | 0 | 0 | 0 | 0 | 0 | 0 | 0 | 0 | 0
Commercial_Retail_Existing_Space Heating_Natural Gas_Unit Heater_E1_Baseline Forecast | Commercial | Retail | Existing | Space Heating | Natural Gas | Unit Heater | E1 |  | Baseline Forecast | 0 | 55090.9307 | 65249.0561 | 73736.9299 | 116995.159 | 0 | 0 | 0 | 0 | 0 | 0 | 0 | 0 | 0 | 0 | 0 | 0 | 0 | 0 | 0 | 0 | 0 | 0 | 0 | 0 | 0 | 0 | 0 | 0 | 0 | 0 | 0 | 0
Commercial_Retail_Existing_Space Heating_Natural Gas_Unit Heater_E2_Baseline Forecast | Commercial | Retail | Existing | Space Heating | Natural Gas | Unit Heater | E2 |  | Baseline Forecast | 0 | 0 | 0 | 0 | 0 | 87656.7631 | 93020.095 | 97585.9323 | 101459.3378 | 104735.9914 | 107499.9814 | 99611.7254 | 94305.9858 | 90996.0987 | 94191.0375 | 92831.0804 | 92421.777 | 92713.6067 | 108913.4882 | 110762.3341 | 112312.7976 | 122193.9275 | 109575.0104 | 108050.4927 | 106965.8015 | 105652.5748 | 104305.164 | 103050.7543 | 101247.0831 | 100682.8131 | 100972.1381 | 104429.663 | 124681.4753
Commercial_Retail_Existing_Space Heating_Natural Gas_Unit Heater_E3_Baseline Forecast | Commercial | Retail | Existing | Space Heating | Natural Gas | Unit Heater | E3 |  | Baseline Forecast | 0 | 0 | 0 | 0 | 0 | 0 | 0 | 0 | 0 | 0 | 0 | 0 | 0 | 0 | 0 | 0 | 0 | 0 | 0 | 0 | 0 | 0 | 0 | 0 | 0 | 0 | 0 | 0 | 0 | 0 | 0 | 0 | 0
Commercial_Retail_Existing_Space Heating_Natural Gas_Unit Heater_E4_Baseline Forecast | Commercial | Retail | Existing | Space Heating | Natural Gas | Unit Heater | E4 |  | Baseline Forecast | 0 | 0 | 0 | 0 | 0 | 0 | 0 | 0 | 0 | 0 | 0 | 0 | 0 | 0 | 0 | 0 | 0 | 0 | 0 | 0 | 0 | 0 | 0 | 0 | 0 | 0 | 0 | 0 | 0 | 0 | 0 | 0 | 0
Commercial_Retail_Existing_Space Heating_Natural Gas_Unit Heater_E5_Baseline Forecast | Commercial | Retail | Existing | Space Heating | Natural Gas | Unit Heater | E5 |  | Baseline Forecast | 0 | 0 | 0 | 0 | 0 | 0 | 0 | 0 | 0 | 0 | 0 | 0 | 0 | 0 | 0 | 0 | 0 | 0 | 0 | 0 | 0 | 0 | 0 | 0 | 0 | 0 | 0 | 0 | 0 | 0 | 0 | 0 | 0
Commercial_Retail_Existing_Space Heating_Natural Gas_Unit Heater_E6_Baseline Forecast | Commercial | Retail | Existing | Space Heating | Natural Gas | Unit Heater | E6 |  | Baseline Forecast | 0 | 0 | 0 | 0 | 0 | 0 | 0 | 0 | 0 | 0 | 0 | 0 | 0 | 0 | 0 | 0 | 0 | 0 | 0 | 0 | 0 | 0 | 0 | 0 | 0 | 0 | 0 | 0 | 0 | 0 | 0 | 0 | 0
Commercial_Retail_Existing_Space Heating_Natural Gas_Unit Heater_E7_Baseline Forecast | Commercial | Retail | Existing | Space Heating | Natural Gas | Unit Heater | E7 |  | Baseline Forecast | 0 | 0 | 0 | 0 | 0 | 0 | 0 | 0 | 0 | 0 | 0 | 0 | 0 | 0 | 0 | 0 | 0 | 0 | 0 | 0 | 0 | 0 | 0 | 0 | 0 | 0 | 0 | 0 | 0 | 0 | 0 | 0 | 0
Commercial_Retail_Existing_Space Heating_Natural Gas_Unit Heater_E8_Baseline Forecast | Commercial | Retail | Existing | Space Heating | Natural Gas | Unit Heater | E8 |  | Baseline Forecast | 0 | 0 | 0 | 0 | 0 | 0 | 0 | 0 | 0 | 0 | 0 | 0 | 0 | 0 | 0 | 0 | 0 | 0 | 0 | 0 | 0 | 0 | 0 | 0 | 0 | 0 | 0 | 0 | 0 | 0 | 0 | 0 | 0
Commercial_Retail_Existing_Space Heating_Natural Gas_Unit Heater_E9_Baseline Forecast | Commercial | Retail | Existing | Space Heating | Natural Gas | Unit Heater | E9 |  | Baseline Forecast | 0 | 0 | 0 | 0 | 0 | 0 | 0 | 0 | 0 | 0 | 0 | 0 | 0 | 0 | 0 | 0 | 0 | 0 | 0 | 0 | 0 | 0 | 0 | 0 | 0 | 0 | 0 | 0 | 0 | 0 | 0 | 0 | 0
Commercial_Retail_Existing_Space Heating_Natural Gas_Unit Heater_E10_Baseline Forecast | Commercial | Retail | Existing | Space Heating | Natural Gas | Unit Heater | E10 |  | Baseline Forecast | 0 | 0 | 0 | 0 | 0 | 0 | 0 | 0 | 0 | 0 | 0 | 0 | 0 | 0 | 0 | 0 | 0 | 0 | 0 | 0 | 0 | 0 | 0 | 0 | 0 | 0 | 0 | 0 | 0 | 0 | 0 | 0 | 0
Commercial_Retail_Existing_Water Heating_Natural Gas_Water Heater_E1_Baseline Forecast | Commercial | Retail | Existing | Water Heating | Natural Gas | Water Heater | E1 |  | Baseline Forecast | 0 | 34202.9646 | 44236.3495 | 52078.1163 | 78325.2104 | 63593.9544 | 67576.431 | 70731.1594 | 73218.2236 | 75169.4332 | 66682.2998 | 61890.3976 | 59642.2918 | 62974.0147 | 62753.527 | 72019.4319 | 73972.6971 | 75499.5735 | 81714.2106 | 74641.0723 | 72806.2697 | 70688.8359 | 69483.5758 | 68342.5372 | 66592.5561 | 66516.3019 | 67400.6781 | 70747.8031 | 71124.4219 | 73480.4097 | 73083.4697 | 72419.5007 | 84165.3326
Commercial_Retail_Existing_Water Heating_Natural Gas_Water Heater_E2_Baseline Forecast | Commercial | Retail | Existing | Water Heating | Natural Gas | Water Heater | E2 |  | Baseline Forecast | 0 | 306983.448 | 397037.8036 | 467417.2147 | 702989.74 | 570774.8152 | 606525.2048 | 634845.3859 | 657174.5586 | 674694.0239 | 598521.9893 | 555515.7453 | 535341.8281 | 565251.9575 | 563277.5421 | 646453.939 | 663992.1277 | 677703.6144 | 733494.3684 | 670009.6919 | 653545.5661 | 634544.1918 | 623730.2284 | 613492.6381 | 597787.8584 | 597107.0351 | 605049.2948 | 635099.1125 | 638482.3293 | 659633.9467 | 656071.7008 | 650111.956 | 755554.6292
Commercial_Retail_Existing_Water Heating_Natural Gas_Water Heater_E3_Baseline Forecast | Commercial | Retail | Existing | Water Heating | Natural Gas | Water Heater | E3 |  | Baseline Forecast | 0 | 0 | 0 | 0 | 0 | 0 | 0 | 0 | 0 | 0 | 0 | 0 | 0 | 0 | 0 | 0 | 0 | 0 | 0 | 0 | 0 | 0 | 0 | 0 | 0 | 0 | 0 | 0 | 0 | 0 | 0 | 0 | 0
Commercial_Retail_Existing_Water Heating_Natural Gas_Water Heater_E4_Baseline Forecast | Commercial | Retail | Existing | Water Heating | Natural Gas | Water Heater | E4 |  | Baseline Forecast | 0 | 0 | 0 | 0 | 0 | 0 | 0 | 0 | 0 | 0 | 0 | 0 | 0 | 0 | 0 | 0 | 0 | 0 | 0 | 0 | 0 | 0 | 0 | 0 | 0 | 0 | 0 | 0 | 0 | 0 | 0 | 0 | 0
Commercial_Retail_Existing_Water Heating_Natural Gas_Water Heater_E5_Baseline Forecast | Commercial | Retail | Existing | Water Heating | Natural Gas | Water Heater | E5 |  | Baseline Forecast | 0 | 0 | 0 | 0 | 0 | 0 | 0 | 0 | 0 | 0 | 0 | 0 | 0 | 0 | 0 | 0 | 0 | 0 | 0 | 0 | 0 | 0 | 0 | 0 | 0 | 0 | 0 | 0 | 0 | 0 | 0 | 0 | 0
Commercial_Retail_Existing_Water Heating_Natural Gas_Water Heater_E6_Baseline Forecast | Commercial | Retail | Existing | Water Heating | Natural Gas | Water Heater | E6 |  | Baseline Forecast | 0 | 0 | 0 | 0 | 0 | 0 | 0 | 0 | 0 | 0 | 0 | 0 | 0 | 0 | 0 | 0 | 0 | 0 | 0 | 0 | 0 | 0 | 0 | 0 | 0 | 0 | 0 | 0 | 0 | 0 | 0 | 0 | 0
Commercial_Retail_Existing_Water Heating_Natural Gas_Water Heater_E7_Baseline Forecast | Commercial | Retail | Existing | Water Heating | Natural Gas | Water Heater | E7 |  | Baseline Forecast | 0 | 0 | 0 | 0 | 0 | 0 | 0 | 0 | 0 | 0 | 0 | 0 | 0 | 0 | 0 | 0 | 0 | 0 | 0 | 0 | 0 | 0 | 0 | 0 | 0 | 0 | 0 | 0 | 0 | 0 | 0 | 0 | 0
Commercial_Retail_Existing_Water Heating_Natural Gas_Water Heater_E8_Baseline Forecast | Commercial | Retail | Existing | Water Heating | Natural Gas | Water Heater | E8 |  | Baseline Forecast | 0 | 0 | 0 | 0 | 0 | 0 | 0 | 0 | 0 | 0 | 0 | 0 | 0 | 0 | 0 | 0 | 0 | 0 | 0 | 0 | 0 | 0 | 0 | 0 | 0 | 0 | 0 | 0 | 0 | 0 | 0 | 0 | 0
Commercial_Retail_Existing_Water Heating_Natural Gas_Water Heater_E9_Baseline Forecast | Commercial | Retail | Existing | Water Heating | Natural Gas | Water Heater | E9 |  | Baseline Forecast | 0 | 0 | 0 | 0 | 0 | 0 | 0 | 0 | 0 | 0 | 0 | 0 | 0 | 0 | 0 | 0 | 0 | 0 | 0 | 0 | 0 | 0 | 0 | 0 | 0 | 0 | 0 | 0 | 0 | 0 | 0 | 0 | 0
Commercial_Retail_Existing_Water Heating_Natural Gas_Water Heater_E10_Baseline Forecast | Commercial | Retail | Existing | Water Heating | Natural Gas | Water Heater | E10 |  | Baseline Forecast | 0 | 0 | 0 | 0 | 0 | 0 | 0 | 0 | 0 | 0 | 0 | 0 | 0 | 0 | 0 | 0 | 0 | 0 | 0 | 0 | 0 | 0 | 0 | 0 | 0 | 0 | 0 | 0 | 0 | 0 | 0 | 0 | 0
Commercial_Retail_Existing_Food Preparation_Natural Gas_Oven_E1_Baseline Forecast | Commercial | Retail | Existing | Food Preparation | Natural Gas | Oven | E1 |  | Baseline Forecast | 0 | 7476.8978 | 8054.7715 | 8523.2724 | 12065.3352 | 9283.1736 | 9548.0191 | 9766.0082 | 9940.9474 | 10081.387 | 9587.3188 | 9274.4191 | 9093.9063 | 9514.0551 | 9412.2728 | 9371.2396 | 11364.9316 | 11222.5364 | 11099.2071 | 11724.0338 | 10514.6673 | 10292.3982 | 10163.326 | 10028.0947 | 9900.7404 | 9950.3764 | 10017.3457 | 10089.5206 | 10413.4537 | 10347.9785 | 10275.899 | 10741.9211 | 12283.2728
Commercial_Retail_Existing_Food Preparation_Natural Gas_Oven_E2_Baseline Forecast | Commercial | Retail | Existing | Food Preparation | Natural Gas | Oven | E2 |  | Baseline Forecast | 0 | 10759.8623 | 11600.688 | 12262.3236 | 17347.1835 | 13354.42 | 13756.677 | 14088.1408 | 14362.1485 | 14585.979 | 13890.904 | 13455.2628 | 13211.9456 | 13842.4828 | 13713.3775 | 13672.8354 | 16605.1748 | 16422.3325 | 16267.5806 | 17211.8378 | 15461.1053 | 15159.1449 | 14991.414 | 14814.5703 | 14646.0549 | 14736.4651 | 14851.167 | 14971.6145 | 15463.1401 | 15374.7363 | 15272.4078 | 15968.3637 | 18259.6543
Commercial_Retail_Existing_Food Preparation_Natural Gas_Oven_E3_Baseline Forecast | Commercial | Retail | Existing | Food Preparation | Natural Gas | Oven | E3 |  | Baseline Forecast | 0 | 0 | 0 | 0 | 0 | 0 | 0 | 0 | 0 | 0 | 0 | 0 | 0 | 0 | 0 | 0 | 0 | 0 | 0 | 0 | 0 | 0 | 0 | 0 | 0 | 0 | 0 | 0 | 0 | 0 | 0 | 0 | 0
Commercial_Retail_Existing_Food Preparation_Natural Gas_Oven_E4_Baseline Forecast | Commercial | Retail | Existing | Food Preparation | Natural Gas | Oven | E4 |  | Baseline Forecast | 0 | 0 | 0 | 0 | 0 | 0 | 0 | 0 | 0 | 0 | 0 | 0 | 0 | 0 | 0 | 0 | 0 | 0 | 0 | 0 | 0 | 0 | 0 | 0 | 0 | 0 | 0 | 0 | 0 | 0 | 0 | 0 | 0
Commercial_Retail_Existing_Food Preparation_Natural Gas_Oven_E5_Baseline Forecast | Commercial | Retail | Existing | Food Preparation | Natural Gas | Oven | E5 |  | Baseline Forecast | 0 | 0 | 0 | 0 | 0 | 0 | 0 | 0 | 0 | 0 | 0 | 0 | 0 | 0 | 0 | 0 | 0 | 0 | 0 | 0 | 0 | 0 | 0 | 0 | 0 | 0 | 0 | 0 | 0 | 0 | 0 | 0 | 0
Commercial_Retail_Existing_Food Preparation_Natural Gas_Oven_E6_Baseline Forecast | Commercial | Retail | Existing | Food Preparation | Natural Gas | Oven | E6 |  | Baseline Forecast | 0 | 0 | 0 | 0 | 0 | 0 | 0 | 0 | 0 | 0 | 0 | 0 | 0 | 0 | 0 | 0 | 0 | 0 | 0 | 0 | 0 | 0 | 0 | 0 | 0 | 0 | 0 | 0 | 0 | 0 | 0 | 0 | 0
Commercial_Retail_Existing_Food Preparation_Natural Gas_Oven_E7_Baseline Forecast | Commercial | Retail | Existing | Food Preparation | Natural Gas | Oven | E7 |  | Baseline Forecast | 0 | 0 | 0 | 0 | 0 | 0 | 0 | 0 | 0 | 0 | 0 | 0 | 0 | 0 | 0 | 0 | 0 | 0 | 0 | 0 | 0 | 0 | 0 | 0 | 0 | 0 | 0 | 0 | 0 | 0 | 0 | 0 | 0
Commercial_Retail_Existing_Food Preparation_Natural Gas_Oven_E8_Baseline Forecast | Commercial | Retail | Existing | Food Preparation | Natural Gas | Oven | E8 |  | Baseline Forecast | 0 | 0 | 0 | 0 | 0 | 0 | 0 | 0 | 0 | 0 | 0 | 0 | 0 | 0 | 0 | 0 | 0 | 0 | 0 | 0 | 0 | 0 | 0 | 0 | 0 | 0 | 0 | 0 | 0 | 0 | 0 | 0 | 0
Commercial_Retail_Existing_Food Preparation_Natural Gas_Oven_E9_Baseline Forecast | Commercial | Retail | Existing | Food Preparation | Natural Gas | Oven | E9 |  | Baseline Forecast | 0 | 0 | 0 | 0 | 0 | 0 | 0 | 0 | 0 | 0 | 0 | 0 | 0 | 0 | 0 | 0 | 0 | 0 | 0 | 0 | 0 | 0 | 0 | 0 | 0 | 0 | 0 | 0 | 0 | 0 | 0 | 0 | 0
Commercial_Retail_Existing_Food Preparation_Natural Gas_Oven_E10_Baseline Forecast | Commercial | Retail | Existing | Food Preparation | Natural Gas | Oven | E10 |  | Baseline Forecast | 0 | 0 | 0 | 0 | 0 | 0 | 0 | 0 | 0 | 0 | 0 | 0 | 0 | 0 | 0 | 0 | 0 | 0 | 0 | 0 | 0 | 0 | 0 | 0 | 0 | 0 | 0 | 0 | 0 | 0 | 0 | 0 | 0
Commercial_Retail_Existing_Food Preparation_Natural Gas_Conveyor Oven_E1_Baseline Forecast | Commercial | Retail | Existing | Food Preparation | Natural Gas | Conveyor Oven | E1 |  | Baseline Forecast | 0 | 1583.1637 | 2047.024 | 2410.0866 | 4264.6637 | 2942.3354 | 3125.3075 | 3270.0397 | 3383.6404 | 3472.4274 | 3541.3214 | 3594.4469 | 3634.9467 | 3665.414 | 3687.9431 | 3704.1002 | 3715.1882 | 3267.9284 | 3001.0922 | 2859.7487 | 3102.5352 | 3042.5459 | 3422.8526 | 3479.358 | 3522.855 | 3943.2732 | 3503.5403 | 3537.3932 | 3562.8865 | 3581.6906 | 3595.2272 | 3604.5061 | 4488.9934
Commercial_Retail_Existing_Food Preparation_Natural Gas_Conveyor Oven_E2_Baseline Forecast | Commercial | Retail | Existing | Food Preparation | Natural Gas | Conveyor Oven | E2 |  | Baseline Forecast | 0 | 2278.7384 | 2947.7751 | 3470.1011 | 6140.3727 | 4238.1092 | 4504.8748 | 4716.4084 | 4883.7036 | 5015.306 | 5118.3222 | 5198.496 | 5260.6101 | 5308.3426 | 5344.4512 | 5371.3161 | 5390.7076 | 4744.6541 | 4359.8078 | 4156.8372 | 4512.0776 | 4427.0521 | 4982.5904 | 5067.0374 | 5132.2889 | 5746.6064 | 5107.2447 | 5157.8648 | 5196.0349 | 5224.2779 | 5244.4692 | 5258.3043 | 6548.6068
Commercial_Retail_Existing_Food Preparation_Natural Gas_Conveyor Oven_E3_Baseline Forecast | Commercial | Retail | Existing | Food Preparation | Natural Gas | Conveyor Oven | E3 |  | Baseline Forecast | 0 | 0 | 0 | 0 | 0 | 0 | 0 | 0 | 0 | 0 | 0 | 0 | 0 | 0 | 0 | 0 | 0 | 0 | 0 | 0 | 0 | 0 | 0 | 0 | 0 | 0 | 0 | 0 | 0 | 0 | 0 | 0 | 0
Commercial_Retail_Existing_Food Preparation_Natural Gas_Conveyor Oven_E4_Baseline Forecast | Commercial | Retail | Existing | Food Preparation | Natural Gas | Conveyor Oven | E4 |  | Baseline Forecast | 0 | 0 | 0 | 0 | 0 | 0 | 0 | 0 | 0 | 0 | 0 | 0 | 0 | 0 | 0 | 0 | 0 | 0 | 0 | 0 | 0 | 0 | 0 | 0 | 0 | 0 | 0 | 0 | 0 | 0 | 0 | 0 | 0
Commercial_Retail_Existing_Food Preparation_Natural Gas_Conveyor Oven_E5_Baseline Forecast | Commercial | Retail | Existing | Food Preparation | Natural Gas | Conveyor Oven | E5 |  | Baseline Forecast | 0 | 0 | 0 | 0 | 0 | 0 | 0 | 0 | 0 | 0 | 0 | 0 | 0 | 0 | 0 | 0 | 0 | 0 | 0 | 0 | 0 | 0 | 0 | 0 | 0 | 0 | 0 | 0 | 0 | 0 | 0 | 0 | 0
Commercial_Retail_Existing_Food Preparation_Natural Gas_Conveyor Oven_E6_Baseline Forecast | Commercial | Retail | Existing | Food Preparation | Natural Gas | Conveyor Oven | E6 |  | Baseline Forecast | 0 | 0 | 0 | 0 | 0 | 0 | 0 | 0 | 0 | 0 | 0 | 0 | 0 | 0 | 0 | 0 | 0 | 0 | 0 | 0 | 0 | 0 | 0 | 0 | 0 | 0 | 0 | 0 | 0 | 0 | 0 | 0 | 0
Commercial_Retail_Existing_Food Preparation_Natural Gas_Conveyor Oven_E7_Baseline Forecast | Commercial | Retail | Existing | Food Preparation | Natural Gas | Conveyor Oven | E7 |  | Baseline Forecast | 0 | 0 | 0 | 0 | 0 | 0 | 0 | 0 | 0 | 0 | 0 | 0 | 0 | 0 | 0 | 0 | 0 | 0 | 0 | 0 | 0 | 0 | 0 | 0 | 0 | 0 | 0 | 0 | 0 | 0 | 0 | 0 | 0
Commercial_Retail_Existing_Food Preparation_Natural Gas_Conveyor Oven_E8_Baseline Forecast | Commercial | Retail | Existing | Food Preparation | Natural Gas | Conveyor Oven | E8 |  | Baseline Forecast | 0 | 0 | 0 | 0 | 0 | 0 | 0 | 0 | 0 | 0 | 0 | 0 | 0 | 0 | 0 | 0 | 0 | 0 | 0 | 0 | 0 | 0 | 0 | 0 | 0 | 0 | 0 | 0 | 0 | 0 | 0 | 0 | 0
Commercial_Retail_Existing_Food Preparation_Natural Gas_Conveyor Oven_E9_Baseline Forecast | Commercial | Retail | Existing | Food Preparation | Natural Gas | Conveyor Oven | E9 |  | Baseline Forecast | 0 | 0 | 0 | 0 | 0 | 0 | 0 | 0 | 0 | 0 | 0 | 0 | 0 | 0 | 0 | 0 | 0 | 0 | 0 | 0 | 0 | 0 | 0 | 0 | 0 | 0 | 0 | 0 | 0 | 0 | 0 | 0 | 0
Commercial_Retail_Existing_Food Preparation_Natural Gas_Conveyor Oven_E10_Baseline Forecast | Commercial | Retail | Existing | Food Preparation | Natural Gas | Conveyor Oven | E10 |  | Baseline Forecast | 0 | 0 | 0 | 0 | 0 | 0 | 0 | 0 | 0 | 0 | 0 | 0 | 0 | 0 | 0 | 0 | 0 | 0 | 0 | 0 | 0 | 0 | 0 | 0 | 0 | 0 | 0 | 0 | 0 | 0 | 0 | 0 | 0
Commercial_Retail_Existing_Food Preparation_Natural Gas_Double Rack Oven_E1_Baseline Forecast | Commercial | Retail | Existing | Food Preparation | Natural Gas | Double Rack Oven | E1 |  | Baseline Forecast | 0 | 2242.7469 | 2898.6056 | 3414.6743 | 5396.5029 | 4168.9973 | 4424.6547 | 4626.658 | 4783.6565 | 4905.5896 | 4999.2541 | 5070.8201 | 4475.9372 | 4129.3987 | 3954.5451 | 4195.3039 | 4150.4109 | 4721.7515 | 4825.5474 | 4905.1087 | 5352.8813 | 4933.5558 | 4982.493 | 4893.079 | 4744.6524 | 4584.4831 | 4496.9363 | 4413.6371 | 4292.3949 | 4278.2713 | 4326.3783 | 4556.7635 | 5455.4926
Commercial_Retail_Existing_Food Preparation_Natural Gas_Double Rack Oven_E2_Baseline Forecast | Commercial | Retail | Existing | Food Preparation | Natural Gas | Double Rack Oven | E2 |  | Baseline Forecast | 0 | 3228.2811 | 4177.3599 | 4915.5916 | 7764.076 | 6003.2992 | 6384.7704 | 6687.4768 | 6928.4142 | 7118.6993 | 7268.5743 | 7385.8491 | 6531.6812 | 6037.5925 | 5792.6097 | 6156.7225 | 6102.1318 | 6955.7954 | 7123.0195 | 7255.2855 | 7932.9326 | 7325.5352 | 7410.762 | 7290.0076 | 7079.052 | 6848.5053 | 6725.1941 | 6606.9009 | 6430.1703 | 6412.8853 | 6487.1214 | 6834.068 | 8181.9491
Commercial_Retail_Existing_Food Preparation_Natural Gas_Double Rack Oven_E3_Baseline Forecast | Commercial | Retail | Existing | Food Preparation | Natural Gas | Double Rack Oven | E3 |  | Baseline Forecast | 0 | 0 | 0 | 0 | 0 | 0 | 0 | 0 | 0 | 0 | 0 | 0 | 0 | 0 | 0 | 0 | 0 | 0 | 0 | 0 | 0 | 0 | 0 | 0 | 0 | 0 | 0 | 0 | 0 | 0 | 0 | 0 | 0
Commercial_Retail_Existing_Food Preparation_Natural Gas_Double Rack Oven_E4_Baseline Forecast | Commercial | Retail | Existing | Food Preparation | Natural Gas | Double Rack Oven | E4 |  | Baseline Forecast | 0 | 0 | 0 | 0 | 0 | 0 | 0 | 0 | 0 | 0 | 0 | 0 | 0 | 0 | 0 | 0 | 0 | 0 | 0 | 0 | 0 | 0 | 0 | 0 | 0 | 0 | 0 | 0 | 0 | 0 | 0 | 0 | 0
Commercial_Retail_Existing_Food Preparation_Natural Gas_Double Rack Oven_E5_Baseline Forecast | Commercial | Retail | Existing | Food Preparation | Natural Gas | Double Rack Oven | E5 |  | Baseline Forecast | 0 | 0 | 0 | 0 | 0 | 0 | 0 | 0 | 0 | 0 | 0 | 0 | 0 | 0 | 0 | 0 | 0 | 0 | 0 | 0 | 0 | 0 | 0 | 0 | 0 | 0 | 0 | 0 | 0 | 0 | 0 | 0 | 0
Commercial_Retail_Existing_Food Preparation_Natural Gas_Double Rack Oven_E6_Baseline Forecast | Commercial | Retail | Existing | Food Preparation | Natural Gas | Double Rack Oven | E6 |  | Baseline Forecast | 0 | 0 | 0 | 0 | 0 | 0 | 0 | 0 | 0 | 0 | 0 | 0 | 0 | 0 | 0 | 0 | 0 | 0 | 0 | 0 | 0 | 0 | 0 | 0 | 0 | 0 | 0 | 0 | 0 | 0 | 0 | 0 | 0
Commercial_Retail_Existing_Food Preparation_Natural Gas_Double Rack Oven_E7_Baseline Forecast | Commercial | Retail | Existing | Food Preparation | Natural Gas | Double Rack Oven | E7 |  | Baseline Forecast | 0 | 0 | 0 | 0 | 0 | 0 | 0 | 0 | 0 | 0 | 0 | 0 | 0 | 0 | 0 | 0 | 0 | 0 | 0 | 0 | 0 | 0 | 0 | 0 | 0 | 0 | 0 | 0 | 0 | 0 | 0 | 0 | 0
Commercial_Retail_Existing_Food Preparation_Natural Gas_Double Rack Oven_E8_Baseline Forecast | Commercial | Retail | Existing | Food Preparation | Natural Gas | Double Rack Oven | E8 |  | Baseline Forecast | 0 | 0 | 0 | 0 | 0 | 0 | 0 | 0 | 0 | 0 | 0 | 0 | 0 | 0 | 0 | 0 | 0 | 0 | 0 | 0 | 0 | 0 | 0 | 0 | 0 | 0 | 0 | 0 | 0 | 0 | 0 | 0 | 0
Commercial_Retail_Existing_Food Preparation_Natural Gas_Double Rack Oven_E9_Baseline Forecast | Commercial | Retail | Existing | Food Preparation | Natural Gas | Double Rack Oven | E9 |  | Baseline Forecast | 0 | 0 | 0 | 0 | 0 | 0 | 0 | 0 | 0 | 0 | 0 | 0 | 0 | 0 | 0 | 0 | 0 | 0 | 0 | 0 | 0 | 0 | 0 | 0 | 0 | 0 | 0 | 0 | 0 | 0 | 0 | 0 | 0
Commercial_Retail_Existing_Food Preparation_Natural Gas_Double Rack Oven_E10_Baseline Forecast | Commercial | Retail | Existing | Food Preparation | Natural Gas | Double Rack Oven | E10 |  | Baseline Forecast | 0 | 0 | 0 | 0 | 0 | 0 | 0 | 0 | 0 | 0 | 0 | 0 | 0 | 0 | 0 | 0 | 0 | 0 | 0 | 0 | 0 | 0 | 0 | 0 | 0 | 0 | 0 | 0 | 0 | 0 | 0 | 0 | 0
Commercial_Retail_Existing_Food Preparation_Natural Gas_Fryer_E1_Baseline Forecast | Commercial | Retail | Existing | Food Preparation | Natural Gas | Fryer | E1 |  | Baseline Forecast | 0 | 0 | 0 | 0 | 0 | 0 | 0 | 0 | 0 | 0 | 0 | 0 | 0 | 0 | 0 | 0 | 0 | 0 | 0 | 0 | 0 | 0 | 0 | 0 | 0 | 0 | 0 | 0 | 0 | 0 | 0 | 0 | 0
Commercial_Retail_Existing_Food Preparation_Natural Gas_Fryer_E2_Baseline Forecast | Commercial | Retail | Existing | Food Preparation | Natural Gas | Fryer | E2 |  | Baseline Forecast | 0 | 0 | 0 | 11802.0296 | 48212.6207 | 49906.1252 | 63314.5498 | 73977.0413 | 82444.0318 | 65818.6459 | 52545.1062 | 44272.3301 | 44818.4404 | 45594.0963 | 48854.1687 | 53555.7877 | 61990.089 | 71722.1176 | 68067.0697 | 66512.9216 | 64686.4704 | 62825.9809 | 55579.0616 | 51565.2707 | 51290.9121 | 55235.9446 | 57723.7372 | 60037.3825 | 61892.7704 | 63961.9185 | 64520.9517 | 60759.91 | 66923.7031
Commercial_Retail_Existing_Food Preparation_Natural Gas_Fryer_E3_Baseline Forecast | Commercial | Retail | Existing | Food Preparation | Natural Gas | Fryer | E3 |  | Baseline Forecast | 0 | 0 | 0 | 0 | 0 | 0 | 0 | 0 | 0 | 0 | 0 | 0 | 0 | 0 | 0 | 0 | 0 | 0 | 0 | 0 | 0 | 0 | 0 | 0 | 0 | 0 | 0 | 0 | 0 | 0 | 0 | 0 | 0
Commercial_Retail_Existing_Food Preparation_Natural Gas_Fryer_E4_Baseline Forecast | Commercial | Retail | Existing | Food Preparation | Natural Gas | Fryer | E4 |  | Baseline Forecast | 0 | 0 | 0 | 0 | 0 | 0 | 0 | 0 | 0 | 0 | 0 | 0 | 0 | 0 | 0 | 0 | 0 | 0 | 0 | 0 | 0 | 0 | 0 | 0 | 0 | 0 | 0 | 0 | 0 | 0 | 0 | 0 | 0
Commercial_Retail_Existing_Food Preparation_Natural Gas_Fryer_E5_Baseline Forecast | Commercial | Retail | Existing | Food Preparation | Natural Gas | Fryer | E5 |  | Baseline Forecast | 0 | 0 | 0 | 0 | 0 | 0 | 0 | 0 | 0 | 0 | 0 | 0 | 0 | 0 | 0 | 0 | 0 | 0 | 0 | 0 | 0 | 0 | 0 | 0 | 0 | 0 | 0 | 0 | 0 | 0 | 0 | 0 | 0
Commercial_Retail_Existing_Food Preparation_Natural Gas_Fryer_E6_Baseline Forecast | Commercial | Retail | Existing | Food Preparation | Natural Gas | Fryer | E6 |  | Baseline Forecast | 0 | 0 | 0 | 0 | 0 | 0 | 0 | 0 | 0 | 0 | 0 | 0 | 0 | 0 | 0 | 0 | 0 | 0 | 0 | 0 | 0 | 0 | 0 | 0 | 0 | 0 | 0 | 0 | 0 | 0 | 0 | 0 | 0
Commercial_Retail_Existing_Food Preparation_Natural Gas_Fryer_E7_Baseline Forecast | Commercial | Retail | Existing | Food Preparation | Natural Gas | Fryer | E7 |  | Baseline Forecast | 0 | 0 | 0 | 0 | 0 | 0 | 0 | 0 | 0 | 0 | 0 | 0 | 0 | 0 | 0 | 0 | 0 | 0 | 0 | 0 | 0 | 0 | 0 | 0 | 0 | 0 | 0 | 0 | 0 | 0 | 0 | 0 | 0
Commercial_Retail_Existing_Food Preparation_Natural Gas_Fryer_E8_Baseline Forecast | Commercial | Retail | Existing | Food Preparation | Natural Gas | Fryer | E8 |  | Baseline Forecast | 0 | 0 | 0 | 0 | 0 | 0 | 0 | 0 | 0 | 0 | 0 | 0 | 0 | 0 | 0 | 0 | 0 | 0 | 0 | 0 | 0 | 0 | 0 | 0 | 0 | 0 | 0 | 0 | 0 | 0 | 0 | 0 | 0
Commercial_Retail_Existing_Food Preparation_Natural Gas_Fryer_E9_Baseline Forecast | Commercial | Retail | Existing | Food Preparation | Natural Gas | Fryer | E9 |  | Baseline Forecast | 0 | 0 | 0 | 0 | 0 | 0 | 0 | 0 | 0 | 0 | 0 | 0 | 0 | 0 | 0 | 0 | 0 | 0 | 0 | 0 | 0 | 0 | 0 | 0 | 0 | 0 | 0 | 0 | 0 | 0 | 0 | 0 | 0
Commercial_Retail_Existing_Food Preparation_Natural Gas_Fryer_E10_Baseline Forecast | Commercial | Retail | Existing | Food Preparation | Natural Gas | Fryer | E10 |  | Baseline Forecast | 0 | 0 | 0 | 0 | 0 | 0 | 0 | 0 | 0 | 0 | 0 | 0 | 0 | 0 | 0 | 0 | 0 | 0 | 0 | 0 | 0 | 0 | 0 | 0 | 0 | 0 | 0 | 0 | 0 | 0 | 0 | 0 | 0
Commercial_Retail_Existing_Food Preparation_Natural Gas_Broiler_E1_Baseline Forecast | Commercial | Retail | Existing | Food Preparation | Natural Gas | Broiler | E1 |  | Baseline Forecast | 0 | 0 | 0 | 0 | 0 | 0 | 0 | 0 | 0 | 0 | 0 | 0 | 0 | 0 | 0 | 0 | 0 | 0 | 0 | 0 | 0 | 0 | 0 | 0 | 0 | 0 | 0 | 0 | 0 | 0 | 0 | 0 | 0
Commercial_Retail_Existing_Food Preparation_Natural Gas_Broiler_E2_Baseline Forecast | Commercial | Retail | Existing | Food Preparation | Natural Gas | Broiler | E2 |  | Baseline Forecast | 0 | 0 | 0 | 0 | 0 | 0 | 0 | 0 | 0 | 0 | 0 | 0 | 0 | 0 | 0 | 0 | 0 | 0 | 0 | 0 | 0 | 0 | 0 | 0 | 0 | 0 | 0 | 0 | 0 | 0 | 0 | 0 | 0
Commercial_Retail_Existing_Food Preparation_Natural Gas_Broiler_E3_Baseline Forecast | Commercial | Retail | Existing | Food Preparation | Natural Gas | Broiler | E3 |  | Baseline Forecast | 0 | 0 | 0 | 0 | 0 | 0 | 0 | 0 | 0 | 0 | 0 | 0 | 0 | 0 | 0 | 0 | 0 | 0 | 0 | 0 | 0 | 0 | 0 | 0 | 0 | 0 | 0 | 0 | 0 | 0 | 0 | 0 | 0
Commercial_Retail_Existing_Food Preparation_Natural Gas_Broiler_E4_Baseline Forecast | Commercial | Retail | Existing | Food Preparation | Natural Gas | Broiler | E4 |  | Baseline Forecast | 0 | 0 | 0 | 0 | 0 | 0 | 0 | 0 | 0 | 0 | 0 | 0 | 0 | 0 | 0 | 0 | 0 | 0 | 0 | 0 | 0 | 0 | 0 | 0 | 0 | 0 | 0 | 0 | 0 | 0 | 0 | 0 | 0
Commercial_Retail_Existing_Food Preparation_Natural Gas_Broiler_E5_Baseline Forecast | Commercial | Retail | Existing | Food Preparation | Natural Gas | Broiler | E5 |  | Baseline Forecast | 0 | 0 | 0 | 0 | 0 | 0 | 0 | 0 | 0 | 0 | 0 | 0 | 0 | 0 | 0 | 0 | 0 | 0 | 0 | 0 | 0 | 0 | 0 | 0 | 0 | 0 | 0 | 0 | 0 | 0 | 0 | 0 | 0
Commercial_Retail_Existing_Food Preparation_Natural Gas_Broiler_E6_Baseline Forecast | Commercial | Retail | Existing | Food Preparation | Natural Gas | Broiler | E6 |  | Baseline Forecast | 0 | 0 | 0 | 0 | 0 | 0 | 0 | 0 | 0 | 0 | 0 | 0 | 0 | 0 | 0 | 0 | 0 | 0 | 0 | 0 | 0 | 0 | 0 | 0 | 0 | 0 | 0 | 0 | 0 | 0 | 0 | 0 | 0
Commercial_Retail_Existing_Food Preparation_Natural Gas_Broiler_E7_Baseline Forecast | Commercial | Retail | Existing | Food Preparation | Natural Gas | Broiler | E7 |  | Baseline Forecast | 0 | 0 | 0 | 0 | 0 | 0 | 0 | 0 | 0 | 0 | 0 | 0 | 0 | 0 | 0 | 0 | 0 | 0 | 0 | 0 | 0 | 0 | 0 | 0 | 0 | 0 | 0 | 0 | 0 | 0 | 0 | 0 | 0
Commercial_Retail_Existing_Food Preparation_Natural Gas_Broiler_E8_Baseline Forecast | Commercial | Retail | Existing | Food Preparation | Natural Gas | Broiler | E8 |  | Baseline Forecast | 0 | 0 | 0 | 0 | 0 | 0 | 0 | 0 | 0 | 0 | 0 | 0 | 0 | 0 | 0 | 0 | 0 | 0 | 0 | 0 | 0 | 0 | 0 | 0 | 0 | 0 | 0 | 0 | 0 | 0 | 0 | 0 | 0
Commercial_Retail_Existing_Food Preparation_Natural Gas_Broiler_E9_Baseline Forecast | Commercial | Retail | Existing | Food Preparation | Natural Gas | Broiler | E9 |  | Baseline Forecast | 0 | 0 | 0 | 0 | 0 | 0 | 0 | 0 | 0 | 0 | 0 | 0 | 0 | 0 | 0 | 0 | 0 | 0 | 0 | 0 | 0 | 0 | 0 | 0 | 0 | 0 | 0 | 0 | 0 | 0 | 0 | 0 | 0
Commercial_Retail_Existing_Food Preparation_Natural Gas_Broiler_E10_Baseline Forecast | Commercial | Retail | Existing | Food Preparation | Natural Gas | Broiler | E10 |  | Baseline Forecast | 0 | 0 | 0 | 0 | 0 | 0 | 0 | 0 | 0 | 0 | 0 | 0 | 0 | 0 | 0 | 0 | 0 | 0 | 0 | 0 | 0 | 0 | 0 | 0 | 0 | 0 | 0 | 0 | 0 | 0 | 0 | 0 | 0
Commercial_Retail_Existing_Food Preparation_Natural Gas_Griddle_E1_Baseline Forecast | Commercial | Retail | Existing | Food Preparation | Natural Gas | Griddle | E1 |  | Baseline Forecast | 0 | 0 | 0 | 0 | 0 | 0 | 0 | 0 | 0 | 0 | 0 | 0 | 0 | 0 | 0 | 0 | 0 | 0 | 0 | 0 | 0 | 0 | 0 | 0 | 0 | 0 | 0 | 0 | 0 | 0 | 0 | 0 | 0
Commercial_Retail_Existing_Food Preparation_Natural Gas_Griddle_E2_Baseline Forecast | Commercial | Retail | Existing | Food Preparation | Natural Gas | Griddle | E2 |  | Baseline Forecast | 0 | 0 | 0 | 0 | 0 | 0 | 0 | 0 | 0 | 0 | 0 | 0 | 0 | 0 | 0 | 0 | 0 | 0 | 0 | 0 | 0 | 0 | 0 | 0 | 0 | 0 | 0 | 0 | 0 | 0 | 0 | 0 | 0
Commercial_Retail_Existing_Food Preparation_Natural Gas_Griddle_E3_Baseline Forecast | Commercial | Retail | Existing | Food Preparation | Natural Gas | Griddle | E3 |  | Baseline Forecast | 0 | 0 | 0 | 0 | 0 | 0 | 0 | 0 | 0 | 0 | 0 | 0 | 0 | 0 | 0 | 0 | 0 | 0 | 0 | 0 | 0 | 0 | 0 | 0 | 0 | 0 | 0 | 0 | 0 | 0 | 0 | 0 | 0
Commercial_Retail_Existing_Food Preparation_Natural Gas_Griddle_E4_Baseline Forecast | Commercial | Retail | Existing | Food Preparation | Natural Gas | Griddle | E4 |  | Baseline Forecast | 0 | 0 | 0 | 0 | 0 | 0 | 0 | 0 | 0 | 0 | 0 | 0 | 0 | 0 | 0 | 0 | 0 | 0 | 0 | 0 | 0 | 0 | 0 | 0 | 0 | 0 | 0 | 0 | 0 | 0 | 0 | 0 | 0
Commercial_Retail_Existing_Food Preparation_Natural Gas_Griddle_E5_Baseline Forecast | Commercial | Retail | Existing | Food Preparation | Natural Gas | Griddle | E5 |  | Baseline Forecast | 0 | 0 | 0 | 0 | 0 | 0 | 0 | 0 | 0 | 0 | 0 | 0 | 0 | 0 | 0 | 0 | 0 | 0 | 0 | 0 | 0 | 0 | 0 | 0 | 0 | 0 | 0 | 0 | 0 | 0 | 0 | 0 | 0
Commercial_Retail_Existing_Food Preparation_Natural Gas_Griddle_E6_Baseline Forecast | Commercial | Retail | Existing | Food Preparation | Natural Gas | Griddle | E6 |  | Baseline Forecast | 0 | 0 | 0 | 0 | 0 | 0 | 0 | 0 | 0 | 0 | 0 | 0 | 0 | 0 | 0 | 0 | 0 | 0 | 0 | 0 | 0 | 0 | 0 | 0 | 0 | 0 | 0 | 0 | 0 | 0 | 0 | 0 | 0
Commercial_Retail_Existing_Food Preparation_Natural Gas_Griddle_E7_Baseline Forecast | Commercial | Retail | Existing | Food Preparation | Natural Gas | Griddle | E7 |  | Baseline Forecast | 0 | 0 | 0 | 0 | 0 | 0 | 0 | 0 | 0 | 0 | 0 | 0 | 0 | 0 | 0 | 0 | 0 | 0 | 0 | 0 | 0 | 0 | 0 | 0 | 0 | 0 | 0 | 0 | 0 | 0 | 0 | 0 | 0
Commercial_Retail_Existing_Food Preparation_Natural Gas_Griddle_E8_Baseline Forecast | Commercial | Retail | Existing | Food Preparation | Natural Gas | Griddle | E8 |  | Baseline Forecast | 0 | 0 | 0 | 0 | 0 | 0 | 0 | 0 | 0 | 0 | 0 | 0 | 0 | 0 | 0 | 0 | 0 | 0 | 0 | 0 | 0 | 0 | 0 | 0 | 0 | 0 | 0 | 0 | 0 | 0 | 0 | 0 | 0
Commercial_Retail_Existing_Food Preparation_Natural Gas_Griddle_E9_Baseline Forecast | Commercial | Retail | Existing | Food Preparation | Natural Gas | Griddle | E9 |  | Baseline Forecast | 0 | 0 | 0 | 0 | 0 | 0 | 0 | 0 | 0 | 0 | 0 | 0 | 0 | 0 | 0 | 0 | 0 | 0 | 0 | 0 | 0 | 0 | 0 | 0 | 0 | 0 | 0 | 0 | 0 | 0 | 0 | 0 | 0
Commercial_Retail_Existing_Food Preparation_Natural Gas_Griddle_E10_Baseline Forecast | Commercial | Retail | Existing | Food Preparation | Natural Gas | Griddle | E10 |  | Baseline Forecast | 0 | 0 | 0 | 0 | 0 | 0 | 0 | 0 | 0 | 0 | 0 | 0 | 0 | 0 | 0 | 0 | 0 | 0 | 0 | 0 | 0 | 0 | 0 | 0 | 0 | 0 | 0 | 0 | 0 | 0 | 0 | 0 | 0
Commercial_Retail_Existing_Food Preparation_Natural Gas_Range_E1_Baseline Forecast | Commercial | Retail | Existing | Food Preparation | Natural Gas | Range | E1 |  | Baseline Forecast | 0 | 0 | 0 | 0 | 0 | 0 | 0 | 0 | 0 | 0 | 0 | 0 | 0 | 0 | 0 | 0 | 0 | 0 | 0 | 0 | 0 | 0 | 0 | 0 | 0 | 0 | 0 | 0 | 0 | 0 | 0 | 0 | 0
Commercial_Retail_Existing_Food Preparation_Natural Gas_Range_E2_Baseline Forecast | Commercial | Retail | Existing | Food Preparation | Natural Gas | Range | E2 |  | Baseline Forecast | 0 | 0 | 0 | 0 | 0 | 0 | 0 | 0 | 0 | 0 | 0 | 0 | 0 | 0 | 0 | 0 | 0 | 0 | 0 | 0 | 0 | 0 | 0 | 0 | 0 | 0 | 0 | 0 | 0 | 0 | 0 | 0 | 0
Commercial_Retail_Existing_Food Preparation_Natural Gas_Range_E3_Baseline Forecast | Commercial | Retail | Existing | Food Preparation | Natural Gas | Range | E3 |  | Baseline Forecast | 0 | 0 | 0 | 0 | 0 | 0 | 0 | 0 | 0 | 0 | 0 | 0 | 0 | 0 | 0 | 0 | 0 | 0 | 0 | 0 | 0 | 0 | 0 | 0 | 0 | 0 | 0 | 0 | 0 | 0 | 0 | 0 | 0
Commercial_Retail_Existing_Food Preparation_Natural Gas_Range_E4_Baseline Forecast | Commercial | Retail | Existing | Food Preparation | Natural Gas | Range | E4 |  | Baseline Forecast | 0 | 0 | 0 | 0 | 0 | 0 | 0 | 0 | 0 | 0 | 0 | 0 | 0 | 0 | 0 | 0 | 0 | 0 | 0 | 0 | 0 | 0 | 0 | 0 | 0 | 0 | 0 | 0 | 0 | 0 | 0 | 0 | 0
Commercial_Retail_Existing_Food Preparation_Natural Gas_Range_E5_Baseline Forecast | Commercial | Retail | Existing | Food Preparation | Natural Gas | Range | E5 |  | Baseline Forecast | 0 | 0 | 0 | 0 | 0 | 0 | 0 | 0 | 0 | 0 | 0 | 0 | 0 | 0 | 0 | 0 | 0 | 0 | 0 | 0 | 0 | 0 | 0 | 0 | 0 | 0 | 0 | 0 | 0 | 0 | 0 | 0 | 0
Commercial_Retail_Existing_Food Preparation_Natural Gas_Range_E6_Baseline Forecast | Commercial | Retail | Existing | Food Preparation | Natural Gas | Range | E6 |  | Baseline Forecast | 0 | 0 | 0 | 0 | 0 | 0 | 0 | 0 | 0 | 0 | 0 | 0 | 0 | 0 | 0 | 0 | 0 | 0 | 0 | 0 | 0 | 0 | 0 | 0 | 0 | 0 | 0 | 0 | 0 | 0 | 0 | 0 | 0
Commercial_Retail_Existing_Food Preparation_Natural Gas_Range_E7_Baseline Forecast | Commercial | Retail | Existing | Food Preparation | Natural Gas | Range | E7 |  | Baseline Forecast | 0 | 0 | 0 | 0 | 0 | 0 | 0 | 0 | 0 | 0 | 0 | 0 | 0 | 0 | 0 | 0 | 0 | 0 | 0 | 0 | 0 | 0 | 0 | 0 | 0 | 0 | 0 | 0 | 0 | 0 | 0 | 0 | 0
Commercial_Retail_Existing_Food Preparation_Natural Gas_Range_E8_Baseline Forecast | Commercial | Retail | Existing | Food Preparation | Natural Gas | Range | E8 |  | Baseline Forecast | 0 | 0 | 0 | 0 | 0 | 0 | 0 | 0 | 0 | 0 | 0 | 0 | 0 | 0 | 0 | 0 | 0 | 0 | 0 | 0 | 0 | 0 | 0 | 0 | 0 | 0 | 0 | 0 | 0 | 0 | 0 | 0 | 0
Commercial_Retail_Existing_Food Preparation_Natural Gas_Range_E9_Baseline Forecast | Commercial | Retail | Existing | Food Preparation | Natural Gas | Range | E9 |  | Baseline Forecast | 0 | 0 | 0 | 0 | 0 | 0 | 0 | 0 | 0 | 0 | 0 | 0 | 0 | 0 | 0 | 0 | 0 | 0 | 0 | 0 | 0 | 0 | 0 | 0 | 0 | 0 | 0 | 0 | 0 | 0 | 0 | 0 | 0
Commercial_Retail_Existing_Food Preparation_Natural Gas_Range_E10_Baseline Forecast | Commercial | Retail | Existing | Food Preparation | Natural Gas | Range | E10 |  | Baseline Forecast | 0 | 0 | 0 | 0 | 0 | 0 | 0 | 0 | 0 | 0 | 0 | 0 | 0 | 0 | 0 | 0 | 0 | 0 | 0 | 0 | 0 | 0 | 0 | 0 | 0 | 0 | 0 | 0 | 0 | 0 | 0 | 0 | 0
Commercial_Retail_Existing_Food Preparation_Natural Gas_Steamer_E1_Baseline Forecast | Commercial | Retail | Existing | Food Preparation | Natural Gas | Steamer | E1 |  | Baseline Forecast | 0 | 0 | 0 | 0 | 0 | 0 | 0 | 0 | 0 | 0 | 0 | 0 | 0 | 0 | 0 | 0 | 0 | 0 | 0 | 0 | 0 | 0 | 0 | 0 | 0 | 0 | 0 | 0 | 0 | 0 | 0 | 0 | 0
Commercial_Retail_Existing_Food Preparation_Natural Gas_Steamer_E2_Baseline Forecast | Commercial | Retail | Existing | Food Preparation | Natural Gas | Steamer | E2 |  | Baseline Forecast | 0 | 0 | 0 | 0 | 0 | 0 | 0 | 0 | 0 | 0 | 0 | 0 | 0 | 0 | 0 | 0 | 0 | 0 | 0 | 0 | 0 | 0 | 0 | 0 | 0 | 0 | 0 | 0 | 0 | 0 | 0 | 0 | 0
Commercial_Retail_Existing_Food Preparation_Natural Gas_Steamer_E3_Baseline Forecast | Commercial | Retail | Existing | Food Preparation | Natural Gas | Steamer | E3 |  | Baseline Forecast | 0 | 0 | 0 | 0 | 0 | 0 | 0 | 0 | 0 | 0 | 0 | 0 | 0 | 0 | 0 | 0 | 0 | 0 | 0 | 0 | 0 | 0 | 0 | 0 | 0 | 0 | 0 | 0 | 0 | 0 | 0 | 0 | 0
Commercial_Retail_Existing_Food Preparation_Natural Gas_Steamer_E4_Baseline Forecast | Commercial | Retail | Existing | Food Preparation | Natural Gas | Steamer | E4 |  | Baseline Forecast | 0 | 0 | 0 | 0 | 0 | 0 | 0 | 0 | 0 | 0 | 0 | 0 | 0 | 0 | 0 | 0 | 0 | 0 | 0 | 0 | 0 | 0 | 0 | 0 | 0 | 0 | 0 | 0 | 0 | 0 | 0 | 0 | 0
Commercial_Retail_Existing_Food Preparation_Natural Gas_Steamer_E5_Baseline Forecast | Commercial | Retail | Existing | Food Preparation | Natural Gas | Steamer | E5 |  | Baseline Forecast | 0 | 0 | 0 | 0 | 0 | 0 | 0 | 0 | 0 | 0 | 0 | 0 | 0 | 0 | 0 | 0 | 0 | 0 | 0 | 0 | 0 | 0 | 0 | 0 | 0 | 0 | 0 | 0 | 0 | 0 | 0 | 0 | 0
Commercial_Retail_Existing_Food Preparation_Natural Gas_Steamer_E6_Baseline Forecast | Commercial | Retail | Existing | Food Preparation | Natural Gas | Steamer | E6 |  | Baseline Forecast | 0 | 0 | 0 | 0 | 0 | 0 | 0 | 0 | 0 | 0 | 0 | 0 | 0 | 0 | 0 | 0 | 0 | 0 | 0 | 0 | 0 | 0 | 0 | 0 | 0 | 0 | 0 | 0 | 0 | 0 | 0 | 0 | 0
Commercial_Retail_Existing_Food Preparation_Natural Gas_Steamer_E7_Baseline Forecast | Commercial | Retail | Existing | Food Preparation | Natural Gas | Steamer | E7 |  | Baseline Forecast | 0 | 0 | 0 | 0 | 0 | 0 | 0 | 0 | 0 | 0 | 0 | 0 | 0 | 0 | 0 | 0 | 0 | 0 | 0 | 0 | 0 | 0 | 0 | 0 | 0 | 0 | 0 | 0 | 0 | 0 | 0 | 0 | 0
Commercial_Retail_Existing_Food Preparation_Natural Gas_Steamer_E8_Baseline Forecast | Commercial | Retail | Existing | Food Preparation | Natural Gas | Steamer | E8 |  | Baseline Forecast | 0 | 0 | 0 | 0 | 0 | 0 | 0 | 0 | 0 | 0 | 0 | 0 | 0 | 0 | 0 | 0 | 0 | 0 | 0 | 0 | 0 | 0 | 0 | 0 | 0 | 0 | 0 | 0 | 0 | 0 | 0 | 0 | 0
Commercial_Retail_Existing_Food Preparation_Natural Gas_Steamer_E9_Baseline Forecast | Commercial | Retail | Existing | Food Preparation | Natural Gas | Steamer | E9 |  | Baseline Forecast | 0 | 0 | 0 | 0 | 0 | 0 | 0 | 0 | 0 | 0 | 0 | 0 | 0 | 0 | 0 | 0 | 0 | 0 | 0 | 0 | 0 | 0 | 0 | 0 | 0 | 0 | 0 | 0 | 0 | 0 | 0 | 0 | 0
Commercial_Retail_Existing_Food Preparation_Natural Gas_Steamer_E10_Baseline Forecast | Commercial | Retail | Existing | Food Preparation | Natural Gas | Steamer | E10 |  | Baseline Forecast | 0 | 0 | 0 | 0 | 0 | 0 | 0 | 0 | 0 | 0 | 0 | 0 | 0 | 0 | 0 | 0 | 0 | 0 | 0 | 0 | 0 | 0 | 0 | 0 | 0 | 0 | 0 | 0 | 0 | 0 | 0 | 0 | 0
Commercial_Retail_Existing_Food Preparation_Natural Gas_Food Prep Other_E1_Baseline Forecast | Commercial | Retail | Existing | Food Preparation | Natural Gas | Food Prep Other | E1 |  | Baseline Forecast | 0 | 0 | 0 | 0 | 0 | 0 | 0 | 0 | 0 | 0 | 0 | 0 | 0 | 0 | 0 | 0 | 0 | 0 | 0 | 0 | 0 | 0 | 0 | 0 | 0 | 0 | 0 | 0 | 0 | 0 | 0 | 0 | 0
Commercial_Retail_Existing_Food Preparation_Natural Gas_Food Prep Other_E2_Baseline Forecast | Commercial | Retail | Existing | Food Preparation | Natural Gas | Food Prep Other | E2 |  | Baseline Forecast | 0 | 0 | 0 | 0 | 0 | 0 | 0 | 0 | 0 | 0 | 0 | 0 | 0 | 0 | 0 | 0 | 0 | 0 | 0 | 0 | 0 | 0 | 0 | 0 | 0 | 0 | 0 | 0 | 0 | 0 | 0 | 0 | 0
Commercial_Retail_Existing_Food Preparation_Natural Gas_Food Prep Other_E3_Baseline Forecast | Commercial | Retail | Existing | Food Preparation | Natural Gas | Food Prep Other | E3 |  | Baseline Forecast | 0 | 0 | 0 | 0 | 0 | 0 | 0 | 0 | 0 | 0 | 0 | 0 | 0 | 0 | 0 | 0 | 0 | 0 | 0 | 0 | 0 | 0 | 0 | 0 | 0 | 0 | 0 | 0 | 0 | 0 | 0 | 0 | 0
Commercial_Retail_Existing_Food Preparation_Natural Gas_Food Prep Other_E4_Baseline Forecast | Commercial | Retail | Existing | Food Preparation | Natural Gas | Food Prep Other | E4 |  | Baseline Forecast | 0 | 0 | 0 | 0 | 0 | 0 | 0 | 0 | 0 | 0 | 0 | 0 | 0 | 0 | 0 | 0 | 0 | 0 | 0 | 0 | 0 | 0 | 0 | 0 | 0 | 0 | 0 | 0 | 0 | 0 | 0 | 0 | 0
Commercial_Retail_Existing_Food Preparation_Natural Gas_Food Prep Other_E5_Baseline Forecast | Commercial | Retail | Existing | Food Preparation | Natural Gas | Food Prep Other | E5 |  | Baseline Forecast | 0 | 0 | 0 | 0 | 0 | 0 | 0 | 0 | 0 | 0 | 0 | 0 | 0 | 0 | 0 | 0 | 0 | 0 | 0 | 0 | 0 | 0 | 0 | 0 | 0 | 0 | 0 | 0 | 0 | 0 | 0 | 0 | 0
Commercial_Retail_Existing_Food Preparation_Natural Gas_Food Prep Other_E6_Baseline Forecast | Commercial | Retail | Existing | Food Preparation | Natural Gas | Food Prep Other | E6 |  | Baseline Forecast | 0 | 0 | 0 | 0 | 0 | 0 | 0 | 0 | 0 | 0 | 0 | 0 | 0 | 0 | 0 | 0 | 0 | 0 | 0 | 0 | 0 | 0 | 0 | 0 | 0 | 0 | 0 | 0 | 0 | 0 | 0 | 0 | 0
Commercial_Retail_Existing_Food Preparation_Natural Gas_Food Prep Other_E7_Baseline Forecast | Commercial | Retail | Existing | Food Preparation | Natural Gas | Food Prep Other | E7 |  | Baseline Forecast | 0 | 0 | 0 | 0 | 0 | 0 | 0 | 0 | 0 | 0 | 0 | 0 | 0 | 0 | 0 | 0 | 0 | 0 | 0 | 0 | 0 | 0 | 0 | 0 | 0 | 0 | 0 | 0 | 0 | 0 | 0 | 0 | 0
Commercial_Retail_Existing_Food Preparation_Natural Gas_Food Prep Other_E8_Baseline Forecast | Commercial | Retail | Existing | Food Preparation | Natural Gas | Food Prep Other | E8 |  | Baseline Forecast | 0 | 0 | 0 | 0 | 0 | 0 | 0 | 0 | 0 | 0 | 0 | 0 | 0 | 0 | 0 | 0 | 0 | 0 | 0 | 0 | 0 | 0 | 0 | 0 | 0 | 0 | 0 | 0 | 0 | 0 | 0 | 0 | 0
Commercial_Retail_Existing_Food Preparation_Natural Gas_Food Prep Other_E9_Baseline Forecast | Commercial | Retail | Existing | Food Preparation | Natural Gas | Food Prep Other | E9 |  | Baseline Forecast | 0 | 0 | 0 | 0 | 0 | 0 | 0 | 0 | 0 | 0 | 0 | 0 | 0 | 0 | 0 | 0 | 0 | 0 | 0 | 0 | 0 | 0 | 0 | 0 | 0 | 0 | 0 | 0 | 0 | 0 | 0 | 0 | 0
Commercial_Retail_Existing_Food Preparation_Natural Gas_Food Prep Other_E10_Baseline Forecast | Commercial | Retail | Existing | Food Preparation | Natural Gas | Food Prep Other | E10 |  | Baseline Forecast | 0 | 0 | 0 | 0 | 0 | 0 | 0 | 0 | 0 | 0 | 0 | 0 | 0 | 0 | 0 | 0 | 0 | 0 | 0 | 0 | 0 | 0 | 0 | 0 | 0 | 0 | 0 | 0 | 0 | 0 | 0 | 0 | 0
Commercial_Retail_Existing_Miscellaneous_Natural Gas_Pool Heater_E1_Baseline Forecast | Commercial | Retail | Existing | Miscellaneous | Natural Gas | Pool Heater | E1 |  | Baseline Forecast | 0 | 0 | 0 | 0 | 0 | 0 | 0 | 0 | 0 | 0 | 0 | 0 | 0 | 0 | 0 | 0 | 0 | 0 | 0 | 0 | 0 | 0 | 0 | 0 | 0 | 0 | 0 | 0 | 0 | 0 | 0 | 0 | 0
Commercial_Retail_Existing_Miscellaneous_Natural Gas_Pool Heater_E2_Baseline Forecast | Commercial | Retail | Existing | Miscellaneous | Natural Gas | Pool Heater | E2 |  | Baseline Forecast | 0 | 0 | 0 | 0 | 0 | 0 | 0 | 0 | 0 | 0 | 0 | 0 | 0 | 0 | 0 | 0 | 0 | 0 | 0 | 0 | 0 | 0 | 0 | 0 | 0 | 0 | 0 | 0 | 0 | 0 | 0 | 0 | 0
Commercial_Retail_Existing_Miscellaneous_Natural Gas_Pool Heater_E3_Baseline Forecast | Commercial | Retail | Existing | Miscellaneous | Natural Gas | Pool Heater | E3 |  | Baseline Forecast | 0 | 0 | 0 | 0 | 0 | 0 | 0 | 0 | 0 | 0 | 0 | 0 | 0 | 0 | 0 | 0 | 0 | 0 | 0 | 0 | 0 | 0 | 0 | 0 | 0 | 0 | 0 | 0 | 0 | 0 | 0 | 0 | 0
Commercial_Retail_Existing_Miscellaneous_Natural Gas_Pool Heater_E4_Baseline Forecast | Commercial | Retail | Existing | Miscellaneous | Natural Gas | Pool Heater | E4 |  | Baseline Forecast | 0 | 0 | 0 | 0 | 0 | 0 | 0 | 0 | 0 | 0 | 0 | 0 | 0 | 0 | 0 | 0 | 0 | 0 | 0 | 0 | 0 | 0 | 0 | 0 | 0 | 0 | 0 | 0 | 0 | 0 | 0 | 0 | 0
Commercial_Retail_Existing_Miscellaneous_Natural Gas_Pool Heater_E5_Baseline Forecast | Commercial | Retail | Existing | Miscellaneous | Natural Gas | Pool Heater | E5 |  | Baseline Forecast | 0 | 0 | 0 | 0 | 0 | 0 | 0 | 0 | 0 | 0 | 0 | 0 | 0 | 0 | 0 | 0 | 0 | 0 | 0 | 0 | 0 | 0 | 0 | 0 | 0 | 0 | 0 | 0 | 0 | 0 | 0 | 0 | 0
Commercial_Retail_Existing_Miscellaneous_Natural Gas_Pool Heater_E6_Baseline Forecast | Commercial | Retail | Existing | Miscellaneous | Natural Gas | Pool Heater | E6 |  | Baseline Forecast | 0 | 0 | 0 | 0 | 0 | 0 | 0 | 0 | 0 | 0 | 0 | 0 | 0 | 0 | 0 | 0 | 0 | 0 | 0 | 0 | 0 | 0 | 0 | 0 | 0 | 0 | 0 | 0 | 0 | 0 | 0 | 0 | 0
Commercial_Retail_Existing_Miscellaneous_Natural Gas_Pool Heater_E7_Baseline Forecast | Commercial | Retail | Existing | Miscellaneous | Natural Gas | Pool Heater | E7 |  | Baseline Forecast | 0 | 0 | 0 | 0 | 0 | 0 | 0 | 0 | 0 | 0 | 0 | 0 | 0 | 0 | 0 | 0 | 0 | 0 | 0 | 0 | 0 | 0 | 0 | 0 | 0 | 0 | 0 | 0 | 0 | 0 | 0 | 0 | 0
Commercial_Retail_Existing_Miscellaneous_Natural Gas_Pool Heater_E8_Baseline Forecast | Commercial | Retail | Existing | Miscellaneous | Natural Gas | Pool Heater | E8 |  | Baseline Forecast | 0 | 0 | 0 | 0 | 0 | 0 | 0 | 0 | 0 | 0 | 0 | 0 | 0 | 0 | 0 | 0 | 0 | 0 | 0 | 0 | 0 | 0 | 0 | 0 | 0 | 0 | 0 | 0 | 0 | 0 | 0 | 0 | 0
Commercial_Retail_Existing_Miscellaneous_Natural Gas_Pool Heater_E9_Baseline Forecast | Commercial | Retail | Existing | Miscellaneous | Natural Gas | Pool Heater | E9 |  | Baseline Forecast | 0 | 0 | 0 | 0 | 0 | 0 | 0 | 0 | 0 | 0 | 0 | 0 | 0 | 0 | 0 | 0 | 0 | 0 | 0 | 0 | 0 | 0 | 0 | 0 | 0 | 0 | 0 | 0 | 0 | 0 | 0 | 0 | 0
Commercial_Retail_Existing_Miscellaneous_Natural Gas_Pool Heater_E10_Baseline Forecast | Commercial | Retail | Existing | Miscellaneous | Natural Gas | Pool Heater | E10 |  | Baseline Forecast | 0 | 0 | 0 | 0 | 0 | 0 | 0 | 0 | 0 | 0 | 0 | 0 | 0 | 0 | 0 | 0 | 0 | 0 | 0 | 0 | 0 | 0 | 0 | 0 | 0 | 0 | 0 | 0 | 0 | 0 | 0 | 0 | 0
Commercial_Retail_Existing_Miscellaneous_Natural Gas_Miscellaneous_E1_Baseline Forecast | Commercial | Retail | Existing | Miscellaneous | Natural Gas | Miscellaneous | E1 |  | Baseline Forecast | 0 | 1708836.5312 | 2023926.0672 | 2287206.9484 | 2662395.9954 | 2168773.4262 | 2179617.042 | 2241835.7803 | 2225360.4684 | 2212918.8775 | 2211101.2707 | 2691865.7509 | 2708815.3422 | 2709785.4774 | 2807059.1118 | 2646951.8237 | 2653467.1666 | 2687427.863 | 2671412.5893 | 2659941.053 | 2658088.927 | 2792047.4306 | 2772799.2326 | 2751431.2645 | 2779602.9302 | 2727433.2332 | 2727227.0418 | 2738842.1102 | 2727034.5877 | 2718117.6502 | 2714813.2316 | 2749059.4539 | 2999220.6658
Commercial_Retail_Existing_Miscellaneous_Natural Gas_Miscellaneous_E2_Baseline Forecast | Commercial | Retail | Existing | Miscellaneous | Natural Gas | Miscellaneous | E2 |  | Baseline Forecast | 0 | 0 | 0 | 0 | 0 | 0 | 0 | 0 | 0 | 0 | 0 | 0 | 0 | 0 | 0 | 0 | 0 | 0 | 0 | 0 | 0 | 0 | 0 | 0 | 0 | 0 | 0 | 0 | 0 | 0 | 0 | 0 | 0
Commercial_Retail_Existing_Miscellaneous_Natural Gas_Miscellaneous_E3_Baseline Forecast | Commercial | Retail | Existing | Miscellaneous | Natural Gas | Miscellaneous | E3 |  | Baseline Forecast | 0 | 0 | 0 | 0 | 0 | 0 | 0 | 0 | 0 | 0 | 0 | 0 | 0 | 0 | 0 | 0 | 0 | 0 | 0 | 0 | 0 | 0 | 0 | 0 | 0 | 0 | 0 | 0 | 0 | 0 | 0 | 0 | 0
Commercial_Retail_Existing_Miscellaneous_Natural Gas_Miscellaneous_E4_Baseline Forecast | Commercial | Retail | Existing | Miscellaneous | Natural Gas | Miscellaneous | E4 |  | Baseline Forecast | 0 | 0 | 0 | 0 | 0 | 0 | 0 | 0 | 0 | 0 | 0 | 0 | 0 | 0 | 0 | 0 | 0 | 0 | 0 | 0 | 0 | 0 | 0 | 0 | 0 | 0 | 0 | 0 | 0 | 0 | 0 | 0 | 0
Commercial_Retail_Existing_Miscellaneous_Natural Gas_Miscellaneous_E5_Baseline Forecast | Commercial | Retail | Existing | Miscellaneous | Natural Gas | Miscellaneous | E5 |  | Baseline Forecast | 0 | 0 | 0 | 0 | 0 | 0 | 0 | 0 | 0 | 0 | 0 | 0 | 0 | 0 | 0 | 0 | 0 | 0 | 0 | 0 | 0 | 0 | 0 | 0 | 0 | 0 | 0 | 0 | 0 | 0 | 0 | 0 | 0
Commercial_Retail_Existing_Miscellaneous_Natural Gas_Miscellaneous_E6_Baseline Forecast | Commercial | Retail | Existing | Miscellaneous | Natural Gas | Miscellaneous | E6 |  | Baseline Forecast | 0 | 0 | 0 | 0 | 0 | 0 | 0 | 0 | 0 | 0 | 0 | 0 | 0 | 0 | 0 | 0 | 0 | 0 | 0 | 0 | 0 | 0 | 0 | 0 | 0 | 0 | 0 | 0 | 0 | 0 | 0 | 0 | 0
Commercial_Retail_Existing_Miscellaneous_Natural Gas_Miscellaneous_E7_Baseline Forecast | Commercial | Retail | Existing | Miscellaneous | Natural Gas | Miscellaneous | E7 |  | Baseline Forecast | 0 | 0 | 0 | 0 | 0 | 0 | 0 | 0 | 0 | 0 | 0 | 0 | 0 | 0 | 0 | 0 | 0 | 0 | 0 | 0 | 0 | 0 | 0 | 0 | 0 | 0 | 0 | 0 | 0 | 0 | 0 | 0 | 0
Commercial_Retail_Existing_Miscellaneous_Natural Gas_Miscellaneous_E8_Baseline Forecast | Commercial | Retail | Existing | Miscellaneous | Natural Gas | Miscellaneous | E8 |  | Baseline Forecast | 0 | 0 | 0 | 0 | 0 | 0 | 0 | 0 | 0 | 0 | 0 | 0 | 0 | 0 | 0 | 0 | 0 | 0 | 0 | 0 | 0 | 0 | 0 | 0 | 0 | 0 | 0 | 0 | 0 | 0 | 0 | 0 | 0
Commercial_Retail_Existing_Miscellaneous_Natural Gas_Miscellaneous_E9_Baseline Forecast | Commercial | Retail | Existing | Miscellaneous | Natural Gas | Miscellaneous | E9 |  | Baseline Forecast | 0 | 0 | 0 | 0 | 0 | 0 | 0 | 0 | 0 | 0 | 0 | 0 | 0 | 0 | 0 | 0 | 0 | 0 | 0 | 0 | 0 | 0 | 0 | 0 | 0 | 0 | 0 | 0 | 0 | 0 | 0 | 0 | 0
Commercial_Retail_Existing_Miscellaneous_Natural Gas_Miscellaneous_E10_Baseline Forecast | Commercial | Retail | Existing | Miscellaneous | Natural Gas | Miscellaneous | E10 |  | Baseline Forecast | 0 | 0 | 0 | 0 | 0 | 0 | 0 | 0 | 0 | 0 | 0 | 0 | 0 | 0 | 0 | 0 | 0 | 0 | 0 | 0 | 0 | 0 | 0 | 0 | 0 | 0 | 0 | 0 | 0 | 0 | 0 | 0 | 0
Commercial_Retail_New_Space Heating_Natural Gas_Furnace_E1_Baseline Forecast | Commercial | Retail | New | Space Heating | Natural Gas | Furnace | E1 |  | Baseline Forecast | 0 | 0 | 0 | 0 | 0 | 0 | 0 | 0 | 0 | 0 | 0 | 0 | 0 | 0 | 0 | 0 | 0 | 0 | 0 | 0 | 0 | 0 | 0 | 0 | 0 | 0 | 0 | 0 | 0 | 0 | 0 | 0 | 0
Commercial_Retail_New_Space Heating_Natural Gas_Furnace_E2_Baseline Forecast | Commercial | Retail | New | Space Heating | Natural Gas | Furnace | E2 |  | Baseline Forecast | 0 | 0 | 0 | 0 | 0 | 0 | 0 | 0 | 0 | 0 | 0 | 0 | 0 | 0 | 0 | 0 | 0 | 0 | 0 | 0 | 0 | 0 | 0 | 0 | 0 | 0 | 0 | 0 | 0 | 0 | 0 | 0 | 0
Commercial_Retail_New_Space Heating_Natural Gas_Furnace_E3_Baseline Forecast | Commercial | Retail | New | Space Heating | Natural Gas | Furnace | E3 |  | Baseline Forecast | 0 | 0 | 0 | 0 | 0 | 0 | 0 | 0 | 0 | 0 | 0 | 0 | 0 | 0 | 0 | 0 | 0 | 0 | 0 | 0 | 0 | 0 | 0 | 0 | 0 | 0 | 0 | 0 | 0 | 0 | 0 | 0 | 0
Commercial_Retail_New_Space Heating_Natural Gas_Furnace_E4_Baseline Forecast | Commercial | Retail | New | Space Heating | Natural Gas | Furnace | E4 |  | Baseline Forecast | 0 | 0 | 0 | 0 | 0 | 0 | 0 | 0 | 0 | 0 | 0 | 0 | 0 | 0 | 0 | 0 | 0 | 0 | 0 | 0 | 0 | 0 | 0 | 0 | 0 | 0 | 0 | 0 | 0 | 0 | 0 | 0 | 0
Commercial_Retail_New_Space Heating_Natural Gas_Furnace_E5_Baseline Forecast | Commercial | Retail | New | Space Heating | Natural Gas | Furnace | E5 |  | Baseline Forecast | 0 | 0 | 0 | 0 | 0 | 0 | 0 | 0 | 0 | 0 | 0 | 0 | 0 | 0 | 0 | 0 | 0 | 0 | 0 | 0 | 0 | 0 | 0 | 0 | 0 | 0 | 0 | 0 | 0 | 0 | 0 | 0 | 0
Commercial_Retail_New_Space Heating_Natural Gas_Furnace_E6_Baseline Forecast | Commercial | Retail | New | Space Heating | Natural Gas | Furnace | E6 |  | Baseline Forecast | 0 | 0 | 0 | 0 | 0 | 0 | 0 | 0 | 0 | 0 | 0 | 0 | 0 | 0 | 0 | 0 | 0 | 0 | 0 | 0 | 0 | 0 | 0 | 0 | 0 | 0 | 0 | 0 | 0 | 0 | 0 | 0 | 0
Commercial_Retail_New_Space Heating_Natural Gas_Furnace_E7_Baseline Forecast | Commercial | Retail | New | Space Heating | Natural Gas | Furnace | E7 |  | Baseline Forecast | 0 | 0 | 0 | 0 | 0 | 0 | 0 | 0 | 0 | 0 | 0 | 0 | 0 | 0 | 0 | 0 | 0 | 0 | 0 | 0 | 0 | 0 | 0 | 0 | 0 | 0 | 0 | 0 | 0 | 0 | 0 | 0 | 0
Commercial_Retail_New_Space Heating_Natural Gas_Furnace_E8_Baseline Forecast | Commercial | Retail | New | Space Heating | Natural Gas | Furnace | E8 |  | Baseline Forecast | 0 | 0 | 0 | 0 | 0 | 0 | 0 | 0 | 0 | 0 | 0 | 0 | 0 | 0 | 0 | 0 | 0 | 0 | 0 | 0 | 0 | 0 | 0 | 0 | 0 | 0 | 0 | 0 | 0 | 0 | 0 | 0 | 0
Commercial_Retail_New_Space Heating_Natural Gas_Furnace_E9_Baseline Forecast | Commercial | Retail | New | Space Heating | Natural Gas | Furnace | E9 |  | Baseline Forecast | 0 | 0 | 0 | 0 | 0 | 0 | 0 | 0 | 0 | 0 | 0 | 0 | 0 | 0 | 0 | 0 | 0 | 0 | 0 | 0 | 0 | 0 | 0 | 0 | 0 | 0 | 0 | 0 | 0 | 0 | 0 | 0 | 0
Commercial_Retail_New_Space Heating_Natural Gas_Furnace_E10_Baseline Forecast | Commercial | Retail | New | Space Heating | Natural Gas | Furnace | E10 |  | Baseline Forecast | 0 | 0 | 0 | 0 | 0 | 0 | 0 | 0 | 0 | 0 | 0 | 0 | 0 | 0 | 0 | 0 | 0 | 0 | 0 | 0 | 0 | 0 | 0 | 0 | 0 | 0 | 0 | 0 | 0 | 0 | 0 | 0 | 0
Commercial_Retail_New_Space Heating_Natural Gas_Boiler_E1_Baseline Forecast | Commercial | Retail | New | Space Heating | Natural Gas | Boiler | E1 |  | Baseline Forecast | 0 | 0 | 0 | 0 | 0 | 0 | 0 | 0 | 0 | 0 | 0 | 0 | 0 | 0 | 0 | 0 | 0 | 0 | 0 | 0 | 0 | 0 | 0 | 0 | 0 | 0 | 0 | 0 | 0 | 0 | 0 | 0 | 0
Commercial_Retail_New_Space Heating_Natural Gas_Boiler_E2_Baseline Forecast | Commercial | Retail | New | Space Heating | Natural Gas | Boiler | E2 |  | Baseline Forecast | 0 | 0 | 0 | 0 | 0 | 0 | 0 | 0 | 0 | 0 | 0 | 0 | 0 | 0 | 0 | 0 | 0 | 0 | 0 | 0 | 0 | 0 | 0 | 0 | 0 | 0 | 0 | 0 | 0 | 0 | 0 | 0 | 0
Commercial_Retail_New_Space Heating_Natural Gas_Boiler_E3_Baseline Forecast | Commercial | Retail | New | Space Heating | Natural Gas | Boiler | E3 |  | Baseline Forecast | 0 | 0 | 0 | 0 | 0 | 0 | 0 | 0 | 0 | 0 | 0 | 0 | 0 | 0 | 0 | 0 | 0 | 0 | 0 | 0 | 0 | 0 | 0 | 0 | 0 | 0 | 0 | 0 | 0 | 0 | 0 | 0 | 0
Commercial_Retail_New_Space Heating_Natural Gas_Boiler_E4_Baseline Forecast | Commercial | Retail | New | Space Heating | Natural Gas | Boiler | E4 |  | Baseline Forecast | 0 | 0 | 0 | 0 | 0 | 0 | 0 | 0 | 0 | 0 | 0 | 0 | 0 | 0 | 0 | 0 | 0 | 0 | 0 | 0 | 0 | 0 | 0 | 0 | 0 | 0 | 0 | 0 | 0 | 0 | 0 | 0 | 0
Commercial_Retail_New_Space Heating_Natural Gas_Boiler_E5_Baseline Forecast | Commercial | Retail | New | Space Heating | Natural Gas | Boiler | E5 |  | Baseline Forecast | 0 | 0 | 0 | 0 | 0 | 0 | 0 | 0 | 0 | 0 | 0 | 0 | 0 | 0 | 0 | 0 | 0 | 0 | 0 | 0 | 0 | 0 | 0 | 0 | 0 | 0 | 0 | 0 | 0 | 0 | 0 | 0 | 0
Commercial_Retail_New_Space Heating_Natural Gas_Boiler_E6_Baseline Forecast | Commercial | Retail | New | Space Heating | Natural Gas | Boiler | E6 |  | Baseline Forecast | 0 | 0 | 0 | 0 | 0 | 0 | 0 | 0 | 0 | 0 | 0 | 0 | 0 | 0 | 0 | 0 | 0 | 0 | 0 | 0 | 0 | 0 | 0 | 0 | 0 | 0 | 0 | 0 | 0 | 0 | 0 | 0 | 0
Commercial_Retail_New_Space Heating_Natural Gas_Boiler_E7_Baseline Forecast | Commercial | Retail | New | Space Heating | Natural Gas | Boiler | E7 |  | Baseline Forecast | 0 | 0 | 0 | 0 | 0 | 0 | 0 | 0 | 0 | 0 | 0 | 0 | 0 | 0 | 0 | 0 | 0 | 0 | 0 | 0 | 0 | 0 | 0 | 0 | 0 | 0 | 0 | 0 | 0 | 0 | 0 | 0 | 0
Commercial_Retail_New_Space Heating_Natural Gas_Boiler_E8_Baseline Forecast | Commercial | Retail | New | Space Heating | Natural Gas | Boiler | E8 |  | Baseline Forecast | 0 | 0 | 0 | 0 | 0 | 0 | 0 | 0 | 0 | 0 | 0 | 0 | 0 | 0 | 0 | 0 | 0 | 0 | 0 | 0 | 0 | 0 | 0 | 0 | 0 | 0 | 0 | 0 | 0 | 0 | 0 | 0 | 0
Commercial_Retail_New_Space Heating_Natural Gas_Boiler_E9_Baseline Forecast | Commercial | Retail | New | Space Heating | Natural Gas | Boiler | E9 |  | Baseline Forecast | 0 | 0 | 0 | 0 | 0 | 0 | 0 | 0 | 0 | 0 | 0 | 0 | 0 | 0 | 0 | 0 | 0 | 0 | 0 | 0 | 0 | 0 | 0 | 0 | 0 | 0 | 0 | 0 | 0 | 0 | 0 | 0 | 0
Commercial_Retail_New_Space Heating_Natural Gas_Boiler_E10_Baseline Forecast | Commercial | Retail | New | Space Heating | Natural Gas | Boiler | E10 |  | Baseline Forecast | 0 | 0 | 0 | 0 | 0 | 0 | 0 | 0 | 0 | 0 | 0 | 0 | 0 | 0 | 0 | 0 | 0 | 0 | 0 | 0 | 0 | 0 | 0 | 0 | 0 | 0 | 0 | 0 | 0 | 0 | 0 | 0 | 0
Commercial_Retail_New_Space Heating_Natural Gas_Unit Heater_E1_Baseline Forecast | Commercial | Retail | New | Space Heating | Natural Gas | Unit Heater | E1 |  | Baseline Forecast | 0 | 2455.3472 | 11843.0513 | 7568.5393 | 9049.3136 | 0 | 0 | 0 | 0 | 0 | 0 | 0 | 0 | 0 | 0 | 0 | 0 | 0 | 0 | 0 | 0 | 0 | 0 | 0 | 0 | 0 | 0 | 0 | 0 | 0 | 0 | 0 | 0
Commercial_Retail_New_Space Heating_Natural Gas_Unit Heater_E2_Baseline Forecast | Commercial | Retail | New | Space Heating | Natural Gas | Unit Heater | E2 |  | Baseline Forecast | 0 | 0 | 0 | 0 | 0 | 9326.1454 | 9373.0108 | 8112.3107 | 7998.6208 | 8185.8407 | 8319.0871 | 8606.6523 | 10119.2774 | 10805.0791 | 11710.9835 | 12492.8102 | 13236.8332 | 13466.9162 | 14211.9625 | 16921.1872 | 15494.2116 | 16133.9475 | 16517.9312 | 16874.6566 | 16942.374 | 17397.734 | 17993.6202 | 18500.8252 | 19116.7791 | 20376.3268 | 21054.8167 | 21747.7255 | 17817.6118
Commercial_Retail_New_Space Heating_Natural Gas_Unit Heater_E3_Baseline Forecast | Commercial | Retail | New | Space Heating | Natural Gas | Unit Heater | E3 |  | Baseline Forecast | 0 | 0 | 0 | 0 | 0 | 0 | 0 | 0 | 0 | 0 | 0 | 0 | 0 | 0 | 0 | 0 | 0 | 0 | 0 | 0 | 0 | 0 | 0 | 0 | 0 | 0 | 0 | 0 | 0 | 0 | 0 | 0 | 0
Commercial_Retail_New_Space Heating_Natural Gas_Unit Heater_E4_Baseline Forecast | Commercial | Retail | New | Space Heating | Natural Gas | Unit Heater | E4 |  | Baseline Forecast | 0 | 0 | 0 | 0 | 0 | 0 | 0 | 0 | 0 | 0 | 0 | 0 | 0 | 0 | 0 | 0 | 0 | 0 | 0 | 0 | 0 | 0 | 0 | 0 | 0 | 0 | 0 | 0 | 0 | 0 | 0 | 0 | 0
Commercial_Retail_New_Space Heating_Natural Gas_Unit Heater_E5_Baseline Forecast | Commercial | Retail | New | Space Heating | Natural Gas | Unit Heater | E5 |  | Baseline Forecast | 0 | 0 | 0 | 0 | 0 | 0 | 0 | 0 | 0 | 0 | 0 | 0 | 0 | 0 | 0 | 0 | 0 | 0 | 0 | 0 | 0 | 0 | 0 | 0 | 0 | 0 | 0 | 0 | 0 | 0 | 0 | 0 | 0
Commercial_Retail_New_Space Heating_Natural Gas_Unit Heater_E6_Baseline Forecast | Commercial | Retail | New | Space Heating | Natural Gas | Unit Heater | E6 |  | Baseline Forecast | 0 | 0 | 0 | 0 | 0 | 0 | 0 | 0 | 0 | 0 | 0 | 0 | 0 | 0 | 0 | 0 | 0 | 0 | 0 | 0 | 0 | 0 | 0 | 0 | 0 | 0 | 0 | 0 | 0 | 0 | 0 | 0 | 0
Commercial_Retail_New_Space Heating_Natural Gas_Unit Heater_E7_Baseline Forecast | Commercial | Retail | New | Space Heating | Natural Gas | Unit Heater | E7 |  | Baseline Forecast | 0 | 0 | 0 | 0 | 0 | 0 | 0 | 0 | 0 | 0 | 0 | 0 | 0 | 0 | 0 | 0 | 0 | 0 | 0 | 0 | 0 | 0 | 0 | 0 | 0 | 0 | 0 | 0 | 0 | 0 | 0 | 0 | 0
Commercial_Retail_New_Space Heating_Natural Gas_Unit Heater_E8_Baseline Forecast | Commercial | Retail | New | Space Heating | Natural Gas | Unit Heater | E8 |  | Baseline Forecast | 0 | 0 | 0 | 0 | 0 | 0 | 0 | 0 | 0 | 0 | 0 | 0 | 0 | 0 | 0 | 0 | 0 | 0 | 0 | 0 | 0 | 0 | 0 | 0 | 0 | 0 | 0 | 0 | 0 | 0 | 0 | 0 | 0
Commercial_Retail_New_Space Heating_Natural Gas_Unit Heater_E9_Baseline Forecast | Commercial | Retail | New | Space Heating | Natural Gas | Unit Heater | E9 |  | Baseline Forecast | 0 | 0 | 0 | 0 | 0 | 0 | 0 | 0 | 0 | 0 | 0 | 0 | 0 | 0 | 0 | 0 | 0 | 0 | 0 | 0 | 0 | 0 | 0 | 0 | 0 | 0 | 0 | 0 | 0 | 0 | 0 | 0 | 0
Commercial_Retail_New_Space Heating_Natural Gas_Unit Heater_E10_Baseline Forecast | Commercial | Retail | New | Space Heating | Natural Gas | Unit Heater | E10 |  | Baseline Forecast | 0 | 0 | 0 | 0 | 0 | 0 | 0 | 0 | 0 | 0 | 0 | 0 | 0 | 0 | 0 | 0 | 0 | 0 | 0 | 0 | 0 | 0 | 0 | 0 | 0 | 0 | 0 | 0 | 0 | 0 | 0 | 0 | 0
Commercial_Retail_New_Water Heating_Natural Gas_Water Heater_E1_Baseline Forecast | Commercial | Retail | New | Water Heating | Natural Gas | Water Heater | E1 |  | Baseline Forecast | 0 | 0 | 0 | 0 | 0 | 0 | 0 | 0 | 0 | 0 | 0 | 0 | 0 | 0 | 0 | 0 | 0 | 0 | 0 | 0 | 0 | 0 | 0 | 0 | 0 | 0 | 0 | 0 | 0 | 0 | 0 | 0 | 0
Commercial_Retail_New_Water Heating_Natural Gas_Water Heater_E2_Baseline Forecast | Commercial | Retail | New | Water Heating | Natural Gas | Water Heater | E2 |  | Baseline Forecast | 0 | 0 | 0 | 0 | 0 | 0 | 0 | 0 | 0 | 0 | 0 | 0 | 0 | 0 | 0 | 0 | 0 | 0 | 0 | 0 | 0 | 0 | 0 | 0 | 0 | 0 | 0 | 0 | 0 | 0 | 0 | 0 | 0
Commercial_Retail_New_Water Heating_Natural Gas_Water Heater_E3_Baseline Forecast | Commercial | Retail | New | Water Heating | Natural Gas | Water Heater | E3 |  | Baseline Forecast | 0 | 0 | 0 | 0 | 0 | 0 | 0 | 0 | 0 | 0 | 0 | 0 | 0 | 0 | 0 | 0 | 0 | 0 | 0 | 0 | 0 | 0 | 0 | 0 | 0 | 0 | 0 | 0 | 0 | 0 | 0 | 0 | 0
Commercial_Retail_New_Water Heating_Natural Gas_Water Heater_E4_Baseline Forecast | Commercial | Retail | New | Water Heating | Natural Gas | Water Heater | E4 |  | Baseline Forecast | 0 | 0 | 0 | 0 | 0 | 0 | 0 | 0 | 0 | 0 | 0 | 0 | 0 | 0 | 0 | 0 | 0 | 0 | 0 | 0 | 0 | 0 | 0 | 0 | 0 | 0 | 0 | 0 | 0 | 0 | 0 | 0 | 0
Commercial_Retail_New_Water Heating_Natural Gas_Water Heater_E5_Baseline Forecast | Commercial | Retail | New | Water Heating | Natural Gas | Water Heater | E5 |  | Baseline Forecast | 0 | 0 | 0 | 0 | 0 | 0 | 0 | 0 | 0 | 0 | 0 | 0 | 0 | 0 | 0 | 0 | 0 | 0 | 0 | 0 | 0 | 0 | 0 | 0 | 0 | 0 | 0 | 0 | 0 | 0 | 0 | 0 | 0
Commercial_Retail_New_Water Heating_Natural Gas_Water Heater_E6_Baseline Forecast | Commercial | Retail | New | Water Heating | Natural Gas | Water Heater | E6 |  | Baseline Forecast | 0 | 0 | 0 | 0 | 0 | 0 | 0 | 0 | 0 | 0 | 0 | 0 | 0 | 0 | 0 | 0 | 0 | 0 | 0 | 0 | 0 | 0 | 0 | 0 | 0 | 0 | 0 | 0 | 0 | 0 | 0 | 0 | 0
Commercial_Retail_New_Water Heating_Natural Gas_Water Heater_E7_Baseline Forecast | Commercial | Retail | New | Water Heating | Natural Gas | Water Heater | E7 |  | Baseline Forecast | 0 | 0 | 0 | 0 | 0 | 0 | 0 | 0 | 0 | 0 | 0 | 0 | 0 | 0 | 0 | 0 | 0 | 0 | 0 | 0 | 0 | 0 | 0 | 0 | 0 | 0 | 0 | 0 | 0 | 0 | 0 | 0 | 0
Commercial_Retail_New_Water Heating_Natural Gas_Water Heater_E8_Baseline Forecast | Commercial | Retail | New | Water Heating | Natural Gas | Water Heater | E8 |  | Baseline Forecast | 0 | 0 | 0 | 0 | 0 | 0 | 0 | 0 | 0 | 0 | 0 | 0 | 0 | 0 | 0 | 0 | 0 | 0 | 0 | 0 | 0 | 0 | 0 | 0 | 0 | 0 | 0 | 0 | 0 | 0 | 0 | 0 | 0
Commercial_Retail_New_Water Heating_Natural Gas_Water Heater_E9_Baseline Forecast | Commercial | Retail | New | Water Heating | Natural Gas | Water Heater | E9 |  | Baseline Forecast | 0 | 0 | 0 | 0 | 0 | 0 | 0 | 0 | 0 | 0 | 0 | 0 | 0 | 0 | 0 | 0 | 0 | 0 | 0 | 0 | 0 | 0 | 0 | 0 | 0 | 0 | 0 | 0 | 0 | 0 | 0 | 0 | 0
Commercial_Retail_New_Water Heating_Natural Gas_Water Heater_E10_Baseline Forecast | Commercial | Retail | New | Water Heating | Natural Gas | Water Heater | E10 |  | Baseline Forecast | 0 | 0 | 0 | 0 | 0 | 0 | 0 | 0 | 0 | 0 | 0 | 0 | 0 | 0 | 0 | 0 | 0 | 0 | 0 | 0 | 0 | 0 | 0 | 0 | 0 | 0 | 0 | 0 | 0 | 0 | 0 | 0 | 0
Commercial_Retail_New_Food Preparation_Natural Gas_Oven_E1_Baseline Forecast | Commercial | Retail | New | Food Preparation | Natural Gas | Oven | E1 |  | Baseline Forecast | 0 | 535.5607 | 2581.9968 | 1651.1176 | 1974.8989 | 2034.6535 | 2043.0124 | 1766.9318 | 1740.6175 | 1779.8478 | 1896.2005 | 2294.6754 | 2454.6749 | 2640.1654 | 2826.696 | 2975.8007 | 3216.5226 | 3780.9319 | 3400.1373 | 3452.0357 | 3533.0031 | 3643.8506 | 3682.7287 | 3814.1504 | 3969.6894 | 4150.5014 | 4474.9419 | 4612.7182 | 4750.2268 | 4876.5851 | 5000.4488 | 5127.0022 | 4373.1168
Commercial_Retail_New_Food Preparation_Natural Gas_Oven_E2_Baseline Forecast | Commercial | Retail | New | Food Preparation | Natural Gas | Oven | E2 |  | Baseline Forecast | 0 | 770.7153 | 3718.6578 | 2375.4419 | 2839.4515 | 2926.975 | 2943.549 | 2548.9211 | 2514.751 | 2575.1241 | 2747.3728 | 3329.099 | 3566.2377 | 3841.311 | 4118.4048 | 4341.7557 | 4699.6253 | 5532.7707 | 4983.4198 | 5067.8699 | 5195.0415 | 5366.8404 | 5432.209 | 5634.6695 | 5872.3173 | 6146.875 | 6634.3033 | 6844.7097 | 7053.7042 | 7245.4934 | 7431.8454 | 7621.5265 | 6500.8408
Commercial_Retail_New_Food Preparation_Natural Gas_Oven_E3_Baseline Forecast | Commercial | Retail | New | Food Preparation | Natural Gas | Oven | E3 |  | Baseline Forecast | 0 | 0 | 0 | 0 | 0 | 0 | 0 | 0 | 0 | 0 | 0 | 0 | 0 | 0 | 0 | 0 | 0 | 0 | 0 | 0 | 0 | 0 | 0 | 0 | 0 | 0 | 0 | 0 | 0 | 0 | 0 | 0 | 0
Commercial_Retail_New_Food Preparation_Natural Gas_Oven_E4_Baseline Forecast | Commercial | Retail | New | Food Preparation | Natural Gas | Oven | E4 |  | Baseline Forecast | 0 | 0 | 0 | 0 | 0 | 0 | 0 | 0 | 0 | 0 | 0 | 0 | 0 | 0 | 0 | 0 | 0 | 0 | 0 | 0 | 0 | 0 | 0 | 0 | 0 | 0 | 0 | 0 | 0 | 0 | 0 | 0 | 0
Commercial_Retail_New_Food Preparation_Natural Gas_Oven_E5_Baseline Forecast | Commercial | Retail | New | Food Preparation | Natural Gas | Oven | E5 |  | Baseline Forecast | 0 | 0 | 0 | 0 | 0 | 0 | 0 | 0 | 0 | 0 | 0 | 0 | 0 | 0 | 0 | 0 | 0 | 0 | 0 | 0 | 0 | 0 | 0 | 0 | 0 | 0 | 0 | 0 | 0 | 0 | 0 | 0 | 0
Commercial_Retail_New_Food Preparation_Natural Gas_Oven_E6_Baseline Forecast | Commercial | Retail | New | Food Preparation | Natural Gas | Oven | E6 |  | Baseline Forecast | 0 | 0 | 0 | 0 | 0 | 0 | 0 | 0 | 0 | 0 | 0 | 0 | 0 | 0 | 0 | 0 | 0 | 0 | 0 | 0 | 0 | 0 | 0 | 0 | 0 | 0 | 0 | 0 | 0 | 0 | 0 | 0 | 0
Commercial_Retail_New_Food Preparation_Natural Gas_Oven_E7_Baseline Forecast | Commercial | Retail | New | Food Preparation | Natural Gas | Oven | E7 |  | Baseline Forecast | 0 | 0 | 0 | 0 | 0 | 0 | 0 | 0 | 0 | 0 | 0 | 0 | 0 | 0 | 0 | 0 | 0 | 0 | 0 | 0 | 0 | 0 | 0 | 0 | 0 | 0 | 0 | 0 | 0 | 0 | 0 | 0 | 0
Commercial_Retail_New_Food Preparation_Natural Gas_Oven_E8_Baseline Forecast | Commercial | Retail | New | Food Preparation | Natural Gas | Oven | E8 |  | Baseline Forecast | 0 | 0 | 0 | 0 | 0 | 0 | 0 | 0 | 0 | 0 | 0 | 0 | 0 | 0 | 0 | 0 | 0 | 0 | 0 | 0 | 0 | 0 | 0 | 0 | 0 | 0 | 0 | 0 | 0 | 0 | 0 | 0 | 0
Commercial_Retail_New_Food Preparation_Natural Gas_Oven_E9_Baseline Forecast | Commercial | Retail | New | Food Preparation | Natural Gas | Oven | E9 |  | Baseline Forecast | 0 | 0 | 0 | 0 | 0 | 0 | 0 | 0 | 0 | 0 | 0 | 0 | 0 | 0 | 0 | 0 | 0 | 0 | 0 | 0 | 0 | 0 | 0 | 0 | 0 | 0 | 0 | 0 | 0 | 0 | 0 | 0 | 0
Commercial_Retail_New_Food Preparation_Natural Gas_Oven_E10_Baseline Forecast | Commercial | Retail | New | Food Preparation | Natural Gas | Oven | E10 |  | Baseline Forecast | 0 | 0 | 0 | 0 | 0 | 0 | 0 | 0 | 0 | 0 | 0 | 0 | 0 | 0 | 0 | 0 | 0 | 0 | 0 | 0 | 0 | 0 | 0 | 0 | 0 | 0 | 0 | 0 | 0 | 0 | 0 | 0 | 0
Commercial_Retail_New_Food Preparation_Natural Gas_Conveyor Oven_E1_Baseline Forecast | Commercial | Retail | New | Food Preparation | Natural Gas | Conveyor Oven | E1 |  | Baseline Forecast | 0 | 267.75 | 1291.1021 | 825.1741 | 986.6177 | 1016.5648 | 1021.2428 | 883.5599 | 870.8139 | 890.834 | 904.9677 | 897.7464 | 883.353 | 870.9591 | 871.8819 | 868.9145 | 873.6321 | 906.2164 | 1118.2634 | 1195.7104 | 1311.1918 | 1425.1781 | 1584.7261 | 1881.9523 | 1731.3172 | 1773.4596 | 1777.2439 | 1770.3087 | 1728.1415 | 1723.4196 | 1733.2943 | 1734.73 | 1239.9377
Commercial_Retail_New_Food Preparation_Natural Gas_Conveyor Oven_E2_Baseline Forecast | Commercial | Retail | New | Food Preparation | Natural Gas | Conveyor Oven | E2 |  | Baseline Forecast | 0 | 385.388 | 1859.2252 | 1188.1057 | 1420.5575 | 1464.2494 | 1472.0379 | 1274.3666 | 1256.8703 | 1286.6519 | 1307.9626 | 1298.3726 | 1278.4165 | 1261.3443 | 1263.5038 | 1260.013 | 1267.633 | 1315.7214 | 1624.5465 | 1738.0455 | 1906.8919 | 2073.7034 | 2306.8598 | 2740.7133 | 2522.2781 | 2584.4962 | 2590.7564 | 2581.283 | 2520.2833 | 2513.7913 | 2528.4101 | 2530.6485 | 1808.8385
Commercial_Retail_New_Food Preparation_Natural Gas_Conveyor Oven_E3_Baseline Forecast | Commercial | Retail | New | Food Preparation | Natural Gas | Conveyor Oven | E3 |  | Baseline Forecast | 0 | 0 | 0 | 0 | 0 | 0 | 0 | 0 | 0 | 0 | 0 | 0 | 0 | 0 | 0 | 0 | 0 | 0 | 0 | 0 | 0 | 0 | 0 | 0 | 0 | 0 | 0 | 0 | 0 | 0 | 0 | 0 | 0
Commercial_Retail_New_Food Preparation_Natural Gas_Conveyor Oven_E4_Baseline Forecast | Commercial | Retail | New | Food Preparation | Natural Gas | Conveyor Oven | E4 |  | Baseline Forecast | 0 | 0 | 0 | 0 | 0 | 0 | 0 | 0 | 0 | 0 | 0 | 0 | 0 | 0 | 0 | 0 | 0 | 0 | 0 | 0 | 0 | 0 | 0 | 0 | 0 | 0 | 0 | 0 | 0 | 0 | 0 | 0 | 0
Commercial_Retail_New_Food Preparation_Natural Gas_Conveyor Oven_E5_Baseline Forecast | Commercial | Retail | New | Food Preparation | Natural Gas | Conveyor Oven | E5 |  | Baseline Forecast | 0 | 0 | 0 | 0 | 0 | 0 | 0 | 0 | 0 | 0 | 0 | 0 | 0 | 0 | 0 | 0 | 0 | 0 | 0 | 0 | 0 | 0 | 0 | 0 | 0 | 0 | 0 | 0 | 0 | 0 | 0 | 0 | 0
Commercial_Retail_New_Food Preparation_Natural Gas_Conveyor Oven_E6_Baseline Forecast | Commercial | Retail | New | Food Preparation | Natural Gas | Conveyor Oven | E6 |  | Baseline Forecast | 0 | 0 | 0 | 0 | 0 | 0 | 0 | 0 | 0 | 0 | 0 | 0 | 0 | 0 | 0 | 0 | 0 | 0 | 0 | 0 | 0 | 0 | 0 | 0 | 0 | 0 | 0 | 0 | 0 | 0 | 0 | 0 | 0
Commercial_Retail_New_Food Preparation_Natural Gas_Conveyor Oven_E7_Baseline Forecast | Commercial | Retail | New | Food Preparation | Natural Gas | Conveyor Oven | E7 |  | Baseline Forecast | 0 | 0 | 0 | 0 | 0 | 0 | 0 | 0 | 0 | 0 | 0 | 0 | 0 | 0 | 0 | 0 | 0 | 0 | 0 | 0 | 0 | 0 | 0 | 0 | 0 | 0 | 0 | 0 | 0 | 0 | 0 | 0 | 0
Commercial_Retail_New_Food Preparation_Natural Gas_Conveyor Oven_E8_Baseline Forecast | Commercial | Retail | New | Food Preparation | Natural Gas | Conveyor Oven | E8 |  | Baseline Forecast | 0 | 0 | 0 | 0 | 0 | 0 | 0 | 0 | 0 | 0 | 0 | 0 | 0 | 0 | 0 | 0 | 0 | 0 | 0 | 0 | 0 | 0 | 0 | 0 | 0 | 0 | 0 | 0 | 0 | 0 | 0 | 0 | 0
Commercial_Retail_New_Food Preparation_Natural Gas_Conveyor Oven_E9_Baseline Forecast | Commercial | Retail | New | Food Preparation | Natural Gas | Conveyor Oven | E9 |  | Baseline Forecast | 0 | 0 | 0 | 0 | 0 | 0 | 0 | 0 | 0 | 0 | 0 | 0 | 0 | 0 | 0 | 0 | 0 | 0 | 0 | 0 | 0 | 0 | 0 | 0 | 0 | 0 | 0 | 0 | 0 | 0 | 0 | 0 | 0
Commercial_Retail_New_Food Preparation_Natural Gas_Conveyor Oven_E10_Baseline Forecast | Commercial | Retail | New | Food Preparation | Natural Gas | Conveyor Oven | E10 |  | Baseline Forecast | 0 | 0 | 0 | 0 | 0 | 0 | 0 | 0 | 0 | 0 | 0 | 0 | 0 | 0 | 0 | 0 | 0 | 0 | 0 | 0 | 0 | 0 | 0 | 0 | 0 | 0 | 0 | 0 | 0 | 0 | 0 | 0 | 0
Commercial_Retail_New_Food Preparation_Natural Gas_Double Rack Oven_E1_Baseline Forecast | Commercial | Retail | New | Food Preparation | Natural Gas | Double Rack Oven | E1 |  | Baseline Forecast | 0 | 267.7419 | 1290.5032 | 825.2671 | 987.0636 | 1016.7328 | 1020.5822 | 882.4349 | 869.0274 | 888.3563 | 901.7897 | 893.9889 | 932.1386 | 1164.4008 | 1268.1346 | 1378.9556 | 1480.1651 | 1606.5697 | 1857.7632 | 1671.6898 | 1709.8619 | 1724.5521 | 1726.0416 | 1698.242 | 1756.0757 | 1826.6739 | 1904.9893 | 1980.3115 | 2080.9768 | 2260.6453 | 2339.6886 | 2408.4764 | 1981.265
Commercial_Retail_New_Food Preparation_Natural Gas_Double Rack Oven_E2_Baseline Forecast | Commercial | Retail | New | Food Preparation | Natural Gas | Double Rack Oven | E2 |  | Baseline Forecast | 0 | 385.3962 | 1859.8241 | 1188.0126 | 1420.1116 | 1464.0814 | 1472.6986 | 1275.4915 | 1258.6568 | 1289.1297 | 1311.1406 | 1302.1301 | 1360.2586 | 1702.4701 | 1857.561 | 2023.6549 | 2176.2093 | 2366.7002 | 2742.2555 | 2472.6438 | 2534.0034 | 2560.682 | 2567.2457 | 2530.1446 | 2620.0762 | 2728.767 | 2848.9225 | 2964.3855 | 3117.3822 | 3388.5787 | 3508.21 | 3612.1451 | 2971.429
Commercial_Retail_New_Food Preparation_Natural Gas_Double Rack Oven_E3_Baseline Forecast | Commercial | Retail | New | Food Preparation | Natural Gas | Double Rack Oven | E3 |  | Baseline Forecast | 0 | 0 | 0 | 0 | 0 | 0 | 0 | 0 | 0 | 0 | 0 | 0 | 0 | 0 | 0 | 0 | 0 | 0 | 0 | 0 | 0 | 0 | 0 | 0 | 0 | 0 | 0 | 0 | 0 | 0 | 0 | 0 | 0
Commercial_Retail_New_Food Preparation_Natural Gas_Double Rack Oven_E4_Baseline Forecast | Commercial | Retail | New | Food Preparation | Natural Gas | Double Rack Oven | E4 |  | Baseline Forecast | 0 | 0 | 0 | 0 | 0 | 0 | 0 | 0 | 0 | 0 | 0 | 0 | 0 | 0 | 0 | 0 | 0 | 0 | 0 | 0 | 0 | 0 | 0 | 0 | 0 | 0 | 0 | 0 | 0 | 0 | 0 | 0 | 0
Commercial_Retail_New_Food Preparation_Natural Gas_Double Rack Oven_E5_Baseline Forecast | Commercial | Retail | New | Food Preparation | Natural Gas | Double Rack Oven | E5 |  | Baseline Forecast | 0 | 0 | 0 | 0 | 0 | 0 | 0 | 0 | 0 | 0 | 0 | 0 | 0 | 0 | 0 | 0 | 0 | 0 | 0 | 0 | 0 | 0 | 0 | 0 | 0 | 0 | 0 | 0 | 0 | 0 | 0 | 0 | 0
Commercial_Retail_New_Food Preparation_Natural Gas_Double Rack Oven_E6_Baseline Forecast | Commercial | Retail | New | Food Preparation | Natural Gas | Double Rack Oven | E6 |  | Baseline Forecast | 0 | 0 | 0 | 0 | 0 | 0 | 0 | 0 | 0 | 0 | 0 | 0 | 0 | 0 | 0 | 0 | 0 | 0 | 0 | 0 | 0 | 0 | 0 | 0 | 0 | 0 | 0 | 0 | 0 | 0 | 0 | 0 | 0
Commercial_Retail_New_Food Preparation_Natural Gas_Double Rack Oven_E7_Baseline Forecast | Commercial | Retail | New | Food Preparation | Natural Gas | Double Rack Oven | E7 |  | Baseline Forecast | 0 | 0 | 0 | 0 | 0 | 0 | 0 | 0 | 0 | 0 | 0 | 0 | 0 | 0 | 0 | 0 | 0 | 0 | 0 | 0 | 0 | 0 | 0 | 0 | 0 | 0 | 0 | 0 | 0 | 0 | 0 | 0 | 0
Commercial_Retail_New_Food Preparation_Natural Gas_Double Rack Oven_E8_Baseline Forecast | Commercial | Retail | New | Food Preparation | Natural Gas | Double Rack Oven | E8 |  | Baseline Forecast | 0 | 0 | 0 | 0 | 0 | 0 | 0 | 0 | 0 | 0 | 0 | 0 | 0 | 0 | 0 | 0 | 0 | 0 | 0 | 0 | 0 | 0 | 0 | 0 | 0 | 0 | 0 | 0 | 0 | 0 | 0 | 0 | 0
Commercial_Retail_New_Food Preparation_Natural Gas_Double Rack Oven_E9_Baseline Forecast | Commercial | Retail | New | Food Preparation | Natural Gas | Double Rack Oven | E9 |  | Baseline Forecast | 0 | 0 | 0 | 0 | 0 | 0 | 0 | 0 | 0 | 0 | 0 | 0 | 0 | 0 | 0 | 0 | 0 | 0 | 0 | 0 | 0 | 0 | 0 | 0 | 0 | 0 | 0 | 0 | 0 | 0 | 0 | 0 | 0
Commercial_Retail_New_Food Preparation_Natural Gas_Double Rack Oven_E10_Baseline Forecast | Commercial | Retail | New | Food Preparation | Natural Gas | Double Rack Oven | E10 |  | Baseline Forecast | 0 | 0 | 0 | 0 | 0 | 0 | 0 | 0 | 0 | 0 | 0 | 0 | 0 | 0 | 0 | 0 | 0 | 0 | 0 | 0 | 0 | 0 | 0 | 0 | 0 | 0 | 0 | 0 | 0 | 0 | 0 | 0 | 0
Commercial_Retail_New_Food Preparation_Natural Gas_Fryer_E1_Baseline Forecast | Commercial | Retail | New | Food Preparation | Natural Gas | Fryer | E1 |  | Baseline Forecast | 0 | 1933.3671 | 9323.8714 | 0 | 0 | 0 | 0 | 0 | 0 | 0 | 0 | 0 | 0 | 0 | 0 | 0 | 0 | 0 | 0 | 0 | 0 | 0 | 0 | 0 | 0 | 0 | 0 | 0 | 0 | 0 | 0 | 0 | 0
Commercial_Retail_New_Food Preparation_Natural Gas_Fryer_E2_Baseline Forecast | Commercial | Retail | New | Food Preparation | Natural Gas | Fryer | E2 |  | Baseline Forecast | 0 | 679.1851 | 3277.4377 | 8053.1191 | 9628.7009 | 9923.257 | 9973.1229 | 8631.7058 | 8510.7369 | 9232.4541 | 11789.9913 | 12745.7161 | 13741.8104 | 14589.6505 | 16069.3817 | 18882.8151 | 17368.6111 | 17667.6014 | 17910.0726 | 18237.6812 | 18545.4386 | 19435.5767 | 20641.9644 | 22653.3312 | 23558.9096 | 24307.0682 | 24928.9074 | 25637.3632 | 26647.3377 | 26487.7987 | 27124.2238 | 27977.3594 | 24030.0596
Commercial_Retail_New_Food Preparation_Natural Gas_Fryer_E3_Baseline Forecast | Commercial | Retail | New | Food Preparation | Natural Gas | Fryer | E3 |  | Baseline Forecast | 0 | 0 | 0 | 0 | 0 | 0 | 0 | 0 | 0 | 0 | 0 | 0 | 0 | 0 | 0 | 0 | 0 | 0 | 0 | 0 | 0 | 0 | 0 | 0 | 0 | 0 | 0 | 0 | 0 | 0 | 0 | 0 | 0
Commercial_Retail_New_Food Preparation_Natural Gas_Fryer_E4_Baseline Forecast | Commercial | Retail | New | Food Preparation | Natural Gas | Fryer | E4 |  | Baseline Forecast | 0 | 0 | 0 | 0 | 0 | 0 | 0 | 0 | 0 | 0 | 0 | 0 | 0 | 0 | 0 | 0 | 0 | 0 | 0 | 0 | 0 | 0 | 0 | 0 | 0 | 0 | 0 | 0 | 0 | 0 | 0 | 0 | 0
Commercial_Retail_New_Food Preparation_Natural Gas_Fryer_E5_Baseline Forecast | Commercial | Retail | New | Food Preparation | Natural Gas | Fryer | E5 |  | Baseline Forecast | 0 | 0 | 0 | 0 | 0 | 0 | 0 | 0 | 0 | 0 | 0 | 0 | 0 | 0 | 0 | 0 | 0 | 0 | 0 | 0 | 0 | 0 | 0 | 0 | 0 | 0 | 0 | 0 | 0 | 0 | 0 | 0 | 0
Commercial_Retail_New_Food Preparation_Natural Gas_Fryer_E6_Baseline Forecast | Commercial | Retail | New | Food Preparation | Natural Gas | Fryer | E6 |  | Baseline Forecast | 0 | 0 | 0 | 0 | 0 | 0 | 0 | 0 | 0 | 0 | 0 | 0 | 0 | 0 | 0 | 0 | 0 | 0 | 0 | 0 | 0 | 0 | 0 | 0 | 0 | 0 | 0 | 0 | 0 | 0 | 0 | 0 | 0
Commercial_Retail_New_Food Preparation_Natural Gas_Fryer_E7_Baseline Forecast | Commercial | Retail | New | Food Preparation | Natural Gas | Fryer | E7 |  | Baseline Forecast | 0 | 0 | 0 | 0 | 0 | 0 | 0 | 0 | 0 | 0 | 0 | 0 | 0 | 0 | 0 | 0 | 0 | 0 | 0 | 0 | 0 | 0 | 0 | 0 | 0 | 0 | 0 | 0 | 0 | 0 | 0 | 0 | 0
Commercial_Retail_New_Food Preparation_Natural Gas_Fryer_E8_Baseline Forecast | Commercial | Retail | New | Food Preparation | Natural Gas | Fryer | E8 |  | Baseline Forecast | 0 | 0 | 0 | 0 | 0 | 0 | 0 | 0 | 0 | 0 | 0 | 0 | 0 | 0 | 0 | 0 | 0 | 0 | 0 | 0 | 0 | 0 | 0 | 0 | 0 | 0 | 0 | 0 | 0 | 0 | 0 | 0 | 0
Commercial_Retail_New_Food Preparation_Natural Gas_Fryer_E9_Baseline Forecast | Commercial | Retail | New | Food Preparation | Natural Gas | Fryer | E9 |  | Baseline Forecast | 0 | 0 | 0 | 0 | 0 | 0 | 0 | 0 | 0 | 0 | 0 | 0 | 0 | 0 | 0 | 0 | 0 | 0 | 0 | 0 | 0 | 0 | 0 | 0 | 0 | 0 | 0 | 0 | 0 | 0 | 0 | 0 | 0
Commercial_Retail_New_Food Preparation_Natural Gas_Fryer_E10_Baseline Forecast | Commercial | Retail | New | Food Preparation | Natural Gas | Fryer | E10 |  | Baseline Forecast | 0 | 0 | 0 | 0 | 0 | 0 | 0 | 0 | 0 | 0 | 0 | 0 | 0 | 0 | 0 | 0 | 0 | 0 | 0 | 0 | 0 | 0 | 0 | 0 | 0 | 0 | 0 | 0 | 0 | 0 | 0 | 0 | 0
Commercial_Retail_New_Food Preparation_Natural Gas_Broiler_E1_Baseline Forecast | Commercial | Retail | New | Food Preparation | Natural Gas | Broiler | E1 |  | Baseline Forecast | 0 | 0 | 0 | 0 | 0 | 0 | 0 | 0 | 0 | 0 | 0 | 0 | 0 | 0 | 0 | 0 | 0 | 0 | 0 | 0 | 0 | 0 | 0 | 0 | 0 | 0 | 0 | 0 | 0 | 0 | 0 | 0 | 0
Commercial_Retail_New_Food Preparation_Natural Gas_Broiler_E2_Baseline Forecast | Commercial | Retail | New | Food Preparation | Natural Gas | Broiler | E2 |  | Baseline Forecast | 0 | 0 | 0 | 0 | 0 | 0 | 0 | 0 | 0 | 0 | 0 | 0 | 0 | 0 | 0 | 0 | 0 | 0 | 0 | 0 | 0 | 0 | 0 | 0 | 0 | 0 | 0 | 0 | 0 | 0 | 0 | 0 | 0
Commercial_Retail_New_Food Preparation_Natural Gas_Broiler_E3_Baseline Forecast | Commercial | Retail | New | Food Preparation | Natural Gas | Broiler | E3 |  | Baseline Forecast | 0 | 0 | 0 | 0 | 0 | 0 | 0 | 0 | 0 | 0 | 0 | 0 | 0 | 0 | 0 | 0 | 0 | 0 | 0 | 0 | 0 | 0 | 0 | 0 | 0 | 0 | 0 | 0 | 0 | 0 | 0 | 0 | 0
Commercial_Retail_New_Food Preparation_Natural Gas_Broiler_E4_Baseline Forecast | Commercial | Retail | New | Food Preparation | Natural Gas | Broiler | E4 |  | Baseline Forecast | 0 | 0 | 0 | 0 | 0 | 0 | 0 | 0 | 0 | 0 | 0 | 0 | 0 | 0 | 0 | 0 | 0 | 0 | 0 | 0 | 0 | 0 | 0 | 0 | 0 | 0 | 0 | 0 | 0 | 0 | 0 | 0 | 0
Commercial_Retail_New_Food Preparation_Natural Gas_Broiler_E5_Baseline Forecast | Commercial | Retail | New | Food Preparation | Natural Gas | Broiler | E5 |  | Baseline Forecast | 0 | 0 | 0 | 0 | 0 | 0 | 0 | 0 | 0 | 0 | 0 | 0 | 0 | 0 | 0 | 0 | 0 | 0 | 0 | 0 | 0 | 0 | 0 | 0 | 0 | 0 | 0 | 0 | 0 | 0 | 0 | 0 | 0
Commercial_Retail_New_Food Preparation_Natural Gas_Broiler_E6_Baseline Forecast | Commercial | Retail | New | Food Preparation | Natural Gas | Broiler | E6 |  | Baseline Forecast | 0 | 0 | 0 | 0 | 0 | 0 | 0 | 0 | 0 | 0 | 0 | 0 | 0 | 0 | 0 | 0 | 0 | 0 | 0 | 0 | 0 | 0 | 0 | 0 | 0 | 0 | 0 | 0 | 0 | 0 | 0 | 0 | 0
Commercial_Retail_New_Food Preparation_Natural Gas_Broiler_E7_Baseline Forecast | Commercial | Retail | New | Food Preparation | Natural Gas | Broiler | E7 |  | Baseline Forecast | 0 | 0 | 0 | 0 | 0 | 0 | 0 | 0 | 0 | 0 | 0 | 0 | 0 | 0 | 0 | 0 | 0 | 0 | 0 | 0 | 0 | 0 | 0 | 0 | 0 | 0 | 0 | 0 | 0 | 0 | 0 | 0 | 0
Commercial_Retail_New_Food Preparation_Natural Gas_Broiler_E8_Baseline Forecast | Commercial | Retail | New | Food Preparation | Natural Gas | Broiler | E8 |  | Baseline Forecast | 0 | 0 | 0 | 0 | 0 | 0 | 0 | 0 | 0 | 0 | 0 | 0 | 0 | 0 | 0 | 0 | 0 | 0 | 0 | 0 | 0 | 0 | 0 | 0 | 0 | 0 | 0 | 0 | 0 | 0 | 0 | 0 | 0
Commercial_Retail_New_Food Preparation_Natural Gas_Broiler_E9_Baseline Forecast | Commercial | Retail | New | Food Preparation | Natural Gas | Broiler | E9 |  | Baseline Forecast | 0 | 0 | 0 | 0 | 0 | 0 | 0 | 0 | 0 | 0 | 0 | 0 | 0 | 0 | 0 | 0 | 0 | 0 | 0 | 0 | 0 | 0 | 0 | 0 | 0 | 0 | 0 | 0 | 0 | 0 | 0 | 0 | 0
Commercial_Retail_New_Food Preparation_Natural Gas_Broiler_E10_Baseline Forecast | Commercial | Retail | New | Food Preparation | Natural Gas | Broiler | E10 |  | Baseline Forecast | 0 | 0 | 0 | 0 | 0 | 0 | 0 | 0 | 0 | 0 | 0 | 0 | 0 | 0 | 0 | 0 | 0 | 0 | 0 | 0 | 0 | 0 | 0 | 0 | 0 | 0 | 0 | 0 | 0 | 0 | 0 | 0 | 0
Commercial_Retail_New_Food Preparation_Natural Gas_Griddle_E1_Baseline Forecast | Commercial | Retail | New | Food Preparation | Natural Gas | Griddle | E1 |  | Baseline Forecast | 0 | 0 | 0 | 0 | 0 | 0 | 0 | 0 | 0 | 0 | 0 | 0 | 0 | 0 | 0 | 0 | 0 | 0 | 0 | 0 | 0 | 0 | 0 | 0 | 0 | 0 | 0 | 0 | 0 | 0 | 0 | 0 | 0
Commercial_Retail_New_Food Preparation_Natural Gas_Griddle_E2_Baseline Forecast | Commercial | Retail | New | Food Preparation | Natural Gas | Griddle | E2 |  | Baseline Forecast | 0 | 0 | 0 | 0 | 0 | 0 | 0 | 0 | 0 | 0 | 0 | 0 | 0 | 0 | 0 | 0 | 0 | 0 | 0 | 0 | 0 | 0 | 0 | 0 | 0 | 0 | 0 | 0 | 0 | 0 | 0 | 0 | 0
Commercial_Retail_New_Food Preparation_Natural Gas_Griddle_E3_Baseline Forecast | Commercial | Retail | New | Food Preparation | Natural Gas | Griddle | E3 |  | Baseline Forecast | 0 | 0 | 0 | 0 | 0 | 0 | 0 | 0 | 0 | 0 | 0 | 0 | 0 | 0 | 0 | 0 | 0 | 0 | 0 | 0 | 0 | 0 | 0 | 0 | 0 | 0 | 0 | 0 | 0 | 0 | 0 | 0 | 0
Commercial_Retail_New_Food Preparation_Natural Gas_Griddle_E4_Baseline Forecast | Commercial | Retail | New | Food Preparation | Natural Gas | Griddle | E4 |  | Baseline Forecast | 0 | 0 | 0 | 0 | 0 | 0 | 0 | 0 | 0 | 0 | 0 | 0 | 0 | 0 | 0 | 0 | 0 | 0 | 0 | 0 | 0 | 0 | 0 | 0 | 0 | 0 | 0 | 0 | 0 | 0 | 0 | 0 | 0
Commercial_Retail_New_Food Preparation_Natural Gas_Griddle_E5_Baseline Forecast | Commercial | Retail | New | Food Preparation | Natural Gas | Griddle | E5 |  | Baseline Forecast | 0 | 0 | 0 | 0 | 0 | 0 | 0 | 0 | 0 | 0 | 0 | 0 | 0 | 0 | 0 | 0 | 0 | 0 | 0 | 0 | 0 | 0 | 0 | 0 | 0 | 0 | 0 | 0 | 0 | 0 | 0 | 0 | 0
Commercial_Retail_New_Food Preparation_Natural Gas_Griddle_E6_Baseline Forecast | Commercial | Retail | New | Food Preparation | Natural Gas | Griddle | E6 |  | Baseline Forecast | 0 | 0 | 0 | 0 | 0 | 0 | 0 | 0 | 0 | 0 | 0 | 0 | 0 | 0 | 0 | 0 | 0 | 0 | 0 | 0 | 0 | 0 | 0 | 0 | 0 | 0 | 0 | 0 | 0 | 0 | 0 | 0 | 0
Commercial_Retail_New_Food Preparation_Natural Gas_Griddle_E7_Baseline Forecast | Commercial | Retail | New | Food Preparation | Natural Gas | Griddle | E7 |  | Baseline Forecast | 0 | 0 | 0 | 0 | 0 | 0 | 0 | 0 | 0 | 0 | 0 | 0 | 0 | 0 | 0 | 0 | 0 | 0 | 0 | 0 | 0 | 0 | 0 | 0 | 0 | 0 | 0 | 0 | 0 | 0 | 0 | 0 | 0
Commercial_Retail_New_Food Preparation_Natural Gas_Griddle_E8_Baseline Forecast | Commercial | Retail | New | Food Preparation | Natural Gas | Griddle | E8 |  | Baseline Forecast | 0 | 0 | 0 | 0 | 0 | 0 | 0 | 0 | 0 | 0 | 0 | 0 | 0 | 0 | 0 | 0 | 0 | 0 | 0 | 0 | 0 | 0 | 0 | 0 | 0 | 0 | 0 | 0 | 0 | 0 | 0 | 0 | 0
Commercial_Retail_New_Food Preparation_Natural Gas_Griddle_E9_Baseline Forecast | Commercial | Retail | New | Food Preparation | Natural Gas | Griddle | E9 |  | Baseline Forecast | 0 | 0 | 0 | 0 | 0 | 0 | 0 | 0 | 0 | 0 | 0 | 0 | 0 | 0 | 0 | 0 | 0 | 0 | 0 | 0 | 0 | 0 | 0 | 0 | 0 | 0 | 0 | 0 | 0 | 0 | 0 | 0 | 0
Commercial_Retail_New_Food Preparation_Natural Gas_Griddle_E10_Baseline Forecast | Commercial | Retail | New | Food Preparation | Natural Gas | Griddle | E10 |  | Baseline Forecast | 0 | 0 | 0 | 0 | 0 | 0 | 0 | 0 | 0 | 0 | 0 | 0 | 0 | 0 | 0 | 0 | 0 | 0 | 0 | 0 | 0 | 0 | 0 | 0 | 0 | 0 | 0 | 0 | 0 | 0 | 0 | 0 | 0
Commercial_Retail_New_Food Preparation_Natural Gas_Range_E1_Baseline Forecast | Commercial | Retail | New | Food Preparation | Natural Gas | Range | E1 |  | Baseline Forecast | 0 | 0 | 0 | 0 | 0 | 0 | 0 | 0 | 0 | 0 | 0 | 0 | 0 | 0 | 0 | 0 | 0 | 0 | 0 | 0 | 0 | 0 | 0 | 0 | 0 | 0 | 0 | 0 | 0 | 0 | 0 | 0 | 0
Commercial_Retail_New_Food Preparation_Natural Gas_Range_E2_Baseline Forecast | Commercial | Retail | New | Food Preparation | Natural Gas | Range | E2 |  | Baseline Forecast | 0 | 0 | 0 | 0 | 0 | 0 | 0 | 0 | 0 | 0 | 0 | 0 | 0 | 0 | 0 | 0 | 0 | 0 | 0 | 0 | 0 | 0 | 0 | 0 | 0 | 0 | 0 | 0 | 0 | 0 | 0 | 0 | 0
Commercial_Retail_New_Food Preparation_Natural Gas_Range_E3_Baseline Forecast | Commercial | Retail | New | Food Preparation | Natural Gas | Range | E3 |  | Baseline Forecast | 0 | 0 | 0 | 0 | 0 | 0 | 0 | 0 | 0 | 0 | 0 | 0 | 0 | 0 | 0 | 0 | 0 | 0 | 0 | 0 | 0 | 0 | 0 | 0 | 0 | 0 | 0 | 0 | 0 | 0 | 0 | 0 | 0
Commercial_Retail_New_Food Preparation_Natural Gas_Range_E4_Baseline Forecast | Commercial | Retail | New | Food Preparation | Natural Gas | Range | E4 |  | Baseline Forecast | 0 | 0 | 0 | 0 | 0 | 0 | 0 | 0 | 0 | 0 | 0 | 0 | 0 | 0 | 0 | 0 | 0 | 0 | 0 | 0 | 0 | 0 | 0 | 0 | 0 | 0 | 0 | 0 | 0 | 0 | 0 | 0 | 0
Commercial_Retail_New_Food Preparation_Natural Gas_Range_E5_Baseline Forecast | Commercial | Retail | New | Food Preparation | Natural Gas | Range | E5 |  | Baseline Forecast | 0 | 0 | 0 | 0 | 0 | 0 | 0 | 0 | 0 | 0 | 0 | 0 | 0 | 0 | 0 | 0 | 0 | 0 | 0 | 0 | 0 | 0 | 0 | 0 | 0 | 0 | 0 | 0 | 0 | 0 | 0 | 0 | 0
Commercial_Retail_New_Food Preparation_Natural Gas_Range_E6_Baseline Forecast | Commercial | Retail | New | Food Preparation | Natural Gas | Range | E6 |  | Baseline Forecast | 0 | 0 | 0 | 0 | 0 | 0 | 0 | 0 | 0 | 0 | 0 | 0 | 0 | 0 | 0 | 0 | 0 | 0 | 0 | 0 | 0 | 0 | 0 | 0 | 0 | 0 | 0 | 0 | 0 | 0 | 0 | 0 | 0
Commercial_Retail_New_Food Preparation_Natural Gas_Range_E7_Baseline Forecast | Commercial | Retail | New | Food Preparation | Natural Gas | Range | E7 |  | Baseline Forecast | 0 | 0 | 0 | 0 | 0 | 0 | 0 | 0 | 0 | 0 | 0 | 0 | 0 | 0 | 0 | 0 | 0 | 0 | 0 | 0 | 0 | 0 | 0 | 0 | 0 | 0 | 0 | 0 | 0 | 0 | 0 | 0 | 0
Commercial_Retail_New_Food Preparation_Natural Gas_Range_E8_Baseline Forecast | Commercial | Retail | New | Food Preparation | Natural Gas | Range | E8 |  | Baseline Forecast | 0 | 0 | 0 | 0 | 0 | 0 | 0 | 0 | 0 | 0 | 0 | 0 | 0 | 0 | 0 | 0 | 0 | 0 | 0 | 0 | 0 | 0 | 0 | 0 | 0 | 0 | 0 | 0 | 0 | 0 | 0 | 0 | 0
Commercial_Retail_New_Food Preparation_Natural Gas_Range_E9_Baseline Forecast | Commercial | Retail | New | Food Preparation | Natural Gas | Range | E9 |  | Baseline Forecast | 0 | 0 | 0 | 0 | 0 | 0 | 0 | 0 | 0 | 0 | 0 | 0 | 0 | 0 | 0 | 0 | 0 | 0 | 0 | 0 | 0 | 0 | 0 | 0 | 0 | 0 | 0 | 0 | 0 | 0 | 0 | 0 | 0
Commercial_Retail_New_Food Preparation_Natural Gas_Range_E10_Baseline Forecast | Commercial | Retail | New | Food Preparation | Natural Gas | Range | E10 |  | Baseline Forecast | 0 | 0 | 0 | 0 | 0 | 0 | 0 | 0 | 0 | 0 | 0 | 0 | 0 | 0 | 0 | 0 | 0 | 0 | 0 | 0 | 0 | 0 | 0 | 0 | 0 | 0 | 0 | 0 | 0 | 0 | 0 | 0 | 0
Commercial_Retail_New_Food Preparation_Natural Gas_Steamer_E1_Baseline Forecast | Commercial | Retail | New | Food Preparation | Natural Gas | Steamer | E1 |  | Baseline Forecast | 0 | 0 | 0 | 0 | 0 | 0 | 0 | 0 | 0 | 0 | 0 | 0 | 0 | 0 | 0 | 0 | 0 | 0 | 0 | 0 | 0 | 0 | 0 | 0 | 0 | 0 | 0 | 0 | 0 | 0 | 0 | 0 | 0
Commercial_Retail_New_Food Preparation_Natural Gas_Steamer_E2_Baseline Forecast | Commercial | Retail | New | Food Preparation | Natural Gas | Steamer | E2 |  | Baseline Forecast | 0 | 0 | 0 | 0 | 0 | 0 | 0 | 0 | 0 | 0 | 0 | 0 | 0 | 0 | 0 | 0 | 0 | 0 | 0 | 0 | 0 | 0 | 0 | 0 | 0 | 0 | 0 | 0 | 0 | 0 | 0 | 0 | 0
Commercial_Retail_New_Food Preparation_Natural Gas_Steamer_E3_Baseline Forecast | Commercial | Retail | New | Food Preparation | Natural Gas | Steamer | E3 |  | Baseline Forecast | 0 | 0 | 0 | 0 | 0 | 0 | 0 | 0 | 0 | 0 | 0 | 0 | 0 | 0 | 0 | 0 | 0 | 0 | 0 | 0 | 0 | 0 | 0 | 0 | 0 | 0 | 0 | 0 | 0 | 0 | 0 | 0 | 0
Commercial_Retail_New_Food Preparation_Natural Gas_Steamer_E4_Baseline Forecast | Commercial | Retail | New | Food Preparation | Natural Gas | Steamer | E4 |  | Baseline Forecast | 0 | 0 | 0 | 0 | 0 | 0 | 0 | 0 | 0 | 0 | 0 | 0 | 0 | 0 | 0 | 0 | 0 | 0 | 0 | 0 | 0 | 0 | 0 | 0 | 0 | 0 | 0 | 0 | 0 | 0 | 0 | 0 | 0
Commercial_Retail_New_Food Preparation_Natural Gas_Steamer_E5_Baseline Forecast | Commercial | Retail | New | Food Preparation | Natural Gas | Steamer | E5 |  | Baseline Forecast | 0 | 0 | 0 | 0 | 0 | 0 | 0 | 0 | 0 | 0 | 0 | 0 | 0 | 0 | 0 | 0 | 0 | 0 | 0 | 0 | 0 | 0 | 0 | 0 | 0 | 0 | 0 | 0 | 0 | 0 | 0 | 0 | 0
Commercial_Retail_New_Food Preparation_Natural Gas_Steamer_E6_Baseline Forecast | Commercial | Retail | New | Food Preparation | Natural Gas | Steamer | E6 |  | Baseline Forecast | 0 | 0 | 0 | 0 | 0 | 0 | 0 | 0 | 0 | 0 | 0 | 0 | 0 | 0 | 0 | 0 | 0 | 0 | 0 | 0 | 0 | 0 | 0 | 0 | 0 | 0 | 0 | 0 | 0 | 0 | 0 | 0 | 0
Commercial_Retail_New_Food Preparation_Natural Gas_Steamer_E7_Baseline Forecast | Commercial | Retail | New | Food Preparation | Natural Gas | Steamer | E7 |  | Baseline Forecast | 0 | 0 | 0 | 0 | 0 | 0 | 0 | 0 | 0 | 0 | 0 | 0 | 0 | 0 | 0 | 0 | 0 | 0 | 0 | 0 | 0 | 0 | 0 | 0 | 0 | 0 | 0 | 0 | 0 | 0 | 0 | 0 | 0
Commercial_Retail_New_Food Preparation_Natural Gas_Steamer_E8_Baseline Forecast | Commercial | Retail | New | Food Preparation | Natural Gas | Steamer | E8 |  | Baseline Forecast | 0 | 0 | 0 | 0 | 0 | 0 | 0 | 0 | 0 | 0 | 0 | 0 | 0 | 0 | 0 | 0 | 0 | 0 | 0 | 0 | 0 | 0 | 0 | 0 | 0 | 0 | 0 | 0 | 0 | 0 | 0 | 0 | 0
Commercial_Retail_New_Food Preparation_Natural Gas_Steamer_E9_Baseline Forecast | Commercial | Retail | New | Food Preparation | Natural Gas | Steamer | E9 |  | Baseline Forecast | 0 | 0 | 0 | 0 | 0 | 0 | 0 | 0 | 0 | 0 | 0 | 0 | 0 | 0 | 0 | 0 | 0 | 0 | 0 | 0 | 0 | 0 | 0 | 0 | 0 | 0 | 0 | 0 | 0 | 0 | 0 | 0 | 0
Commercial_Retail_New_Food Preparation_Natural Gas_Steamer_E10_Baseline Forecast | Commercial | Retail | New | Food Preparation | Natural Gas | Steamer | E10 |  | Baseline Forecast | 0 | 0 | 0 | 0 | 0 | 0 | 0 | 0 | 0 | 0 | 0 | 0 | 0 | 0 | 0 | 0 | 0 | 0 | 0 | 0 | 0 | 0 | 0 | 0 | 0 | 0 | 0 | 0 | 0 | 0 | 0 | 0 | 0
Commercial_Retail_New_Food Preparation_Natural Gas_Food Prep Other_E1_Baseline Forecast | Commercial | Retail | New | Food Preparation | Natural Gas | Food Prep Other | E1 |  | Baseline Forecast | 0 | 0 | 0 | 0 | 0 | 0 | 0 | 0 | 0 | 0 | 0 | 0 | 0 | 0 | 0 | 0 | 0 | 0 | 0 | 0 | 0 | 0 | 0 | 0 | 0 | 0 | 0 | 0 | 0 | 0 | 0 | 0 | 0
Commercial_Retail_New_Food Preparation_Natural Gas_Food Prep Other_E2_Baseline Forecast | Commercial | Retail | New | Food Preparation | Natural Gas | Food Prep Other | E2 |  | Baseline Forecast | 0 | 0 | 0 | 0 | 0 | 0 | 0 | 0 | 0 | 0 | 0 | 0 | 0 | 0 | 0 | 0 | 0 | 0 | 0 | 0 | 0 | 0 | 0 | 0 | 0 | 0 | 0 | 0 | 0 | 0 | 0 | 0 | 0
Commercial_Retail_New_Food Preparation_Natural Gas_Food Prep Other_E3_Baseline Forecast | Commercial | Retail | New | Food Preparation | Natural Gas | Food Prep Other | E3 |  | Baseline Forecast | 0 | 0 | 0 | 0 | 0 | 0 | 0 | 0 | 0 | 0 | 0 | 0 | 0 | 0 | 0 | 0 | 0 | 0 | 0 | 0 | 0 | 0 | 0 | 0 | 0 | 0 | 0 | 0 | 0 | 0 | 0 | 0 | 0
Commercial_Retail_New_Food Preparation_Natural Gas_Food Prep Other_E4_Baseline Forecast | Commercial | Retail | New | Food Preparation | Natural Gas | Food Prep Other | E4 |  | Baseline Forecast | 0 | 0 | 0 | 0 | 0 | 0 | 0 | 0 | 0 | 0 | 0 | 0 | 0 | 0 | 0 | 0 | 0 | 0 | 0 | 0 | 0 | 0 | 0 | 0 | 0 | 0 | 0 | 0 | 0 | 0 | 0 | 0 | 0
Commercial_Retail_New_Food Preparation_Natural Gas_Food Prep Other_E5_Baseline Forecast | Commercial | Retail | New | Food Preparation | Natural Gas | Food Prep Other | E5 |  | Baseline Forecast | 0 | 0 | 0 | 0 | 0 | 0 | 0 | 0 | 0 | 0 | 0 | 0 | 0 | 0 | 0 | 0 | 0 | 0 | 0 | 0 | 0 | 0 | 0 | 0 | 0 | 0 | 0 | 0 | 0 | 0 | 0 | 0 | 0
Commercial_Retail_New_Food Preparation_Natural Gas_Food Prep Other_E6_Baseline Forecast | Commercial | Retail | New | Food Preparation | Natural Gas | Food Prep Other | E6 |  | Baseline Forecast | 0 | 0 | 0 | 0 | 0 | 0 | 0 | 0 | 0 | 0 | 0 | 0 | 0 | 0 | 0 | 0 | 0 | 0 | 0 | 0 | 0 | 0 | 0 | 0 | 0 | 0 | 0 | 0 | 0 | 0 | 0 | 0 | 0
Commercial_Retail_New_Food Preparation_Natural Gas_Food Prep Other_E7_Baseline Forecast | Commercial | Retail | New | Food Preparation | Natural Gas | Food Prep Other | E7 |  | Baseline Forecast | 0 | 0 | 0 | 0 | 0 | 0 | 0 | 0 | 0 | 0 | 0 | 0 | 0 | 0 | 0 | 0 | 0 | 0 | 0 | 0 | 0 | 0 | 0 | 0 | 0 | 0 | 0 | 0 | 0 | 0 | 0 | 0 | 0
Commercial_Retail_New_Food Preparation_Natural Gas_Food Prep Other_E8_Baseline Forecast | Commercial | Retail | New | Food Preparation | Natural Gas | Food Prep Other | E8 |  | Baseline Forecast | 0 | 0 | 0 | 0 | 0 | 0 | 0 | 0 | 0 | 0 | 0 | 0 | 0 | 0 | 0 | 0 | 0 | 0 | 0 | 0 | 0 | 0 | 0 | 0 | 0 | 0 | 0 | 0 | 0 | 0 | 0 | 0 | 0
Commercial_Retail_New_Food Preparation_Natural Gas_Food Prep Other_E9_Baseline Forecast | Commercial | Retail | New | Food Preparation | Natural Gas | Food Prep Other | E9 |  | Baseline Forecast | 0 | 0 | 0 | 0 | 0 | 0 | 0 | 0 | 0 | 0 | 0 | 0 | 0 | 0 | 0 | 0 | 0 | 0 | 0 | 0 | 0 | 0 | 0 | 0 | 0 | 0 | 0 | 0 | 0 | 0 | 0 | 0 | 0
Commercial_Retail_New_Food Preparation_Natural Gas_Food Prep Other_E10_Baseline Forecast | Commercial | Retail | New | Food Preparation | Natural Gas | Food Prep Other | E10 |  | Baseline Forecast | 0 | 0 | 0 | 0 | 0 | 0 | 0 | 0 | 0 | 0 | 0 | 0 | 0 | 0 | 0 | 0 | 0 | 0 | 0 | 0 | 0 | 0 | 0 | 0 | 0 | 0 | 0 | 0 | 0 | 0 | 0 | 0 | 0
Commercial_Retail_New_Miscellaneous_Natural Gas_Pool Heater_E1_Baseline Forecast | Commercial | Retail | New | Miscellaneous | Natural Gas | Pool Heater | E1 |  | Baseline Forecast | 0 | 0 | 0 | 0 | 0 | 0 | 0 | 0 | 0 | 0 | 0 | 0 | 0 | 0 | 0 | 0 | 0 | 0 | 0 | 0 | 0 | 0 | 0 | 0 | 0 | 0 | 0 | 0 | 0 | 0 | 0 | 0 | 0
Commercial_Retail_New_Miscellaneous_Natural Gas_Pool Heater_E2_Baseline Forecast | Commercial | Retail | New | Miscellaneous | Natural Gas | Pool Heater | E2 |  | Baseline Forecast | 0 | 0 | 0 | 0 | 0 | 0 | 0 | 0 | 0 | 0 | 0 | 0 | 0 | 0 | 0 | 0 | 0 | 0 | 0 | 0 | 0 | 0 | 0 | 0 | 0 | 0 | 0 | 0 | 0 | 0 | 0 | 0 | 0
Commercial_Retail_New_Miscellaneous_Natural Gas_Pool Heater_E3_Baseline Forecast | Commercial | Retail | New | Miscellaneous | Natural Gas | Pool Heater | E3 |  | Baseline Forecast | 0 | 0 | 0 | 0 | 0 | 0 | 0 | 0 | 0 | 0 | 0 | 0 | 0 | 0 | 0 | 0 | 0 | 0 | 0 | 0 | 0 | 0 | 0 | 0 | 0 | 0 | 0 | 0 | 0 | 0 | 0 | 0 | 0
Commercial_Retail_New_Miscellaneous_Natural Gas_Pool Heater_E4_Baseline Forecast | Commercial | Retail | New | Miscellaneous | Natural Gas | Pool Heater | E4 |  | Baseline Forecast | 0 | 0 | 0 | 0 | 0 | 0 | 0 | 0 | 0 | 0 | 0 | 0 | 0 | 0 | 0 | 0 | 0 | 0 | 0 | 0 | 0 | 0 | 0 | 0 | 0 | 0 | 0 | 0 | 0 | 0 | 0 | 0 | 0
Commercial_Retail_New_Miscellaneous_Natural Gas_Pool Heater_E5_Baseline Forecast | Commercial | Retail | New | Miscellaneous | Natural Gas | Pool Heater | E5 |  | Baseline Forecast | 0 | 0 | 0 | 0 | 0 | 0 | 0 | 0 | 0 | 0 | 0 | 0 | 0 | 0 | 0 | 0 | 0 | 0 | 0 | 0 | 0 | 0 | 0 | 0 | 0 | 0 | 0 | 0 | 0 | 0 | 0 | 0 | 0
Commercial_Retail_New_Miscellaneous_Natural Gas_Pool Heater_E6_Baseline Forecast | Commercial | Retail | New | Miscellaneous | Natural Gas | Pool Heater | E6 |  | Baseline Forecast | 0 | 0 | 0 | 0 | 0 | 0 | 0 | 0 | 0 | 0 | 0 | 0 | 0 | 0 | 0 | 0 | 0 | 0 | 0 | 0 | 0 | 0 | 0 | 0 | 0 | 0 | 0 | 0 | 0 | 0 | 0 | 0 | 0
Commercial_Retail_New_Miscellaneous_Natural Gas_Pool Heater_E7_Baseline Forecast | Commercial | Retail | New | Miscellaneous | Natural Gas | Pool Heater | E7 |  | Baseline Forecast | 0 | 0 | 0 | 0 | 0 | 0 | 0 | 0 | 0 | 0 | 0 | 0 | 0 | 0 | 0 | 0 | 0 | 0 | 0 | 0 | 0 | 0 | 0 | 0 | 0 | 0 | 0 | 0 | 0 | 0 | 0 | 0 | 0
Commercial_Retail_New_Miscellaneous_Natural Gas_Pool Heater_E8_Baseline Forecast | Commercial | Retail | New | Miscellaneous | Natural Gas | Pool Heater | E8 |  | Baseline Forecast | 0 | 0 | 0 | 0 | 0 | 0 | 0 | 0 | 0 | 0 | 0 | 0 | 0 | 0 | 0 | 0 | 0 | 0 | 0 | 0 | 0 | 0 | 0 | 0 | 0 | 0 | 0 | 0 | 0 | 0 | 0 | 0 | 0
Commercial_Retail_New_Miscellaneous_Natural Gas_Pool Heater_E9_Baseline Forecast | Commercial | Retail | New | Miscellaneous | Natural Gas | Pool Heater | E9 |  | Baseline Forecast | 0 | 0 | 0 | 0 | 0 | 0 | 0 | 0 | 0 | 0 | 0 | 0 | 0 | 0 | 0 | 0 | 0 | 0 | 0 | 0 | 0 | 0 | 0 | 0 | 0 | 0 | 0 | 0 | 0 | 0 | 0 | 0 | 0
Commercial_Retail_New_Miscellaneous_Natural Gas_Pool Heater_E10_Baseline Forecast | Commercial | Retail | New | Miscellaneous | Natural Gas | Pool Heater | E10 |  | Baseline Forecast | 0 | 0 | 0 | 0 | 0 | 0 | 0 | 0 | 0 | 0 | 0 | 0 | 0 | 0 | 0 | 0 | 0 | 0 | 0 | 0 | 0 | 0 | 0 | 0 | 0 | 0 | 0 | 0 | 0 | 0 | 0 | 0 | 0
Commercial_Retail_New_Miscellaneous_Natural Gas_Miscellaneous_E1_Baseline Forecast | Commercial | Retail | New | Miscellaneous | Natural Gas | Miscellaneous | E1 |  | Baseline Forecast | 0 | 158668.9991 | 765319.5083 | 489092.7674 | 607450.0992 | 731432.688 | 785937.2936 | 765499.105 | 828175.951 | 908081.1231 | 971892.0144 | 1070305.7002 | 1291753.8843 | 1233444.0648 | 1319372.7096 | 1424089.5243 | 1489615.9016 | 1521517.0099 | 1578258.6396 | 1642830.6752 | 1711770.6974 | 1798415.7144 | 1915836.8768 | 1944604.7161 | 2024538.44 | 2112163.3686 | 2180712.4009 | 2239753.32 | 2312041.4783 | 2385277.2374 | 2460577.3989 | 2537751.1928 | 2329769.1773
Commercial_Retail_New_Miscellaneous_Natural Gas_Miscellaneous_E2_Baseline Forecast | Commercial | Retail | New | Miscellaneous | Natural Gas | Miscellaneous | E2 |  | Baseline Forecast | 0 | 0 | 0 | 0 | 0 | 0 | 0 | 0 | 0 | 0 | 0 | 0 | 0 | 0 | 0 | 0 | 0 | 0 | 0 | 0 | 0 | 0 | 0 | 0 | 0 | 0 | 0 | 0 | 0 | 0 | 0 | 0 | 0
Commercial_Retail_New_Miscellaneous_Natural Gas_Miscellaneous_E3_Baseline Forecast | Commercial | Retail | New | Miscellaneous | Natural Gas | Miscellaneous | E3 |  | Baseline Forecast | 0 | 0 | 0 | 0 | 0 | 0 | 0 | 0 | 0 | 0 | 0 | 0 | 0 | 0 | 0 | 0 | 0 | 0 | 0 | 0 | 0 | 0 | 0 | 0 | 0 | 0 | 0 | 0 | 0 | 0 | 0 | 0 | 0
Commercial_Retail_New_Miscellaneous_Natural Gas_Miscellaneous_E4_Baseline Forecast | Commercial | Retail | New | Miscellaneous | Natural Gas | Miscellaneous | E4 |  | Baseline Forecast | 0 | 0 | 0 | 0 | 0 | 0 | 0 | 0 | 0 | 0 | 0 | 0 | 0 | 0 | 0 | 0 | 0 | 0 | 0 | 0 | 0 | 0 | 0 | 0 | 0 | 0 | 0 | 0 | 0 | 0 | 0 | 0 | 0
Commercial_Retail_New_Miscellaneous_Natural Gas_Miscellaneous_E5_Baseline Forecast | Commercial | Retail | New | Miscellaneous | Natural Gas | Miscellaneous | E5 |  | Baseline Forecast | 0 | 0 | 0 | 0 | 0 | 0 | 0 | 0 | 0 | 0 | 0 | 0 | 0 | 0 | 0 | 0 | 0 | 0 | 0 | 0 | 0 | 0 | 0 | 0 | 0 | 0 | 0 | 0 | 0 | 0 | 0 | 0 | 0
Commercial_Retail_New_Miscellaneous_Natural Gas_Miscellaneous_E6_Baseline Forecast | Commercial | Retail | New | Miscellaneous | Natural Gas | Miscellaneous | E6 |  | Baseline Forecast | 0 | 0 | 0 | 0 | 0 | 0 | 0 | 0 | 0 | 0 | 0 | 0 | 0 | 0 | 0 | 0 | 0 | 0 | 0 | 0 | 0 | 0 | 0 | 0 | 0 | 0 | 0 | 0 | 0 | 0 | 0 | 0 | 0
Commercial_Retail_New_Miscellaneous_Natural Gas_Miscellaneous_E7_Baseline Forecast | Commercial | Retail | New | Miscellaneous | Natural Gas | Miscellaneous | E7 |  | Baseline Forecast | 0 | 0 | 0 | 0 | 0 | 0 | 0 | 0 | 0 | 0 | 0 | 0 | 0 | 0 | 0 | 0 | 0 | 0 | 0 | 0 | 0 | 0 | 0 | 0 | 0 | 0 | 0 | 0 | 0 | 0 | 0 | 0 | 0
Commercial_Retail_New_Miscellaneous_Natural Gas_Miscellaneous_E8_Baseline Forecast | Commercial | Retail | New | Miscellaneous | Natural Gas | Miscellaneous | E8 |  | Baseline Forecast | 0 | 0 | 0 | 0 | 0 | 0 | 0 | 0 | 0 | 0 | 0 | 0 | 0 | 0 | 0 | 0 | 0 | 0 | 0 | 0 | 0 | 0 | 0 | 0 | 0 | 0 | 0 | 0 | 0 | 0 | 0 | 0 | 0
Commercial_Retail_New_Miscellaneous_Natural Gas_Miscellaneous_E9_Baseline Forecast | Commercial | Retail | New | Miscellaneous | Natural Gas | Miscellaneous | E9 |  | Baseline Forecast | 0 | 0 | 0 | 0 | 0 | 0 | 0 | 0 | 0 | 0 | 0 | 0 | 0 | 0 | 0 | 0 | 0 | 0 | 0 | 0 | 0 | 0 | 0 | 0 | 0 | 0 | 0 | 0 | 0 | 0 | 0 | 0 | 0
Commercial_Retail_New_Miscellaneous_Natural Gas_Miscellaneous_E10_Baseline Forecast | Commercial | Retail | New | Miscellaneous | Natural Gas | Miscellaneous | E10 |  | Baseline Forecast | 0 | 0 | 0 | 0 | 0 | 0 | 0 | 0 | 0 | 0 | 0 | 0 | 0 | 0 | 0 | 0 | 0 | 0 | 0 | 0 | 0 | 0 | 0 | 0 | 0 | 0 | 0 | 0 | 0 | 0 | 0 | 0 | 0
Commercial_Grocery_Existing_Space Heating_Natural Gas_Furnace_E1_Baseline Forecast | Commercial | Grocery | Existing | Space Heating | Natural Gas | Furnace | E1 |  | Baseline Forecast | 0 | 36542.8798 | 39618.7257 | 42365.8446 | 87198.4541 | 0 | 0 | 0 | 0 | 0 | 0 | 0 | 0 | 0 | 0 | 0 | 0 | 0 | 0 | 0 | 0 | 0 | 0 | 0 | 0 | 0 | 0 | 0 | 0 | 0 | 0 | 0 | 0
Commercial_Grocery_Existing_Space Heating_Natural Gas_Furnace_E2_Baseline Forecast | Commercial | Grocery | Existing | Space Heating | Natural Gas | Furnace | E2 |  | Baseline Forecast | 0 | 0 | 0 | 0 | 0 | 0 | 0 | 0 | 0 | 0 | 0 | 0 | 0 | 0 | 0 | 0 | 0 | 0 | 0 | 0 | 0 | 0 | 0 | 0 | 0 | 0 | 0 | 0 | 0 | 0 | 0 | 0 | 0
Commercial_Grocery_Existing_Space Heating_Natural Gas_Furnace_E3_Baseline Forecast | Commercial | Grocery | Existing | Space Heating | Natural Gas | Furnace | E3 |  | Baseline Forecast | 0 | 0 | 0 | 0 | 0 | 47550.8095 | 49779.8927 | 31679.2225 | 32823.5282 | 33870.5294 | 34826.9712 | 35700.78 | 36497.5133 | 37223.8394 | 37886.1996 | 38488.6279 | 39035.6974 | 39531.7412 | 39983.1403 | 38475.0209 | 37231.1734 | 36216.6829 | 37305.3706 | 36515.5822 | 35889.7362 | 35405.8633 | 35044.8828 | 34789.5398 | 34626.0039 | 34539.7235 | 34519.8403 | 34554.7755 | 55997.0277
Commercial_Grocery_Existing_Space Heating_Natural Gas_Furnace_E4_Baseline Forecast | Commercial | Grocery | Existing | Space Heating | Natural Gas | Furnace | E4 |  | Baseline Forecast | 0 | 0 | 0 | 0 | 0 | 0 | 0 | 0 | 0 | 0 | 0 | 0 | 0 | 0 | 0 | 0 | 0 | 0 | 0 | 0 | 0 | 0 | 0 | 0 | 0 | 0 | 0 | 0 | 0 | 0 | 0 | 0 | 0
Commercial_Grocery_Existing_Space Heating_Natural Gas_Furnace_E5_Baseline Forecast | Commercial | Grocery | Existing | Space Heating | Natural Gas | Furnace | E5 |  | Baseline Forecast | 0 | 0 | 0 | 0 | 0 | 0 | 0 | 20151.1441 | 20886.3576 | 21558.7603 | 22173.0065 | 22733.5584 | 23246.5193 | 23715.51 | 24142.4833 | 24531.7084 | 24885.7262 | 25208.9435 | 25503.4776 | 24549.7242 | 23762.912 | 23122.6045 | 23823.7829 | 23326.5069 | 22932.0664 | 22627.7706 | 22401.603 | 22243.2964 | 22141.9282 | 22090.2706 | 22079.5666 | 22104.5543 | 35821.0789
Commercial_Grocery_Existing_Space Heating_Natural Gas_Furnace_E6_Baseline Forecast | Commercial | Grocery | Existing | Space Heating | Natural Gas | Furnace | E6 |  | Baseline Forecast | 0 | 0 | 0 | 0 | 0 | 0 | 0 | 0 | 0 | 0 | 0 | 0 | 0 | 0 | 0 | 0 | 0 | 0 | 0 | 0 | 0 | 0 | 0 | 0 | 0 | 0 | 0 | 0 | 0 | 0 | 0 | 0 | 0
Commercial_Grocery_Existing_Space Heating_Natural Gas_Furnace_E7_Baseline Forecast | Commercial | Grocery | Existing | Space Heating | Natural Gas | Furnace | E7 |  | Baseline Forecast | 0 | 0 | 0 | 0 | 0 | 0 | 0 | 0 | 0 | 0 | 0 | 0 | 0 | 0 | 0 | 0 | 0 | 0 | 0 | 0 | 0 | 0 | 0 | 0 | 0 | 0 | 0 | 0 | 0 | 0 | 0 | 0 | 0
Commercial_Grocery_Existing_Space Heating_Natural Gas_Furnace_E8_Baseline Forecast | Commercial | Grocery | Existing | Space Heating | Natural Gas | Furnace | E8 |  | Baseline Forecast | 0 | 0 | 0 | 0 | 0 | 0 | 0 | 0 | 0 | 0 | 0 | 0 | 0 | 0 | 0 | 0 | 0 | 0 | 0 | 0 | 0 | 0 | 0 | 0 | 0 | 0 | 0 | 0 | 0 | 0 | 0 | 0 | 0
Commercial_Grocery_Existing_Space Heating_Natural Gas_Furnace_E9_Baseline Forecast | Commercial | Grocery | Existing | Space Heating | Natural Gas | Furnace | E9 |  | Baseline Forecast | 0 | 0 | 0 | 0 | 0 | 0 | 0 | 0 | 0 | 0 | 0 | 0 | 0 | 0 | 0 | 0 | 0 | 0 | 0 | 0 | 0 | 0 | 0 | 0 | 0 | 0 | 0 | 0 | 0 | 0 | 0 | 0 | 0
Commercial_Grocery_Existing_Space Heating_Natural Gas_Furnace_E10_Baseline Forecast | Commercial | Grocery | Existing | Space Heating | Natural Gas | Furnace | E10 |  | Baseline Forecast | 0 | 0 | 0 | 0 | 0 | 0 | 0 | 0 | 0 | 0 | 0 | 0 | 0 | 0 | 0 | 0 | 0 | 0 | 0 | 0 | 0 | 0 | 0 | 0 | 0 | 0 | 0 | 0 | 0 | 0 | 0 | 0 | 0
Commercial_Grocery_Existing_Space Heating_Natural Gas_Boiler_E1_Baseline Forecast | Commercial | Grocery | Existing | Space Heating | Natural Gas | Boiler | E1 |  | Baseline Forecast | 0 | 98.7443 | 107.0509 | 114.4862 | 245.5426 | 0 | 0 | 0 | 0 | 0 | 0 | 0 | 0 | 0 | 0 | 0 | 0 | 0 | 0 | 0 | 0 | 0 | 0 | 0 | 0 | 0 | 0 | 0 | 0 | 0 | 0 | 0 | 0
Commercial_Grocery_Existing_Space Heating_Natural Gas_Boiler_E2_Baseline Forecast | Commercial | Grocery | Existing | Space Heating | Natural Gas | Boiler | E2 |  | Baseline Forecast | 0 | 0 | 0 | 0 | 0 | 0 | 0 | 0 | 0 | 0 | 0 | 0 | 0 | 0 | 0 | 0 | 0 | 0 | 0 | 0 | 0 | 0 | 0 | 0 | 0 | 0 | 0 | 0 | 0 | 0 | 0 | 0 | 0
Commercial_Grocery_Existing_Space Heating_Natural Gas_Boiler_E3_Baseline Forecast | Commercial | Grocery | Existing | Space Heating | Natural Gas | Boiler | E3 |  | Baseline Forecast | 0 | 125.6729 | 136.2557 | 145.6909 | 312.4267 | 292.0191 | 305.7083 | 318.3007 | 329.8432 | 340.4024 | 350.0483 | 358.857 | 366.9001 | 374.2408 | 380.9306 | 387.0205 | 392.5543 | 397.5856 | 402.1665 | 406.3372 | 410.1205 | 394.3185 | 381.1966 | 370.4239 | 382.4294 | 373.8722 | 367.0034 | 361.6056 | 357.4832 | 354.4633 | 352.39 | 351.1282 | 509.9046
Commercial_Grocery_Existing_Space Heating_Natural Gas_Boiler_E4_Baseline Forecast | Commercial | Grocery | Existing | Space Heating | Natural Gas | Boiler | E4 |  | Baseline Forecast | 0 | 0 | 0 | 0 | 0 | 0 | 0 | 0 | 0 | 0 | 0 | 0 | 0 | 0 | 0 | 0 | 0 | 0 | 0 | 0 | 0 | 0 | 0 | 0 | 0 | 0 | 0 | 0 | 0 | 0 | 0 | 0 | 0
Commercial_Grocery_Existing_Space Heating_Natural Gas_Boiler_E5_Baseline Forecast | Commercial | Grocery | Existing | Space Heating | Natural Gas | Boiler | E5 |  | Baseline Forecast | 0 | 0 | 0 | 0 | 0 | 0 | 0 | 0 | 0 | 0 | 0 | 0 | 0 | 0 | 0 | 0 | 0 | 0 | 0 | 0 | 0 | 0 | 0 | 0 | 0 | 0 | 0 | 0 | 0 | 0 | 0 | 0 | 0
Commercial_Grocery_Existing_Space Heating_Natural Gas_Boiler_E6_Baseline Forecast | Commercial | Grocery | Existing | Space Heating | Natural Gas | Boiler | E6 |  | Baseline Forecast | 0 | 0 | 0 | 0 | 0 | 0 | 0 | 0 | 0 | 0 | 0 | 0 | 0 | 0 | 0 | 0 | 0 | 0 | 0 | 0 | 0 | 0 | 0 | 0 | 0 | 0 | 0 | 0 | 0 | 0 | 0 | 0 | 0
Commercial_Grocery_Existing_Space Heating_Natural Gas_Boiler_E7_Baseline Forecast | Commercial | Grocery | Existing | Space Heating | Natural Gas | Boiler | E7 |  | Baseline Forecast | 0 | 0 | 0 | 0 | 0 | 0 | 0 | 0 | 0 | 0 | 0 | 0 | 0 | 0 | 0 | 0 | 0 | 0 | 0 | 0 | 0 | 0 | 0 | 0 | 0 | 0 | 0 | 0 | 0 | 0 | 0 | 0 | 0
Commercial_Grocery_Existing_Space Heating_Natural Gas_Boiler_E8_Baseline Forecast | Commercial | Grocery | Existing | Space Heating | Natural Gas | Boiler | E8 |  | Baseline Forecast | 0 | 0 | 0 | 0 | 0 | 0 | 0 | 0 | 0 | 0 | 0 | 0 | 0 | 0 | 0 | 0 | 0 | 0 | 0 | 0 | 0 | 0 | 0 | 0 | 0 | 0 | 0 | 0 | 0 | 0 | 0 | 0 | 0
Commercial_Grocery_Existing_Space Heating_Natural Gas_Boiler_E9_Baseline Forecast | Commercial | Grocery | Existing | Space Heating | Natural Gas | Boiler | E9 |  | Baseline Forecast | 0 | 0 | 0 | 0 | 0 | 0 | 0 | 0 | 0 | 0 | 0 | 0 | 0 | 0 | 0 | 0 | 0 | 0 | 0 | 0 | 0 | 0 | 0 | 0 | 0 | 0 | 0 | 0 | 0 | 0 | 0 | 0 | 0
Commercial_Grocery_Existing_Space Heating_Natural Gas_Boiler_E10_Baseline Forecast | Commercial | Grocery | Existing | Space Heating | Natural Gas | Boiler | E10 |  | Baseline Forecast | 0 | 0 | 0 | 0 | 0 | 0 | 0 | 0 | 0 | 0 | 0 | 0 | 0 | 0 | 0 | 0 | 0 | 0 | 0 | 0 | 0 | 0 | 0 | 0 | 0 | 0 | 0 | 0 | 0 | 0 | 0 | 0 | 0
Commercial_Grocery_Existing_Space Heating_Natural Gas_Unit Heater_E1_Baseline Forecast | Commercial | Grocery | Existing | Space Heating | Natural Gas | Unit Heater | E1 |  | Baseline Forecast | 0 | 0 | 0 | 0 | 0 | 0 | 0 | 0 | 0 | 0 | 0 | 0 | 0 | 0 | 0 | 0 | 0 | 0 | 0 | 0 | 0 | 0 | 0 | 0 | 0 | 0 | 0 | 0 | 0 | 0 | 0 | 0 | 0
Commercial_Grocery_Existing_Space Heating_Natural Gas_Unit Heater_E2_Baseline Forecast | Commercial | Grocery | Existing | Space Heating | Natural Gas | Unit Heater | E2 |  | Baseline Forecast | 0 | 0 | 0 | 0 | 0 | 0 | 0 | 0 | 0 | 0 | 0 | 0 | 0 | 0 | 0 | 0 | 0 | 0 | 0 | 0 | 0 | 0 | 0 | 0 | 0 | 0 | 0 | 0 | 0 | 0 | 0 | 0 | 0
Commercial_Grocery_Existing_Space Heating_Natural Gas_Unit Heater_E3_Baseline Forecast | Commercial | Grocery | Existing | Space Heating | Natural Gas | Unit Heater | E3 |  | Baseline Forecast | 0 | 0 | 0 | 0 | 0 | 0 | 0 | 0 | 0 | 0 | 0 | 0 | 0 | 0 | 0 | 0 | 0 | 0 | 0 | 0 | 0 | 0 | 0 | 0 | 0 | 0 | 0 | 0 | 0 | 0 | 0 | 0 | 0
Commercial_Grocery_Existing_Space Heating_Natural Gas_Unit Heater_E4_Baseline Forecast | Commercial | Grocery | Existing | Space Heating | Natural Gas | Unit Heater | E4 |  | Baseline Forecast | 0 | 0 | 0 | 0 | 0 | 0 | 0 | 0 | 0 | 0 | 0 | 0 | 0 | 0 | 0 | 0 | 0 | 0 | 0 | 0 | 0 | 0 | 0 | 0 | 0 | 0 | 0 | 0 | 0 | 0 | 0 | 0 | 0
Commercial_Grocery_Existing_Space Heating_Natural Gas_Unit Heater_E5_Baseline Forecast | Commercial | Grocery | Existing | Space Heating | Natural Gas | Unit Heater | E5 |  | Baseline Forecast | 0 | 0 | 0 | 0 | 0 | 0 | 0 | 0 | 0 | 0 | 0 | 0 | 0 | 0 | 0 | 0 | 0 | 0 | 0 | 0 | 0 | 0 | 0 | 0 | 0 | 0 | 0 | 0 | 0 | 0 | 0 | 0 | 0
Commercial_Grocery_Existing_Space Heating_Natural Gas_Unit Heater_E6_Baseline Forecast | Commercial | Grocery | Existing | Space Heating | Natural Gas | Unit Heater | E6 |  | Baseline Forecast | 0 | 0 | 0 | 0 | 0 | 0 | 0 | 0 | 0 | 0 | 0 | 0 | 0 | 0 | 0 | 0 | 0 | 0 | 0 | 0 | 0 | 0 | 0 | 0 | 0 | 0 | 0 | 0 | 0 | 0 | 0 | 0 | 0
Commercial_Grocery_Existing_Space Heating_Natural Gas_Unit Heater_E7_Baseline Forecast | Commercial | Grocery | Existing | Space Heating | Natural Gas | Unit Heater | E7 |  | Baseline Forecast | 0 | 0 | 0 | 0 | 0 | 0 | 0 | 0 | 0 | 0 | 0 | 0 | 0 | 0 | 0 | 0 | 0 | 0 | 0 | 0 | 0 | 0 | 0 | 0 | 0 | 0 | 0 | 0 | 0 | 0 | 0 | 0 | 0
Commercial_Grocery_Existing_Space Heating_Natural Gas_Unit Heater_E8_Baseline Forecast | Commercial | Grocery | Existing | Space Heating | Natural Gas | Unit Heater | E8 |  | Baseline Forecast | 0 | 0 | 0 | 0 | 0 | 0 | 0 | 0 | 0 | 0 | 0 | 0 | 0 | 0 | 0 | 0 | 0 | 0 | 0 | 0 | 0 | 0 | 0 | 0 | 0 | 0 | 0 | 0 | 0 | 0 | 0 | 0 | 0
Commercial_Grocery_Existing_Space Heating_Natural Gas_Unit Heater_E9_Baseline Forecast | Commercial | Grocery | Existing | Space Heating | Natural Gas | Unit Heater | E9 |  | Baseline Forecast | 0 | 0 | 0 | 0 | 0 | 0 | 0 | 0 | 0 | 0 | 0 | 0 | 0 | 0 | 0 | 0 | 0 | 0 | 0 | 0 | 0 | 0 | 0 | 0 | 0 | 0 | 0 | 0 | 0 | 0 | 0 | 0 | 0
Commercial_Grocery_Existing_Space Heating_Natural Gas_Unit Heater_E10_Baseline Forecast | Commercial | Grocery | Existing | Space Heating | Natural Gas | Unit Heater | E10 |  | Baseline Forecast | 0 | 0 | 0 | 0 | 0 | 0 | 0 | 0 | 0 | 0 | 0 | 0 | 0 | 0 | 0 | 0 | 0 | 0 | 0 | 0 | 0 | 0 | 0 | 0 | 0 | 0 | 0 | 0 | 0 | 0 | 0 | 0 | 0
Commercial_Grocery_Existing_Water Heating_Natural Gas_Water Heater_E1_Baseline Forecast | Commercial | Grocery | Existing | Water Heating | Natural Gas | Water Heater | E1 |  | Baseline Forecast | 0 | 5544.242 | 7170.6361 | 8441.774 | 12696.3841 | 10308.4719 | 10954.0228 | 11465.3974 | 11868.5443 | 12184.8302 | 10809.0796 | 10032.3197 | 9667.9046 | 10207.9693 | 10172.2274 | 11674.2115 | 11990.8305 | 12238.3325 | 13245.7111 | 12099.1677 | 11801.7483 | 11458.5149 | 11263.1433 | 11078.1819 | 10794.5124 | 10782.1507 | 10925.5053 | 11468.0662 | 11529.1146 | 11911.0146 | 11846.6712 | 11739.043 | 13643.0167
Commercial_Grocery_Existing_Water Heating_Natural Gas_Water Heater_E2_Baseline Forecast | Commercial | Grocery | Existing | Water Heating | Natural Gas | Water Heater | E2 |  | Baseline Forecast | 0 | 49740.9783 | 64332.618 | 75736.2963 | 113906.4569 | 92483.4796 | 98276.1694 | 102864.9314 | 106482.962 | 109321.6685 | 96979.4029 | 90011.0389 | 86742.2305 | 91588.6146 | 91268.6984 | 104745.8953 | 107587.6357 | 109809.3301 | 118849.1913 | 108562.6758 | 105894.9705 | 102816.1509 | 101063.9496 | 99405.1389 | 96860.471 | 96750.1572 | 98037.0546 | 102906.073 | 103454.2614 | 106881.4906 | 106304.2948 | 105338.6285 | 122423.6652
Commercial_Grocery_Existing_Water Heating_Natural Gas_Water Heater_E3_Baseline Forecast | Commercial | Grocery | Existing | Water Heating | Natural Gas | Water Heater | E3 |  | Baseline Forecast | 0 | 0 | 0 | 0 | 0 | 0 | 0 | 0 | 0 | 0 | 0 | 0 | 0 | 0 | 0 | 0 | 0 | 0 | 0 | 0 | 0 | 0 | 0 | 0 | 0 | 0 | 0 | 0 | 0 | 0 | 0 | 0 | 0
Commercial_Grocery_Existing_Water Heating_Natural Gas_Water Heater_E4_Baseline Forecast | Commercial | Grocery | Existing | Water Heating | Natural Gas | Water Heater | E4 |  | Baseline Forecast | 0 | 0 | 0 | 0 | 0 | 0 | 0 | 0 | 0 | 0 | 0 | 0 | 0 | 0 | 0 | 0 | 0 | 0 | 0 | 0 | 0 | 0 | 0 | 0 | 0 | 0 | 0 | 0 | 0 | 0 | 0 | 0 | 0
Commercial_Grocery_Existing_Water Heating_Natural Gas_Water Heater_E5_Baseline Forecast | Commercial | Grocery | Existing | Water Heating | Natural Gas | Water Heater | E5 |  | Baseline Forecast | 0 | 0 | 0 | 0 | 0 | 0 | 0 | 0 | 0 | 0 | 0 | 0 | 0 | 0 | 0 | 0 | 0 | 0 | 0 | 0 | 0 | 0 | 0 | 0 | 0 | 0 | 0 | 0 | 0 | 0 | 0 | 0 | 0
Commercial_Grocery_Existing_Water Heating_Natural Gas_Water Heater_E6_Baseline Forecast | Commercial | Grocery | Existing | Water Heating | Natural Gas | Water Heater | E6 |  | Baseline Forecast | 0 | 0 | 0 | 0 | 0 | 0 | 0 | 0 | 0 | 0 | 0 | 0 | 0 | 0 | 0 | 0 | 0 | 0 | 0 | 0 | 0 | 0 | 0 | 0 | 0 | 0 | 0 | 0 | 0 | 0 | 0 | 0 | 0
Commercial_Grocery_Existing_Water Heating_Natural Gas_Water Heater_E7_Baseline Forecast | Commercial | Grocery | Existing | Water Heating | Natural Gas | Water Heater | E7 |  | Baseline Forecast | 0 | 0 | 0 | 0 | 0 | 0 | 0 | 0 | 0 | 0 | 0 | 0 | 0 | 0 | 0 | 0 | 0 | 0 | 0 | 0 | 0 | 0 | 0 | 0 | 0 | 0 | 0 | 0 | 0 | 0 | 0 | 0 | 0
Commercial_Grocery_Existing_Water Heating_Natural Gas_Water Heater_E8_Baseline Forecast | Commercial | Grocery | Existing | Water Heating | Natural Gas | Water Heater | E8 |  | Baseline Forecast | 0 | 0 | 0 | 0 | 0 | 0 | 0 | 0 | 0 | 0 | 0 | 0 | 0 | 0 | 0 | 0 | 0 | 0 | 0 | 0 | 0 | 0 | 0 | 0 | 0 | 0 | 0 | 0 | 0 | 0 | 0 | 0 | 0
Commercial_Grocery_Existing_Water Heating_Natural Gas_Water Heater_E9_Baseline Forecast | Commercial | Grocery | Existing | Water Heating | Natural Gas | Water Heater | E9 |  | Baseline Forecast | 0 | 0 | 0 | 0 | 0 | 0 | 0 | 0 | 0 | 0 | 0 | 0 | 0 | 0 | 0 | 0 | 0 | 0 | 0 | 0 | 0 | 0 | 0 | 0 | 0 | 0 | 0 | 0 | 0 | 0 | 0 | 0 | 0
Commercial_Grocery_Existing_Water Heating_Natural Gas_Water Heater_E10_Baseline Forecast | Commercial | Grocery | Existing | Water Heating | Natural Gas | Water Heater | E10 |  | Baseline Forecast | 0 | 0 | 0 | 0 | 0 | 0 | 0 | 0 | 0 | 0 | 0 | 0 | 0 | 0 | 0 | 0 | 0 | 0 | 0 | 0 | 0 | 0 | 0 | 0 | 0 | 0 | 0 | 0 | 0 | 0 | 0 | 0 | 0
Commercial_Grocery_Existing_Food Preparation_Natural Gas_Oven_E1_Baseline Forecast | Commercial | Grocery | Existing | Food Preparation | Natural Gas | Oven | E1 |  | Baseline Forecast | 0 | 7217.3068 | 7775.1173 | 8227.3523 | 11646.4379 | 8960.8704 | 9216.5207 | 9426.9414 | 9595.8069 | 9731.3705 | 9254.4559 | 8952.4199 | 8778.1743 | 9183.7359 | 9085.4874 | 9045.8788 | 10970.3516 | 10832.9003 | 10713.8529 | 11316.9862 | 10149.6078 | 9935.0557 | 9810.4647 | 9679.9285 | 9556.9958 | 9604.9085 | 9669.5527 | 9739.2218 | 10051.9082 | 9988.7063 | 9919.1293 | 10368.9716 | 11856.8089
Commercial_Grocery_Existing_Food Preparation_Natural Gas_Oven_E2_Baseline Forecast | Commercial | Grocery | Existing | Food Preparation | Natural Gas | Oven | E2 |  | Baseline Forecast | 0 | 10386.2899 | 11197.9229 | 11836.587 | 16744.9053 | 12890.7669 | 13279.0579 | 13599.0135 | 13863.508 | 14079.5673 | 13408.6246 | 12988.1085 | 12753.2391 | 13361.8845 | 13237.2617 | 13198.1272 | 16028.6584 | 15852.1643 | 15702.7852 | 16614.2587 | 14924.31 | 14632.8334 | 14470.9259 | 14300.2221 | 14137.5574 | 14224.8286 | 14335.5482 | 14451.8139 | 14926.2741 | 14840.9397 | 14742.1639 | 15413.9569 | 17625.696
Commercial_Grocery_Existing_Food Preparation_Natural Gas_Oven_E3_Baseline Forecast | Commercial | Grocery | Existing | Food Preparation | Natural Gas | Oven | E3 |  | Baseline Forecast | 0 | 0 | 0 | 0 | 0 | 0 | 0 | 0 | 0 | 0 | 0 | 0 | 0 | 0 | 0 | 0 | 0 | 0 | 0 | 0 | 0 | 0 | 0 | 0 | 0 | 0 | 0 | 0 | 0 | 0 | 0 | 0 | 0
Commercial_Grocery_Existing_Food Preparation_Natural Gas_Oven_E4_Baseline Forecast | Commercial | Grocery | Existing | Food Preparation | Natural Gas | Oven | E4 |  | Baseline Forecast | 0 | 0 | 0 | 0 | 0 | 0 | 0 | 0 | 0 | 0 | 0 | 0 | 0 | 0 | 0 | 0 | 0 | 0 | 0 | 0 | 0 | 0 | 0 | 0 | 0 | 0 | 0 | 0 | 0 | 0 | 0 | 0 | 0
Commercial_Grocery_Existing_Food Preparation_Natural Gas_Oven_E5_Baseline Forecast | Commercial | Grocery | Existing | Food Preparation | Natural Gas | Oven | E5 |  | Baseline Forecast | 0 | 0 | 0 | 0 | 0 | 0 | 0 | 0 | 0 | 0 | 0 | 0 | 0 | 0 | 0 | 0 | 0 | 0 | 0 | 0 | 0 | 0 | 0 | 0 | 0 | 0 | 0 | 0 | 0 | 0 | 0 | 0 | 0
Commercial_Grocery_Existing_Food Preparation_Natural Gas_Oven_E6_Baseline Forecast | Commercial | Grocery | Existing | Food Preparation | Natural Gas | Oven | E6 |  | Baseline Forecast | 0 | 0 | 0 | 0 | 0 | 0 | 0 | 0 | 0 | 0 | 0 | 0 | 0 | 0 | 0 | 0 | 0 | 0 | 0 | 0 | 0 | 0 | 0 | 0 | 0 | 0 | 0 | 0 | 0 | 0 | 0 | 0 | 0
Commercial_Grocery_Existing_Food Preparation_Natural Gas_Oven_E7_Baseline Forecast | Commercial | Grocery | Existing | Food Preparation | Natural Gas | Oven | E7 |  | Baseline Forecast | 0 | 0 | 0 | 0 | 0 | 0 | 0 | 0 | 0 | 0 | 0 | 0 | 0 | 0 | 0 | 0 | 0 | 0 | 0 | 0 | 0 | 0 | 0 | 0 | 0 | 0 | 0 | 0 | 0 | 0 | 0 | 0 | 0
Commercial_Grocery_Existing_Food Preparation_Natural Gas_Oven_E8_Baseline Forecast | Commercial | Grocery | Existing | Food Preparation | Natural Gas | Oven | E8 |  | Baseline Forecast | 0 | 0 | 0 | 0 | 0 | 0 | 0 | 0 | 0 | 0 | 0 | 0 | 0 | 0 | 0 | 0 | 0 | 0 | 0 | 0 | 0 | 0 | 0 | 0 | 0 | 0 | 0 | 0 | 0 | 0 | 0 | 0 | 0
Commercial_Grocery_Existing_Food Preparation_Natural Gas_Oven_E9_Baseline Forecast | Commercial | Grocery | Existing | Food Preparation | Natural Gas | Oven | E9 |  | Baseline Forecast | 0 | 0 | 0 | 0 | 0 | 0 | 0 | 0 | 0 | 0 | 0 | 0 | 0 | 0 | 0 | 0 | 0 | 0 | 0 | 0 | 0 | 0 | 0 | 0 | 0 | 0 | 0 | 0 | 0 | 0 | 0 | 0 | 0
Commercial_Grocery_Existing_Food Preparation_Natural Gas_Oven_E10_Baseline Forecast | Commercial | Grocery | Existing | Food Preparation | Natural Gas | Oven | E10 |  | Baseline Forecast | 0 | 0 | 0 | 0 | 0 | 0 | 0 | 0 | 0 | 0 | 0 | 0 | 0 | 0 | 0 | 0 | 0 | 0 | 0 | 0 | 0 | 0 | 0 | 0 | 0 | 0 | 0 | 0 | 0 | 0 | 0 | 0 | 0
Commercial_Grocery_Existing_Food Preparation_Natural Gas_Conveyor Oven_E1_Baseline Forecast | Commercial | Grocery | Existing | Food Preparation | Natural Gas | Conveyor Oven | E1 |  | Baseline Forecast | 0 | 1528.1977 | 1975.9532 | 2326.4106 | 4116.5985 | 2840.1802 | 3016.7997 | 3156.5069 | 3266.1635 | 3351.8679 | 3418.37 | 3469.651 | 3508.7447 | 3538.1543 | 3559.9011 | 3575.4973 | 3586.2003 | 3154.469 | 2896.897 | 2760.4609 | 2994.818 | 2936.9115 | 3304.0143 | 3358.5579 | 3400.5447 | 3806.3664 | 3381.9006 | 3414.5782 | 3439.1863 | 3457.3376 | 3470.4042 | 3479.361 | 4333.1397
Commercial_Grocery_Existing_Food Preparation_Natural Gas_Conveyor Oven_E2_Baseline Forecast | Commercial | Grocery | Existing | Food Preparation | Natural Gas | Conveyor Oven | E2 |  | Baseline Forecast | 0 | 2199.6227 | 2845.4311 | 3349.6224 | 5927.1847 | 4090.9659 | 4348.4698 | 4552.6591 | 4714.1459 | 4841.1792 | 4940.6188 | 5018.009 | 5077.9666 | 5124.0418 | 5158.8968 | 5184.829 | 5203.5472 | 4579.9241 | 4208.4393 | 4012.5156 | 4355.4224 | 4273.3489 | 4809.5995 | 4891.1145 | 4954.1006 | 5547.0895 | 4929.9259 | 4978.7885 | 5015.6334 | 5042.8958 | 5062.386 | 5075.7409 | 6321.2453
Commercial_Grocery_Existing_Food Preparation_Natural Gas_Conveyor Oven_E3_Baseline Forecast | Commercial | Grocery | Existing | Food Preparation | Natural Gas | Conveyor Oven | E3 |  | Baseline Forecast | 0 | 0 | 0 | 0 | 0 | 0 | 0 | 0 | 0 | 0 | 0 | 0 | 0 | 0 | 0 | 0 | 0 | 0 | 0 | 0 | 0 | 0 | 0 | 0 | 0 | 0 | 0 | 0 | 0 | 0 | 0 | 0 | 0
Commercial_Grocery_Existing_Food Preparation_Natural Gas_Conveyor Oven_E4_Baseline Forecast | Commercial | Grocery | Existing | Food Preparation | Natural Gas | Conveyor Oven | E4 |  | Baseline Forecast | 0 | 0 | 0 | 0 | 0 | 0 | 0 | 0 | 0 | 0 | 0 | 0 | 0 | 0 | 0 | 0 | 0 | 0 | 0 | 0 | 0 | 0 | 0 | 0 | 0 | 0 | 0 | 0 | 0 | 0 | 0 | 0 | 0
Commercial_Grocery_Existing_Food Preparation_Natural Gas_Conveyor Oven_E5_Baseline Forecast | Commercial | Grocery | Existing | Food Preparation | Natural Gas | Conveyor Oven | E5 |  | Baseline Forecast | 0 | 0 | 0 | 0 | 0 | 0 | 0 | 0 | 0 | 0 | 0 | 0 | 0 | 0 | 0 | 0 | 0 | 0 | 0 | 0 | 0 | 0 | 0 | 0 | 0 | 0 | 0 | 0 | 0 | 0 | 0 | 0 | 0
Commercial_Grocery_Existing_Food Preparation_Natural Gas_Conveyor Oven_E6_Baseline Forecast | Commercial | Grocery | Existing | Food Preparation | Natural Gas | Conveyor Oven | E6 |  | Baseline Forecast | 0 | 0 | 0 | 0 | 0 | 0 | 0 | 0 | 0 | 0 | 0 | 0 | 0 | 0 | 0 | 0 | 0 | 0 | 0 | 0 | 0 | 0 | 0 | 0 | 0 | 0 | 0 | 0 | 0 | 0 | 0 | 0 | 0
Commercial_Grocery_Existing_Food Preparation_Natural Gas_Conveyor Oven_E7_Baseline Forecast | Commercial | Grocery | Existing | Food Preparation | Natural Gas | Conveyor Oven | E7 |  | Baseline Forecast | 0 | 0 | 0 | 0 | 0 | 0 | 0 | 0 | 0 | 0 | 0 | 0 | 0 | 0 | 0 | 0 | 0 | 0 | 0 | 0 | 0 | 0 | 0 | 0 | 0 | 0 | 0 | 0 | 0 | 0 | 0 | 0 | 0
Commercial_Grocery_Existing_Food Preparation_Natural Gas_Conveyor Oven_E8_Baseline Forecast | Commercial | Grocery | Existing | Food Preparation | Natural Gas | Conveyor Oven | E8 |  | Baseline Forecast | 0 | 0 | 0 | 0 | 0 | 0 | 0 | 0 | 0 | 0 | 0 | 0 | 0 | 0 | 0 | 0 | 0 | 0 | 0 | 0 | 0 | 0 | 0 | 0 | 0 | 0 | 0 | 0 | 0 | 0 | 0 | 0 | 0
Commercial_Grocery_Existing_Food Preparation_Natural Gas_Conveyor Oven_E9_Baseline Forecast | Commercial | Grocery | Existing | Food Preparation | Natural Gas | Conveyor Oven | E9 |  | Baseline Forecast | 0 | 0 | 0 | 0 | 0 | 0 | 0 | 0 | 0 | 0 | 0 | 0 | 0 | 0 | 0 | 0 | 0 | 0 | 0 | 0 | 0 | 0 | 0 | 0 | 0 | 0 | 0 | 0 | 0 | 0 | 0 | 0 | 0
Commercial_Grocery_Existing_Food Preparation_Natural Gas_Conveyor Oven_E10_Baseline Forecast | Commercial | Grocery | Existing | Food Preparation | Natural Gas | Conveyor Oven | E10 |  | Baseline Forecast | 0 | 0 | 0 | 0 | 0 | 0 | 0 | 0 | 0 | 0 | 0 | 0 | 0 | 0 | 0 | 0 | 0 | 0 | 0 | 0 | 0 | 0 | 0 | 0 | 0 | 0 | 0 | 0 | 0 | 0 | 0 | 0 | 0
Commercial_Grocery_Existing_Food Preparation_Natural Gas_Double Rack Oven_E1_Baseline Forecast | Commercial | Grocery | Existing | Food Preparation | Natural Gas | Double Rack Oven | E1 |  | Baseline Forecast | 0 | 2164.8808 | 2797.9687 | 3296.1199 | 5209.1413 | 4024.2535 | 4271.0348 | 4466.0247 | 4617.5724 | 4735.272 | 4825.6846 | 4894.7659 | 4320.5368 | 3986.0298 | 3817.2469 | 4049.6468 | 4006.3124 | 4557.8167 | 4658.0088 | 4734.8079 | 5167.0342 | 4762.2673 | 4809.5055 | 4723.1958 | 4579.9225 | 4425.3141 | 4340.8068 | 4260.3997 | 4143.3669 | 4129.7337 | 4176.1704 | 4398.5569 | 5266.083
Commercial_Grocery_Existing_Food Preparation_Natural Gas_Double Rack Oven_E2_Baseline Forecast | Commercial | Grocery | Existing | Food Preparation | Natural Gas | Double Rack Oven | E2 |  | Baseline Forecast | 0 | 3116.1982 | 4032.3258 | 4744.9268 | 7494.5145 | 5794.8702 | 6163.097 | 6455.2938 | 6687.8661 | 6871.5447 | 7016.2161 | 7129.4192 | 6304.9073 | 5827.9729 | 5591.4956 | 5942.9668 | 5890.2714 | 6714.2967 | 6875.7149 | 7003.3886 | 7657.5085 | 7071.1994 | 7153.4672 | 7036.9052 | 6833.2739 | 6610.7315 | 6491.7016 | 6377.5154 | 6206.9207 | 6190.2358 | 6261.8945 | 6596.7954 | 7897.8794
Commercial_Grocery_Existing_Food Preparation_Natural Gas_Double Rack Oven_E3_Baseline Forecast | Commercial | Grocery | Existing | Food Preparation | Natural Gas | Double Rack Oven | E3 |  | Baseline Forecast | 0 | 0 | 0 | 0 | 0 | 0 | 0 | 0 | 0 | 0 | 0 | 0 | 0 | 0 | 0 | 0 | 0 | 0 | 0 | 0 | 0 | 0 | 0 | 0 | 0 | 0 | 0 | 0 | 0 | 0 | 0 | 0 | 0
Commercial_Grocery_Existing_Food Preparation_Natural Gas_Double Rack Oven_E4_Baseline Forecast | Commercial | Grocery | Existing | Food Preparation | Natural Gas | Double Rack Oven | E4 |  | Baseline Forecast | 0 | 0 | 0 | 0 | 0 | 0 | 0 | 0 | 0 | 0 | 0 | 0 | 0 | 0 | 0 | 0 | 0 | 0 | 0 | 0 | 0 | 0 | 0 | 0 | 0 | 0 | 0 | 0 | 0 | 0 | 0 | 0 | 0
Commercial_Grocery_Existing_Food Preparation_Natural Gas_Double Rack Oven_E5_Baseline Forecast | Commercial | Grocery | Existing | Food Preparation | Natural Gas | Double Rack Oven | E5 |  | Baseline Forecast | 0 | 0 | 0 | 0 | 0 | 0 | 0 | 0 | 0 | 0 | 0 | 0 | 0 | 0 | 0 | 0 | 0 | 0 | 0 | 0 | 0 | 0 | 0 | 0 | 0 | 0 | 0 | 0 | 0 | 0 | 0 | 0 | 0
Commercial_Grocery_Existing_Food Preparation_Natural Gas_Double Rack Oven_E6_Baseline Forecast | Commercial | Grocery | Existing | Food Preparation | Natural Gas | Double Rack Oven | E6 |  | Baseline Forecast | 0 | 0 | 0 | 0 | 0 | 0 | 0 | 0 | 0 | 0 | 0 | 0 | 0 | 0 | 0 | 0 | 0 | 0 | 0 | 0 | 0 | 0 | 0 | 0 | 0 | 0 | 0 | 0 | 0 | 0 | 0 | 0 | 0
Commercial_Grocery_Existing_Food Preparation_Natural Gas_Double Rack Oven_E7_Baseline Forecast | Commercial | Grocery | Existing | Food Preparation | Natural Gas | Double Rack Oven | E7 |  | Baseline Forecast | 0 | 0 | 0 | 0 | 0 | 0 | 0 | 0 | 0 | 0 | 0 | 0 | 0 | 0 | 0 | 0 | 0 | 0 | 0 | 0 | 0 | 0 | 0 | 0 | 0 | 0 | 0 | 0 | 0 | 0 | 0 | 0 | 0
Commercial_Grocery_Existing_Food Preparation_Natural Gas_Double Rack Oven_E8_Baseline Forecast | Commercial | Grocery | Existing | Food Preparation | Natural Gas | Double Rack Oven | E8 |  | Baseline Forecast | 0 | 0 | 0 | 0 | 0 | 0 | 0 | 0 | 0 | 0 | 0 | 0 | 0 | 0 | 0 | 0 | 0 | 0 | 0 | 0 | 0 | 0 | 0 | 0 | 0 | 0 | 0 | 0 | 0 | 0 | 0 | 0 | 0
Commercial_Grocery_Existing_Food Preparation_Natural Gas_Double Rack Oven_E9_Baseline Forecast | Commercial | Grocery | Existing | Food Preparation | Natural Gas | Double Rack Oven | E9 |  | Baseline Forecast | 0 | 0 | 0 | 0 | 0 | 0 | 0 | 0 | 0 | 0 | 0 | 0 | 0 | 0 | 0 | 0 | 0 | 0 | 0 | 0 | 0 | 0 | 0 | 0 | 0 | 0 | 0 | 0 | 0 | 0 | 0 | 0 | 0
Commercial_Grocery_Existing_Food Preparation_Natural Gas_Double Rack Oven_E10_Baseline Forecast | Commercial | Grocery | Existing | Food Preparation | Natural Gas | Double Rack Oven | E10 |  | Baseline Forecast | 0 | 0 | 0 | 0 | 0 | 0 | 0 | 0 | 0 | 0 | 0 | 0 | 0 | 0 | 0 | 0 | 0 | 0 | 0 | 0 | 0 | 0 | 0 | 0 | 0 | 0 | 0 | 0 | 0 | 0 | 0 | 0 | 0
Commercial_Grocery_Existing_Food Preparation_Natural Gas_Fryer_E1_Baseline Forecast | Commercial | Grocery | Existing | Food Preparation | Natural Gas | Fryer | E1 |  | Baseline Forecast | 0 | 0 | 0 | 0 | 0 | 0 | 0 | 0 | 0 | 0 | 0 | 0 | 0 | 0 | 0 | 0 | 0 | 0 | 0 | 0 | 0 | 0 | 0 | 0 | 0 | 0 | 0 | 0 | 0 | 0 | 0 | 0 | 0
Commercial_Grocery_Existing_Food Preparation_Natural Gas_Fryer_E2_Baseline Forecast | Commercial | Grocery | Existing | Food Preparation | Natural Gas | Fryer | E2 |  | Baseline Forecast | 0 | 0 | 0 | 11392.274 | 46538.723 | 48173.4306 | 61116.3271 | 71408.6267 | 79581.6512 | 63533.4833 | 50720.7886 | 42735.2357 | 43262.3855 | 44011.1114 | 47157.997 | 51696.3802 | 59837.8504 | 69231.9919 | 65703.8439 | 64203.6544 | 62440.6159 | 60644.7208 | 53649.4079 | 49774.9721 | 49510.139 | 53318.2036 | 55719.6223 | 57952.94 | 59743.9105 | 61741.2197 | 62280.8438 | 58650.3821 | 64600.1739
Commercial_Grocery_Existing_Food Preparation_Natural Gas_Fryer_E3_Baseline Forecast | Commercial | Grocery | Existing | Food Preparation | Natural Gas | Fryer | E3 |  | Baseline Forecast | 0 | 0 | 0 | 0 | 0 | 0 | 0 | 0 | 0 | 0 | 0 | 0 | 0 | 0 | 0 | 0 | 0 | 0 | 0 | 0 | 0 | 0 | 0 | 0 | 0 | 0 | 0 | 0 | 0 | 0 | 0 | 0 | 0
Commercial_Grocery_Existing_Food Preparation_Natural Gas_Fryer_E4_Baseline Forecast | Commercial | Grocery | Existing | Food Preparation | Natural Gas | Fryer | E4 |  | Baseline Forecast | 0 | 0 | 0 | 0 | 0 | 0 | 0 | 0 | 0 | 0 | 0 | 0 | 0 | 0 | 0 | 0 | 0 | 0 | 0 | 0 | 0 | 0 | 0 | 0 | 0 | 0 | 0 | 0 | 0 | 0 | 0 | 0 | 0
Commercial_Grocery_Existing_Food Preparation_Natural Gas_Fryer_E5_Baseline Forecast | Commercial | Grocery | Existing | Food Preparation | Natural Gas | Fryer | E5 |  | Baseline Forecast | 0 | 0 | 0 | 0 | 0 | 0 | 0 | 0 | 0 | 0 | 0 | 0 | 0 | 0 | 0 | 0 | 0 | 0 | 0 | 0 | 0 | 0 | 0 | 0 | 0 | 0 | 0 | 0 | 0 | 0 | 0 | 0 | 0
Commercial_Grocery_Existing_Food Preparation_Natural Gas_Fryer_E6_Baseline Forecast | Commercial | Grocery | Existing | Food Preparation | Natural Gas | Fryer | E6 |  | Baseline Forecast | 0 | 0 | 0 | 0 | 0 | 0 | 0 | 0 | 0 | 0 | 0 | 0 | 0 | 0 | 0 | 0 | 0 | 0 | 0 | 0 | 0 | 0 | 0 | 0 | 0 | 0 | 0 | 0 | 0 | 0 | 0 | 0 | 0
Commercial_Grocery_Existing_Food Preparation_Natural Gas_Fryer_E7_Baseline Forecast | Commercial | Grocery | Existing | Food Preparation | Natural Gas | Fryer | E7 |  | Baseline Forecast | 0 | 0 | 0 | 0 | 0 | 0 | 0 | 0 | 0 | 0 | 0 | 0 | 0 | 0 | 0 | 0 | 0 | 0 | 0 | 0 | 0 | 0 | 0 | 0 | 0 | 0 | 0 | 0 | 0 | 0 | 0 | 0 | 0
Commercial_Grocery_Existing_Food Preparation_Natural Gas_Fryer_E8_Baseline Forecast | Commercial | Grocery | Existing | Food Preparation | Natural Gas | Fryer | E8 |  | Baseline Forecast | 0 | 0 | 0 | 0 | 0 | 0 | 0 | 0 | 0 | 0 | 0 | 0 | 0 | 0 | 0 | 0 | 0 | 0 | 0 | 0 | 0 | 0 | 0 | 0 | 0 | 0 | 0 | 0 | 0 | 0 | 0 | 0 | 0
Commercial_Grocery_Existing_Food Preparation_Natural Gas_Fryer_E9_Baseline Forecast | Commercial | Grocery | Existing | Food Preparation | Natural Gas | Fryer | E9 |  | Baseline Forecast | 0 | 0 | 0 | 0 | 0 | 0 | 0 | 0 | 0 | 0 | 0 | 0 | 0 | 0 | 0 | 0 | 0 | 0 | 0 | 0 | 0 | 0 | 0 | 0 | 0 | 0 | 0 | 0 | 0 | 0 | 0 | 0 | 0
Commercial_Grocery_Existing_Food Preparation_Natural Gas_Fryer_E10_Baseline Forecast | Commercial | Grocery | Existing | Food Preparation | Natural Gas | Fryer | E10 |  | Baseline Forecast | 0 | 0 | 0 | 0 | 0 | 0 | 0 | 0 | 0 | 0 | 0 | 0 | 0 | 0 | 0 | 0 | 0 | 0 | 0 | 0 | 0 | 0 | 0 | 0 | 0 | 0 | 0 | 0 | 0 | 0 | 0 | 0 | 0
Commercial_Grocery_Existing_Food Preparation_Natural Gas_Broiler_E1_Baseline Forecast | Commercial | Grocery | Existing | Food Preparation | Natural Gas | Broiler | E1 |  | Baseline Forecast | 0 | 0 | 0 | 0 | 0 | 0 | 0 | 0 | 0 | 0 | 0 | 0 | 0 | 0 | 0 | 0 | 0 | 0 | 0 | 0 | 0 | 0 | 0 | 0 | 0 | 0 | 0 | 0 | 0 | 0 | 0 | 0 | 0
Commercial_Grocery_Existing_Food Preparation_Natural Gas_Broiler_E2_Baseline Forecast | Commercial | Grocery | Existing | Food Preparation | Natural Gas | Broiler | E2 |  | Baseline Forecast | 0 | 0 | 0 | 0 | 0 | 0 | 0 | 0 | 0 | 0 | 0 | 0 | 0 | 0 | 0 | 0 | 0 | 0 | 0 | 0 | 0 | 0 | 0 | 0 | 0 | 0 | 0 | 0 | 0 | 0 | 0 | 0 | 0
Commercial_Grocery_Existing_Food Preparation_Natural Gas_Broiler_E3_Baseline Forecast | Commercial | Grocery | Existing | Food Preparation | Natural Gas | Broiler | E3 |  | Baseline Forecast | 0 | 0 | 0 | 0 | 0 | 0 | 0 | 0 | 0 | 0 | 0 | 0 | 0 | 0 | 0 | 0 | 0 | 0 | 0 | 0 | 0 | 0 | 0 | 0 | 0 | 0 | 0 | 0 | 0 | 0 | 0 | 0 | 0
Commercial_Grocery_Existing_Food Preparation_Natural Gas_Broiler_E4_Baseline Forecast | Commercial | Grocery | Existing | Food Preparation | Natural Gas | Broiler | E4 |  | Baseline Forecast | 0 | 0 | 0 | 0 | 0 | 0 | 0 | 0 | 0 | 0 | 0 | 0 | 0 | 0 | 0 | 0 | 0 | 0 | 0 | 0 | 0 | 0 | 0 | 0 | 0 | 0 | 0 | 0 | 0 | 0 | 0 | 0 | 0
Commercial_Grocery_Existing_Food Preparation_Natural Gas_Broiler_E5_Baseline Forecast | Commercial | Grocery | Existing | Food Preparation | Natural Gas | Broiler | E5 |  | Baseline Forecast | 0 | 0 | 0 | 0 | 0 | 0 | 0 | 0 | 0 | 0 | 0 | 0 | 0 | 0 | 0 | 0 | 0 | 0 | 0 | 0 | 0 | 0 | 0 | 0 | 0 | 0 | 0 | 0 | 0 | 0 | 0 | 0 | 0
Commercial_Grocery_Existing_Food Preparation_Natural Gas_Broiler_E6_Baseline Forecast | Commercial | Grocery | Existing | Food Preparation | Natural Gas | Broiler | E6 |  | Baseline Forecast | 0 | 0 | 0 | 0 | 0 | 0 | 0 | 0 | 0 | 0 | 0 | 0 | 0 | 0 | 0 | 0 | 0 | 0 | 0 | 0 | 0 | 0 | 0 | 0 | 0 | 0 | 0 | 0 | 0 | 0 | 0 | 0 | 0
Commercial_Grocery_Existing_Food Preparation_Natural Gas_Broiler_E7_Baseline Forecast | Commercial | Grocery | Existing | Food Preparation | Natural Gas | Broiler | E7 |  | Baseline Forecast | 0 | 0 | 0 | 0 | 0 | 0 | 0 | 0 | 0 | 0 | 0 | 0 | 0 | 0 | 0 | 0 | 0 | 0 | 0 | 0 | 0 | 0 | 0 | 0 | 0 | 0 | 0 | 0 | 0 | 0 | 0 | 0 | 0
Commercial_Grocery_Existing_Food Preparation_Natural Gas_Broiler_E8_Baseline Forecast | Commercial | Grocery | Existing | Food Preparation | Natural Gas | Broiler | E8 |  | Baseline Forecast | 0 | 0 | 0 | 0 | 0 | 0 | 0 | 0 | 0 | 0 | 0 | 0 | 0 | 0 | 0 | 0 | 0 | 0 | 0 | 0 | 0 | 0 | 0 | 0 | 0 | 0 | 0 | 0 | 0 | 0 | 0 | 0 | 0
Commercial_Grocery_Existing_Food Preparation_Natural Gas_Broiler_E9_Baseline Forecast | Commercial | Grocery | Existing | Food Preparation | Natural Gas | Broiler | E9 |  | Baseline Forecast | 0 | 0 | 0 | 0 | 0 | 0 | 0 | 0 | 0 | 0 | 0 | 0 | 0 | 0 | 0 | 0 | 0 | 0 | 0 | 0 | 0 | 0 | 0 | 0 | 0 | 0 | 0 | 0 | 0 | 0 | 0 | 0 | 0
Commercial_Grocery_Existing_Food Preparation_Natural Gas_Broiler_E10_Baseline Forecast | Commercial | Grocery | Existing | Food Preparation | Natural Gas | Broiler | E10 |  | Baseline Forecast | 0 | 0 | 0 | 0 | 0 | 0 | 0 | 0 | 0 | 0 | 0 | 0 | 0 | 0 | 0 | 0 | 0 | 0 | 0 | 0 | 0 | 0 | 0 | 0 | 0 | 0 | 0 | 0 | 0 | 0 | 0 | 0 | 0
Commercial_Grocery_Existing_Food Preparation_Natural Gas_Griddle_E1_Baseline Forecast | Commercial | Grocery | Existing | Food Preparation | Natural Gas | Griddle | E1 |  | Baseline Forecast | 0 | 14998.0425 | 19396.532 | 0 | 0 | 0 | 0 | 0 | 0 | 0 | 0 | 0 | 0 | 0 | 0 | 0 | 0 | 0 | 0 | 0 | 0 | 0 | 0 | 0 | 0 | 0 | 0 | 0 | 0 | 0 | 0 | 0 | 0
Commercial_Grocery_Existing_Food Preparation_Natural Gas_Griddle_E2_Baseline Forecast | Commercial | Grocery | Existing | Food Preparation | Natural Gas | Griddle | E2 |  | Baseline Forecast | 0 | 6126.2735 | 7924.6458 | 32164.1869 | 50814.6232 | 39276.4948 | 41736.5272 | 43685.274 | 45221.7538 | 46427.2669 | 47367.6028 | 48096.7404 | 42501.7763 | 39256.0105 | 37634.9701 | 39970.4545 | 39586.3353 | 45088.4532 | 46134.8948 | 46952.786 | 51298.1707 | 47333.8667 | 47851.8906 | 47040.4042 | 45652.7854 | 44144.1822 | 43330.0336 | 42551.6606 | 41401.1504 | 41279.8779 | 41752.2597 | 43981.4094 | 52655.8495
Commercial_Grocery_Existing_Food Preparation_Natural Gas_Griddle_E3_Baseline Forecast | Commercial | Grocery | Existing | Food Preparation | Natural Gas | Griddle | E3 |  | Baseline Forecast | 0 | 0 | 0 | 0 | 0 | 0 | 0 | 0 | 0 | 0 | 0 | 0 | 0 | 0 | 0 | 0 | 0 | 0 | 0 | 0 | 0 | 0 | 0 | 0 | 0 | 0 | 0 | 0 | 0 | 0 | 0 | 0 | 0
Commercial_Grocery_Existing_Food Preparation_Natural Gas_Griddle_E4_Baseline Forecast | Commercial | Grocery | Existing | Food Preparation | Natural Gas | Griddle | E4 |  | Baseline Forecast | 0 | 0 | 0 | 0 | 0 | 0 | 0 | 0 | 0 | 0 | 0 | 0 | 0 | 0 | 0 | 0 | 0 | 0 | 0 | 0 | 0 | 0 | 0 | 0 | 0 | 0 | 0 | 0 | 0 | 0 | 0 | 0 | 0
Commercial_Grocery_Existing_Food Preparation_Natural Gas_Griddle_E5_Baseline Forecast | Commercial | Grocery | Existing | Food Preparation | Natural Gas | Griddle | E5 |  | Baseline Forecast | 0 | 0 | 0 | 0 | 0 | 0 | 0 | 0 | 0 | 0 | 0 | 0 | 0 | 0 | 0 | 0 | 0 | 0 | 0 | 0 | 0 | 0 | 0 | 0 | 0 | 0 | 0 | 0 | 0 | 0 | 0 | 0 | 0
Commercial_Grocery_Existing_Food Preparation_Natural Gas_Griddle_E6_Baseline Forecast | Commercial | Grocery | Existing | Food Preparation | Natural Gas | Griddle | E6 |  | Baseline Forecast | 0 | 0 | 0 | 0 | 0 | 0 | 0 | 0 | 0 | 0 | 0 | 0 | 0 | 0 | 0 | 0 | 0 | 0 | 0 | 0 | 0 | 0 | 0 | 0 | 0 | 0 | 0 | 0 | 0 | 0 | 0 | 0 | 0
Commercial_Grocery_Existing_Food Preparation_Natural Gas_Griddle_E7_Baseline Forecast | Commercial | Grocery | Existing | Food Preparation | Natural Gas | Griddle | E7 |  | Baseline Forecast | 0 | 0 | 0 | 0 | 0 | 0 | 0 | 0 | 0 | 0 | 0 | 0 | 0 | 0 | 0 | 0 | 0 | 0 | 0 | 0 | 0 | 0 | 0 | 0 | 0 | 0 | 0 | 0 | 0 | 0 | 0 | 0 | 0
Commercial_Grocery_Existing_Food Preparation_Natural Gas_Griddle_E8_Baseline Forecast | Commercial | Grocery | Existing | Food Preparation | Natural Gas | Griddle | E8 |  | Baseline Forecast | 0 | 0 | 0 | 0 | 0 | 0 | 0 | 0 | 0 | 0 | 0 | 0 | 0 | 0 | 0 | 0 | 0 | 0 | 0 | 0 | 0 | 0 | 0 | 0 | 0 | 0 | 0 | 0 | 0 | 0 | 0 | 0 | 0
Commercial_Grocery_Existing_Food Preparation_Natural Gas_Griddle_E9_Baseline Forecast | Commercial | Grocery | Existing | Food Preparation | Natural Gas | Griddle | E9 |  | Baseline Forecast | 0 | 0 | 0 | 0 | 0 | 0 | 0 | 0 | 0 | 0 | 0 | 0 | 0 | 0 | 0 | 0 | 0 | 0 | 0 | 0 | 0 | 0 | 0 | 0 | 0 | 0 | 0 | 0 | 0 | 0 | 0 | 0 | 0
Commercial_Grocery_Existing_Food Preparation_Natural Gas_Griddle_E10_Baseline Forecast | Commercial | Grocery | Existing | Food Preparation | Natural Gas | Griddle | E10 |  | Baseline Forecast | 0 | 0 | 0 | 0 | 0 | 0 | 0 | 0 | 0 | 0 | 0 | 0 | 0 | 0 | 0 | 0 | 0 | 0 | 0 | 0 | 0 | 0 | 0 | 0 | 0 | 0 | 0 | 0 | 0 | 0 | 0 | 0 | 0
Commercial_Grocery_Existing_Food Preparation_Natural Gas_Range_E1_Baseline Forecast | Commercial | Grocery | Existing | Food Preparation | Natural Gas | Range | E1 |  | Baseline Forecast | 0 | 10393.2369 | 13439.2377 | 15826.7204 | 23808.0101 | 19327.4654 | 20529.0071 | 21480.1837 | 22226.3253 | 22809.8807 | 20226.7686 | 18766.7291 | 18078.3942 | 19081.0278 | 19007.3893 | 21806.0446 | 22389.3105 | 22842.525 | 24712.816 | 22564.2342 | 22000.6058 | 21351.7883 | 20979.7073 | 20627.114 | 20092.0589 | 20063.1796 | 20324.5642 | 21329.0652 | 21438.8376 | 22145.8204 | 22024.4758 | 21823.246 | 25362.7924
Commercial_Grocery_Existing_Food Preparation_Natural Gas_Range_E2_Baseline Forecast | Commercial | Grocery | Existing | Food Preparation | Natural Gas | Range | E2 |  | Baseline Forecast | 0 | 14955.9423 | 19346.1757 | 22770.3039 | 34241.4665 | 27804.3284 | 29554.8255 | 30942.1451 | 32039.7793 | 32902.8395 | 29196.0165 | 27104.7898 | 26127.2322 | 27594.3736 | 27504.937 | 31574.4816 | 32439.3752 | 33118.3278 | 35854.8608 | 32761.1978 | 31965.2679 | 31045.0181 | 30524.105 | 30031.2985 | 29269.5146 | 29242.1453 | 29636.5546 | 31113.3514 | 31282.924 | 32322.4893 | 32149.6777 | 31858.7844 | 37026.0104
Commercial_Grocery_Existing_Food Preparation_Natural Gas_Range_E3_Baseline Forecast | Commercial | Grocery | Existing | Food Preparation | Natural Gas | Range | E3 |  | Baseline Forecast | 0 | 0 | 0 | 0 | 0 | 0 | 0 | 0 | 0 | 0 | 0 | 0 | 0 | 0 | 0 | 0 | 0 | 0 | 0 | 0 | 0 | 0 | 0 | 0 | 0 | 0 | 0 | 0 | 0 | 0 | 0 | 0 | 0
Commercial_Grocery_Existing_Food Preparation_Natural Gas_Range_E4_Baseline Forecast | Commercial | Grocery | Existing | Food Preparation | Natural Gas | Range | E4 |  | Baseline Forecast | 0 | 0 | 0 | 0 | 0 | 0 | 0 | 0 | 0 | 0 | 0 | 0 | 0 | 0 | 0 | 0 | 0 | 0 | 0 | 0 | 0 | 0 | 0 | 0 | 0 | 0 | 0 | 0 | 0 | 0 | 0 | 0 | 0
Commercial_Grocery_Existing_Food Preparation_Natural Gas_Range_E5_Baseline Forecast | Commercial | Grocery | Existing | Food Preparation | Natural Gas | Range | E5 |  | Baseline Forecast | 0 | 0 | 0 | 0 | 0 | 0 | 0 | 0 | 0 | 0 | 0 | 0 | 0 | 0 | 0 | 0 | 0 | 0 | 0 | 0 | 0 | 0 | 0 | 0 | 0 | 0 | 0 | 0 | 0 | 0 | 0 | 0 | 0
Commercial_Grocery_Existing_Food Preparation_Natural Gas_Range_E6_Baseline Forecast | Commercial | Grocery | Existing | Food Preparation | Natural Gas | Range | E6 |  | Baseline Forecast | 0 | 0 | 0 | 0 | 0 | 0 | 0 | 0 | 0 | 0 | 0 | 0 | 0 | 0 | 0 | 0 | 0 | 0 | 0 | 0 | 0 | 0 | 0 | 0 | 0 | 0 | 0 | 0 | 0 | 0 | 0 | 0 | 0
Commercial_Grocery_Existing_Food Preparation_Natural Gas_Range_E7_Baseline Forecast | Commercial | Grocery | Existing | Food Preparation | Natural Gas | Range | E7 |  | Baseline Forecast | 0 | 0 | 0 | 0 | 0 | 0 | 0 | 0 | 0 | 0 | 0 | 0 | 0 | 0 | 0 | 0 | 0 | 0 | 0 | 0 | 0 | 0 | 0 | 0 | 0 | 0 | 0 | 0 | 0 | 0 | 0 | 0 | 0
Commercial_Grocery_Existing_Food Preparation_Natural Gas_Range_E8_Baseline Forecast | Commercial | Grocery | Existing | Food Preparation | Natural Gas | Range | E8 |  | Baseline Forecast | 0 | 0 | 0 | 0 | 0 | 0 | 0 | 0 | 0 | 0 | 0 | 0 | 0 | 0 | 0 | 0 | 0 | 0 | 0 | 0 | 0 | 0 | 0 | 0 | 0 | 0 | 0 | 0 | 0 | 0 | 0 | 0 | 0
Commercial_Grocery_Existing_Food Preparation_Natural Gas_Range_E9_Baseline Forecast | Commercial | Grocery | Existing | Food Preparation | Natural Gas | Range | E9 |  | Baseline Forecast | 0 | 0 | 0 | 0 | 0 | 0 | 0 | 0 | 0 | 0 | 0 | 0 | 0 | 0 | 0 | 0 | 0 | 0 | 0 | 0 | 0 | 0 | 0 | 0 | 0 | 0 | 0 | 0 | 0 | 0 | 0 | 0 | 0
Commercial_Grocery_Existing_Food Preparation_Natural Gas_Range_E10_Baseline Forecast | Commercial | Grocery | Existing | Food Preparation | Natural Gas | Range | E10 |  | Baseline Forecast | 0 | 0 | 0 | 0 | 0 | 0 | 0 | 0 | 0 | 0 | 0 | 0 | 0 | 0 | 0 | 0 | 0 | 0 | 0 | 0 | 0 | 0 | 0 | 0 | 0 | 0 | 0 | 0 | 0 | 0 | 0 | 0 | 0
Commercial_Grocery_Existing_Food Preparation_Natural Gas_Steamer_E1_Baseline Forecast | Commercial | Grocery | Existing | Food Preparation | Natural Gas | Steamer | E1 |  | Baseline Forecast | 0 | 576.4247 | 651.7766 | 0 | 0 | 0 | 0 | 0 | 0 | 0 | 0 | 0 | 0 | 0 | 0 | 0 | 0 | 0 | 0 | 0 | 0 | 0 | 0 | 0 | 0 | 0 | 0 | 0 | 0 | 0 | 0 | 0 | 0
Commercial_Grocery_Existing_Food Preparation_Natural Gas_Steamer_E2_Baseline Forecast | Commercial | Grocery | Existing | Food Preparation | Natural Gas | Steamer | E2 |  | Baseline Forecast | 0 | 576.9458 | 655.067 | 1439.5155 | 2284.0731 | 1671.3896 | 1765.7903 | 1849.2561 | 1922.8123 | 1987.4895 | 1887.9839 | 1816.7818 | 1768.7195 | 1817.803 | 1794.7203 | 1784.6062 | 1784.7462 | 1792.9326 | 1807.3435 | 2149.5694 | 2152.477 | 2144.5066 | 2351.436 | 2101.9472 | 2088.7205 | 2073.6844 | 2058.2917 | 2043.5893 | 2019.1441 | 2006.0719 | 2000.3684 | 2046.6549 | 2449.6269
Commercial_Grocery_Existing_Food Preparation_Natural Gas_Steamer_E3_Baseline Forecast | Commercial | Grocery | Existing | Food Preparation | Natural Gas | Steamer | E3 |  | Baseline Forecast | 0 | 0 | 0 | 0 | 0 | 0 | 0 | 0 | 0 | 0 | 0 | 0 | 0 | 0 | 0 | 0 | 0 | 0 | 0 | 0 | 0 | 0 | 0 | 0 | 0 | 0 | 0 | 0 | 0 | 0 | 0 | 0 | 0
Commercial_Grocery_Existing_Food Preparation_Natural Gas_Steamer_E4_Baseline Forecast | Commercial | Grocery | Existing | Food Preparation | Natural Gas | Steamer | E4 |  | Baseline Forecast | 0 | 0 | 0 | 0 | 0 | 0 | 0 | 0 | 0 | 0 | 0 | 0 | 0 | 0 | 0 | 0 | 0 | 0 | 0 | 0 | 0 | 0 | 0 | 0 | 0 | 0 | 0 | 0 | 0 | 0 | 0 | 0 | 0
Commercial_Grocery_Existing_Food Preparation_Natural Gas_Steamer_E5_Baseline Forecast | Commercial | Grocery | Existing | Food Preparation | Natural Gas | Steamer | E5 |  | Baseline Forecast | 0 | 0 | 0 | 0 | 0 | 0 | 0 | 0 | 0 | 0 | 0 | 0 | 0 | 0 | 0 | 0 | 0 | 0 | 0 | 0 | 0 | 0 | 0 | 0 | 0 | 0 | 0 | 0 | 0 | 0 | 0 | 0 | 0
Commercial_Grocery_Existing_Food Preparation_Natural Gas_Steamer_E6_Baseline Forecast | Commercial | Grocery | Existing | Food Preparation | Natural Gas | Steamer | E6 |  | Baseline Forecast | 0 | 0 | 0 | 0 | 0 | 0 | 0 | 0 | 0 | 0 | 0 | 0 | 0 | 0 | 0 | 0 | 0 | 0 | 0 | 0 | 0 | 0 | 0 | 0 | 0 | 0 | 0 | 0 | 0 | 0 | 0 | 0 | 0
Commercial_Grocery_Existing_Food Preparation_Natural Gas_Steamer_E7_Baseline Forecast | Commercial | Grocery | Existing | Food Preparation | Natural Gas | Steamer | E7 |  | Baseline Forecast | 0 | 0 | 0 | 0 | 0 | 0 | 0 | 0 | 0 | 0 | 0 | 0 | 0 | 0 | 0 | 0 | 0 | 0 | 0 | 0 | 0 | 0 | 0 | 0 | 0 | 0 | 0 | 0 | 0 | 0 | 0 | 0 | 0
Commercial_Grocery_Existing_Food Preparation_Natural Gas_Steamer_E8_Baseline Forecast | Commercial | Grocery | Existing | Food Preparation | Natural Gas | Steamer | E8 |  | Baseline Forecast | 0 | 0 | 0 | 0 | 0 | 0 | 0 | 0 | 0 | 0 | 0 | 0 | 0 | 0 | 0 | 0 | 0 | 0 | 0 | 0 | 0 | 0 | 0 | 0 | 0 | 0 | 0 | 0 | 0 | 0 | 0 | 0 | 0
Commercial_Grocery_Existing_Food Preparation_Natural Gas_Steamer_E9_Baseline Forecast | Commercial | Grocery | Existing | Food Preparation | Natural Gas | Steamer | E9 |  | Baseline Forecast | 0 | 0 | 0 | 0 | 0 | 0 | 0 | 0 | 0 | 0 | 0 | 0 | 0 | 0 | 0 | 0 | 0 | 0 | 0 | 0 | 0 | 0 | 0 | 0 | 0 | 0 | 0 | 0 | 0 | 0 | 0 | 0 | 0
Commercial_Grocery_Existing_Food Preparation_Natural Gas_Steamer_E10_Baseline Forecast | Commercial | Grocery | Existing | Food Preparation | Natural Gas | Steamer | E10 |  | Baseline Forecast | 0 | 0 | 0 | 0 | 0 | 0 | 0 | 0 | 0 | 0 | 0 | 0 | 0 | 0 | 0 | 0 | 0 | 0 | 0 | 0 | 0 | 0 | 0 | 0 | 0 | 0 | 0 | 0 | 0 | 0 | 0 | 0 | 0
Commercial_Grocery_Existing_Food Preparation_Natural Gas_Food Prep Other_E1_Baseline Forecast | Commercial | Grocery | Existing | Food Preparation | Natural Gas | Food Prep Other | E1 |  | Baseline Forecast | 0 | 0 | 0 | 0 | 0 | 0 | 0 | 0 | 0 | 0 | 0 | 0 | 0 | 0 | 0 | 0 | 0 | 0 | 0 | 0 | 0 | 0 | 0 | 0 | 0 | 0 | 0 | 0 | 0 | 0 | 0 | 0 | 0
Commercial_Grocery_Existing_Food Preparation_Natural Gas_Food Prep Other_E2_Baseline Forecast | Commercial | Grocery | Existing | Food Preparation | Natural Gas | Food Prep Other | E2 |  | Baseline Forecast | 0 | 0 | 0 | 0 | 0 | 0 | 0 | 0 | 0 | 0 | 0 | 0 | 0 | 0 | 0 | 0 | 0 | 0 | 0 | 0 | 0 | 0 | 0 | 0 | 0 | 0 | 0 | 0 | 0 | 0 | 0 | 0 | 0
Commercial_Grocery_Existing_Food Preparation_Natural Gas_Food Prep Other_E3_Baseline Forecast | Commercial | Grocery | Existing | Food Preparation | Natural Gas | Food Prep Other | E3 |  | Baseline Forecast | 0 | 0 | 0 | 0 | 0 | 0 | 0 | 0 | 0 | 0 | 0 | 0 | 0 | 0 | 0 | 0 | 0 | 0 | 0 | 0 | 0 | 0 | 0 | 0 | 0 | 0 | 0 | 0 | 0 | 0 | 0 | 0 | 0
Commercial_Grocery_Existing_Food Preparation_Natural Gas_Food Prep Other_E4_Baseline Forecast | Commercial | Grocery | Existing | Food Preparation | Natural Gas | Food Prep Other | E4 |  | Baseline Forecast | 0 | 0 | 0 | 0 | 0 | 0 | 0 | 0 | 0 | 0 | 0 | 0 | 0 | 0 | 0 | 0 | 0 | 0 | 0 | 0 | 0 | 0 | 0 | 0 | 0 | 0 | 0 | 0 | 0 | 0 | 0 | 0 | 0
Commercial_Grocery_Existing_Food Preparation_Natural Gas_Food Prep Other_E5_Baseline Forecast | Commercial | Grocery | Existing | Food Preparation | Natural Gas | Food Prep Other | E5 |  | Baseline Forecast | 0 | 0 | 0 | 0 | 0 | 0 | 0 | 0 | 0 | 0 | 0 | 0 | 0 | 0 | 0 | 0 | 0 | 0 | 0 | 0 | 0 | 0 | 0 | 0 | 0 | 0 | 0 | 0 | 0 | 0 | 0 | 0 | 0
Commercial_Grocery_Existing_Food Preparation_Natural Gas_Food Prep Other_E6_Baseline Forecast | Commercial | Grocery | Existing | Food Preparation | Natural Gas | Food Prep Other | E6 |  | Baseline Forecast | 0 | 0 | 0 | 0 | 0 | 0 | 0 | 0 | 0 | 0 | 0 | 0 | 0 | 0 | 0 | 0 | 0 | 0 | 0 | 0 | 0 | 0 | 0 | 0 | 0 | 0 | 0 | 0 | 0 | 0 | 0 | 0 | 0
Commercial_Grocery_Existing_Food Preparation_Natural Gas_Food Prep Other_E7_Baseline Forecast | Commercial | Grocery | Existing | Food Preparation | Natural Gas | Food Prep Other | E7 |  | Baseline Forecast | 0 | 0 | 0 | 0 | 0 | 0 | 0 | 0 | 0 | 0 | 0 | 0 | 0 | 0 | 0 | 0 | 0 | 0 | 0 | 0 | 0 | 0 | 0 | 0 | 0 | 0 | 0 | 0 | 0 | 0 | 0 | 0 | 0
Commercial_Grocery_Existing_Food Preparation_Natural Gas_Food Prep Other_E8_Baseline Forecast | Commercial | Grocery | Existing | Food Preparation | Natural Gas | Food Prep Other | E8 |  | Baseline Forecast | 0 | 0 | 0 | 0 | 0 | 0 | 0 | 0 | 0 | 0 | 0 | 0 | 0 | 0 | 0 | 0 | 0 | 0 | 0 | 0 | 0 | 0 | 0 | 0 | 0 | 0 | 0 | 0 | 0 | 0 | 0 | 0 | 0
Commercial_Grocery_Existing_Food Preparation_Natural Gas_Food Prep Other_E9_Baseline Forecast | Commercial | Grocery | Existing | Food Preparation | Natural Gas | Food Prep Other | E9 |  | Baseline Forecast | 0 | 0 | 0 | 0 | 0 | 0 | 0 | 0 | 0 | 0 | 0 | 0 | 0 | 0 | 0 | 0 | 0 | 0 | 0 | 0 | 0 | 0 | 0 | 0 | 0 | 0 | 0 | 0 | 0 | 0 | 0 | 0 | 0
Commercial_Grocery_Existing_Food Preparation_Natural Gas_Food Prep Other_E10_Baseline Forecast | Commercial | Grocery | Existing | Food Preparation | Natural Gas | Food Prep Other | E10 |  | Baseline Forecast | 0 | 0 | 0 | 0 | 0 | 0 | 0 | 0 | 0 | 0 | 0 | 0 | 0 | 0 | 0 | 0 | 0 | 0 | 0 | 0 | 0 | 0 | 0 | 0 | 0 | 0 | 0 | 0 | 0 | 0 | 0 | 0 | 0
Commercial_Grocery_Existing_Miscellaneous_Natural Gas_Pool Heater_E1_Baseline Forecast | Commercial | Grocery | Existing | Miscellaneous | Natural Gas | Pool Heater | E1 |  | Baseline Forecast | 0 | 0 | 0 | 0 | 0 | 0 | 0 | 0 | 0 | 0 | 0 | 0 | 0 | 0 | 0 | 0 | 0 | 0 | 0 | 0 | 0 | 0 | 0 | 0 | 0 | 0 | 0 | 0 | 0 | 0 | 0 | 0 | 0
Commercial_Grocery_Existing_Miscellaneous_Natural Gas_Pool Heater_E2_Baseline Forecast | Commercial | Grocery | Existing | Miscellaneous | Natural Gas | Pool Heater | E2 |  | Baseline Forecast | 0 | 0 | 0 | 0 | 0 | 0 | 0 | 0 | 0 | 0 | 0 | 0 | 0 | 0 | 0 | 0 | 0 | 0 | 0 | 0 | 0 | 0 | 0 | 0 | 0 | 0 | 0 | 0 | 0 | 0 | 0 | 0 | 0
Commercial_Grocery_Existing_Miscellaneous_Natural Gas_Pool Heater_E3_Baseline Forecast | Commercial | Grocery | Existing | Miscellaneous | Natural Gas | Pool Heater | E3 |  | Baseline Forecast | 0 | 0 | 0 | 0 | 0 | 0 | 0 | 0 | 0 | 0 | 0 | 0 | 0 | 0 | 0 | 0 | 0 | 0 | 0 | 0 | 0 | 0 | 0 | 0 | 0 | 0 | 0 | 0 | 0 | 0 | 0 | 0 | 0
Commercial_Grocery_Existing_Miscellaneous_Natural Gas_Pool Heater_E4_Baseline Forecast | Commercial | Grocery | Existing | Miscellaneous | Natural Gas | Pool Heater | E4 |  | Baseline Forecast | 0 | 0 | 0 | 0 | 0 | 0 | 0 | 0 | 0 | 0 | 0 | 0 | 0 | 0 | 0 | 0 | 0 | 0 | 0 | 0 | 0 | 0 | 0 | 0 | 0 | 0 | 0 | 0 | 0 | 0 | 0 | 0 | 0
Commercial_Grocery_Existing_Miscellaneous_Natural Gas_Pool Heater_E5_Baseline Forecast | Commercial | Grocery | Existing | Miscellaneous | Natural Gas | Pool Heater | E5 |  | Baseline Forecast | 0 | 0 | 0 | 0 | 0 | 0 | 0 | 0 | 0 | 0 | 0 | 0 | 0 | 0 | 0 | 0 | 0 | 0 | 0 | 0 | 0 | 0 | 0 | 0 | 0 | 0 | 0 | 0 | 0 | 0 | 0 | 0 | 0
Commercial_Grocery_Existing_Miscellaneous_Natural Gas_Pool Heater_E6_Baseline Forecast | Commercial | Grocery | Existing | Miscellaneous | Natural Gas | Pool Heater | E6 |  | Baseline Forecast | 0 | 0 | 0 | 0 | 0 | 0 | 0 | 0 | 0 | 0 | 0 | 0 | 0 | 0 | 0 | 0 | 0 | 0 | 0 | 0 | 0 | 0 | 0 | 0 | 0 | 0 | 0 | 0 | 0 | 0 | 0 | 0 | 0
Commercial_Grocery_Existing_Miscellaneous_Natural Gas_Pool Heater_E7_Baseline Forecast | Commercial | Grocery | Existing | Miscellaneous | Natural Gas | Pool Heater | E7 |  | Baseline Forecast | 0 | 0 | 0 | 0 | 0 | 0 | 0 | 0 | 0 | 0 | 0 | 0 | 0 | 0 | 0 | 0 | 0 | 0 | 0 | 0 | 0 | 0 | 0 | 0 | 0 | 0 | 0 | 0 | 0 | 0 | 0 | 0 | 0
Commercial_Grocery_Existing_Miscellaneous_Natural Gas_Pool Heater_E8_Baseline Forecast | Commercial | Grocery | Existing | Miscellaneous | Natural Gas | Pool Heater | E8 |  | Baseline Forecast | 0 | 0 | 0 | 0 | 0 | 0 | 0 | 0 | 0 | 0 | 0 | 0 | 0 | 0 | 0 | 0 | 0 | 0 | 0 | 0 | 0 | 0 | 0 | 0 | 0 | 0 | 0 | 0 | 0 | 0 | 0 | 0 | 0
Commercial_Grocery_Existing_Miscellaneous_Natural Gas_Pool Heater_E9_Baseline Forecast | Commercial | Grocery | Existing | Miscellaneous | Natural Gas | Pool Heater | E9 |  | Baseline Forecast | 0 | 0 | 0 | 0 | 0 | 0 | 0 | 0 | 0 | 0 | 0 | 0 | 0 | 0 | 0 | 0 | 0 | 0 | 0 | 0 | 0 | 0 | 0 | 0 | 0 | 0 | 0 | 0 | 0 | 0 | 0 | 0 | 0
Commercial_Grocery_Existing_Miscellaneous_Natural Gas_Pool Heater_E10_Baseline Forecast | Commercial | Grocery | Existing | Miscellaneous | Natural Gas | Pool Heater | E10 |  | Baseline Forecast | 0 | 0 | 0 | 0 | 0 | 0 | 0 | 0 | 0 | 0 | 0 | 0 | 0 | 0 | 0 | 0 | 0 | 0 | 0 | 0 | 0 | 0 | 0 | 0 | 0 | 0 | 0 | 0 | 0 | 0 | 0 | 0 | 0
Commercial_Grocery_Existing_Miscellaneous_Natural Gas_Miscellaneous_E1_Baseline Forecast | Commercial | Grocery | Existing | Miscellaneous | Natural Gas | Miscellaneous | E1 |  | Baseline Forecast | 0 | 189642.3558 | 224610.1955 | 253828.4417 | 295465.9731 | 240684.989 | 241888.386 | 248793.2642 | 246964.8758 | 245584.1395 | 245382.4261 | 298736.452 | 300617.4748 | 300725.138 | 311520.3198 | 293752.018 | 294475.0743 | 298243.9465 | 296466.6119 | 295193.5298 | 294987.9855 | 309854.3614 | 307718.2451 | 305346.8821 | 308473.3023 | 302683.6412 | 302660.7586 | 303949.7696 | 302639.4006 | 301649.8214 | 301283.1054 | 305083.6645 | 332845.923
Commercial_Grocery_Existing_Miscellaneous_Natural Gas_Miscellaneous_E2_Baseline Forecast | Commercial | Grocery | Existing | Miscellaneous | Natural Gas | Miscellaneous | E2 |  | Baseline Forecast | 0 | 0 | 0 | 0 | 0 | 0 | 0 | 0 | 0 | 0 | 0 | 0 | 0 | 0 | 0 | 0 | 0 | 0 | 0 | 0 | 0 | 0 | 0 | 0 | 0 | 0 | 0 | 0 | 0 | 0 | 0 | 0 | 0
Commercial_Grocery_Existing_Miscellaneous_Natural Gas_Miscellaneous_E3_Baseline Forecast | Commercial | Grocery | Existing | Miscellaneous | Natural Gas | Miscellaneous | E3 |  | Baseline Forecast | 0 | 0 | 0 | 0 | 0 | 0 | 0 | 0 | 0 | 0 | 0 | 0 | 0 | 0 | 0 | 0 | 0 | 0 | 0 | 0 | 0 | 0 | 0 | 0 | 0 | 0 | 0 | 0 | 0 | 0 | 0 | 0 | 0
Commercial_Grocery_Existing_Miscellaneous_Natural Gas_Miscellaneous_E4_Baseline Forecast | Commercial | Grocery | Existing | Miscellaneous | Natural Gas | Miscellaneous | E4 |  | Baseline Forecast | 0 | 0 | 0 | 0 | 0 | 0 | 0 | 0 | 0 | 0 | 0 | 0 | 0 | 0 | 0 | 0 | 0 | 0 | 0 | 0 | 0 | 0 | 0 | 0 | 0 | 0 | 0 | 0 | 0 | 0 | 0 | 0 | 0
Commercial_Grocery_Existing_Miscellaneous_Natural Gas_Miscellaneous_E5_Baseline Forecast | Commercial | Grocery | Existing | Miscellaneous | Natural Gas | Miscellaneous | E5 |  | Baseline Forecast | 0 | 0 | 0 | 0 | 0 | 0 | 0 | 0 | 0 | 0 | 0 | 0 | 0 | 0 | 0 | 0 | 0 | 0 | 0 | 0 | 0 | 0 | 0 | 0 | 0 | 0 | 0 | 0 | 0 | 0 | 0 | 0 | 0
Commercial_Grocery_Existing_Miscellaneous_Natural Gas_Miscellaneous_E6_Baseline Forecast | Commercial | Grocery | Existing | Miscellaneous | Natural Gas | Miscellaneous | E6 |  | Baseline Forecast | 0 | 0 | 0 | 0 | 0 | 0 | 0 | 0 | 0 | 0 | 0 | 0 | 0 | 0 | 0 | 0 | 0 | 0 | 0 | 0 | 0 | 0 | 0 | 0 | 0 | 0 | 0 | 0 | 0 | 0 | 0 | 0 | 0
Commercial_Grocery_Existing_Miscellaneous_Natural Gas_Miscellaneous_E7_Baseline Forecast | Commercial | Grocery | Existing | Miscellaneous | Natural Gas | Miscellaneous | E7 |  | Baseline Forecast | 0 | 0 | 0 | 0 | 0 | 0 | 0 | 0 | 0 | 0 | 0 | 0 | 0 | 0 | 0 | 0 | 0 | 0 | 0 | 0 | 0 | 0 | 0 | 0 | 0 | 0 | 0 | 0 | 0 | 0 | 0 | 0 | 0
Commercial_Grocery_Existing_Miscellaneous_Natural Gas_Miscellaneous_E8_Baseline Forecast | Commercial | Grocery | Existing | Miscellaneous | Natural Gas | Miscellaneous | E8 |  | Baseline Forecast | 0 | 0 | 0 | 0 | 0 | 0 | 0 | 0 | 0 | 0 | 0 | 0 | 0 | 0 | 0 | 0 | 0 | 0 | 0 | 0 | 0 | 0 | 0 | 0 | 0 | 0 | 0 | 0 | 0 | 0 | 0 | 0 | 0
Commercial_Grocery_Existing_Miscellaneous_Natural Gas_Miscellaneous_E9_Baseline Forecast | Commercial | Grocery | Existing | Miscellaneous | Natural Gas | Miscellaneous | E9 |  | Baseline Forecast | 0 | 0 | 0 | 0 | 0 | 0 | 0 | 0 | 0 | 0 | 0 | 0 | 0 | 0 | 0 | 0 | 0 | 0 | 0 | 0 | 0 | 0 | 0 | 0 | 0 | 0 | 0 | 0 | 0 | 0 | 0 | 0 | 0
Commercial_Grocery_Existing_Miscellaneous_Natural Gas_Miscellaneous_E10_Baseline Forecast | Commercial | Grocery | Existing | Miscellaneous | Natural Gas | Miscellaneous | E10 |  | Baseline Forecast | 0 | 0 | 0 | 0 | 0 | 0 | 0 | 0 | 0 | 0 | 0 | 0 | 0 | 0 | 0 | 0 | 0 | 0 | 0 | 0 | 0 | 0 | 0 | 0 | 0 | 0 | 0 | 0 | 0 | 0 | 0 | 0 | 0
Commercial_Grocery_New_Space Heating_Natural Gas_Furnace_E1_Baseline Forecast | Commercial | Grocery | New | Space Heating | Natural Gas | Furnace | E1 |  | Baseline Forecast | 0 | 0 | 0 | 0 | 0 | 0 | 0 | 0 | 0 | 0 | 0 | 0 | 0 | 0 | 0 | 0 | 0 | 0 | 0 | 0 | 0 | 0 | 0 | 0 | 0 | 0 | 0 | 0 | 0 | 0 | 0 | 0 | 0
Commercial_Grocery_New_Space Heating_Natural Gas_Furnace_E2_Baseline Forecast | Commercial | Grocery | New | Space Heating | Natural Gas | Furnace | E2 |  | Baseline Forecast | 0 | 0 | 0 | 0 | 0 | 0 | 0 | 0 | 0 | 0 | 0 | 0 | 0 | 0 | 0 | 0 | 0 | 0 | 0 | 0 | 0 | 0 | 0 | 0 | 0 | 0 | 0 | 0 | 0 | 0 | 0 | 0 | 0
Commercial_Grocery_New_Space Heating_Natural Gas_Furnace_E3_Baseline Forecast | Commercial | Grocery | New | Space Heating | Natural Gas | Furnace | E3 |  | Baseline Forecast | 0 | 0 | 0 | 0 | 0 | 0 | 0 | 0 | 0 | 0 | 0 | 0 | 0 | 0 | 0 | 0 | 0 | 0 | 0 | 0 | 0 | 0 | 0 | 0 | 0 | 0 | 0 | 0 | 0 | 0 | 0 | 0 | 0
Commercial_Grocery_New_Space Heating_Natural Gas_Furnace_E4_Baseline Forecast | Commercial | Grocery | New | Space Heating | Natural Gas | Furnace | E4 |  | Baseline Forecast | 0 | 0 | 0 | 0 | 0 | 0 | 0 | 0 | 0 | 0 | 0 | 0 | 0 | 0 | 0 | 0 | 0 | 0 | 0 | 0 | 0 | 0 | 0 | 0 | 0 | 0 | 0 | 0 | 0 | 0 | 0 | 0 | 0
Commercial_Grocery_New_Space Heating_Natural Gas_Furnace_E5_Baseline Forecast | Commercial | Grocery | New | Space Heating | Natural Gas | Furnace | E5 |  | Baseline Forecast | 0 | 0 | 0 | 0 | 0 | 0 | 0 | 0 | 0 | 0 | 0 | 0 | 0 | 0 | 0 | 0 | 0 | 0 | 0 | 0 | 0 | 0 | 0 | 0 | 0 | 0 | 0 | 0 | 0 | 0 | 0 | 0 | 0
Commercial_Grocery_New_Space Heating_Natural Gas_Furnace_E6_Baseline Forecast | Commercial | Grocery | New | Space Heating | Natural Gas | Furnace | E6 |  | Baseline Forecast | 0 | 0 | 0 | 0 | 0 | 0 | 0 | 0 | 0 | 0 | 0 | 0 | 0 | 0 | 0 | 0 | 0 | 0 | 0 | 0 | 0 | 0 | 0 | 0 | 0 | 0 | 0 | 0 | 0 | 0 | 0 | 0 | 0
Commercial_Grocery_New_Space Heating_Natural Gas_Furnace_E7_Baseline Forecast | Commercial | Grocery | New | Space Heating | Natural Gas | Furnace | E7 |  | Baseline Forecast | 0 | 0 | 0 | 0 | 0 | 0 | 0 | 0 | 0 | 0 | 0 | 0 | 0 | 0 | 0 | 0 | 0 | 0 | 0 | 0 | 0 | 0 | 0 | 0 | 0 | 0 | 0 | 0 | 0 | 0 | 0 | 0 | 0
Commercial_Grocery_New_Space Heating_Natural Gas_Furnace_E8_Baseline Forecast | Commercial | Grocery | New | Space Heating | Natural Gas | Furnace | E8 |  | Baseline Forecast | 0 | 0 | 0 | 0 | 0 | 0 | 0 | 0 | 0 | 0 | 0 | 0 | 0 | 0 | 0 | 0 | 0 | 0 | 0 | 0 | 0 | 0 | 0 | 0 | 0 | 0 | 0 | 0 | 0 | 0 | 0 | 0 | 0
Commercial_Grocery_New_Space Heating_Natural Gas_Furnace_E9_Baseline Forecast | Commercial | Grocery | New | Space Heating | Natural Gas | Furnace | E9 |  | Baseline Forecast | 0 | 0 | 0 | 0 | 0 | 0 | 0 | 0 | 0 | 0 | 0 | 0 | 0 | 0 | 0 | 0 | 0 | 0 | 0 | 0 | 0 | 0 | 0 | 0 | 0 | 0 | 0 | 0 | 0 | 0 | 0 | 0 | 0
Commercial_Grocery_New_Space Heating_Natural Gas_Furnace_E10_Baseline Forecast | Commercial | Grocery | New | Space Heating | Natural Gas | Furnace | E10 |  | Baseline Forecast | 0 | 0 | 0 | 0 | 0 | 0 | 0 | 0 | 0 | 0 | 0 | 0 | 0 | 0 | 0 | 0 | 0 | 0 | 0 | 0 | 0 | 0 | 0 | 0 | 0 | 0 | 0 | 0 | 0 | 0 | 0 | 0 | 0
Commercial_Grocery_New_Space Heating_Natural Gas_Boiler_E1_Baseline Forecast | Commercial | Grocery | New | Space Heating | Natural Gas | Boiler | E1 |  | Baseline Forecast | 0 | 0 | 0 | 0 | 0 | 0 | 0 | 0 | 0 | 0 | 0 | 0 | 0 | 0 | 0 | 0 | 0 | 0 | 0 | 0 | 0 | 0 | 0 | 0 | 0 | 0 | 0 | 0 | 0 | 0 | 0 | 0 | 0
Commercial_Grocery_New_Space Heating_Natural Gas_Boiler_E2_Baseline Forecast | Commercial | Grocery | New | Space Heating | Natural Gas | Boiler | E2 |  | Baseline Forecast | 0 | 0 | 0 | 0 | 0 | 0 | 0 | 0 | 0 | 0 | 0 | 0 | 0 | 0 | 0 | 0 | 0 | 0 | 0 | 0 | 0 | 0 | 0 | 0 | 0 | 0 | 0 | 0 | 0 | 0 | 0 | 0 | 0
Commercial_Grocery_New_Space Heating_Natural Gas_Boiler_E3_Baseline Forecast | Commercial | Grocery | New | Space Heating | Natural Gas | Boiler | E3 |  | Baseline Forecast | 0 | 0 | 0 | 0 | 0 | 0 | 0 | 0 | 0 | 0 | 0 | 0 | 0 | 0 | 0 | 0 | 0 | 0 | 0 | 0 | 0 | 0 | 0 | 0 | 0 | 0 | 0 | 0 | 0 | 0 | 0 | 0 | 0
Commercial_Grocery_New_Space Heating_Natural Gas_Boiler_E4_Baseline Forecast | Commercial | Grocery | New | Space Heating | Natural Gas | Boiler | E4 |  | Baseline Forecast | 0 | 0 | 0 | 0 | 0 | 0 | 0 | 0 | 0 | 0 | 0 | 0 | 0 | 0 | 0 | 0 | 0 | 0 | 0 | 0 | 0 | 0 | 0 | 0 | 0 | 0 | 0 | 0 | 0 | 0 | 0 | 0 | 0
Commercial_Grocery_New_Space Heating_Natural Gas_Boiler_E5_Baseline Forecast | Commercial | Grocery | New | Space Heating | Natural Gas | Boiler | E5 |  | Baseline Forecast | 0 | 0 | 0 | 0 | 0 | 0 | 0 | 0 | 0 | 0 | 0 | 0 | 0 | 0 | 0 | 0 | 0 | 0 | 0 | 0 | 0 | 0 | 0 | 0 | 0 | 0 | 0 | 0 | 0 | 0 | 0 | 0 | 0
Commercial_Grocery_New_Space Heating_Natural Gas_Boiler_E6_Baseline Forecast | Commercial | Grocery | New | Space Heating | Natural Gas | Boiler | E6 |  | Baseline Forecast | 0 | 0 | 0 | 0 | 0 | 0 | 0 | 0 | 0 | 0 | 0 | 0 | 0 | 0 | 0 | 0 | 0 | 0 | 0 | 0 | 0 | 0 | 0 | 0 | 0 | 0 | 0 | 0 | 0 | 0 | 0 | 0 | 0
Commercial_Grocery_New_Space Heating_Natural Gas_Boiler_E7_Baseline Forecast | Commercial | Grocery | New | Space Heating | Natural Gas | Boiler | E7 |  | Baseline Forecast | 0 | 0 | 0 | 0 | 0 | 0 | 0 | 0 | 0 | 0 | 0 | 0 | 0 | 0 | 0 | 0 | 0 | 0 | 0 | 0 | 0 | 0 | 0 | 0 | 0 | 0 | 0 | 0 | 0 | 0 | 0 | 0 | 0
Commercial_Grocery_New_Space Heating_Natural Gas_Boiler_E8_Baseline Forecast | Commercial | Grocery | New | Space Heating | Natural Gas | Boiler | E8 |  | Baseline Forecast | 0 | 0 | 0 | 0 | 0 | 0 | 0 | 0 | 0 | 0 | 0 | 0 | 0 | 0 | 0 | 0 | 0 | 0 | 0 | 0 | 0 | 0 | 0 | 0 | 0 | 0 | 0 | 0 | 0 | 0 | 0 | 0 | 0
Commercial_Grocery_New_Space Heating_Natural Gas_Boiler_E9_Baseline Forecast | Commercial | Grocery | New | Space Heating | Natural Gas | Boiler | E9 |  | Baseline Forecast | 0 | 0 | 0 | 0 | 0 | 0 | 0 | 0 | 0 | 0 | 0 | 0 | 0 | 0 | 0 | 0 | 0 | 0 | 0 | 0 | 0 | 0 | 0 | 0 | 0 | 0 | 0 | 0 | 0 | 0 | 0 | 0 | 0
Commercial_Grocery_New_Space Heating_Natural Gas_Boiler_E10_Baseline Forecast | Commercial | Grocery | New | Space Heating | Natural Gas | Boiler | E10 |  | Baseline Forecast | 0 | 0 | 0 | 0 | 0 | 0 | 0 | 0 | 0 | 0 | 0 | 0 | 0 | 0 | 0 | 0 | 0 | 0 | 0 | 0 | 0 | 0 | 0 | 0 | 0 | 0 | 0 | 0 | 0 | 0 | 0 | 0 | 0
Commercial_Grocery_New_Space Heating_Natural Gas_Unit Heater_E1_Baseline Forecast | Commercial | Grocery | New | Space Heating | Natural Gas | Unit Heater | E1 |  | Baseline Forecast | 0 | 0 | 0 | 0 | 0 | 0 | 0 | 0 | 0 | 0 | 0 | 0 | 0 | 0 | 0 | 0 | 0 | 0 | 0 | 0 | 0 | 0 | 0 | 0 | 0 | 0 | 0 | 0 | 0 | 0 | 0 | 0 | 0
Commercial_Grocery_New_Space Heating_Natural Gas_Unit Heater_E2_Baseline Forecast | Commercial | Grocery | New | Space Heating | Natural Gas | Unit Heater | E2 |  | Baseline Forecast | 0 | 0 | 0 | 0 | 0 | 0 | 0 | 0 | 0 | 0 | 0 | 0 | 0 | 0 | 0 | 0 | 0 | 0 | 0 | 0 | 0 | 0 | 0 | 0 | 0 | 0 | 0 | 0 | 0 | 0 | 0 | 0 | 0
Commercial_Grocery_New_Space Heating_Natural Gas_Unit Heater_E3_Baseline Forecast | Commercial | Grocery | New | Space Heating | Natural Gas | Unit Heater | E3 |  | Baseline Forecast | 0 | 0 | 0 | 0 | 0 | 0 | 0 | 0 | 0 | 0 | 0 | 0 | 0 | 0 | 0 | 0 | 0 | 0 | 0 | 0 | 0 | 0 | 0 | 0 | 0 | 0 | 0 | 0 | 0 | 0 | 0 | 0 | 0
Commercial_Grocery_New_Space Heating_Natural Gas_Unit Heater_E4_Baseline Forecast | Commercial | Grocery | New | Space Heating | Natural Gas | Unit Heater | E4 |  | Baseline Forecast | 0 | 0 | 0 | 0 | 0 | 0 | 0 | 0 | 0 | 0 | 0 | 0 | 0 | 0 | 0 | 0 | 0 | 0 | 0 | 0 | 0 | 0 | 0 | 0 | 0 | 0 | 0 | 0 | 0 | 0 | 0 | 0 | 0
Commercial_Grocery_New_Space Heating_Natural Gas_Unit Heater_E5_Baseline Forecast | Commercial | Grocery | New | Space Heating | Natural Gas | Unit Heater | E5 |  | Baseline Forecast | 0 | 0 | 0 | 0 | 0 | 0 | 0 | 0 | 0 | 0 | 0 | 0 | 0 | 0 | 0 | 0 | 0 | 0 | 0 | 0 | 0 | 0 | 0 | 0 | 0 | 0 | 0 | 0 | 0 | 0 | 0 | 0 | 0
Commercial_Grocery_New_Space Heating_Natural Gas_Unit Heater_E6_Baseline Forecast | Commercial | Grocery | New | Space Heating | Natural Gas | Unit Heater | E6 |  | Baseline Forecast | 0 | 0 | 0 | 0 | 0 | 0 | 0 | 0 | 0 | 0 | 0 | 0 | 0 | 0 | 0 | 0 | 0 | 0 | 0 | 0 | 0 | 0 | 0 | 0 | 0 | 0 | 0 | 0 | 0 | 0 | 0 | 0 | 0
Commercial_Grocery_New_Space Heating_Natural Gas_Unit Heater_E7_Baseline Forecast | Commercial | Grocery | New | Space Heating | Natural Gas | Unit Heater | E7 |  | Baseline Forecast | 0 | 0 | 0 | 0 | 0 | 0 | 0 | 0 | 0 | 0 | 0 | 0 | 0 | 0 | 0 | 0 | 0 | 0 | 0 | 0 | 0 | 0 | 0 | 0 | 0 | 0 | 0 | 0 | 0 | 0 | 0 | 0 | 0
Commercial_Grocery_New_Space Heating_Natural Gas_Unit Heater_E8_Baseline Forecast | Commercial | Grocery | New | Space Heating | Natural Gas | Unit Heater | E8 |  | Baseline Forecast | 0 | 0 | 0 | 0 | 0 | 0 | 0 | 0 | 0 | 0 | 0 | 0 | 0 | 0 | 0 | 0 | 0 | 0 | 0 | 0 | 0 | 0 | 0 | 0 | 0 | 0 | 0 | 0 | 0 | 0 | 0 | 0 | 0
Commercial_Grocery_New_Space Heating_Natural Gas_Unit Heater_E9_Baseline Forecast | Commercial | Grocery | New | Space Heating | Natural Gas | Unit Heater | E9 |  | Baseline Forecast | 0 | 0 | 0 | 0 | 0 | 0 | 0 | 0 | 0 | 0 | 0 | 0 | 0 | 0 | 0 | 0 | 0 | 0 | 0 | 0 | 0 | 0 | 0 | 0 | 0 | 0 | 0 | 0 | 0 | 0 | 0 | 0 | 0
Commercial_Grocery_New_Space Heating_Natural Gas_Unit Heater_E10_Baseline Forecast | Commercial | Grocery | New | Space Heating | Natural Gas | Unit Heater | E10 |  | Baseline Forecast | 0 | 0 | 0 | 0 | 0 | 0 | 0 | 0 | 0 | 0 | 0 | 0 | 0 | 0 | 0 | 0 | 0 | 0 | 0 | 0 | 0 | 0 | 0 | 0 | 0 | 0 | 0 | 0 | 0 | 0 | 0 | 0 | 0
Commercial_Grocery_New_Water Heating_Natural Gas_Water Heater_E1_Baseline Forecast | Commercial | Grocery | New | Water Heating | Natural Gas | Water Heater | E1 |  | Baseline Forecast | 0 | 0 | 0 | 0 | 0 | 0 | 0 | 0 | 0 | 0 | 0 | 0 | 0 | 0 | 0 | 0 | 0 | 0 | 0 | 0 | 0 | 0 | 0 | 0 | 0 | 0 | 0 | 0 | 0 | 0 | 0 | 0 | 0
Commercial_Grocery_New_Water Heating_Natural Gas_Water Heater_E2_Baseline Forecast | Commercial | Grocery | New | Water Heating | Natural Gas | Water Heater | E2 |  | Baseline Forecast | 0 | 0 | 0 | 0 | 0 | 0 | 0 | 0 | 0 | 0 | 0 | 0 | 0 | 0 | 0 | 0 | 0 | 0 | 0 | 0 | 0 | 0 | 0 | 0 | 0 | 0 | 0 | 0 | 0 | 0 | 0 | 0 | 0
Commercial_Grocery_New_Water Heating_Natural Gas_Water Heater_E3_Baseline Forecast | Commercial | Grocery | New | Water Heating | Natural Gas | Water Heater | E3 |  | Baseline Forecast | 0 | 0 | 0 | 0 | 0 | 0 | 0 | 0 | 0 | 0 | 0 | 0 | 0 | 0 | 0 | 0 | 0 | 0 | 0 | 0 | 0 | 0 | 0 | 0 | 0 | 0 | 0 | 0 | 0 | 0 | 0 | 0 | 0
Commercial_Grocery_New_Water Heating_Natural Gas_Water Heater_E4_Baseline Forecast | Commercial | Grocery | New | Water Heating | Natural Gas | Water Heater | E4 |  | Baseline Forecast | 0 | 0 | 0 | 0 | 0 | 0 | 0 | 0 | 0 | 0 | 0 | 0 | 0 | 0 | 0 | 0 | 0 | 0 | 0 | 0 | 0 | 0 | 0 | 0 | 0 | 0 | 0 | 0 | 0 | 0 | 0 | 0 | 0
Commercial_Grocery_New_Water Heating_Natural Gas_Water Heater_E5_Baseline Forecast | Commercial | Grocery | New | Water Heating | Natural Gas | Water Heater | E5 |  | Baseline Forecast | 0 | 0 | 0 | 0 | 0 | 0 | 0 | 0 | 0 | 0 | 0 | 0 | 0 | 0 | 0 | 0 | 0 | 0 | 0 | 0 | 0 | 0 | 0 | 0 | 0 | 0 | 0 | 0 | 0 | 0 | 0 | 0 | 0
Commercial_Grocery_New_Water Heating_Natural Gas_Water Heater_E6_Baseline Forecast | Commercial | Grocery | New | Water Heating | Natural Gas | Water Heater | E6 |  | Baseline Forecast | 0 | 0 | 0 | 0 | 0 | 0 | 0 | 0 | 0 | 0 | 0 | 0 | 0 | 0 | 0 | 0 | 0 | 0 | 0 | 0 | 0 | 0 | 0 | 0 | 0 | 0 | 0 | 0 | 0 | 0 | 0 | 0 | 0
Commercial_Grocery_New_Water Heating_Natural Gas_Water Heater_E7_Baseline Forecast | Commercial | Grocery | New | Water Heating | Natural Gas | Water Heater | E7 |  | Baseline Forecast | 0 | 0 | 0 | 0 | 0 | 0 | 0 | 0 | 0 | 0 | 0 | 0 | 0 | 0 | 0 | 0 | 0 | 0 | 0 | 0 | 0 | 0 | 0 | 0 | 0 | 0 | 0 | 0 | 0 | 0 | 0 | 0 | 0
Commercial_Grocery_New_Water Heating_Natural Gas_Water Heater_E8_Baseline Forecast | Commercial | Grocery | New | Water Heating | Natural Gas | Water Heater | E8 |  | Baseline Forecast | 0 | 0 | 0 | 0 | 0 | 0 | 0 | 0 | 0 | 0 | 0 | 0 | 0 | 0 | 0 | 0 | 0 | 0 | 0 | 0 | 0 | 0 | 0 | 0 | 0 | 0 | 0 | 0 | 0 | 0 | 0 | 0 | 0
Commercial_Grocery_New_Water Heating_Natural Gas_Water Heater_E9_Baseline Forecast | Commercial | Grocery | New | Water Heating | Natural Gas | Water Heater | E9 |  | Baseline Forecast | 0 | 0 | 0 | 0 | 0 | 0 | 0 | 0 | 0 | 0 | 0 | 0 | 0 | 0 | 0 | 0 | 0 | 0 | 0 | 0 | 0 | 0 | 0 | 0 | 0 | 0 | 0 | 0 | 0 | 0 | 0 | 0 | 0
Commercial_Grocery_New_Water Heating_Natural Gas_Water Heater_E10_Baseline Forecast | Commercial | Grocery | New | Water Heating | Natural Gas | Water Heater | E10 |  | Baseline Forecast | 0 | 0 | 0 | 0 | 0 | 0 | 0 | 0 | 0 | 0 | 0 | 0 | 0 | 0 | 0 | 0 | 0 | 0 | 0 | 0 | 0 | 0 | 0 | 0 | 0 | 0 | 0 | 0 | 0 | 0 | 0 | 0 | 0
Commercial_Grocery_New_Food Preparation_Natural Gas_Oven_E1_Baseline Forecast | Commercial | Grocery | New | Food Preparation | Natural Gas | Oven | E1 |  | Baseline Forecast | 0 | 516.9666 | 2492.3522 | 1593.7924 | 1906.3323 | 1964.0122 | 1972.0809 | 1705.5856 | 1680.1849 | 1718.0531 | 1830.3661 | 2215.0063 | 2369.4509 | 2548.5013 | 2728.5557 | 2872.4836 | 3104.8479 | 3649.6614 | 3282.0877 | 3332.1842 | 3410.3405 | 3517.3395 | 3554.8678 | 3681.7266 | 3831.8654 | 4006.3999 | 4319.5761 | 4452.5689 | 4585.3033 | 4707.2746 | 4826.8378 | 4948.9974 | 4221.2862
Commercial_Grocery_New_Food Preparation_Natural Gas_Oven_E2_Baseline Forecast | Commercial | Grocery | New | Food Preparation | Natural Gas | Oven | E2 |  | Baseline Forecast | 0 | 743.9568 | 3589.5494 | 2292.9688 | 2740.8684 | 2825.3531 | 2841.3517 | 2460.4249 | 2427.4411 | 2485.7181 | 2651.9865 | 3213.5158 | 3442.4213 | 3707.9442 | 3975.4176 | 4191.014 | 4536.4586 | 5340.678 | 4810.4 | 4891.9181 | 5014.6744 | 5180.5087 | 5243.6077 | 5439.039 | 5668.4358 | 5933.4611 | 6403.9664 | 6607.0677 | 6808.8061 | 6993.9365 | 7173.8186 | 7356.9141 | 6275.1376
Commercial_Grocery_New_Food Preparation_Natural Gas_Oven_E3_Baseline Forecast | Commercial | Grocery | New | Food Preparation | Natural Gas | Oven | E3 |  | Baseline Forecast | 0 | 0 | 0 | 0 | 0 | 0 | 0 | 0 | 0 | 0 | 0 | 0 | 0 | 0 | 0 | 0 | 0 | 0 | 0 | 0 | 0 | 0 | 0 | 0 | 0 | 0 | 0 | 0 | 0 | 0 | 0 | 0 | 0
Commercial_Grocery_New_Food Preparation_Natural Gas_Oven_E4_Baseline Forecast | Commercial | Grocery | New | Food Preparation | Natural Gas | Oven | E4 |  | Baseline Forecast | 0 | 0 | 0 | 0 | 0 | 0 | 0 | 0 | 0 | 0 | 0 | 0 | 0 | 0 | 0 | 0 | 0 | 0 | 0 | 0 | 0 | 0 | 0 | 0 | 0 | 0 | 0 | 0 | 0 | 0 | 0 | 0 | 0
Commercial_Grocery_New_Food Preparation_Natural Gas_Oven_E5_Baseline Forecast | Commercial | Grocery | New | Food Preparation | Natural Gas | Oven | E5 |  | Baseline Forecast | 0 | 0 | 0 | 0 | 0 | 0 | 0 | 0 | 0 | 0 | 0 | 0 | 0 | 0 | 0 | 0 | 0 | 0 | 0 | 0 | 0 | 0 | 0 | 0 | 0 | 0 | 0 | 0 | 0 | 0 | 0 | 0 | 0
Commercial_Grocery_New_Food Preparation_Natural Gas_Oven_E6_Baseline Forecast | Commercial | Grocery | New | Food Preparation | Natural Gas | Oven | E6 |  | Baseline Forecast | 0 | 0 | 0 | 0 | 0 | 0 | 0 | 0 | 0 | 0 | 0 | 0 | 0 | 0 | 0 | 0 | 0 | 0 | 0 | 0 | 0 | 0 | 0 | 0 | 0 | 0 | 0 | 0 | 0 | 0 | 0 | 0 | 0
Commercial_Grocery_New_Food Preparation_Natural Gas_Oven_E7_Baseline Forecast | Commercial | Grocery | New | Food Preparation | Natural Gas | Oven | E7 |  | Baseline Forecast | 0 | 0 | 0 | 0 | 0 | 0 | 0 | 0 | 0 | 0 | 0 | 0 | 0 | 0 | 0 | 0 | 0 | 0 | 0 | 0 | 0 | 0 | 0 | 0 | 0 | 0 | 0 | 0 | 0 | 0 | 0 | 0 | 0
Commercial_Grocery_New_Food Preparation_Natural Gas_Oven_E8_Baseline Forecast | Commercial | Grocery | New | Food Preparation | Natural Gas | Oven | E8 |  | Baseline Forecast | 0 | 0 | 0 | 0 | 0 | 0 | 0 | 0 | 0 | 0 | 0 | 0 | 0 | 0 | 0 | 0 | 0 | 0 | 0 | 0 | 0 | 0 | 0 | 0 | 0 | 0 | 0 | 0 | 0 | 0 | 0 | 0 | 0
Commercial_Grocery_New_Food Preparation_Natural Gas_Oven_E9_Baseline Forecast | Commercial | Grocery | New | Food Preparation | Natural Gas | Oven | E9 |  | Baseline Forecast | 0 | 0 | 0 | 0 | 0 | 0 | 0 | 0 | 0 | 0 | 0 | 0 | 0 | 0 | 0 | 0 | 0 | 0 | 0 | 0 | 0 | 0 | 0 | 0 | 0 | 0 | 0 | 0 | 0 | 0 | 0 | 0 | 0
Commercial_Grocery_New_Food Preparation_Natural Gas_Oven_E10_Baseline Forecast | Commercial | Grocery | New | Food Preparation | Natural Gas | Oven | E10 |  | Baseline Forecast | 0 | 0 | 0 | 0 | 0 | 0 | 0 | 0 | 0 | 0 | 0 | 0 | 0 | 0 | 0 | 0 | 0 | 0 | 0 | 0 | 0 | 0 | 0 | 0 | 0 | 0 | 0 | 0 | 0 | 0 | 0 | 0 | 0
Commercial_Grocery_New_Food Preparation_Natural Gas_Conveyor Oven_E1_Baseline Forecast | Commercial | Grocery | New | Food Preparation | Natural Gas | Conveyor Oven | E1 |  | Baseline Forecast | 0 | 258.454 | 1246.2762 | 796.5248 | 952.3632 | 981.2706 | 985.7862 | 852.8835 | 840.5801 | 859.9051 | 873.548 | 866.5775 | 852.6838 | 840.7202 | 841.6109 | 838.7466 | 843.3004 | 874.7534 | 1079.4384 | 1154.1964 | 1265.6684 | 1375.6973 | 1529.7058 | 1816.6126 | 1671.2075 | 1711.8868 | 1715.5396 | 1708.8452 | 1668.142 | 1663.584 | 1673.1159 | 1674.5017 | 1196.8882
Commercial_Grocery_New_Food Preparation_Natural Gas_Conveyor Oven_E2_Baseline Forecast | Commercial | Grocery | New | Food Preparation | Natural Gas | Conveyor Oven | E2 |  | Baseline Forecast | 0 | 372.0077 | 1794.6746 | 1146.8557 | 1371.2371 | 1413.412 | 1420.9301 | 1230.1217 | 1213.2329 | 1241.9805 | 1262.5514 | 1253.2943 | 1234.0311 | 1217.5516 | 1219.6361 | 1216.2665 | 1223.6219 | 1270.0407 | 1568.1437 | 1677.7022 | 1840.6864 | 2001.7064 | 2226.7677 | 2645.5582 | 2434.707 | 2494.7648 | 2500.8077 | 2491.6632 | 2432.7814 | 2426.5148 | 2440.626 | 2442.7867 | 1746.0373
Commercial_Grocery_New_Food Preparation_Natural Gas_Conveyor Oven_E3_Baseline Forecast | Commercial | Grocery | New | Food Preparation | Natural Gas | Conveyor Oven | E3 |  | Baseline Forecast | 0 | 0 | 0 | 0 | 0 | 0 | 0 | 0 | 0 | 0 | 0 | 0 | 0 | 0 | 0 | 0 | 0 | 0 | 0 | 0 | 0 | 0 | 0 | 0 | 0 | 0 | 0 | 0 | 0 | 0 | 0 | 0 | 0
Commercial_Grocery_New_Food Preparation_Natural Gas_Conveyor Oven_E4_Baseline Forecast | Commercial | Grocery | New | Food Preparation | Natural Gas | Conveyor Oven | E4 |  | Baseline Forecast | 0 | 0 | 0 | 0 | 0 | 0 | 0 | 0 | 0 | 0 | 0 | 0 | 0 | 0 | 0 | 0 | 0 | 0 | 0 | 0 | 0 | 0 | 0 | 0 | 0 | 0 | 0 | 0 | 0 | 0 | 0 | 0 | 0
Commercial_Grocery_New_Food Preparation_Natural Gas_Conveyor Oven_E5_Baseline Forecast | Commercial | Grocery | New | Food Preparation | Natural Gas | Conveyor Oven | E5 |  | Baseline Forecast | 0 | 0 | 0 | 0 | 0 | 0 | 0 | 0 | 0 | 0 | 0 | 0 | 0 | 0 | 0 | 0 | 0 | 0 | 0 | 0 | 0 | 0 | 0 | 0 | 0 | 0 | 0 | 0 | 0 | 0 | 0 | 0 | 0
Commercial_Grocery_New_Food Preparation_Natural Gas_Conveyor Oven_E6_Baseline Forecast | Commercial | Grocery | New | Food Preparation | Natural Gas | Conveyor Oven | E6 |  | Baseline Forecast | 0 | 0 | 0 | 0 | 0 | 0 | 0 | 0 | 0 | 0 | 0 | 0 | 0 | 0 | 0 | 0 | 0 | 0 | 0 | 0 | 0 | 0 | 0 | 0 | 0 | 0 | 0 | 0 | 0 | 0 | 0 | 0 | 0
Commercial_Grocery_New_Food Preparation_Natural Gas_Conveyor Oven_E7_Baseline Forecast | Commercial | Grocery | New | Food Preparation | Natural Gas | Conveyor Oven | E7 |  | Baseline Forecast | 0 | 0 | 0 | 0 | 0 | 0 | 0 | 0 | 0 | 0 | 0 | 0 | 0 | 0 | 0 | 0 | 0 | 0 | 0 | 0 | 0 | 0 | 0 | 0 | 0 | 0 | 0 | 0 | 0 | 0 | 0 | 0 | 0
Commercial_Grocery_New_Food Preparation_Natural Gas_Conveyor Oven_E8_Baseline Forecast | Commercial | Grocery | New | Food Preparation | Natural Gas | Conveyor Oven | E8 |  | Baseline Forecast | 0 | 0 | 0 | 0 | 0 | 0 | 0 | 0 | 0 | 0 | 0 | 0 | 0 | 0 | 0 | 0 | 0 | 0 | 0 | 0 | 0 | 0 | 0 | 0 | 0 | 0 | 0 | 0 | 0 | 0 | 0 | 0 | 0
Commercial_Grocery_New_Food Preparation_Natural Gas_Conveyor Oven_E9_Baseline Forecast | Commercial | Grocery | New | Food Preparation | Natural Gas | Conveyor Oven | E9 |  | Baseline Forecast | 0 | 0 | 0 | 0 | 0 | 0 | 0 | 0 | 0 | 0 | 0 | 0 | 0 | 0 | 0 | 0 | 0 | 0 | 0 | 0 | 0 | 0 | 0 | 0 | 0 | 0 | 0 | 0 | 0 | 0 | 0 | 0 | 0
Commercial_Grocery_New_Food Preparation_Natural Gas_Conveyor Oven_E10_Baseline Forecast | Commercial | Grocery | New | Food Preparation | Natural Gas | Conveyor Oven | E10 |  | Baseline Forecast | 0 | 0 | 0 | 0 | 0 | 0 | 0 | 0 | 0 | 0 | 0 | 0 | 0 | 0 | 0 | 0 | 0 | 0 | 0 | 0 | 0 | 0 | 0 | 0 | 0 | 0 | 0 | 0 | 0 | 0 | 0 | 0 | 0
Commercial_Grocery_New_Food Preparation_Natural Gas_Double Rack Oven_E1_Baseline Forecast | Commercial | Grocery | New | Food Preparation | Natural Gas | Double Rack Oven | E1 |  | Baseline Forecast | 0 | 258.4461 | 1245.6982 | 796.6146 | 952.7936 | 981.4328 | 985.1485 | 851.7976 | 838.8556 | 857.5133 | 870.4804 | 862.9505 | 899.7756 | 1123.9739 | 1224.1061 | 1331.0796 | 1428.7751 | 1550.7911 | 1793.2634 | 1613.6503 | 1650.4971 | 1664.6773 | 1666.1151 | 1639.2806 | 1695.1063 | 1763.2535 | 1838.8499 | 1911.5569 | 2008.7272 | 2182.1578 | 2258.4567 | 2324.8563 | 1912.4773
Commercial_Grocery_New_Food Preparation_Natural Gas_Double Rack Oven_E2_Baseline Forecast | Commercial | Grocery | New | Food Preparation | Natural Gas | Double Rack Oven | E2 |  | Baseline Forecast | 0 | 372.0156 | 1795.2527 | 1146.7659 | 1370.8067 | 1413.2499 | 1421.5678 | 1231.2076 | 1214.9574 | 1244.3723 | 1265.619 | 1256.9213 | 1313.0317 | 1643.3619 | 1793.0682 | 1953.3955 | 2100.6533 | 2284.5306 | 2647.0469 | 2386.7959 | 2446.0252 | 2471.7775 | 2478.1133 | 2442.3003 | 2529.1096 | 2634.0267 | 2750.0106 | 2861.4648 | 3009.1495 | 3270.9303 | 3386.4082 | 3486.7348 | 2868.2638
Commercial_Grocery_New_Food Preparation_Natural Gas_Double Rack Oven_E3_Baseline Forecast | Commercial | Grocery | New | Food Preparation | Natural Gas | Double Rack Oven | E3 |  | Baseline Forecast | 0 | 0 | 0 | 0 | 0 | 0 | 0 | 0 | 0 | 0 | 0 | 0 | 0 | 0 | 0 | 0 | 0 | 0 | 0 | 0 | 0 | 0 | 0 | 0 | 0 | 0 | 0 | 0 | 0 | 0 | 0 | 0 | 0
Commercial_Grocery_New_Food Preparation_Natural Gas_Double Rack Oven_E4_Baseline Forecast | Commercial | Grocery | New | Food Preparation | Natural Gas | Double Rack Oven | E4 |  | Baseline Forecast | 0 | 0 | 0 | 0 | 0 | 0 | 0 | 0 | 0 | 0 | 0 | 0 | 0 | 0 | 0 | 0 | 0 | 0 | 0 | 0 | 0 | 0 | 0 | 0 | 0 | 0 | 0 | 0 | 0 | 0 | 0 | 0 | 0
Commercial_Grocery_New_Food Preparation_Natural Gas_Double Rack Oven_E5_Baseline Forecast | Commercial | Grocery | New | Food Preparation | Natural Gas | Double Rack Oven | E5 |  | Baseline Forecast | 0 | 0 | 0 | 0 | 0 | 0 | 0 | 0 | 0 | 0 | 0 | 0 | 0 | 0 | 0 | 0 | 0 | 0 | 0 | 0 | 0 | 0 | 0 | 0 | 0 | 0 | 0 | 0 | 0 | 0 | 0 | 0 | 0
Commercial_Grocery_New_Food Preparation_Natural Gas_Double Rack Oven_E6_Baseline Forecast | Commercial | Grocery | New | Food Preparation | Natural Gas | Double Rack Oven | E6 |  | Baseline Forecast | 0 | 0 | 0 | 0 | 0 | 0 | 0 | 0 | 0 | 0 | 0 | 0 | 0 | 0 | 0 | 0 | 0 | 0 | 0 | 0 | 0 | 0 | 0 | 0 | 0 | 0 | 0 | 0 | 0 | 0 | 0 | 0 | 0
Commercial_Grocery_New_Food Preparation_Natural Gas_Double Rack Oven_E7_Baseline Forecast | Commercial | Grocery | New | Food Preparation | Natural Gas | Double Rack Oven | E7 |  | Baseline Forecast | 0 | 0 | 0 | 0 | 0 | 0 | 0 | 0 | 0 | 0 | 0 | 0 | 0 | 0 | 0 | 0 | 0 | 0 | 0 | 0 | 0 | 0 | 0 | 0 | 0 | 0 | 0 | 0 | 0 | 0 | 0 | 0 | 0
Commercial_Grocery_New_Food Preparation_Natural Gas_Double Rack Oven_E8_Baseline Forecast | Commercial | Grocery | New | Food Preparation | Natural Gas | Double Rack Oven | E8 |  | Baseline Forecast | 0 | 0 | 0 | 0 | 0 | 0 | 0 | 0 | 0 | 0 | 0 | 0 | 0 | 0 | 0 | 0 | 0 | 0 | 0 | 0 | 0 | 0 | 0 | 0 | 0 | 0 | 0 | 0 | 0 | 0 | 0 | 0 | 0
Commercial_Grocery_New_Food Preparation_Natural Gas_Double Rack Oven_E9_Baseline Forecast | Commercial | Grocery | New | Food Preparation | Natural Gas | Double Rack Oven | E9 |  | Baseline Forecast | 0 | 0 | 0 | 0 | 0 | 0 | 0 | 0 | 0 | 0 | 0 | 0 | 0 | 0 | 0 | 0 | 0 | 0 | 0 | 0 | 0 | 0 | 0 | 0 | 0 | 0 | 0 | 0 | 0 | 0 | 0 | 0 | 0
Commercial_Grocery_New_Food Preparation_Natural Gas_Double Rack Oven_E10_Baseline Forecast | Commercial | Grocery | New | Food Preparation | Natural Gas | Double Rack Oven | E10 |  | Baseline Forecast | 0 | 0 | 0 | 0 | 0 | 0 | 0 | 0 | 0 | 0 | 0 | 0 | 0 | 0 | 0 | 0 | 0 | 0 | 0 | 0 | 0 | 0 | 0 | 0 | 0 | 0 | 0 | 0 | 0 | 0 | 0 | 0 | 0
Commercial_Grocery_New_Food Preparation_Natural Gas_Fryer_E1_Baseline Forecast | Commercial | Grocery | New | Food Preparation | Natural Gas | Fryer | E1 |  | Baseline Forecast | 0 | 1866.2423 | 9000.1552 | 0 | 0 | 0 | 0 | 0 | 0 | 0 | 0 | 0 | 0 | 0 | 0 | 0 | 0 | 0 | 0 | 0 | 0 | 0 | 0 | 0 | 0 | 0 | 0 | 0 | 0 | 0 | 0 | 0 | 0
Commercial_Grocery_New_Food Preparation_Natural Gas_Fryer_E2_Baseline Forecast | Commercial | Grocery | New | Food Preparation | Natural Gas | Fryer | E2 |  | Baseline Forecast | 0 | 655.6044 | 3163.6481 | 7773.5223 | 9294.4013 | 9578.7306 | 9626.8653 | 8332.021 | 8215.252 | 8911.9118 | 11380.6537 | 12303.1966 | 13264.7075 | 14083.1113 | 15511.4676 | 18227.2212 | 16765.589 | 17054.1985 | 17288.2514 | 17604.4857 | 17901.5581 | 18760.7914 | 19925.2944 | 21866.8285 | 22740.9661 | 23463.1492 | 24063.3987 | 24747.2577 | 25722.1667 | 25568.1668 | 26182.4957 | 27006.0114 | 23195.7581
Commercial_Grocery_New_Food Preparation_Natural Gas_Fryer_E3_Baseline Forecast | Commercial | Grocery | New | Food Preparation | Natural Gas | Fryer | E3 |  | Baseline Forecast | 0 | 0 | 0 | 0 | 0 | 0 | 0 | 0 | 0 | 0 | 0 | 0 | 0 | 0 | 0 | 0 | 0 | 0 | 0 | 0 | 0 | 0 | 0 | 0 | 0 | 0 | 0 | 0 | 0 | 0 | 0 | 0 | 0
Commercial_Grocery_New_Food Preparation_Natural Gas_Fryer_E4_Baseline Forecast | Commercial | Grocery | New | Food Preparation | Natural Gas | Fryer | E4 |  | Baseline Forecast | 0 | 0 | 0 | 0 | 0 | 0 | 0 | 0 | 0 | 0 | 0 | 0 | 0 | 0 | 0 | 0 | 0 | 0 | 0 | 0 | 0 | 0 | 0 | 0 | 0 | 0 | 0 | 0 | 0 | 0 | 0 | 0 | 0
Commercial_Grocery_New_Food Preparation_Natural Gas_Fryer_E5_Baseline Forecast | Commercial | Grocery | New | Food Preparation | Natural Gas | Fryer | E5 |  | Baseline Forecast | 0 | 0 | 0 | 0 | 0 | 0 | 0 | 0 | 0 | 0 | 0 | 0 | 0 | 0 | 0 | 0 | 0 | 0 | 0 | 0 | 0 | 0 | 0 | 0 | 0 | 0 | 0 | 0 | 0 | 0 | 0 | 0 | 0
Commercial_Grocery_New_Food Preparation_Natural Gas_Fryer_E6_Baseline Forecast | Commercial | Grocery | New | Food Preparation | Natural Gas | Fryer | E6 |  | Baseline Forecast | 0 | 0 | 0 | 0 | 0 | 0 | 0 | 0 | 0 | 0 | 0 | 0 | 0 | 0 | 0 | 0 | 0 | 0 | 0 | 0 | 0 | 0 | 0 | 0 | 0 | 0 | 0 | 0 | 0 | 0 | 0 | 0 | 0
Commercial_Grocery_New_Food Preparation_Natural Gas_Fryer_E7_Baseline Forecast | Commercial | Grocery | New | Food Preparation | Natural Gas | Fryer | E7 |  | Baseline Forecast | 0 | 0 | 0 | 0 | 0 | 0 | 0 | 0 | 0 | 0 | 0 | 0 | 0 | 0 | 0 | 0 | 0 | 0 | 0 | 0 | 0 | 0 | 0 | 0 | 0 | 0 | 0 | 0 | 0 | 0 | 0 | 0 | 0
Commercial_Grocery_New_Food Preparation_Natural Gas_Fryer_E8_Baseline Forecast | Commercial | Grocery | New | Food Preparation | Natural Gas | Fryer | E8 |  | Baseline Forecast | 0 | 0 | 0 | 0 | 0 | 0 | 0 | 0 | 0 | 0 | 0 | 0 | 0 | 0 | 0 | 0 | 0 | 0 | 0 | 0 | 0 | 0 | 0 | 0 | 0 | 0 | 0 | 0 | 0 | 0 | 0 | 0 | 0
Commercial_Grocery_New_Food Preparation_Natural Gas_Fryer_E9_Baseline Forecast | Commercial | Grocery | New | Food Preparation | Natural Gas | Fryer | E9 |  | Baseline Forecast | 0 | 0 | 0 | 0 | 0 | 0 | 0 | 0 | 0 | 0 | 0 | 0 | 0 | 0 | 0 | 0 | 0 | 0 | 0 | 0 | 0 | 0 | 0 | 0 | 0 | 0 | 0 | 0 | 0 | 0 | 0 | 0 | 0
Commercial_Grocery_New_Food Preparation_Natural Gas_Fryer_E10_Baseline Forecast | Commercial | Grocery | New | Food Preparation | Natural Gas | Fryer | E10 |  | Baseline Forecast | 0 | 0 | 0 | 0 | 0 | 0 | 0 | 0 | 0 | 0 | 0 | 0 | 0 | 0 | 0 | 0 | 0 | 0 | 0 | 0 | 0 | 0 | 0 | 0 | 0 | 0 | 0 | 0 | 0 | 0 | 0 | 0 | 0
Commercial_Grocery_New_Food Preparation_Natural Gas_Broiler_E1_Baseline Forecast | Commercial | Grocery | New | Food Preparation | Natural Gas | Broiler | E1 |  | Baseline Forecast | 0 | 0 | 0 | 0 | 0 | 0 | 0 | 0 | 0 | 0 | 0 | 0 | 0 | 0 | 0 | 0 | 0 | 0 | 0 | 0 | 0 | 0 | 0 | 0 | 0 | 0 | 0 | 0 | 0 | 0 | 0 | 0 | 0
Commercial_Grocery_New_Food Preparation_Natural Gas_Broiler_E2_Baseline Forecast | Commercial | Grocery | New | Food Preparation | Natural Gas | Broiler | E2 |  | Baseline Forecast | 0 | 0 | 0 | 0 | 0 | 0 | 0 | 0 | 0 | 0 | 0 | 0 | 0 | 0 | 0 | 0 | 0 | 0 | 0 | 0 | 0 | 0 | 0 | 0 | 0 | 0 | 0 | 0 | 0 | 0 | 0 | 0 | 0
Commercial_Grocery_New_Food Preparation_Natural Gas_Broiler_E3_Baseline Forecast | Commercial | Grocery | New | Food Preparation | Natural Gas | Broiler | E3 |  | Baseline Forecast | 0 | 0 | 0 | 0 | 0 | 0 | 0 | 0 | 0 | 0 | 0 | 0 | 0 | 0 | 0 | 0 | 0 | 0 | 0 | 0 | 0 | 0 | 0 | 0 | 0 | 0 | 0 | 0 | 0 | 0 | 0 | 0 | 0
Commercial_Grocery_New_Food Preparation_Natural Gas_Broiler_E4_Baseline Forecast | Commercial | Grocery | New | Food Preparation | Natural Gas | Broiler | E4 |  | Baseline Forecast | 0 | 0 | 0 | 0 | 0 | 0 | 0 | 0 | 0 | 0 | 0 | 0 | 0 | 0 | 0 | 0 | 0 | 0 | 0 | 0 | 0 | 0 | 0 | 0 | 0 | 0 | 0 | 0 | 0 | 0 | 0 | 0 | 0
Commercial_Grocery_New_Food Preparation_Natural Gas_Broiler_E5_Baseline Forecast | Commercial | Grocery | New | Food Preparation | Natural Gas | Broiler | E5 |  | Baseline Forecast | 0 | 0 | 0 | 0 | 0 | 0 | 0 | 0 | 0 | 0 | 0 | 0 | 0 | 0 | 0 | 0 | 0 | 0 | 0 | 0 | 0 | 0 | 0 | 0 | 0 | 0 | 0 | 0 | 0 | 0 | 0 | 0 | 0
Commercial_Grocery_New_Food Preparation_Natural Gas_Broiler_E6_Baseline Forecast | Commercial | Grocery | New | Food Preparation | Natural Gas | Broiler | E6 |  | Baseline Forecast | 0 | 0 | 0 | 0 | 0 | 0 | 0 | 0 | 0 | 0 | 0 | 0 | 0 | 0 | 0 | 0 | 0 | 0 | 0 | 0 | 0 | 0 | 0 | 0 | 0 | 0 | 0 | 0 | 0 | 0 | 0 | 0 | 0
Commercial_Grocery_New_Food Preparation_Natural Gas_Broiler_E7_Baseline Forecast | Commercial | Grocery | New | Food Preparation | Natural Gas | Broiler | E7 |  | Baseline Forecast | 0 | 0 | 0 | 0 | 0 | 0 | 0 | 0 | 0 | 0 | 0 | 0 | 0 | 0 | 0 | 0 | 0 | 0 | 0 | 0 | 0 | 0 | 0 | 0 | 0 | 0 | 0 | 0 | 0 | 0 | 0 | 0 | 0
Commercial_Grocery_New_Food Preparation_Natural Gas_Broiler_E8_Baseline Forecast | Commercial | Grocery | New | Food Preparation | Natural Gas | Broiler | E8 |  | Baseline Forecast | 0 | 0 | 0 | 0 | 0 | 0 | 0 | 0 | 0 | 0 | 0 | 0 | 0 | 0 | 0 | 0 | 0 | 0 | 0 | 0 | 0 | 0 | 0 | 0 | 0 | 0 | 0 | 0 | 0 | 0 | 0 | 0 | 0
Commercial_Grocery_New_Food Preparation_Natural Gas_Broiler_E9_Baseline Forecast | Commercial | Grocery | New | Food Preparation | Natural Gas | Broiler | E9 |  | Baseline Forecast | 0 | 0 | 0 | 0 | 0 | 0 | 0 | 0 | 0 | 0 | 0 | 0 | 0 | 0 | 0 | 0 | 0 | 0 | 0 | 0 | 0 | 0 | 0 | 0 | 0 | 0 | 0 | 0 | 0 | 0 | 0 | 0 | 0
Commercial_Grocery_New_Food Preparation_Natural Gas_Broiler_E10_Baseline Forecast | Commercial | Grocery | New | Food Preparation | Natural Gas | Broiler | E10 |  | Baseline Forecast | 0 | 0 | 0 | 0 | 0 | 0 | 0 | 0 | 0 | 0 | 0 | 0 | 0 | 0 | 0 | 0 | 0 | 0 | 0 | 0 | 0 | 0 | 0 | 0 | 0 | 0 | 0 | 0 | 0 | 0 | 0 | 0 | 0
Commercial_Grocery_New_Food Preparation_Natural Gas_Griddle_E1_Baseline Forecast | Commercial | Grocery | New | Food Preparation | Natural Gas | Griddle | E1 |  | Baseline Forecast | 0 | 1790.4847 | 8635.6306 | 0 | 0 | 0 | 0 | 0 | 0 | 0 | 0 | 0 | 0 | 0 | 0 | 0 | 0 | 0 | 0 | 0 | 0 | 0 | 0 | 0 | 0 | 0 | 0 | 0 | 0 | 0 | 0 | 0 | 0
Commercial_Grocery_New_Food Preparation_Natural Gas_Griddle_E2_Baseline Forecast | Commercial | Grocery | New | Food Preparation | Natural Gas | Griddle | E2 |  | Baseline Forecast | 0 | 731.362 | 3528.1727 | 7773.5223 | 9294.4013 | 9578.7306 | 9626.8653 | 8332.021 | 8215.252 | 8407.5425 | 8544.3976 | 8479.4872 | 8851.2291 | 11069.3431 | 12068.6974 | 13137.9001 | 14117.7136 | 15341.2867 | 17761.2412 | 16001.7846 | 16386.0892 | 16545.819 | 16576.9135 | 16326.3237 | 16896.8637 | 17589.1206 | 18355.4417 | 19092.0867 | 20071.5071 | 21812.3524 | 22579.4598 | 23246.3642 | 19122.9643
Commercial_Grocery_New_Food Preparation_Natural Gas_Griddle_E3_Baseline Forecast | Commercial | Grocery | New | Food Preparation | Natural Gas | Griddle | E3 |  | Baseline Forecast | 0 | 0 | 0 | 0 | 0 | 0 | 0 | 0 | 0 | 0 | 0 | 0 | 0 | 0 | 0 | 0 | 0 | 0 | 0 | 0 | 0 | 0 | 0 | 0 | 0 | 0 | 0 | 0 | 0 | 0 | 0 | 0 | 0
Commercial_Grocery_New_Food Preparation_Natural Gas_Griddle_E4_Baseline Forecast | Commercial | Grocery | New | Food Preparation | Natural Gas | Griddle | E4 |  | Baseline Forecast | 0 | 0 | 0 | 0 | 0 | 0 | 0 | 0 | 0 | 0 | 0 | 0 | 0 | 0 | 0 | 0 | 0 | 0 | 0 | 0 | 0 | 0 | 0 | 0 | 0 | 0 | 0 | 0 | 0 | 0 | 0 | 0 | 0
Commercial_Grocery_New_Food Preparation_Natural Gas_Griddle_E5_Baseline Forecast | Commercial | Grocery | New | Food Preparation | Natural Gas | Griddle | E5 |  | Baseline Forecast | 0 | 0 | 0 | 0 | 0 | 0 | 0 | 0 | 0 | 0 | 0 | 0 | 0 | 0 | 0 | 0 | 0 | 0 | 0 | 0 | 0 | 0 | 0 | 0 | 0 | 0 | 0 | 0 | 0 | 0 | 0 | 0 | 0
Commercial_Grocery_New_Food Preparation_Natural Gas_Griddle_E6_Baseline Forecast | Commercial | Grocery | New | Food Preparation | Natural Gas | Griddle | E6 |  | Baseline Forecast | 0 | 0 | 0 | 0 | 0 | 0 | 0 | 0 | 0 | 0 | 0 | 0 | 0 | 0 | 0 | 0 | 0 | 0 | 0 | 0 | 0 | 0 | 0 | 0 | 0 | 0 | 0 | 0 | 0 | 0 | 0 | 0 | 0
Commercial_Grocery_New_Food Preparation_Natural Gas_Griddle_E7_Baseline Forecast | Commercial | Grocery | New | Food Preparation | Natural Gas | Griddle | E7 |  | Baseline Forecast | 0 | 0 | 0 | 0 | 0 | 0 | 0 | 0 | 0 | 0 | 0 | 0 | 0 | 0 | 0 | 0 | 0 | 0 | 0 | 0 | 0 | 0 | 0 | 0 | 0 | 0 | 0 | 0 | 0 | 0 | 0 | 0 | 0
Commercial_Grocery_New_Food Preparation_Natural Gas_Griddle_E8_Baseline Forecast | Commercial | Grocery | New | Food Preparation | Natural Gas | Griddle | E8 |  | Baseline Forecast | 0 | 0 | 0 | 0 | 0 | 0 | 0 | 0 | 0 | 0 | 0 | 0 | 0 | 0 | 0 | 0 | 0 | 0 | 0 | 0 | 0 | 0 | 0 | 0 | 0 | 0 | 0 | 0 | 0 | 0 | 0 | 0 | 0
Commercial_Grocery_New_Food Preparation_Natural Gas_Griddle_E9_Baseline Forecast | Commercial | Grocery | New | Food Preparation | Natural Gas | Griddle | E9 |  | Baseline Forecast | 0 | 0 | 0 | 0 | 0 | 0 | 0 | 0 | 0 | 0 | 0 | 0 | 0 | 0 | 0 | 0 | 0 | 0 | 0 | 0 | 0 | 0 | 0 | 0 | 0 | 0 | 0 | 0 | 0 | 0 | 0 | 0 | 0
Commercial_Grocery_New_Food Preparation_Natural Gas_Griddle_E10_Baseline Forecast | Commercial | Grocery | New | Food Preparation | Natural Gas | Griddle | E10 |  | Baseline Forecast | 0 | 0 | 0 | 0 | 0 | 0 | 0 | 0 | 0 | 0 | 0 | 0 | 0 | 0 | 0 | 0 | 0 | 0 | 0 | 0 | 0 | 0 | 0 | 0 | 0 | 0 | 0 | 0 | 0 | 0 | 0 | 0 | 0
Commercial_Grocery_New_Food Preparation_Natural Gas_Range_E1_Baseline Forecast | Commercial | Grocery | New | Food Preparation | Natural Gas | Range | E1 |  | Baseline Forecast | 0 | 1033.9645 | 4986.1273 | 3187.5349 | 3811.9413 | 3927.9766 | 3945.9837 | 3414.067 | 3364.805 | 3442.2128 | 3703.2983 | 4629.441 | 4977.2928 | 5376.137 | 5759.9654 | 6326.2772 | 7462.5439 | 6764.7731 | 6786.4272 | 6725.7768 | 6919.4977 | 7060.6304 | 7369.8991 | 7727.2625 | 8181.4478 | 8926.4096 | 9238.0566 | 9497.4432 | 9702.105 | 9948.2917 | 10341.8115 | 10223.3726 | 8492.1526
Commercial_Grocery_New_Food Preparation_Natural Gas_Range_E2_Baseline Forecast | Commercial | Grocery | New | Food Preparation | Natural Gas | Range | E2 |  | Baseline Forecast | 0 | 1487.8823 | 7177.676 | 4585.9873 | 5482.4599 | 5650.754 | 5680.8816 | 4917.954 | 4850.4469 | 4965.3296 | 5345.4687 | 6686.3024 | 7193.2763 | 7774.7977 | 8335.047 | 9160.2547 | 10812.3143 | 9807.9337 | 9846.1626 | 9765.2108 | 10053.523 | 10265.9972 | 10722.7222 | 11250.2276 | 11918.4902 | 13010.2691 | 13470.6046 | 13854.2072 | 14157.0276 | 14519.8302 | 15096.2007 | 14924.6462 | 12397.3152
Commercial_Grocery_New_Food Preparation_Natural Gas_Range_E3_Baseline Forecast | Commercial | Grocery | New | Food Preparation | Natural Gas | Range | E3 |  | Baseline Forecast | 0 | 0 | 0 | 0 | 0 | 0 | 0 | 0 | 0 | 0 | 0 | 0 | 0 | 0 | 0 | 0 | 0 | 0 | 0 | 0 | 0 | 0 | 0 | 0 | 0 | 0 | 0 | 0 | 0 | 0 | 0 | 0 | 0
Commercial_Grocery_New_Food Preparation_Natural Gas_Range_E4_Baseline Forecast | Commercial | Grocery | New | Food Preparation | Natural Gas | Range | E4 |  | Baseline Forecast | 0 | 0 | 0 | 0 | 0 | 0 | 0 | 0 | 0 | 0 | 0 | 0 | 0 | 0 | 0 | 0 | 0 | 0 | 0 | 0 | 0 | 0 | 0 | 0 | 0 | 0 | 0 | 0 | 0 | 0 | 0 | 0 | 0
Commercial_Grocery_New_Food Preparation_Natural Gas_Range_E5_Baseline Forecast | Commercial | Grocery | New | Food Preparation | Natural Gas | Range | E5 |  | Baseline Forecast | 0 | 0 | 0 | 0 | 0 | 0 | 0 | 0 | 0 | 0 | 0 | 0 | 0 | 0 | 0 | 0 | 0 | 0 | 0 | 0 | 0 | 0 | 0 | 0 | 0 | 0 | 0 | 0 | 0 | 0 | 0 | 0 | 0
Commercial_Grocery_New_Food Preparation_Natural Gas_Range_E6_Baseline Forecast | Commercial | Grocery | New | Food Preparation | Natural Gas | Range | E6 |  | Baseline Forecast | 0 | 0 | 0 | 0 | 0 | 0 | 0 | 0 | 0 | 0 | 0 | 0 | 0 | 0 | 0 | 0 | 0 | 0 | 0 | 0 | 0 | 0 | 0 | 0 | 0 | 0 | 0 | 0 | 0 | 0 | 0 | 0 | 0
Commercial_Grocery_New_Food Preparation_Natural Gas_Range_E7_Baseline Forecast | Commercial | Grocery | New | Food Preparation | Natural Gas | Range | E7 |  | Baseline Forecast | 0 | 0 | 0 | 0 | 0 | 0 | 0 | 0 | 0 | 0 | 0 | 0 | 0 | 0 | 0 | 0 | 0 | 0 | 0 | 0 | 0 | 0 | 0 | 0 | 0 | 0 | 0 | 0 | 0 | 0 | 0 | 0 | 0
Commercial_Grocery_New_Food Preparation_Natural Gas_Range_E8_Baseline Forecast | Commercial | Grocery | New | Food Preparation | Natural Gas | Range | E8 |  | Baseline Forecast | 0 | 0 | 0 | 0 | 0 | 0 | 0 | 0 | 0 | 0 | 0 | 0 | 0 | 0 | 0 | 0 | 0 | 0 | 0 | 0 | 0 | 0 | 0 | 0 | 0 | 0 | 0 | 0 | 0 | 0 | 0 | 0 | 0
Commercial_Grocery_New_Food Preparation_Natural Gas_Range_E9_Baseline Forecast | Commercial | Grocery | New | Food Preparation | Natural Gas | Range | E9 |  | Baseline Forecast | 0 | 0 | 0 | 0 | 0 | 0 | 0 | 0 | 0 | 0 | 0 | 0 | 0 | 0 | 0 | 0 | 0 | 0 | 0 | 0 | 0 | 0 | 0 | 0 | 0 | 0 | 0 | 0 | 0 | 0 | 0 | 0 | 0
Commercial_Grocery_New_Food Preparation_Natural Gas_Range_E10_Baseline Forecast | Commercial | Grocery | New | Food Preparation | Natural Gas | Range | E10 |  | Baseline Forecast | 0 | 0 | 0 | 0 | 0 | 0 | 0 | 0 | 0 | 0 | 0 | 0 | 0 | 0 | 0 | 0 | 0 | 0 | 0 | 0 | 0 | 0 | 0 | 0 | 0 | 0 | 0 | 0 | 0 | 0 | 0 | 0 | 0
Commercial_Grocery_New_Food Preparation_Natural Gas_Steamer_E1_Baseline Forecast | Commercial | Grocery | New | Food Preparation | Natural Gas | Steamer | E1 |  | Baseline Forecast | 0 | 61.9329 | 298.1077 | 0 | 0 | 0 | 0 | 0 | 0 | 0 | 0 | 0 | 0 | 0 | 0 | 0 | 0 | 0 | 0 | 0 | 0 | 0 | 0 | 0 | 0 | 0 | 0 | 0 | 0 | 0 | 0 | 0 | 0
Commercial_Grocery_New_Food Preparation_Natural Gas_Steamer_E2_Baseline Forecast | Commercial | Grocery | New | Food Preparation | Natural Gas | Steamer | E2 |  | Baseline Forecast | 0 | 61.9888 | 299.6127 | 381.9852 | 456.7201 | 470.6918 | 473.0571 | 409.4294 | 403.6915 | 413.1405 | 433.6345 | 495.3284 | 522.5148 | 555.1867 | 591.3352 | 621.9848 | 645.5892 | 654.3745 | 655.8979 | 699.4057 | 863.7867 | 807.8936 | 849.5554 | 871.5669 | 891.5177 | 888.9697 | 906.0593 | 925.0031 | 951.5735 | 1005.4641 | 1038.7049 | 1072.2479 | 876.2983
Commercial_Grocery_New_Food Preparation_Natural Gas_Steamer_E3_Baseline Forecast | Commercial | Grocery | New | Food Preparation | Natural Gas | Steamer | E3 |  | Baseline Forecast | 0 | 0 | 0 | 0 | 0 | 0 | 0 | 0 | 0 | 0 | 0 | 0 | 0 | 0 | 0 | 0 | 0 | 0 | 0 | 0 | 0 | 0 | 0 | 0 | 0 | 0 | 0 | 0 | 0 | 0 | 0 | 0 | 0
Commercial_Grocery_New_Food Preparation_Natural Gas_Steamer_E4_Baseline Forecast | Commercial | Grocery | New | Food Preparation | Natural Gas | Steamer | E4 |  | Baseline Forecast | 0 | 0 | 0 | 0 | 0 | 0 | 0 | 0 | 0 | 0 | 0 | 0 | 0 | 0 | 0 | 0 | 0 | 0 | 0 | 0 | 0 | 0 | 0 | 0 | 0 | 0 | 0 | 0 | 0 | 0 | 0 | 0 | 0
Commercial_Grocery_New_Food Preparation_Natural Gas_Steamer_E5_Baseline Forecast | Commercial | Grocery | New | Food Preparation | Natural Gas | Steamer | E5 |  | Baseline Forecast | 0 | 0 | 0 | 0 | 0 | 0 | 0 | 0 | 0 | 0 | 0 | 0 | 0 | 0 | 0 | 0 | 0 | 0 | 0 | 0 | 0 | 0 | 0 | 0 | 0 | 0 | 0 | 0 | 0 | 0 | 0 | 0 | 0
Commercial_Grocery_New_Food Preparation_Natural Gas_Steamer_E6_Baseline Forecast | Commercial | Grocery | New | Food Preparation | Natural Gas | Steamer | E6 |  | Baseline Forecast | 0 | 0 | 0 | 0 | 0 | 0 | 0 | 0 | 0 | 0 | 0 | 0 | 0 | 0 | 0 | 0 | 0 | 0 | 0 | 0 | 0 | 0 | 0 | 0 | 0 | 0 | 0 | 0 | 0 | 0 | 0 | 0 | 0
Commercial_Grocery_New_Food Preparation_Natural Gas_Steamer_E7_Baseline Forecast | Commercial | Grocery | New | Food Preparation | Natural Gas | Steamer | E7 |  | Baseline Forecast | 0 | 0 | 0 | 0 | 0 | 0 | 0 | 0 | 0 | 0 | 0 | 0 | 0 | 0 | 0 | 0 | 0 | 0 | 0 | 0 | 0 | 0 | 0 | 0 | 0 | 0 | 0 | 0 | 0 | 0 | 0 | 0 | 0
Commercial_Grocery_New_Food Preparation_Natural Gas_Steamer_E8_Baseline Forecast | Commercial | Grocery | New | Food Preparation | Natural Gas | Steamer | E8 |  | Baseline Forecast | 0 | 0 | 0 | 0 | 0 | 0 | 0 | 0 | 0 | 0 | 0 | 0 | 0 | 0 | 0 | 0 | 0 | 0 | 0 | 0 | 0 | 0 | 0 | 0 | 0 | 0 | 0 | 0 | 0 | 0 | 0 | 0 | 0
Commercial_Grocery_New_Food Preparation_Natural Gas_Steamer_E9_Baseline Forecast | Commercial | Grocery | New | Food Preparation | Natural Gas | Steamer | E9 |  | Baseline Forecast | 0 | 0 | 0 | 0 | 0 | 0 | 0 | 0 | 0 | 0 | 0 | 0 | 0 | 0 | 0 | 0 | 0 | 0 | 0 | 0 | 0 | 0 | 0 | 0 | 0 | 0 | 0 | 0 | 0 | 0 | 0 | 0 | 0
Commercial_Grocery_New_Food Preparation_Natural Gas_Steamer_E10_Baseline Forecast | Commercial | Grocery | New | Food Preparation | Natural Gas | Steamer | E10 |  | Baseline Forecast | 0 | 0 | 0 | 0 | 0 | 0 | 0 | 0 | 0 | 0 | 0 | 0 | 0 | 0 | 0 | 0 | 0 | 0 | 0 | 0 | 0 | 0 | 0 | 0 | 0 | 0 | 0 | 0 | 0 | 0 | 0 | 0 | 0
Commercial_Grocery_New_Food Preparation_Natural Gas_Food Prep Other_E1_Baseline Forecast | Commercial | Grocery | New | Food Preparation | Natural Gas | Food Prep Other | E1 |  | Baseline Forecast | 0 | 0 | 0 | 0 | 0 | 0 | 0 | 0 | 0 | 0 | 0 | 0 | 0 | 0 | 0 | 0 | 0 | 0 | 0 | 0 | 0 | 0 | 0 | 0 | 0 | 0 | 0 | 0 | 0 | 0 | 0 | 0 | 0
Commercial_Grocery_New_Food Preparation_Natural Gas_Food Prep Other_E2_Baseline Forecast | Commercial | Grocery | New | Food Preparation | Natural Gas | Food Prep Other | E2 |  | Baseline Forecast | 0 | 0 | 0 | 0 | 0 | 0 | 0 | 0 | 0 | 0 | 0 | 0 | 0 | 0 | 0 | 0 | 0 | 0 | 0 | 0 | 0 | 0 | 0 | 0 | 0 | 0 | 0 | 0 | 0 | 0 | 0 | 0 | 0
Commercial_Grocery_New_Food Preparation_Natural Gas_Food Prep Other_E3_Baseline Forecast | Commercial | Grocery | New | Food Preparation | Natural Gas | Food Prep Other | E3 |  | Baseline Forecast | 0 | 0 | 0 | 0 | 0 | 0 | 0 | 0 | 0 | 0 | 0 | 0 | 0 | 0 | 0 | 0 | 0 | 0 | 0 | 0 | 0 | 0 | 0 | 0 | 0 | 0 | 0 | 0 | 0 | 0 | 0 | 0 | 0
Commercial_Grocery_New_Food Preparation_Natural Gas_Food Prep Other_E4_Baseline Forecast | Commercial | Grocery | New | Food Preparation | Natural Gas | Food Prep Other | E4 |  | Baseline Forecast | 0 | 0 | 0 | 0 | 0 | 0 | 0 | 0 | 0 | 0 | 0 | 0 | 0 | 0 | 0 | 0 | 0 | 0 | 0 | 0 | 0 | 0 | 0 | 0 | 0 | 0 | 0 | 0 | 0 | 0 | 0 | 0 | 0
Commercial_Grocery_New_Food Preparation_Natural Gas_Food Prep Other_E5_Baseline Forecast | Commercial | Grocery | New | Food Preparation | Natural Gas | Food Prep Other | E5 |  | Baseline Forecast | 0 | 0 | 0 | 0 | 0 | 0 | 0 | 0 | 0 | 0 | 0 | 0 | 0 | 0 | 0 | 0 | 0 | 0 | 0 | 0 | 0 | 0 | 0 | 0 | 0 | 0 | 0 | 0 | 0 | 0 | 0 | 0 | 0
Commercial_Grocery_New_Food Preparation_Natural Gas_Food Prep Other_E6_Baseline Forecast | Commercial | Grocery | New | Food Preparation | Natural Gas | Food Prep Other | E6 |  | Baseline Forecast | 0 | 0 | 0 | 0 | 0 | 0 | 0 | 0 | 0 | 0 | 0 | 0 | 0 | 0 | 0 | 0 | 0 | 0 | 0 | 0 | 0 | 0 | 0 | 0 | 0 | 0 | 0 | 0 | 0 | 0 | 0 | 0 | 0
Commercial_Grocery_New_Food Preparation_Natural Gas_Food Prep Other_E7_Baseline Forecast | Commercial | Grocery | New | Food Preparation | Natural Gas | Food Prep Other | E7 |  | Baseline Forecast | 0 | 0 | 0 | 0 | 0 | 0 | 0 | 0 | 0 | 0 | 0 | 0 | 0 | 0 | 0 | 0 | 0 | 0 | 0 | 0 | 0 | 0 | 0 | 0 | 0 | 0 | 0 | 0 | 0 | 0 | 0 | 0 | 0
Commercial_Grocery_New_Food Preparation_Natural Gas_Food Prep Other_E8_Baseline Forecast | Commercial | Grocery | New | Food Preparation | Natural Gas | Food Prep Other | E8 |  | Baseline Forecast | 0 | 0 | 0 | 0 | 0 | 0 | 0 | 0 | 0 | 0 | 0 | 0 | 0 | 0 | 0 | 0 | 0 | 0 | 0 | 0 | 0 | 0 | 0 | 0 | 0 | 0 | 0 | 0 | 0 | 0 | 0 | 0 | 0
Commercial_Grocery_New_Food Preparation_Natural Gas_Food Prep Other_E9_Baseline Forecast | Commercial | Grocery | New | Food Preparation | Natural Gas | Food Prep Other | E9 |  | Baseline Forecast | 0 | 0 | 0 | 0 | 0 | 0 | 0 | 0 | 0 | 0 | 0 | 0 | 0 | 0 | 0 | 0 | 0 | 0 | 0 | 0 | 0 | 0 | 0 | 0 | 0 | 0 | 0 | 0 | 0 | 0 | 0 | 0 | 0
Commercial_Grocery_New_Food Preparation_Natural Gas_Food Prep Other_E10_Baseline Forecast | Commercial | Grocery | New | Food Preparation | Natural Gas | Food Prep Other | E10 |  | Baseline Forecast | 0 | 0 | 0 | 0 | 0 | 0 | 0 | 0 | 0 | 0 | 0 | 0 | 0 | 0 | 0 | 0 | 0 | 0 | 0 | 0 | 0 | 0 | 0 | 0 | 0 | 0 | 0 | 0 | 0 | 0 | 0 | 0 | 0
Commercial_Grocery_New_Miscellaneous_Natural Gas_Pool Heater_E1_Baseline Forecast | Commercial | Grocery | New | Miscellaneous | Natural Gas | Pool Heater | E1 |  | Baseline Forecast | 0 | 0 | 0 | 0 | 0 | 0 | 0 | 0 | 0 | 0 | 0 | 0 | 0 | 0 | 0 | 0 | 0 | 0 | 0 | 0 | 0 | 0 | 0 | 0 | 0 | 0 | 0 | 0 | 0 | 0 | 0 | 0 | 0
Commercial_Grocery_New_Miscellaneous_Natural Gas_Pool Heater_E2_Baseline Forecast | Commercial | Grocery | New | Miscellaneous | Natural Gas | Pool Heater | E2 |  | Baseline Forecast | 0 | 0 | 0 | 0 | 0 | 0 | 0 | 0 | 0 | 0 | 0 | 0 | 0 | 0 | 0 | 0 | 0 | 0 | 0 | 0 | 0 | 0 | 0 | 0 | 0 | 0 | 0 | 0 | 0 | 0 | 0 | 0 | 0
Commercial_Grocery_New_Miscellaneous_Natural Gas_Pool Heater_E3_Baseline Forecast | Commercial | Grocery | New | Miscellaneous | Natural Gas | Pool Heater | E3 |  | Baseline Forecast | 0 | 0 | 0 | 0 | 0 | 0 | 0 | 0 | 0 | 0 | 0 | 0 | 0 | 0 | 0 | 0 | 0 | 0 | 0 | 0 | 0 | 0 | 0 | 0 | 0 | 0 | 0 | 0 | 0 | 0 | 0 | 0 | 0
Commercial_Grocery_New_Miscellaneous_Natural Gas_Pool Heater_E4_Baseline Forecast | Commercial | Grocery | New | Miscellaneous | Natural Gas | Pool Heater | E4 |  | Baseline Forecast | 0 | 0 | 0 | 0 | 0 | 0 | 0 | 0 | 0 | 0 | 0 | 0 | 0 | 0 | 0 | 0 | 0 | 0 | 0 | 0 | 0 | 0 | 0 | 0 | 0 | 0 | 0 | 0 | 0 | 0 | 0 | 0 | 0
Commercial_Grocery_New_Miscellaneous_Natural Gas_Pool Heater_E5_Baseline Forecast | Commercial | Grocery | New | Miscellaneous | Natural Gas | Pool Heater | E5 |  | Baseline Forecast | 0 | 0 | 0 | 0 | 0 | 0 | 0 | 0 | 0 | 0 | 0 | 0 | 0 | 0 | 0 | 0 | 0 | 0 | 0 | 0 | 0 | 0 | 0 | 0 | 0 | 0 | 0 | 0 | 0 | 0 | 0 | 0 | 0
Commercial_Grocery_New_Miscellaneous_Natural Gas_Pool Heater_E6_Baseline Forecast | Commercial | Grocery | New | Miscellaneous | Natural Gas | Pool Heater | E6 |  | Baseline Forecast | 0 | 0 | 0 | 0 | 0 | 0 | 0 | 0 | 0 | 0 | 0 | 0 | 0 | 0 | 0 | 0 | 0 | 0 | 0 | 0 | 0 | 0 | 0 | 0 | 0 | 0 | 0 | 0 | 0 | 0 | 0 | 0 | 0
Commercial_Grocery_New_Miscellaneous_Natural Gas_Pool Heater_E7_Baseline Forecast | Commercial | Grocery | New | Miscellaneous | Natural Gas | Pool Heater | E7 |  | Baseline Forecast | 0 | 0 | 0 | 0 | 0 | 0 | 0 | 0 | 0 | 0 | 0 | 0 | 0 | 0 | 0 | 0 | 0 | 0 | 0 | 0 | 0 | 0 | 0 | 0 | 0 | 0 | 0 | 0 | 0 | 0 | 0 | 0 | 0
Commercial_Grocery_New_Miscellaneous_Natural Gas_Pool Heater_E8_Baseline Forecast | Commercial | Grocery | New | Miscellaneous | Natural Gas | Pool Heater | E8 |  | Baseline Forecast | 0 | 0 | 0 | 0 | 0 | 0 | 0 | 0 | 0 | 0 | 0 | 0 | 0 | 0 | 0 | 0 | 0 | 0 | 0 | 0 | 0 | 0 | 0 | 0 | 0 | 0 | 0 | 0 | 0 | 0 | 0 | 0 | 0
Commercial_Grocery_New_Miscellaneous_Natural Gas_Pool Heater_E9_Baseline Forecast | Commercial | Grocery | New | Miscellaneous | Natural Gas | Pool Heater | E9 |  | Baseline Forecast | 0 | 0 | 0 | 0 | 0 | 0 | 0 | 0 | 0 | 0 | 0 | 0 | 0 | 0 | 0 | 0 | 0 | 0 | 0 | 0 | 0 | 0 | 0 | 0 | 0 | 0 | 0 | 0 | 0 | 0 | 0 | 0 | 0
Commercial_Grocery_New_Miscellaneous_Natural Gas_Pool Heater_E10_Baseline Forecast | Commercial | Grocery | New | Miscellaneous | Natural Gas | Pool Heater | E10 |  | Baseline Forecast | 0 | 0 | 0 | 0 | 0 | 0 | 0 | 0 | 0 | 0 | 0 | 0 | 0 | 0 | 0 | 0 | 0 | 0 | 0 | 0 | 0 | 0 | 0 | 0 | 0 | 0 | 0 | 0 | 0 | 0 | 0 | 0 | 0
Commercial_Grocery_New_Miscellaneous_Natural Gas_Miscellaneous_E1_Baseline Forecast | Commercial | Grocery | New | Miscellaneous | Natural Gas | Miscellaneous | E1 |  | Baseline Forecast | 0 | 17608.6842 | 84933.2232 | 54278.2782 | 67413.2755 | 81172.5496 | 87221.3328 | 84953.1544 | 91908.8722 | 100776.5461 | 107858.1174 | 118779.8193 | 143355.5786 | 136884.5023 | 146420.646 | 158041.8532 | 165313.8048 | 168854.1091 | 175151.1517 | 182317.1928 | 189967.9821 | 199583.6269 | 212614.7305 | 215807.3126 | 224678.155 | 234402.548 | 242009.9462 | 248562.1581 | 256584.515 | 264712.0343 | 273068.6558 | 281633.2082 | 258551.8902
Commercial_Grocery_New_Miscellaneous_Natural Gas_Miscellaneous_E2_Baseline Forecast | Commercial | Grocery | New | Miscellaneous | Natural Gas | Miscellaneous | E2 |  | Baseline Forecast | 0 | 0 | 0 | 0 | 0 | 0 | 0 | 0 | 0 | 0 | 0 | 0 | 0 | 0 | 0 | 0 | 0 | 0 | 0 | 0 | 0 | 0 | 0 | 0 | 0 | 0 | 0 | 0 | 0 | 0 | 0 | 0 | 0
Commercial_Grocery_New_Miscellaneous_Natural Gas_Miscellaneous_E3_Baseline Forecast | Commercial | Grocery | New | Miscellaneous | Natural Gas | Miscellaneous | E3 |  | Baseline Forecast | 0 | 0 | 0 | 0 | 0 | 0 | 0 | 0 | 0 | 0 | 0 | 0 | 0 | 0 | 0 | 0 | 0 | 0 | 0 | 0 | 0 | 0 | 0 | 0 | 0 | 0 | 0 | 0 | 0 | 0 | 0 | 0 | 0
Commercial_Grocery_New_Miscellaneous_Natural Gas_Miscellaneous_E4_Baseline Forecast | Commercial | Grocery | New | Miscellaneous | Natural Gas | Miscellaneous | E4 |  | Baseline Forecast | 0 | 0 | 0 | 0 | 0 | 0 | 0 | 0 | 0 | 0 | 0 | 0 | 0 | 0 | 0 | 0 | 0 | 0 | 0 | 0 | 0 | 0 | 0 | 0 | 0 | 0 | 0 | 0 | 0 | 0 | 0 | 0 | 0
Commercial_Grocery_New_Miscellaneous_Natural Gas_Miscellaneous_E5_Baseline Forecast | Commercial | Grocery | New | Miscellaneous | Natural Gas | Miscellaneous | E5 |  | Baseline Forecast | 0 | 0 | 0 | 0 | 0 | 0 | 0 | 0 | 0 | 0 | 0 | 0 | 0 | 0 | 0 | 0 | 0 | 0 | 0 | 0 | 0 | 0 | 0 | 0 | 0 | 0 | 0 | 0 | 0 | 0 | 0 | 0 | 0
Commercial_Grocery_New_Miscellaneous_Natural Gas_Miscellaneous_E6_Baseline Forecast | Commercial | Grocery | New | Miscellaneous | Natural Gas | Miscellaneous | E6 |  | Baseline Forecast | 0 | 0 | 0 | 0 | 0 | 0 | 0 | 0 | 0 | 0 | 0 | 0 | 0 | 0 | 0 | 0 | 0 | 0 | 0 | 0 | 0 | 0 | 0 | 0 | 0 | 0 | 0 | 0 | 0 | 0 | 0 | 0 | 0
Commercial_Grocery_New_Miscellaneous_Natural Gas_Miscellaneous_E7_Baseline Forecast | Commercial | Grocery | New | Miscellaneous | Natural Gas | Miscellaneous | E7 |  | Baseline Forecast | 0 | 0 | 0 | 0 | 0 | 0 | 0 | 0 | 0 | 0 | 0 | 0 | 0 | 0 | 0 | 0 | 0 | 0 | 0 | 0 | 0 | 0 | 0 | 0 | 0 | 0 | 0 | 0 | 0 | 0 | 0 | 0 | 0
Commercial_Grocery_New_Miscellaneous_Natural Gas_Miscellaneous_E8_Baseline Forecast | Commercial | Grocery | New | Miscellaneous | Natural Gas | Miscellaneous | E8 |  | Baseline Forecast | 0 | 0 | 0 | 0 | 0 | 0 | 0 | 0 | 0 | 0 | 0 | 0 | 0 | 0 | 0 | 0 | 0 | 0 | 0 | 0 | 0 | 0 | 0 | 0 | 0 | 0 | 0 | 0 | 0 | 0 | 0 | 0 | 0
Commercial_Grocery_New_Miscellaneous_Natural Gas_Miscellaneous_E9_Baseline Forecast | Commercial | Grocery | New | Miscellaneous | Natural Gas | Miscellaneous | E9 |  | Baseline Forecast | 0 | 0 | 0 | 0 | 0 | 0 | 0 | 0 | 0 | 0 | 0 | 0 | 0 | 0 | 0 | 0 | 0 | 0 | 0 | 0 | 0 | 0 | 0 | 0 | 0 | 0 | 0 | 0 | 0 | 0 | 0 | 0 | 0
Commercial_Grocery_New_Miscellaneous_Natural Gas_Miscellaneous_E10_Baseline Forecast | Commercial | Grocery | New | Miscellaneous | Natural Gas | Miscellaneous | E10 |  | Baseline Forecast | 0 | 0 | 0 | 0 | 0 | 0 | 0 | 0 | 0 | 0 | 0 | 0 | 0 | 0 | 0 | 0 | 0 | 0 | 0 | 0 | 0 | 0 | 0 | 0 | 0 | 0 | 0 | 0 | 0 | 0 | 0 | 0 | 0
Commercial_School_Existing_Space Heating_Natural Gas_Furnace_E1_Baseline Forecast | Commercial | School | Existing | Space Heating | Natural Gas | Furnace | E1 |  | Baseline Forecast | 0 | 20228.8032 | 21931.4791 | 23452.1838 | 48269.8784 | 0 | 0 | 0 | 0 | 0 | 0 | 0 | 0 | 0 | 0 | 0 | 0 | 0 | 0 | 0 | 0 | 0 | 0 | 0 | 0 | 0 | 0 | 0 | 0 | 0 | 0 | 0 | 0
Commercial_School_Existing_Space Heating_Natural Gas_Furnace_E2_Baseline Forecast | Commercial | School | Existing | Space Heating | Natural Gas | Furnace | E2 |  | Baseline Forecast | 0 | 0 | 0 | 0 | 0 | 0 | 0 | 0 | 0 | 0 | 0 | 0 | 0 | 0 | 0 | 0 | 0 | 0 | 0 | 0 | 0 | 0 | 0 | 0 | 0 | 0 | 0 | 0 | 0 | 0 | 0 | 0 | 0
Commercial_School_Existing_Space Heating_Natural Gas_Furnace_E3_Baseline Forecast | Commercial | School | Existing | Space Heating | Natural Gas | Furnace | E3 |  | Baseline Forecast | 0 | 0 | 0 | 0 | 0 | 26322.3909 | 27556.3299 | 16993.4866 | 17607.0128 | 18168.3812 | 18681.1946 | 19149.7292 | 19576.8589 | 19966.1867 | 20321.2572 | 20644.1635 | 20937.3738 | 21203.1442 | 21444.9782 | 20635.7573 | 19968.3464 | 19423.9431 | 20007.5823 | 19583.7109 | 19247.8419 | 18988.1374 | 18794.3572 | 18657.2161 | 18569.3826 | 18522.9674 | 18512.2217 | 18530.8483 | 30029.7834
Commercial_School_Existing_Space Heating_Natural Gas_Furnace_E4_Baseline Forecast | Commercial | School | Existing | Space Heating | Natural Gas | Furnace | E4 |  | Baseline Forecast | 0 | 0 | 0 | 0 | 0 | 0 | 0 | 0 | 0 | 0 | 0 | 0 | 0 | 0 | 0 | 0 | 0 | 0 | 0 | 0 | 0 | 0 | 0 | 0 | 0 | 0 | 0 | 0 | 0 | 0 | 0 | 0 | 0
Commercial_School_Existing_Space Heating_Natural Gas_Furnace_E5_Baseline Forecast | Commercial | School | Existing | Space Heating | Natural Gas | Furnace | E5 |  | Baseline Forecast | 0 | 0 | 0 | 0 | 0 | 0 | 0 | 11697.9107 | 12124.8177 | 12515.2485 | 12871.9105 | 13197.3856 | 13495.2548 | 13767.6107 | 14015.5554 | 14241.5923 | 14447.191 | 14634.9336 | 14806.021 | 14252.439 | 13795.7509 | 13424.1185 | 13831.2838 | 13542.6834 | 13313.759 | 13137.162 | 13005.9185 | 12914.0783 | 12855.2706 | 12825.3284 | 12819.1421 | 12833.6867 | 20797.3659
Commercial_School_Existing_Space Heating_Natural Gas_Furnace_E6_Baseline Forecast | Commercial | School | Existing | Space Heating | Natural Gas | Furnace | E6 |  | Baseline Forecast | 0 | 0 | 0 | 0 | 0 | 0 | 0 | 0 | 0 | 0 | 0 | 0 | 0 | 0 | 0 | 0 | 0 | 0 | 0 | 0 | 0 | 0 | 0 | 0 | 0 | 0 | 0 | 0 | 0 | 0 | 0 | 0 | 0
Commercial_School_Existing_Space Heating_Natural Gas_Furnace_E7_Baseline Forecast | Commercial | School | Existing | Space Heating | Natural Gas | Furnace | E7 |  | Baseline Forecast | 0 | 0 | 0 | 0 | 0 | 0 | 0 | 0 | 0 | 0 | 0 | 0 | 0 | 0 | 0 | 0 | 0 | 0 | 0 | 0 | 0 | 0 | 0 | 0 | 0 | 0 | 0 | 0 | 0 | 0 | 0 | 0 | 0
Commercial_School_Existing_Space Heating_Natural Gas_Furnace_E8_Baseline Forecast | Commercial | School | Existing | Space Heating | Natural Gas | Furnace | E8 |  | Baseline Forecast | 0 | 0 | 0 | 0 | 0 | 0 | 0 | 0 | 0 | 0 | 0 | 0 | 0 | 0 | 0 | 0 | 0 | 0 | 0 | 0 | 0 | 0 | 0 | 0 | 0 | 0 | 0 | 0 | 0 | 0 | 0 | 0 | 0
Commercial_School_Existing_Space Heating_Natural Gas_Furnace_E9_Baseline Forecast | Commercial | School | Existing | Space Heating | Natural Gas | Furnace | E9 |  | Baseline Forecast | 0 | 0 | 0 | 0 | 0 | 0 | 0 | 0 | 0 | 0 | 0 | 0 | 0 | 0 | 0 | 0 | 0 | 0 | 0 | 0 | 0 | 0 | 0 | 0 | 0 | 0 | 0 | 0 | 0 | 0 | 0 | 0 | 0
Commercial_School_Existing_Space Heating_Natural Gas_Furnace_E10_Baseline Forecast | Commercial | School | Existing | Space Heating | Natural Gas | Furnace | E10 |  | Baseline Forecast | 0 | 0 | 0 | 0 | 0 | 0 | 0 | 0 | 0 | 0 | 0 | 0 | 0 | 0 | 0 | 0 | 0 | 0 | 0 | 0 | 0 | 0 | 0 | 0 | 0 | 0 | 0 | 0 | 0 | 0 | 0 | 0 | 0
Commercial_School_Existing_Space Heating_Natural Gas_Boiler_E1_Baseline Forecast | Commercial | School | Existing | Space Heating | Natural Gas | Boiler | E1 |  | Baseline Forecast | 0 | 29862.3118 | 32374.8782 | 34622.2675 | 74253.7639 | 0 | 0 | 0 | 0 | 0 | 0 | 0 | 0 | 0 | 0 | 0 | 0 | 0 | 0 | 0 | 0 | 0 | 0 | 0 | 0 | 0 | 0 | 0 | 0 | 0 | 0 | 0 | 0
Commercial_School_Existing_Space Heating_Natural Gas_Boiler_E2_Baseline Forecast | Commercial | School | Existing | Space Heating | Natural Gas | Boiler | E2 |  | Baseline Forecast | 0 | 0 | 0 | 0 | 0 | 0 | 0 | 0 | 0 | 0 | 0 | 0 | 0 | 0 | 0 | 0 | 0 | 0 | 0 | 0 | 0 | 0 | 0 | 0 | 0 | 0 | 0 | 0 | 0 | 0 | 0 | 0 | 0
Commercial_School_Existing_Space Heating_Natural Gas_Boiler_E3_Baseline Forecast | Commercial | School | Existing | Space Heating | Natural Gas | Boiler | E3 |  | Baseline Forecast | 0 | 15835.8504 | 17169.7379 | 18357.7179 | 39365.746 | 59463.9672 | 62251.5144 | 64815.7044 | 67166.1097 | 69316.2849 | 71280.4858 | 73074.2045 | 74712.0233 | 76206.8093 | 77569.0592 | 78809.1569 | 79935.9985 | 80960.5135 | 81893.3292 | 82742.6059 | 83513.0071 | 80295.2417 | 77623.2209 | 75429.5826 | 77874.2541 | 76131.7537 | 74733.0517 | 73633.8968 | 72794.4556 | 72179.5041 | 71757.3169 | 71500.374 | 103832.0912
Commercial_School_Existing_Space Heating_Natural Gas_Boiler_E4_Baseline Forecast | Commercial | School | Existing | Space Heating | Natural Gas | Boiler | E4 |  | Baseline Forecast | 0 | 0 | 0 | 0 | 0 | 0 | 0 | 0 | 0 | 0 | 0 | 0 | 0 | 0 | 0 | 0 | 0 | 0 | 0 | 0 | 0 | 0 | 0 | 0 | 0 | 0 | 0 | 0 | 0 | 0 | 0 | 0 | 0
Commercial_School_Existing_Space Heating_Natural Gas_Boiler_E5_Baseline Forecast | Commercial | School | Existing | Space Heating | Natural Gas | Boiler | E5 |  | Baseline Forecast | 0 | 0 | 0 | 0 | 0 | 0 | 0 | 0 | 0 | 0 | 0 | 0 | 0 | 0 | 0 | 0 | 0 | 0 | 0 | 0 | 0 | 0 | 0 | 0 | 0 | 0 | 0 | 0 | 0 | 0 | 0 | 0 | 0
Commercial_School_Existing_Space Heating_Natural Gas_Boiler_E6_Baseline Forecast | Commercial | School | Existing | Space Heating | Natural Gas | Boiler | E6 |  | Baseline Forecast | 0 | 0 | 0 | 0 | 0 | 0 | 0 | 0 | 0 | 0 | 0 | 0 | 0 | 0 | 0 | 0 | 0 | 0 | 0 | 0 | 0 | 0 | 0 | 0 | 0 | 0 | 0 | 0 | 0 | 0 | 0 | 0 | 0
Commercial_School_Existing_Space Heating_Natural Gas_Boiler_E7_Baseline Forecast | Commercial | School | Existing | Space Heating | Natural Gas | Boiler | E7 |  | Baseline Forecast | 0 | 0 | 0 | 0 | 0 | 0 | 0 | 0 | 0 | 0 | 0 | 0 | 0 | 0 | 0 | 0 | 0 | 0 | 0 | 0 | 0 | 0 | 0 | 0 | 0 | 0 | 0 | 0 | 0 | 0 | 0 | 0 | 0
Commercial_School_Existing_Space Heating_Natural Gas_Boiler_E8_Baseline Forecast | Commercial | School | Existing | Space Heating | Natural Gas | Boiler | E8 |  | Baseline Forecast | 0 | 0 | 0 | 0 | 0 | 0 | 0 | 0 | 0 | 0 | 0 | 0 | 0 | 0 | 0 | 0 | 0 | 0 | 0 | 0 | 0 | 0 | 0 | 0 | 0 | 0 | 0 | 0 | 0 | 0 | 0 | 0 | 0
Commercial_School_Existing_Space Heating_Natural Gas_Boiler_E9_Baseline Forecast | Commercial | School | Existing | Space Heating | Natural Gas | Boiler | E9 |  | Baseline Forecast | 0 | 0 | 0 | 0 | 0 | 0 | 0 | 0 | 0 | 0 | 0 | 0 | 0 | 0 | 0 | 0 | 0 | 0 | 0 | 0 | 0 | 0 | 0 | 0 | 0 | 0 | 0 | 0 | 0 | 0 | 0 | 0 | 0
Commercial_School_Existing_Space Heating_Natural Gas_Boiler_E10_Baseline Forecast | Commercial | School | Existing | Space Heating | Natural Gas | Boiler | E10 |  | Baseline Forecast | 0 | 0 | 0 | 0 | 0 | 0 | 0 | 0 | 0 | 0 | 0 | 0 | 0 | 0 | 0 | 0 | 0 | 0 | 0 | 0 | 0 | 0 | 0 | 0 | 0 | 0 | 0 | 0 | 0 | 0 | 0 | 0 | 0
Commercial_School_Existing_Space Heating_Natural Gas_Unit Heater_E1_Baseline Forecast | Commercial | School | Existing | Space Heating | Natural Gas | Unit Heater | E1 |  | Baseline Forecast | 0 | 6324.0132 | 7490.0875 | 8464.4299 | 13430.1404 | 0 | 0 | 0 | 0 | 0 | 0 | 0 | 0 | 0 | 0 | 0 | 0 | 0 | 0 | 0 | 0 | 0 | 0 | 0 | 0 | 0 | 0 | 0 | 0 | 0 | 0 | 0 | 0
Commercial_School_Existing_Space Heating_Natural Gas_Unit Heater_E2_Baseline Forecast | Commercial | School | Existing | Space Heating | Natural Gas | Unit Heater | E2 |  | Baseline Forecast | 0 | 0 | 0 | 0 | 0 | 10062.3192 | 10677.9883 | 11202.1111 | 11646.7481 | 12022.8827 | 12340.1674 | 11434.6565 | 10825.5986 | 10445.6491 | 10812.4034 | 10656.2908 | 10609.306 | 10642.8058 | 12502.427 | 12714.6602 | 12892.6415 | 14026.9189 | 12578.3647 | 12403.3618 | 12278.8476 | 12128.0994 | 11973.427 | 11829.4305 | 11622.3829 | 11557.6091 | 11590.8214 | 11987.7185 | 14312.4701
Commercial_School_Existing_Space Heating_Natural Gas_Unit Heater_E3_Baseline Forecast | Commercial | School | Existing | Space Heating | Natural Gas | Unit Heater | E3 |  | Baseline Forecast | 0 | 0 | 0 | 0 | 0 | 0 | 0 | 0 | 0 | 0 | 0 | 0 | 0 | 0 | 0 | 0 | 0 | 0 | 0 | 0 | 0 | 0 | 0 | 0 | 0 | 0 | 0 | 0 | 0 | 0 | 0 | 0 | 0
Commercial_School_Existing_Space Heating_Natural Gas_Unit Heater_E4_Baseline Forecast | Commercial | School | Existing | Space Heating | Natural Gas | Unit Heater | E4 |  | Baseline Forecast | 0 | 0 | 0 | 0 | 0 | 0 | 0 | 0 | 0 | 0 | 0 | 0 | 0 | 0 | 0 | 0 | 0 | 0 | 0 | 0 | 0 | 0 | 0 | 0 | 0 | 0 | 0 | 0 | 0 | 0 | 0 | 0 | 0
Commercial_School_Existing_Space Heating_Natural Gas_Unit Heater_E5_Baseline Forecast | Commercial | School | Existing | Space Heating | Natural Gas | Unit Heater | E5 |  | Baseline Forecast | 0 | 0 | 0 | 0 | 0 | 0 | 0 | 0 | 0 | 0 | 0 | 0 | 0 | 0 | 0 | 0 | 0 | 0 | 0 | 0 | 0 | 0 | 0 | 0 | 0 | 0 | 0 | 0 | 0 | 0 | 0 | 0 | 0
Commercial_School_Existing_Space Heating_Natural Gas_Unit Heater_E6_Baseline Forecast | Commercial | School | Existing | Space Heating | Natural Gas | Unit Heater | E6 |  | Baseline Forecast | 0 | 0 | 0 | 0 | 0 | 0 | 0 | 0 | 0 | 0 | 0 | 0 | 0 | 0 | 0 | 0 | 0 | 0 | 0 | 0 | 0 | 0 | 0 | 0 | 0 | 0 | 0 | 0 | 0 | 0 | 0 | 0 | 0
Commercial_School_Existing_Space Heating_Natural Gas_Unit Heater_E7_Baseline Forecast | Commercial | School | Existing | Space Heating | Natural Gas | Unit Heater | E7 |  | Baseline Forecast | 0 | 0 | 0 | 0 | 0 | 0 | 0 | 0 | 0 | 0 | 0 | 0 | 0 | 0 | 0 | 0 | 0 | 0 | 0 | 0 | 0 | 0 | 0 | 0 | 0 | 0 | 0 | 0 | 0 | 0 | 0 | 0 | 0
Commercial_School_Existing_Space Heating_Natural Gas_Unit Heater_E8_Baseline Forecast | Commercial | School | Existing | Space Heating | Natural Gas | Unit Heater | E8 |  | Baseline Forecast | 0 | 0 | 0 | 0 | 0 | 0 | 0 | 0 | 0 | 0 | 0 | 0 | 0 | 0 | 0 | 0 | 0 | 0 | 0 | 0 | 0 | 0 | 0 | 0 | 0 | 0 | 0 | 0 | 0 | 0 | 0 | 0 | 0
Commercial_School_Existing_Space Heating_Natural Gas_Unit Heater_E9_Baseline Forecast | Commercial | School | Existing | Space Heating | Natural Gas | Unit Heater | E9 |  | Baseline Forecast | 0 | 0 | 0 | 0 | 0 | 0 | 0 | 0 | 0 | 0 | 0 | 0 | 0 | 0 | 0 | 0 | 0 | 0 | 0 | 0 | 0 | 0 | 0 | 0 | 0 | 0 | 0 | 0 | 0 | 0 | 0 | 0 | 0
Commercial_School_Existing_Space Heating_Natural Gas_Unit Heater_E10_Baseline Forecast | Commercial | School | Existing | Space Heating | Natural Gas | Unit Heater | E10 |  | Baseline Forecast | 0 | 0 | 0 | 0 | 0 | 0 | 0 | 0 | 0 | 0 | 0 | 0 | 0 | 0 | 0 | 0 | 0 | 0 | 0 | 0 | 0 | 0 | 0 | 0 | 0 | 0 | 0 | 0 | 0 | 0 | 0 | 0 | 0
Commercial_School_Existing_Water Heating_Natural Gas_Water Heater_E1_Baseline Forecast | Commercial | School | Existing | Water Heating | Natural Gas | Water Heater | E1 |  | Baseline Forecast | 0 | 14726.6535 | 19046.6593 | 22423.1487 | 33724.3861 | 27381.512 | 29096.061 | 30454.2329 | 31524.8889 | 32364.8295 | 28710.4717 | 26647.1621 | 25679.1017 | 27113.4413 | 27018.3791 | 31007.6411 | 31848.4558 | 32505.6731 | 35181.1433 | 32135.7056 | 31345.5892 | 30433.7961 | 29914.745 | 29423.3462 | 28669.8058 | 28636.8693 | 29017.5175 | 30458.4432 | 30620.5178 | 31634.7613 | 31463.8391 | 31177.9667 | 36234.7699
Commercial_School_Existing_Water Heating_Natural Gas_Water Heater_E2_Baseline Forecast | Commercial | School | Existing | Water Heating | Natural Gas | Water Heater | E2 |  | Baseline Forecast | 0 | 130053.4286 | 168204.9596 | 198021.0832 | 297821.181 | 241808.4649 | 256954.2814 | 268952.2685 | 278412.2101 | 285834.515 | 253564.3435 | 235344.8421 | 226798.2729 | 239469.8822 | 238633.5525 | 273871.5386 | 281301.7868 | 287110.863 | 310746.9493 | 283851.6689 | 276876.7622 | 268826.936 | 264245.7132 | 259908.6699 | 253255.4039 | 252967.0798 | 256331.9532 | 269062.788 | 270496.1735 | 279457.2188 | 277948.088 | 275423.2334 | 320094.5577
Commercial_School_Existing_Water Heating_Natural Gas_Water Heater_E3_Baseline Forecast | Commercial | School | Existing | Water Heating | Natural Gas | Water Heater | E3 |  | Baseline Forecast | 0 | 0 | 0 | 0 | 0 | 0 | 0 | 0 | 0 | 0 | 0 | 0 | 0 | 0 | 0 | 0 | 0 | 0 | 0 | 0 | 0 | 0 | 0 | 0 | 0 | 0 | 0 | 0 | 0 | 0 | 0 | 0 | 0
Commercial_School_Existing_Water Heating_Natural Gas_Water Heater_E4_Baseline Forecast | Commercial | School | Existing | Water Heating | Natural Gas | Water Heater | E4 |  | Baseline Forecast | 0 | 0 | 0 | 0 | 0 | 0 | 0 | 0 | 0 | 0 | 0 | 0 | 0 | 0 | 0 | 0 | 0 | 0 | 0 | 0 | 0 | 0 | 0 | 0 | 0 | 0 | 0 | 0 | 0 | 0 | 0 | 0 | 0
Commercial_School_Existing_Water Heating_Natural Gas_Water Heater_E5_Baseline Forecast | Commercial | School | Existing | Water Heating | Natural Gas | Water Heater | E5 |  | Baseline Forecast | 0 | 0 | 0 | 0 | 0 | 0 | 0 | 0 | 0 | 0 | 0 | 0 | 0 | 0 | 0 | 0 | 0 | 0 | 0 | 0 | 0 | 0 | 0 | 0 | 0 | 0 | 0 | 0 | 0 | 0 | 0 | 0 | 0
Commercial_School_Existing_Water Heating_Natural Gas_Water Heater_E6_Baseline Forecast | Commercial | School | Existing | Water Heating | Natural Gas | Water Heater | E6 |  | Baseline Forecast | 0 | 0 | 0 | 0 | 0 | 0 | 0 | 0 | 0 | 0 | 0 | 0 | 0 | 0 | 0 | 0 | 0 | 0 | 0 | 0 | 0 | 0 | 0 | 0 | 0 | 0 | 0 | 0 | 0 | 0 | 0 | 0 | 0
Commercial_School_Existing_Water Heating_Natural Gas_Water Heater_E7_Baseline Forecast | Commercial | School | Existing | Water Heating | Natural Gas | Water Heater | E7 |  | Baseline Forecast | 0 | 0 | 0 | 0 | 0 | 0 | 0 | 0 | 0 | 0 | 0 | 0 | 0 | 0 | 0 | 0 | 0 | 0 | 0 | 0 | 0 | 0 | 0 | 0 | 0 | 0 | 0 | 0 | 0 | 0 | 0 | 0 | 0
Commercial_School_Existing_Water Heating_Natural Gas_Water Heater_E8_Baseline Forecast | Commercial | School | Existing | Water Heating | Natural Gas | Water Heater | E8 |  | Baseline Forecast | 0 | 0 | 0 | 0 | 0 | 0 | 0 | 0 | 0 | 0 | 0 | 0 | 0 | 0 | 0 | 0 | 0 | 0 | 0 | 0 | 0 | 0 | 0 | 0 | 0 | 0 | 0 | 0 | 0 | 0 | 0 | 0 | 0
Commercial_School_Existing_Water Heating_Natural Gas_Water Heater_E9_Baseline Forecast | Commercial | School | Existing | Water Heating | Natural Gas | Water Heater | E9 |  | Baseline Forecast | 0 | 0 | 0 | 0 | 0 | 0 | 0 | 0 | 0 | 0 | 0 | 0 | 0 | 0 | 0 | 0 | 0 | 0 | 0 | 0 | 0 | 0 | 0 | 0 | 0 | 0 | 0 | 0 | 0 | 0 | 0 | 0 | 0
Commercial_School_Existing_Water Heating_Natural Gas_Water Heater_E10_Baseline Forecast | Commercial | School | Existing | Water Heating | Natural Gas | Water Heater | E10 |  | Baseline Forecast | 0 | 0 | 0 | 0 | 0 | 0 | 0 | 0 | 0 | 0 | 0 | 0 | 0 | 0 | 0 | 0 | 0 | 0 | 0 | 0 | 0 | 0 | 0 | 0 | 0 | 0 | 0 | 0 | 0 | 0 | 0 | 0 | 0
Commercial_School_Existing_Food Preparation_Natural Gas_Oven_E1_Baseline Forecast | Commercial | School | Existing | Food Preparation | Natural Gas | Oven | E1 |  | Baseline Forecast | 0 | 7902.0199 | 8512.7505 | 9007.8894 | 12751.3471 | 9810.9972 | 10090.9013 | 10321.2848 | 10506.1707 | 10654.5954 | 10132.4354 | 9801.7449 | 9610.9685 | 10055.0062 | 9947.4366 | 9904.0704 | 12011.1199 | 11860.6284 | 11730.2869 | 12390.64 | 11112.5112 | 10877.6044 | 10741.1934 | 10598.273 | 10463.6776 | 10516.1358 | 10586.9129 | 10663.1915 | 11005.5428 | 10936.3448 | 10860.1671 | 11352.6863 | 12981.6762
Commercial_School_Existing_Food Preparation_Natural Gas_Oven_E2_Baseline Forecast | Commercial | School | Existing | Food Preparation | Natural Gas | Oven | E2 |  | Baseline Forecast | 0 | 11371.6476 | 12260.281 | 12959.5359 | 18333.5112 | 14113.7269 | 14538.8554 | 14889.1656 | 15178.7529 | 15415.31 | 14680.7143 | 14220.3034 | 13963.1517 | 14629.5399 | 14493.0939 | 14450.2468 | 17549.3133 | 17356.075 | 17192.5242 | 18190.4701 | 16340.1942 | 16021.065 | 15843.7972 | 15656.8985 | 15478.8016 | 15574.3523 | 15695.576 | 15822.872 | 16342.3447 | 16248.9145 | 16140.7678 | 16876.2944 | 19297.8635
Commercial_School_Existing_Food Preparation_Natural Gas_Oven_E3_Baseline Forecast | Commercial | School | Existing | Food Preparation | Natural Gas | Oven | E3 |  | Baseline Forecast | 0 | 0 | 0 | 0 | 0 | 0 | 0 | 0 | 0 | 0 | 0 | 0 | 0 | 0 | 0 | 0 | 0 | 0 | 0 | 0 | 0 | 0 | 0 | 0 | 0 | 0 | 0 | 0 | 0 | 0 | 0 | 0 | 0
Commercial_School_Existing_Food Preparation_Natural Gas_Oven_E4_Baseline Forecast | Commercial | School | Existing | Food Preparation | Natural Gas | Oven | E4 |  | Baseline Forecast | 0 | 0 | 0 | 0 | 0 | 0 | 0 | 0 | 0 | 0 | 0 | 0 | 0 | 0 | 0 | 0 | 0 | 0 | 0 | 0 | 0 | 0 | 0 | 0 | 0 | 0 | 0 | 0 | 0 | 0 | 0 | 0 | 0
Commercial_School_Existing_Food Preparation_Natural Gas_Oven_E5_Baseline Forecast | Commercial | School | Existing | Food Preparation | Natural Gas | Oven | E5 |  | Baseline Forecast | 0 | 0 | 0 | 0 | 0 | 0 | 0 | 0 | 0 | 0 | 0 | 0 | 0 | 0 | 0 | 0 | 0 | 0 | 0 | 0 | 0 | 0 | 0 | 0 | 0 | 0 | 0 | 0 | 0 | 0 | 0 | 0 | 0
Commercial_School_Existing_Food Preparation_Natural Gas_Oven_E6_Baseline Forecast | Commercial | School | Existing | Food Preparation | Natural Gas | Oven | E6 |  | Baseline Forecast | 0 | 0 | 0 | 0 | 0 | 0 | 0 | 0 | 0 | 0 | 0 | 0 | 0 | 0 | 0 | 0 | 0 | 0 | 0 | 0 | 0 | 0 | 0 | 0 | 0 | 0 | 0 | 0 | 0 | 0 | 0 | 0 | 0
Commercial_School_Existing_Food Preparation_Natural Gas_Oven_E7_Baseline Forecast | Commercial | School | Existing | Food Preparation | Natural Gas | Oven | E7 |  | Baseline Forecast | 0 | 0 | 0 | 0 | 0 | 0 | 0 | 0 | 0 | 0 | 0 | 0 | 0 | 0 | 0 | 0 | 0 | 0 | 0 | 0 | 0 | 0 | 0 | 0 | 0 | 0 | 0 | 0 | 0 | 0 | 0 | 0 | 0
Commercial_School_Existing_Food Preparation_Natural Gas_Oven_E8_Baseline Forecast | Commercial | School | Existing | Food Preparation | Natural Gas | Oven | E8 |  | Baseline Forecast | 0 | 0 | 0 | 0 | 0 | 0 | 0 | 0 | 0 | 0 | 0 | 0 | 0 | 0 | 0 | 0 | 0 | 0 | 0 | 0 | 0 | 0 | 0 | 0 | 0 | 0 | 0 | 0 | 0 | 0 | 0 | 0 | 0
Commercial_School_Existing_Food Preparation_Natural Gas_Oven_E9_Baseline Forecast | Commercial | School | Existing | Food Preparation | Natural Gas | Oven | E9 |  | Baseline Forecast | 0 | 0 | 0 | 0 | 0 | 0 | 0 | 0 | 0 | 0 | 0 | 0 | 0 | 0 | 0 | 0 | 0 | 0 | 0 | 0 | 0 | 0 | 0 | 0 | 0 | 0 | 0 | 0 | 0 | 0 | 0 | 0 | 0
Commercial_School_Existing_Food Preparation_Natural Gas_Oven_E10_Baseline Forecast | Commercial | School | Existing | Food Preparation | Natural Gas | Oven | E10 |  | Baseline Forecast | 0 | 0 | 0 | 0 | 0 | 0 | 0 | 0 | 0 | 0 | 0 | 0 | 0 | 0 | 0 | 0 | 0 | 0 | 0 | 0 | 0 | 0 | 0 | 0 | 0 | 0 | 0 | 0 | 0 | 0 | 0 | 0 | 0
Commercial_School_Existing_Food Preparation_Natural Gas_Conveyor Oven_E1_Baseline Forecast | Commercial | School | Existing | Food Preparation | Natural Gas | Conveyor Oven | E1 |  | Baseline Forecast | 0 | 1673.1794 | 2163.4139 | 2547.1195 | 4507.1444 | 3109.6309 | 3303.0066 | 3455.9679 | 3576.0278 | 3669.863 | 3742.6742 | 3798.8203 | 3841.6228 | 3873.8225 | 3897.6325 | 3914.7083 | 3926.4268 | 3453.7366 | 3171.7285 | 3022.3486 | 3278.9394 | 3215.5392 | 3617.4694 | 3677.1876 | 3723.1578 | 4167.4802 | 3702.7449 | 3738.5226 | 3765.4654 | 3785.3387 | 3799.645 | 3809.4514 | 4744.229
Commercial_School_Existing_Food Preparation_Natural Gas_Conveyor Oven_E2_Baseline Forecast | Commercial | School | Existing | Food Preparation | Natural Gas | Conveyor Oven | E2 |  | Baseline Forecast | 0 | 2408.3032 | 3115.38 | 3667.4044 | 6489.5026 | 4479.08 | 4761.0134 | 4984.5744 | 5161.3817 | 5300.4667 | 5409.3402 | 5494.0726 | 5559.7184 | 5610.1648 | 5648.3265 | 5676.7189 | 5697.2129 | 5014.4261 | 4607.6982 | 4393.187 | 4768.6257 | 4678.7658 | 5265.891 | 5355.1395 | 5424.1011 | 6073.3474 | 5397.6329 | 5451.1312 | 5491.4715 | 5521.3204 | 5542.6597 | 5557.2815 | 6920.9481
Commercial_School_Existing_Food Preparation_Natural Gas_Conveyor Oven_E3_Baseline Forecast | Commercial | School | Existing | Food Preparation | Natural Gas | Conveyor Oven | E3 |  | Baseline Forecast | 0 | 0 | 0 | 0 | 0 | 0 | 0 | 0 | 0 | 0 | 0 | 0 | 0 | 0 | 0 | 0 | 0 | 0 | 0 | 0 | 0 | 0 | 0 | 0 | 0 | 0 | 0 | 0 | 0 | 0 | 0 | 0 | 0
Commercial_School_Existing_Food Preparation_Natural Gas_Conveyor Oven_E4_Baseline Forecast | Commercial | School | Existing | Food Preparation | Natural Gas | Conveyor Oven | E4 |  | Baseline Forecast | 0 | 0 | 0 | 0 | 0 | 0 | 0 | 0 | 0 | 0 | 0 | 0 | 0 | 0 | 0 | 0 | 0 | 0 | 0 | 0 | 0 | 0 | 0 | 0 | 0 | 0 | 0 | 0 | 0 | 0 | 0 | 0 | 0
Commercial_School_Existing_Food Preparation_Natural Gas_Conveyor Oven_E5_Baseline Forecast | Commercial | School | Existing | Food Preparation | Natural Gas | Conveyor Oven | E5 |  | Baseline Forecast | 0 | 0 | 0 | 0 | 0 | 0 | 0 | 0 | 0 | 0 | 0 | 0 | 0 | 0 | 0 | 0 | 0 | 0 | 0 | 0 | 0 | 0 | 0 | 0 | 0 | 0 | 0 | 0 | 0 | 0 | 0 | 0 | 0
Commercial_School_Existing_Food Preparation_Natural Gas_Conveyor Oven_E6_Baseline Forecast | Commercial | School | Existing | Food Preparation | Natural Gas | Conveyor Oven | E6 |  | Baseline Forecast | 0 | 0 | 0 | 0 | 0 | 0 | 0 | 0 | 0 | 0 | 0 | 0 | 0 | 0 | 0 | 0 | 0 | 0 | 0 | 0 | 0 | 0 | 0 | 0 | 0 | 0 | 0 | 0 | 0 | 0 | 0 | 0 | 0
Commercial_School_Existing_Food Preparation_Natural Gas_Conveyor Oven_E7_Baseline Forecast | Commercial | School | Existing | Food Preparation | Natural Gas | Conveyor Oven | E7 |  | Baseline Forecast | 0 | 0 | 0 | 0 | 0 | 0 | 0 | 0 | 0 | 0 | 0 | 0 | 0 | 0 | 0 | 0 | 0 | 0 | 0 | 0 | 0 | 0 | 0 | 0 | 0 | 0 | 0 | 0 | 0 | 0 | 0 | 0 | 0
Commercial_School_Existing_Food Preparation_Natural Gas_Conveyor Oven_E8_Baseline Forecast | Commercial | School | Existing | Food Preparation | Natural Gas | Conveyor Oven | E8 |  | Baseline Forecast | 0 | 0 | 0 | 0 | 0 | 0 | 0 | 0 | 0 | 0 | 0 | 0 | 0 | 0 | 0 | 0 | 0 | 0 | 0 | 0 | 0 | 0 | 0 | 0 | 0 | 0 | 0 | 0 | 0 | 0 | 0 | 0 | 0
Commercial_School_Existing_Food Preparation_Natural Gas_Conveyor Oven_E9_Baseline Forecast | Commercial | School | Existing | Food Preparation | Natural Gas | Conveyor Oven | E9 |  | Baseline Forecast | 0 | 0 | 0 | 0 | 0 | 0 | 0 | 0 | 0 | 0 | 0 | 0 | 0 | 0 | 0 | 0 | 0 | 0 | 0 | 0 | 0 | 0 | 0 | 0 | 0 | 0 | 0 | 0 | 0 | 0 | 0 | 0 | 0
Commercial_School_Existing_Food Preparation_Natural Gas_Conveyor Oven_E10_Baseline Forecast | Commercial | School | Existing | Food Preparation | Natural Gas | Conveyor Oven | E10 |  | Baseline Forecast | 0 | 0 | 0 | 0 | 0 | 0 | 0 | 0 | 0 | 0 | 0 | 0 | 0 | 0 | 0 | 0 | 0 | 0 | 0 | 0 | 0 | 0 | 0 | 0 | 0 | 0 | 0 | 0 | 0 | 0 | 0 | 0 | 0
Commercial_School_Existing_Food Preparation_Natural Gas_Double Rack Oven_E1_Baseline Forecast | Commercial | School | Existing | Food Preparation | Natural Gas | Double Rack Oven | E1 |  | Baseline Forecast | 0 | 2370.2652 | 3063.4148 | 3608.8261 | 5703.3378 | 4406.0385 | 4676.2321 | 4889.721 | 5055.6461 | 5184.5121 | 5283.5021 | 5359.1372 | 4730.4305 | 4364.1884 | 4179.3929 | 4433.8409 | 4386.3953 | 4990.2213 | 5099.9188 | 5184.0038 | 5657.2359 | 5214.0683 | 5265.7881 | 5171.2902 | 5014.4243 | 4845.148 | 4752.6235 | 4664.5881 | 4536.4523 | 4521.5256 | 4572.3679 | 4815.8524 | 5765.6815
Commercial_School_Existing_Food Preparation_Natural Gas_Double Rack Oven_E2_Baseline Forecast | Commercial | School | Existing | Food Preparation | Natural Gas | Double Rack Oven | E2 |  | Baseline Forecast | 0 | 3411.835 | 4414.8766 | 5195.0828 | 8205.5266 | 6344.6353 | 6747.7962 | 7067.714 | 7322.3506 | 7523.455 | 7681.8516 | 7805.7944 | 6903.0601 | 6380.8785 | 6121.9664 | 6506.782 | 6449.0873 | 7351.2887 | 7528.0208 | 7667.8071 | 8383.984 | 7742.0512 | 7832.1238 | 7704.5035 | 7481.5534 | 7237.8982 | 7107.5758 | 6982.5567 | 6795.7775 | 6777.5097 | 6855.9667 | 7222.64 | 8647.1591
Commercial_School_Existing_Food Preparation_Natural Gas_Double Rack Oven_E3_Baseline Forecast | Commercial | School | Existing | Food Preparation | Natural Gas | Double Rack Oven | E3 |  | Baseline Forecast | 0 | 0 | 0 | 0 | 0 | 0 | 0 | 0 | 0 | 0 | 0 | 0 | 0 | 0 | 0 | 0 | 0 | 0 | 0 | 0 | 0 | 0 | 0 | 0 | 0 | 0 | 0 | 0 | 0 | 0 | 0 | 0 | 0
Commercial_School_Existing_Food Preparation_Natural Gas_Double Rack Oven_E4_Baseline Forecast | Commercial | School | Existing | Food Preparation | Natural Gas | Double Rack Oven | E4 |  | Baseline Forecast | 0 | 0 | 0 | 0 | 0 | 0 | 0 | 0 | 0 | 0 | 0 | 0 | 0 | 0 | 0 | 0 | 0 | 0 | 0 | 0 | 0 | 0 | 0 | 0 | 0 | 0 | 0 | 0 | 0 | 0 | 0 | 0 | 0
Commercial_School_Existing_Food Preparation_Natural Gas_Double Rack Oven_E5_Baseline Forecast | Commercial | School | Existing | Food Preparation | Natural Gas | Double Rack Oven | E5 |  | Baseline Forecast | 0 | 0 | 0 | 0 | 0 | 0 | 0 | 0 | 0 | 0 | 0 | 0 | 0 | 0 | 0 | 0 | 0 | 0 | 0 | 0 | 0 | 0 | 0 | 0 | 0 | 0 | 0 | 0 | 0 | 0 | 0 | 0 | 0
Commercial_School_Existing_Food Preparation_Natural Gas_Double Rack Oven_E6_Baseline Forecast | Commercial | School | Existing | Food Preparation | Natural Gas | Double Rack Oven | E6 |  | Baseline Forecast | 0 | 0 | 0 | 0 | 0 | 0 | 0 | 0 | 0 | 0 | 0 | 0 | 0 | 0 | 0 | 0 | 0 | 0 | 0 | 0 | 0 | 0 | 0 | 0 | 0 | 0 | 0 | 0 | 0 | 0 | 0 | 0 | 0
Commercial_School_Existing_Food Preparation_Natural Gas_Double Rack Oven_E7_Baseline Forecast | Commercial | School | Existing | Food Preparation | Natural Gas | Double Rack Oven | E7 |  | Baseline Forecast | 0 | 0 | 0 | 0 | 0 | 0 | 0 | 0 | 0 | 0 | 0 | 0 | 0 | 0 | 0 | 0 | 0 | 0 | 0 | 0 | 0 | 0 | 0 | 0 | 0 | 0 | 0 | 0 | 0 | 0 | 0 | 0 | 0
Commercial_School_Existing_Food Preparation_Natural Gas_Double Rack Oven_E8_Baseline Forecast | Commercial | School | Existing | Food Preparation | Natural Gas | Double Rack Oven | E8 |  | Baseline Forecast | 0 | 0 | 0 | 0 | 0 | 0 | 0 | 0 | 0 | 0 | 0 | 0 | 0 | 0 | 0 | 0 | 0 | 0 | 0 | 0 | 0 | 0 | 0 | 0 | 0 | 0 | 0 | 0 | 0 | 0 | 0 | 0 | 0
Commercial_School_Existing_Food Preparation_Natural Gas_Double Rack Oven_E9_Baseline Forecast | Commercial | School | Existing | Food Preparation | Natural Gas | Double Rack Oven | E9 |  | Baseline Forecast | 0 | 0 | 0 | 0 | 0 | 0 | 0 | 0 | 0 | 0 | 0 | 0 | 0 | 0 | 0 | 0 | 0 | 0 | 0 | 0 | 0 | 0 | 0 | 0 | 0 | 0 | 0 | 0 | 0 | 0 | 0 | 0 | 0
Commercial_School_Existing_Food Preparation_Natural Gas_Double Rack Oven_E10_Baseline Forecast | Commercial | School | Existing | Food Preparation | Natural Gas | Double Rack Oven | E10 |  | Baseline Forecast | 0 | 0 | 0 | 0 | 0 | 0 | 0 | 0 | 0 | 0 | 0 | 0 | 0 | 0 | 0 | 0 | 0 | 0 | 0 | 0 | 0 | 0 | 0 | 0 | 0 | 0 | 0 | 0 | 0 | 0 | 0 | 0 | 0
Commercial_School_Existing_Food Preparation_Natural Gas_Fryer_E1_Baseline Forecast | Commercial | School | Existing | Food Preparation | Natural Gas | Fryer | E1 |  | Baseline Forecast | 0 | 0 | 0 | 0 | 0 | 0 | 0 | 0 | 0 | 0 | 0 | 0 | 0 | 0 | 0 | 0 | 0 | 0 | 0 | 0 | 0 | 0 | 0 | 0 | 0 | 0 | 0 | 0 | 0 | 0 | 0 | 0 | 0
Commercial_School_Existing_Food Preparation_Natural Gas_Fryer_E2_Baseline Forecast | Commercial | School | Existing | Food Preparation | Natural Gas | Fryer | E2 |  | Baseline Forecast | 0 | 0 | 0 | 8070.8103 | 32970.1695 | 34128.2714 | 43297.614 | 50589.1519 | 56379.2979 | 45010.0385 | 35932.9369 | 30275.6043 | 30649.0615 | 31179.4933 | 33408.8917 | 36624.0908 | 42391.8823 | 49047.1238 | 46547.6216 | 45484.8185 | 44235.801 | 42963.5064 | 38007.7054 | 35262.877 | 35075.2571 | 37773.065 | 39474.3404 | 41056.5252 | 42325.331 | 43740.3166 | 44122.6111 | 41550.6252 | 45765.7311
Commercial_School_Existing_Food Preparation_Natural Gas_Fryer_E3_Baseline Forecast | Commercial | School | Existing | Food Preparation | Natural Gas | Fryer | E3 |  | Baseline Forecast | 0 | 0 | 0 | 0 | 0 | 0 | 0 | 0 | 0 | 0 | 0 | 0 | 0 | 0 | 0 | 0 | 0 | 0 | 0 | 0 | 0 | 0 | 0 | 0 | 0 | 0 | 0 | 0 | 0 | 0 | 0 | 0 | 0
Commercial_School_Existing_Food Preparation_Natural Gas_Fryer_E4_Baseline Forecast | Commercial | School | Existing | Food Preparation | Natural Gas | Fryer | E4 |  | Baseline Forecast | 0 | 0 | 0 | 0 | 0 | 0 | 0 | 0 | 0 | 0 | 0 | 0 | 0 | 0 | 0 | 0 | 0 | 0 | 0 | 0 | 0 | 0 | 0 | 0 | 0 | 0 | 0 | 0 | 0 | 0 | 0 | 0 | 0
Commercial_School_Existing_Food Preparation_Natural Gas_Fryer_E5_Baseline Forecast | Commercial | School | Existing | Food Preparation | Natural Gas | Fryer | E5 |  | Baseline Forecast | 0 | 0 | 0 | 0 | 0 | 0 | 0 | 0 | 0 | 0 | 0 | 0 | 0 | 0 | 0 | 0 | 0 | 0 | 0 | 0 | 0 | 0 | 0 | 0 | 0 | 0 | 0 | 0 | 0 | 0 | 0 | 0 | 0
Commercial_School_Existing_Food Preparation_Natural Gas_Fryer_E6_Baseline Forecast | Commercial | School | Existing | Food Preparation | Natural Gas | Fryer | E6 |  | Baseline Forecast | 0 | 0 | 0 | 0 | 0 | 0 | 0 | 0 | 0 | 0 | 0 | 0 | 0 | 0 | 0 | 0 | 0 | 0 | 0 | 0 | 0 | 0 | 0 | 0 | 0 | 0 | 0 | 0 | 0 | 0 | 0 | 0 | 0
Commercial_School_Existing_Food Preparation_Natural Gas_Fryer_E7_Baseline Forecast | Commercial | School | Existing | Food Preparation | Natural Gas | Fryer | E7 |  | Baseline Forecast | 0 | 0 | 0 | 0 | 0 | 0 | 0 | 0 | 0 | 0 | 0 | 0 | 0 | 0 | 0 | 0 | 0 | 0 | 0 | 0 | 0 | 0 | 0 | 0 | 0 | 0 | 0 | 0 | 0 | 0 | 0 | 0 | 0
Commercial_School_Existing_Food Preparation_Natural Gas_Fryer_E8_Baseline Forecast | Commercial | School | Existing | Food Preparation | Natural Gas | Fryer | E8 |  | Baseline Forecast | 0 | 0 | 0 | 0 | 0 | 0 | 0 | 0 | 0 | 0 | 0 | 0 | 0 | 0 | 0 | 0 | 0 | 0 | 0 | 0 | 0 | 0 | 0 | 0 | 0 | 0 | 0 | 0 | 0 | 0 | 0 | 0 | 0
Commercial_School_Existing_Food Preparation_Natural Gas_Fryer_E9_Baseline Forecast | Commercial | School | Existing | Food Preparation | Natural Gas | Fryer | E9 |  | Baseline Forecast | 0 | 0 | 0 | 0 | 0 | 0 | 0 | 0 | 0 | 0 | 0 | 0 | 0 | 0 | 0 | 0 | 0 | 0 | 0 | 0 | 0 | 0 | 0 | 0 | 0 | 0 | 0 | 0 | 0 | 0 | 0 | 0 | 0
Commercial_School_Existing_Food Preparation_Natural Gas_Fryer_E10_Baseline Forecast | Commercial | School | Existing | Food Preparation | Natural Gas | Fryer | E10 |  | Baseline Forecast | 0 | 0 | 0 | 0 | 0 | 0 | 0 | 0 | 0 | 0 | 0 | 0 | 0 | 0 | 0 | 0 | 0 | 0 | 0 | 0 | 0 | 0 | 0 | 0 | 0 | 0 | 0 | 0 | 0 | 0 | 0 | 0 | 0
Commercial_School_Existing_Food Preparation_Natural Gas_Broiler_E1_Baseline Forecast | Commercial | School | Existing | Food Preparation | Natural Gas | Broiler | E1 |  | Baseline Forecast | 0 | 17113.9578 | 22128.5563 | 26057.4929 | 41172.1198 | 31817.3448 | 33794.716 | 35359.6229 | 36586.997 | 37546.4132 | 38290.6357 | 38864.6506 | 34329.2924 | 31694.0987 | 30372.866 | 32244.3182 | 31921.2503 | 36342.0268 | 37168.7136 | 37810.2813 | 41291.5672 | 38084.0962 | 38486.1404 | 37819.1052 | 36691.5347 | 35469.1472 | 34806.203 | 34173.5581 | 33243.9706 | 33142.0321 | 33518.7852 | 35306.585 | 42270.0921
Commercial_School_Existing_Food Preparation_Natural Gas_Broiler_E2_Baseline Forecast | Commercial | School | Existing | Food Preparation | Natural Gas | Broiler | E2 |  | Baseline Forecast | 0 | 6014.4433 | 7784.6091 | 9158.1426 | 14463.3377 | 11185.3504 | 11901.3974 | 12470.1168 | 12924.9899 | 13285.4551 | 13570.7791 | 13795.0757 | 12204.67 | 11286.1689 | 10832.5714 | 11518.1735 | 11420.6803 | 13024.0132 | 13343.0448 | 13596.9626 | 14873.3124 | 13740.3819 | 13905.507 | 13684.0693 | 13292.3762 | 12863.0379 | 12634.5943 | 12415.0212 | 12084.9484 | 12054.1092 | 12194.5533 | 12847.3847 | 15381.2706
Commercial_School_Existing_Food Preparation_Natural Gas_Broiler_E3_Baseline Forecast | Commercial | School | Existing | Food Preparation | Natural Gas | Broiler | E3 |  | Baseline Forecast | 0 | 0 | 0 | 0 | 0 | 0 | 0 | 0 | 0 | 0 | 0 | 0 | 0 | 0 | 0 | 0 | 0 | 0 | 0 | 0 | 0 | 0 | 0 | 0 | 0 | 0 | 0 | 0 | 0 | 0 | 0 | 0 | 0
Commercial_School_Existing_Food Preparation_Natural Gas_Broiler_E4_Baseline Forecast | Commercial | School | Existing | Food Preparation | Natural Gas | Broiler | E4 |  | Baseline Forecast | 0 | 0 | 0 | 0 | 0 | 0 | 0 | 0 | 0 | 0 | 0 | 0 | 0 | 0 | 0 | 0 | 0 | 0 | 0 | 0 | 0 | 0 | 0 | 0 | 0 | 0 | 0 | 0 | 0 | 0 | 0 | 0 | 0
Commercial_School_Existing_Food Preparation_Natural Gas_Broiler_E5_Baseline Forecast | Commercial | School | Existing | Food Preparation | Natural Gas | Broiler | E5 |  | Baseline Forecast | 0 | 0 | 0 | 0 | 0 | 0 | 0 | 0 | 0 | 0 | 0 | 0 | 0 | 0 | 0 | 0 | 0 | 0 | 0 | 0 | 0 | 0 | 0 | 0 | 0 | 0 | 0 | 0 | 0 | 0 | 0 | 0 | 0
Commercial_School_Existing_Food Preparation_Natural Gas_Broiler_E6_Baseline Forecast | Commercial | School | Existing | Food Preparation | Natural Gas | Broiler | E6 |  | Baseline Forecast | 0 | 0 | 0 | 0 | 0 | 0 | 0 | 0 | 0 | 0 | 0 | 0 | 0 | 0 | 0 | 0 | 0 | 0 | 0 | 0 | 0 | 0 | 0 | 0 | 0 | 0 | 0 | 0 | 0 | 0 | 0 | 0 | 0
Commercial_School_Existing_Food Preparation_Natural Gas_Broiler_E7_Baseline Forecast | Commercial | School | Existing | Food Preparation | Natural Gas | Broiler | E7 |  | Baseline Forecast | 0 | 0 | 0 | 0 | 0 | 0 | 0 | 0 | 0 | 0 | 0 | 0 | 0 | 0 | 0 | 0 | 0 | 0 | 0 | 0 | 0 | 0 | 0 | 0 | 0 | 0 | 0 | 0 | 0 | 0 | 0 | 0 | 0
Commercial_School_Existing_Food Preparation_Natural Gas_Broiler_E8_Baseline Forecast | Commercial | School | Existing | Food Preparation | Natural Gas | Broiler | E8 |  | Baseline Forecast | 0 | 0 | 0 | 0 | 0 | 0 | 0 | 0 | 0 | 0 | 0 | 0 | 0 | 0 | 0 | 0 | 0 | 0 | 0 | 0 | 0 | 0 | 0 | 0 | 0 | 0 | 0 | 0 | 0 | 0 | 0 | 0 | 0
Commercial_School_Existing_Food Preparation_Natural Gas_Broiler_E9_Baseline Forecast | Commercial | School | Existing | Food Preparation | Natural Gas | Broiler | E9 |  | Baseline Forecast | 0 | 0 | 0 | 0 | 0 | 0 | 0 | 0 | 0 | 0 | 0 | 0 | 0 | 0 | 0 | 0 | 0 | 0 | 0 | 0 | 0 | 0 | 0 | 0 | 0 | 0 | 0 | 0 | 0 | 0 | 0 | 0 | 0
Commercial_School_Existing_Food Preparation_Natural Gas_Broiler_E10_Baseline Forecast | Commercial | School | Existing | Food Preparation | Natural Gas | Broiler | E10 |  | Baseline Forecast | 0 | 0 | 0 | 0 | 0 | 0 | 0 | 0 | 0 | 0 | 0 | 0 | 0 | 0 | 0 | 0 | 0 | 0 | 0 | 0 | 0 | 0 | 0 | 0 | 0 | 0 | 0 | 0 | 0 | 0 | 0 | 0 | 0
Commercial_School_Existing_Food Preparation_Natural Gas_Griddle_E1_Baseline Forecast | Commercial | School | Existing | Food Preparation | Natural Gas | Griddle | E1 |  | Baseline Forecast | 0 | 23182.4779 | 29981.2242 | 0 | 0 | 0 | 0 | 0 | 0 | 0 | 0 | 0 | 0 | 0 | 0 | 0 | 0 | 0 | 0 | 0 | 0 | 0 | 0 | 0 | 0 | 0 | 0 | 0 | 0 | 0 | 0 | 0 | 0
Commercial_School_Existing_Food Preparation_Natural Gas_Griddle_E2_Baseline Forecast | Commercial | School | Existing | Food Preparation | Natural Gas | Griddle | E2 |  | Baseline Forecast | 0 | 9469.3824 | 12249.1269 | 49716.1914 | 78544.1752 | 60709.6874 | 64512.16 | 67524.3384 | 69899.2756 | 71762.6375 | 73216.115 | 74343.1431 | 65695.0057 | 60678.0248 | 58172.3822 | 61782.3411 | 61188.6079 | 69693.2329 | 71310.7178 | 72574.9326 | 79291.5946 | 73163.9691 | 73964.6787 | 72710.3641 | 70565.5213 | 68233.673 | 66975.2432 | 65772.1119 | 63993.768 | 63806.3171 | 64536.4778 | 67982.075 | 81390.1591
Commercial_School_Existing_Food Preparation_Natural Gas_Griddle_E3_Baseline Forecast | Commercial | School | Existing | Food Preparation | Natural Gas | Griddle | E3 |  | Baseline Forecast | 0 | 0 | 0 | 0 | 0 | 0 | 0 | 0 | 0 | 0 | 0 | 0 | 0 | 0 | 0 | 0 | 0 | 0 | 0 | 0 | 0 | 0 | 0 | 0 | 0 | 0 | 0 | 0 | 0 | 0 | 0 | 0 | 0
Commercial_School_Existing_Food Preparation_Natural Gas_Griddle_E4_Baseline Forecast | Commercial | School | Existing | Food Preparation | Natural Gas | Griddle | E4 |  | Baseline Forecast | 0 | 0 | 0 | 0 | 0 | 0 | 0 | 0 | 0 | 0 | 0 | 0 | 0 | 0 | 0 | 0 | 0 | 0 | 0 | 0 | 0 | 0 | 0 | 0 | 0 | 0 | 0 | 0 | 0 | 0 | 0 | 0 | 0
Commercial_School_Existing_Food Preparation_Natural Gas_Griddle_E5_Baseline Forecast | Commercial | School | Existing | Food Preparation | Natural Gas | Griddle | E5 |  | Baseline Forecast | 0 | 0 | 0 | 0 | 0 | 0 | 0 | 0 | 0 | 0 | 0 | 0 | 0 | 0 | 0 | 0 | 0 | 0 | 0 | 0 | 0 | 0 | 0 | 0 | 0 | 0 | 0 | 0 | 0 | 0 | 0 | 0 | 0
Commercial_School_Existing_Food Preparation_Natural Gas_Griddle_E6_Baseline Forecast | Commercial | School | Existing | Food Preparation | Natural Gas | Griddle | E6 |  | Baseline Forecast | 0 | 0 | 0 | 0 | 0 | 0 | 0 | 0 | 0 | 0 | 0 | 0 | 0 | 0 | 0 | 0 | 0 | 0 | 0 | 0 | 0 | 0 | 0 | 0 | 0 | 0 | 0 | 0 | 0 | 0 | 0 | 0 | 0
Commercial_School_Existing_Food Preparation_Natural Gas_Griddle_E7_Baseline Forecast | Commercial | School | Existing | Food Preparation | Natural Gas | Griddle | E7 |  | Baseline Forecast | 0 | 0 | 0 | 0 | 0 | 0 | 0 | 0 | 0 | 0 | 0 | 0 | 0 | 0 | 0 | 0 | 0 | 0 | 0 | 0 | 0 | 0 | 0 | 0 | 0 | 0 | 0 | 0 | 0 | 0 | 0 | 0 | 0
Commercial_School_Existing_Food Preparation_Natural Gas_Griddle_E8_Baseline Forecast | Commercial | School | Existing | Food Preparation | Natural Gas | Griddle | E8 |  | Baseline Forecast | 0 | 0 | 0 | 0 | 0 | 0 | 0 | 0 | 0 | 0 | 0 | 0 | 0 | 0 | 0 | 0 | 0 | 0 | 0 | 0 | 0 | 0 | 0 | 0 | 0 | 0 | 0 | 0 | 0 | 0 | 0 | 0 | 0
Commercial_School_Existing_Food Preparation_Natural Gas_Griddle_E9_Baseline Forecast | Commercial | School | Existing | Food Preparation | Natural Gas | Griddle | E9 |  | Baseline Forecast | 0 | 0 | 0 | 0 | 0 | 0 | 0 | 0 | 0 | 0 | 0 | 0 | 0 | 0 | 0 | 0 | 0 | 0 | 0 | 0 | 0 | 0 | 0 | 0 | 0 | 0 | 0 | 0 | 0 | 0 | 0 | 0 | 0
Commercial_School_Existing_Food Preparation_Natural Gas_Griddle_E10_Baseline Forecast | Commercial | School | Existing | Food Preparation | Natural Gas | Griddle | E10 |  | Baseline Forecast | 0 | 0 | 0 | 0 | 0 | 0 | 0 | 0 | 0 | 0 | 0 | 0 | 0 | 0 | 0 | 0 | 0 | 0 | 0 | 0 | 0 | 0 | 0 | 0 | 0 | 0 | 0 | 0 | 0 | 0 | 0 | 0 | 0
Commercial_School_Existing_Food Preparation_Natural Gas_Range_E1_Baseline Forecast | Commercial | School | Existing | Food Preparation | Natural Gas | Range | E1 |  | Baseline Forecast | 0 | 19857.9133 | 25677.7769 | 30239.4379 | 45488.9469 | 36928.1616 | 39223.8961 | 41041.2685 | 42466.8893 | 43581.8638 | 38646.4219 | 35856.7868 | 34541.6148 | 36457.3039 | 36316.606 | 41663.877 | 42778.2982 | 43644.2357 | 47217.7208 | 43112.5174 | 42035.6168 | 40795.9488 | 40085.0296 | 39411.3448 | 38389.0378 | 38333.8593 | 38833.2757 | 40752.5328 | 40962.2702 | 42313.0721 | 42081.2242 | 41696.743 | 48459.6029
Commercial_School_Existing_Food Preparation_Natural Gas_Range_E2_Baseline Forecast | Commercial | School | Existing | Food Preparation | Natural Gas | Range | E2 |  | Baseline Forecast | 0 | 28575.6794 | 36963.9106 | 43506.246 | 65423.7059 | 53124.5413 | 56469.1413 | 59119.8335 | 61217.0362 | 62866.0485 | 55783.5802 | 51787.9628 | 49920.1853 | 52723.3896 | 52552.507 | 60328.0119 | 61980.5271 | 63277.7727 | 68506.3494 | 62595.4198 | 61074.6705 | 59316.3887 | 58321.1022 | 57379.518 | 55924.0101 | 55871.7166 | 56625.2975 | 59446.95 | 59770.9453 | 61757.1982 | 61427.0144 | 60871.2171 | 70744.0148
Commercial_School_Existing_Food Preparation_Natural Gas_Range_E3_Baseline Forecast | Commercial | School | Existing | Food Preparation | Natural Gas | Range | E3 |  | Baseline Forecast | 0 | 0 | 0 | 0 | 0 | 0 | 0 | 0 | 0 | 0 | 0 | 0 | 0 | 0 | 0 | 0 | 0 | 0 | 0 | 0 | 0 | 0 | 0 | 0 | 0 | 0 | 0 | 0 | 0 | 0 | 0 | 0 | 0
Commercial_School_Existing_Food Preparation_Natural Gas_Range_E4_Baseline Forecast | Commercial | School | Existing | Food Preparation | Natural Gas | Range | E4 |  | Baseline Forecast | 0 | 0 | 0 | 0 | 0 | 0 | 0 | 0 | 0 | 0 | 0 | 0 | 0 | 0 | 0 | 0 | 0 | 0 | 0 | 0 | 0 | 0 | 0 | 0 | 0 | 0 | 0 | 0 | 0 | 0 | 0 | 0 | 0
Commercial_School_Existing_Food Preparation_Natural Gas_Range_E5_Baseline Forecast | Commercial | School | Existing | Food Preparation | Natural Gas | Range | E5 |  | Baseline Forecast | 0 | 0 | 0 | 0 | 0 | 0 | 0 | 0 | 0 | 0 | 0 | 0 | 0 | 0 | 0 | 0 | 0 | 0 | 0 | 0 | 0 | 0 | 0 | 0 | 0 | 0 | 0 | 0 | 0 | 0 | 0 | 0 | 0
Commercial_School_Existing_Food Preparation_Natural Gas_Range_E6_Baseline Forecast | Commercial | School | Existing | Food Preparation | Natural Gas | Range | E6 |  | Baseline Forecast | 0 | 0 | 0 | 0 | 0 | 0 | 0 | 0 | 0 | 0 | 0 | 0 | 0 | 0 | 0 | 0 | 0 | 0 | 0 | 0 | 0 | 0 | 0 | 0 | 0 | 0 | 0 | 0 | 0 | 0 | 0 | 0 | 0
Commercial_School_Existing_Food Preparation_Natural Gas_Range_E7_Baseline Forecast | Commercial | School | Existing | Food Preparation | Natural Gas | Range | E7 |  | Baseline Forecast | 0 | 0 | 0 | 0 | 0 | 0 | 0 | 0 | 0 | 0 | 0 | 0 | 0 | 0 | 0 | 0 | 0 | 0 | 0 | 0 | 0 | 0 | 0 | 0 | 0 | 0 | 0 | 0 | 0 | 0 | 0 | 0 | 0
Commercial_School_Existing_Food Preparation_Natural Gas_Range_E8_Baseline Forecast | Commercial | School | Existing | Food Preparation | Natural Gas | Range | E8 |  | Baseline Forecast | 0 | 0 | 0 | 0 | 0 | 0 | 0 | 0 | 0 | 0 | 0 | 0 | 0 | 0 | 0 | 0 | 0 | 0 | 0 | 0 | 0 | 0 | 0 | 0 | 0 | 0 | 0 | 0 | 0 | 0 | 0 | 0 | 0
Commercial_School_Existing_Food Preparation_Natural Gas_Range_E9_Baseline Forecast | Commercial | School | Existing | Food Preparation | Natural Gas | Range | E9 |  | Baseline Forecast | 0 | 0 | 0 | 0 | 0 | 0 | 0 | 0 | 0 | 0 | 0 | 0 | 0 | 0 | 0 | 0 | 0 | 0 | 0 | 0 | 0 | 0 | 0 | 0 | 0 | 0 | 0 | 0 | 0 | 0 | 0 | 0 | 0
Commercial_School_Existing_Food Preparation_Natural Gas_Range_E10_Baseline Forecast | Commercial | School | Existing | Food Preparation | Natural Gas | Range | E10 |  | Baseline Forecast | 0 | 0 | 0 | 0 | 0 | 0 | 0 | 0 | 0 | 0 | 0 | 0 | 0 | 0 | 0 | 0 | 0 | 0 | 0 | 0 | 0 | 0 | 0 | 0 | 0 | 0 | 0 | 0 | 0 | 0 | 0 | 0 | 0
Commercial_School_Existing_Food Preparation_Natural Gas_Steamer_E1_Baseline Forecast | Commercial | School | Existing | Food Preparation | Natural Gas | Steamer | E1 |  | Baseline Forecast | 0 | 8058.5451 | 9111.9815 | 0 | 0 | 0 | 0 | 0 | 0 | 0 | 0 | 0 | 0 | 0 | 0 | 0 | 0 | 0 | 0 | 0 | 0 | 0 | 0 | 0 | 0 | 0 | 0 | 0 | 0 | 0 | 0 | 0 | 0
Commercial_School_Existing_Food Preparation_Natural Gas_Steamer_E2_Baseline Forecast | Commercial | School | Existing | Food Preparation | Natural Gas | Steamer | E2 |  | Baseline Forecast | 0 | 8065.8304 | 9157.9816 | 20124.7457 | 31931.8488 | 23366.3969 | 24686.1401 | 25853.0099 | 26881.3429 | 27785.5438 | 26394.4334 | 25399.0122 | 24727.0914 | 25413.2898 | 25090.5886 | 24949.1905 | 24951.1477 | 25065.5952 | 25267.0629 | 30051.4573 | 30092.1066 | 29980.6786 | 32873.5965 | 29385.6886 | 29200.776 | 28990.5676 | 28775.3742 | 28569.8323 | 28228.0826 | 28045.3304 | 27965.5936 | 28612.6889 | 34246.3271
Commercial_School_Existing_Food Preparation_Natural Gas_Steamer_E3_Baseline Forecast | Commercial | School | Existing | Food Preparation | Natural Gas | Steamer | E3 |  | Baseline Forecast | 0 | 0 | 0 | 0 | 0 | 0 | 0 | 0 | 0 | 0 | 0 | 0 | 0 | 0 | 0 | 0 | 0 | 0 | 0 | 0 | 0 | 0 | 0 | 0 | 0 | 0 | 0 | 0 | 0 | 0 | 0 | 0 | 0
Commercial_School_Existing_Food Preparation_Natural Gas_Steamer_E4_Baseline Forecast | Commercial | School | Existing | Food Preparation | Natural Gas | Steamer | E4 |  | Baseline Forecast | 0 | 0 | 0 | 0 | 0 | 0 | 0 | 0 | 0 | 0 | 0 | 0 | 0 | 0 | 0 | 0 | 0 | 0 | 0 | 0 | 0 | 0 | 0 | 0 | 0 | 0 | 0 | 0 | 0 | 0 | 0 | 0 | 0
Commercial_School_Existing_Food Preparation_Natural Gas_Steamer_E5_Baseline Forecast | Commercial | School | Existing | Food Preparation | Natural Gas | Steamer | E5 |  | Baseline Forecast | 0 | 0 | 0 | 0 | 0 | 0 | 0 | 0 | 0 | 0 | 0 | 0 | 0 | 0 | 0 | 0 | 0 | 0 | 0 | 0 | 0 | 0 | 0 | 0 | 0 | 0 | 0 | 0 | 0 | 0 | 0 | 0 | 0
Commercial_School_Existing_Food Preparation_Natural Gas_Steamer_E6_Baseline Forecast | Commercial | School | Existing | Food Preparation | Natural Gas | Steamer | E6 |  | Baseline Forecast | 0 | 0 | 0 | 0 | 0 | 0 | 0 | 0 | 0 | 0 | 0 | 0 | 0 | 0 | 0 | 0 | 0 | 0 | 0 | 0 | 0 | 0 | 0 | 0 | 0 | 0 | 0 | 0 | 0 | 0 | 0 | 0 | 0
Commercial_School_Existing_Food Preparation_Natural Gas_Steamer_E7_Baseline Forecast | Commercial | School | Existing | Food Preparation | Natural Gas | Steamer | E7 |  | Baseline Forecast | 0 | 0 | 0 | 0 | 0 | 0 | 0 | 0 | 0 | 0 | 0 | 0 | 0 | 0 | 0 | 0 | 0 | 0 | 0 | 0 | 0 | 0 | 0 | 0 | 0 | 0 | 0 | 0 | 0 | 0 | 0 | 0 | 0
Commercial_School_Existing_Food Preparation_Natural Gas_Steamer_E8_Baseline Forecast | Commercial | School | Existing | Food Preparation | Natural Gas | Steamer | E8 |  | Baseline Forecast | 0 | 0 | 0 | 0 | 0 | 0 | 0 | 0 | 0 | 0 | 0 | 0 | 0 | 0 | 0 | 0 | 0 | 0 | 0 | 0 | 0 | 0 | 0 | 0 | 0 | 0 | 0 | 0 | 0 | 0 | 0 | 0 | 0
Commercial_School_Existing_Food Preparation_Natural Gas_Steamer_E9_Baseline Forecast | Commercial | School | Existing | Food Preparation | Natural Gas | Steamer | E9 |  | Baseline Forecast | 0 | 0 | 0 | 0 | 0 | 0 | 0 | 0 | 0 | 0 | 0 | 0 | 0 | 0 | 0 | 0 | 0 | 0 | 0 | 0 | 0 | 0 | 0 | 0 | 0 | 0 | 0 | 0 | 0 | 0 | 0 | 0 | 0
Commercial_School_Existing_Food Preparation_Natural Gas_Steamer_E10_Baseline Forecast | Commercial | School | Existing | Food Preparation | Natural Gas | Steamer | E10 |  | Baseline Forecast | 0 | 0 | 0 | 0 | 0 | 0 | 0 | 0 | 0 | 0 | 0 | 0 | 0 | 0 | 0 | 0 | 0 | 0 | 0 | 0 | 0 | 0 | 0 | 0 | 0 | 0 | 0 | 0 | 0 | 0 | 0 | 0 | 0
Commercial_School_Existing_Food Preparation_Natural Gas_Food Prep Other_E1_Baseline Forecast | Commercial | School | Existing | Food Preparation | Natural Gas | Food Prep Other | E1 |  | Baseline Forecast | 0 | 1610.8251 | 2083.3639 | 2452.6655 | 3688.7807 | 2995.0114 | 3182.5997 | 3331.2002 | 3448.3633 | 3540.2888 | 3140.5918 | 2914.9248 | 2809.0647 | 2966.0073 | 2955.6444 | 3392.0865 | 3484.1101 | 3556.0537 | 3848.7957 | 3515.6749 | 3429.2809 | 3329.5736 | 3272.8277 | 3219.1062 | 3136.6978 | 3133.1232 | 3174.7957 | 3332.4704 | 3350.2213 | 3461.2061 | 3442.5138 | 3411.2417 | 3964.5163
Commercial_School_Existing_Food Preparation_Natural Gas_Food Prep Other_E2_Baseline Forecast | Commercial | School | Existing | Food Preparation | Natural Gas | Food Prep Other | E2 |  | Baseline Forecast | 0 | 565.9656 | 731.9929 | 861.7472 | 1296.0576 | 1052.3011 | 1118.211 | 1170.4224 | 1211.5884 | 1243.887 | 1103.4532 | 1024.165 | 986.9712 | 1042.1138 | 1038.4731 | 1191.8186 | 1224.1517 | 1249.4298 | 1352.2861 | 1235.2436 | 1204.8893 | 1169.8573 | 1149.9198 | 1131.045 | 1102.0909 | 1100.8352 | 1115.4773 | 1170.8772 | 1177.1142 | 1216.1094 | 1209.5418 | 1198.5543 | 1392.9497
Commercial_School_Existing_Food Preparation_Natural Gas_Food Prep Other_E3_Baseline Forecast | Commercial | School | Existing | Food Preparation | Natural Gas | Food Prep Other | E3 |  | Baseline Forecast | 0 | 0 | 0 | 0 | 0 | 0 | 0 | 0 | 0 | 0 | 0 | 0 | 0 | 0 | 0 | 0 | 0 | 0 | 0 | 0 | 0 | 0 | 0 | 0 | 0 | 0 | 0 | 0 | 0 | 0 | 0 | 0 | 0
Commercial_School_Existing_Food Preparation_Natural Gas_Food Prep Other_E4_Baseline Forecast | Commercial | School | Existing | Food Preparation | Natural Gas | Food Prep Other | E4 |  | Baseline Forecast | 0 | 0 | 0 | 0 | 0 | 0 | 0 | 0 | 0 | 0 | 0 | 0 | 0 | 0 | 0 | 0 | 0 | 0 | 0 | 0 | 0 | 0 | 0 | 0 | 0 | 0 | 0 | 0 | 0 | 0 | 0 | 0 | 0
Commercial_School_Existing_Food Preparation_Natural Gas_Food Prep Other_E5_Baseline Forecast | Commercial | School | Existing | Food Preparation | Natural Gas | Food Prep Other | E5 |  | Baseline Forecast | 0 | 0 | 0 | 0 | 0 | 0 | 0 | 0 | 0 | 0 | 0 | 0 | 0 | 0 | 0 | 0 | 0 | 0 | 0 | 0 | 0 | 0 | 0 | 0 | 0 | 0 | 0 | 0 | 0 | 0 | 0 | 0 | 0
Commercial_School_Existing_Food Preparation_Natural Gas_Food Prep Other_E6_Baseline Forecast | Commercial | School | Existing | Food Preparation | Natural Gas | Food Prep Other | E6 |  | Baseline Forecast | 0 | 0 | 0 | 0 | 0 | 0 | 0 | 0 | 0 | 0 | 0 | 0 | 0 | 0 | 0 | 0 | 0 | 0 | 0 | 0 | 0 | 0 | 0 | 0 | 0 | 0 | 0 | 0 | 0 | 0 | 0 | 0 | 0
Commercial_School_Existing_Food Preparation_Natural Gas_Food Prep Other_E7_Baseline Forecast | Commercial | School | Existing | Food Preparation | Natural Gas | Food Prep Other | E7 |  | Baseline Forecast | 0 | 0 | 0 | 0 | 0 | 0 | 0 | 0 | 0 | 0 | 0 | 0 | 0 | 0 | 0 | 0 | 0 | 0 | 0 | 0 | 0 | 0 | 0 | 0 | 0 | 0 | 0 | 0 | 0 | 0 | 0 | 0 | 0
Commercial_School_Existing_Food Preparation_Natural Gas_Food Prep Other_E8_Baseline Forecast | Commercial | School | Existing | Food Preparation | Natural Gas | Food Prep Other | E8 |  | Baseline Forecast | 0 | 0 | 0 | 0 | 0 | 0 | 0 | 0 | 0 | 0 | 0 | 0 | 0 | 0 | 0 | 0 | 0 | 0 | 0 | 0 | 0 | 0 | 0 | 0 | 0 | 0 | 0 | 0 | 0 | 0 | 0 | 0 | 0
Commercial_School_Existing_Food Preparation_Natural Gas_Food Prep Other_E9_Baseline Forecast | Commercial | School | Existing | Food Preparation | Natural Gas | Food Prep Other | E9 |  | Baseline Forecast | 0 | 0 | 0 | 0 | 0 | 0 | 0 | 0 | 0 | 0 | 0 | 0 | 0 | 0 | 0 | 0 | 0 | 0 | 0 | 0 | 0 | 0 | 0 | 0 | 0 | 0 | 0 | 0 | 0 | 0 | 0 | 0 | 0
Commercial_School_Existing_Food Preparation_Natural Gas_Food Prep Other_E10_Baseline Forecast | Commercial | School | Existing | Food Preparation | Natural Gas | Food Prep Other | E10 |  | Baseline Forecast | 0 | 0 | 0 | 0 | 0 | 0 | 0 | 0 | 0 | 0 | 0 | 0 | 0 | 0 | 0 | 0 | 0 | 0 | 0 | 0 | 0 | 0 | 0 | 0 | 0 | 0 | 0 | 0 | 0 | 0 | 0 | 0 | 0
Commercial_School_Existing_Miscellaneous_Natural Gas_Pool Heater_E1_Baseline Forecast | Commercial | School | Existing | Miscellaneous | Natural Gas | Pool Heater | E1 |  | Baseline Forecast | 0 | 756.1766 | 978.0026 | 1151.3654 | 1556.949 | 1405.9611 | 1270.8646 | 1207.4955 | 1192.1283 | 1259.5948 | 1283.7533 | 1469.3465 | 1469.8079 | 1455.5136 | 1515.3824 | 1426.2609 | 1395.7028 | 1389.6878 | 1394.3989 | 1431.3723 | 1432.2335 | 1468.3908 | 1448.6024 | 1429.9193 | 1441.3363 | 1412.3139 | 1411.267 | 1412.7622 | 1412.9586 | 1423.6212 | 1417.0822 | 1420.6988 | 1560.4458
Commercial_School_Existing_Miscellaneous_Natural Gas_Pool Heater_E2_Baseline Forecast | Commercial | School | Existing | Miscellaneous | Natural Gas | Pool Heater | E2 |  | Baseline Forecast | 0 | 84.0196 | 108.667 | 127.9295 | 172.9943 | 156.2179 | 141.2072 | 134.1662 | 132.4587 | 139.955 | 142.6393 | 163.2607 | 163.312 | 161.7237 | 168.3758 | 158.4734 | 155.0781 | 154.4098 | 154.9332 | 159.0414 | 159.1371 | 163.1545 | 160.9558 | 158.8799 | 160.1485 | 156.9238 | 156.8074 | 156.9736 | 156.9954 | 158.1801 | 157.4536 | 157.8554 | 173.3829
Commercial_School_Existing_Miscellaneous_Natural Gas_Pool Heater_E3_Baseline Forecast | Commercial | School | Existing | Miscellaneous | Natural Gas | Pool Heater | E3 |  | Baseline Forecast | 0 | 0 | 0 | 0 | 0 | 0 | 0 | 0 | 0 | 0 | 0 | 0 | 0 | 0 | 0 | 0 | 0 | 0 | 0 | 0 | 0 | 0 | 0 | 0 | 0 | 0 | 0 | 0 | 0 | 0 | 0 | 0 | 0
Commercial_School_Existing_Miscellaneous_Natural Gas_Pool Heater_E4_Baseline Forecast | Commercial | School | Existing | Miscellaneous | Natural Gas | Pool Heater | E4 |  | Baseline Forecast | 0 | 0 | 0 | 0 | 0 | 0 | 0 | 0 | 0 | 0 | 0 | 0 | 0 | 0 | 0 | 0 | 0 | 0 | 0 | 0 | 0 | 0 | 0 | 0 | 0 | 0 | 0 | 0 | 0 | 0 | 0 | 0 | 0
Commercial_School_Existing_Miscellaneous_Natural Gas_Pool Heater_E5_Baseline Forecast | Commercial | School | Existing | Miscellaneous | Natural Gas | Pool Heater | E5 |  | Baseline Forecast | 0 | 0 | 0 | 0 | 0 | 0 | 0 | 0 | 0 | 0 | 0 | 0 | 0 | 0 | 0 | 0 | 0 | 0 | 0 | 0 | 0 | 0 | 0 | 0 | 0 | 0 | 0 | 0 | 0 | 0 | 0 | 0 | 0
Commercial_School_Existing_Miscellaneous_Natural Gas_Pool Heater_E6_Baseline Forecast | Commercial | School | Existing | Miscellaneous | Natural Gas | Pool Heater | E6 |  | Baseline Forecast | 0 | 0 | 0 | 0 | 0 | 0 | 0 | 0 | 0 | 0 | 0 | 0 | 0 | 0 | 0 | 0 | 0 | 0 | 0 | 0 | 0 | 0 | 0 | 0 | 0 | 0 | 0 | 0 | 0 | 0 | 0 | 0 | 0
Commercial_School_Existing_Miscellaneous_Natural Gas_Pool Heater_E7_Baseline Forecast | Commercial | School | Existing | Miscellaneous | Natural Gas | Pool Heater | E7 |  | Baseline Forecast | 0 | 0 | 0 | 0 | 0 | 0 | 0 | 0 | 0 | 0 | 0 | 0 | 0 | 0 | 0 | 0 | 0 | 0 | 0 | 0 | 0 | 0 | 0 | 0 | 0 | 0 | 0 | 0 | 0 | 0 | 0 | 0 | 0
Commercial_School_Existing_Miscellaneous_Natural Gas_Pool Heater_E8_Baseline Forecast | Commercial | School | Existing | Miscellaneous | Natural Gas | Pool Heater | E8 |  | Baseline Forecast | 0 | 0 | 0 | 0 | 0 | 0 | 0 | 0 | 0 | 0 | 0 | 0 | 0 | 0 | 0 | 0 | 0 | 0 | 0 | 0 | 0 | 0 | 0 | 0 | 0 | 0 | 0 | 0 | 0 | 0 | 0 | 0 | 0
Commercial_School_Existing_Miscellaneous_Natural Gas_Pool Heater_E9_Baseline Forecast | Commercial | School | Existing | Miscellaneous | Natural Gas | Pool Heater | E9 |  | Baseline Forecast | 0 | 0 | 0 | 0 | 0 | 0 | 0 | 0 | 0 | 0 | 0 | 0 | 0 | 0 | 0 | 0 | 0 | 0 | 0 | 0 | 0 | 0 | 0 | 0 | 0 | 0 | 0 | 0 | 0 | 0 | 0 | 0 | 0
Commercial_School_Existing_Miscellaneous_Natural Gas_Pool Heater_E10_Baseline Forecast | Commercial | School | Existing | Miscellaneous | Natural Gas | Pool Heater | E10 |  | Baseline Forecast | 0 | 0 | 0 | 0 | 0 | 0 | 0 | 0 | 0 | 0 | 0 | 0 | 0 | 0 | 0 | 0 | 0 | 0 | 0 | 0 | 0 | 0 | 0 | 0 | 0 | 0 | 0 | 0 | 0 | 0 | 0 | 0 | 0
Commercial_School_Existing_Miscellaneous_Natural Gas_Miscellaneous_E1_Baseline Forecast | Commercial | School | Existing | Miscellaneous | Natural Gas | Miscellaneous | E1 |  | Baseline Forecast | 0 | 355672.0497 | 421253.8295 | 476052.3132 | 554143.0228 | 451401.9193 | 453658.8766 | 466608.8959 | 463179.7745 | 460590.2195 | 460211.9084 | 560276.7683 | 563804.6048 | 564006.5258 | 584252.7648 | 550928.5198 | 552284.6035 | 559353.0798 | 556019.7093 | 553632.0585 | 553246.5627 | 581128.2791 | 577122.0176 | 572674.5535 | 578538.1185 | 567679.6761 | 567636.7601 | 570054.2851 | 567596.7032 | 565740.7589 | 565052.9873 | 572180.8921 | 624248.6875
Commercial_School_Existing_Miscellaneous_Natural Gas_Miscellaneous_E2_Baseline Forecast | Commercial | School | Existing | Miscellaneous | Natural Gas | Miscellaneous | E2 |  | Baseline Forecast | 0 | 0 | 0 | 0 | 0 | 0 | 0 | 0 | 0 | 0 | 0 | 0 | 0 | 0 | 0 | 0 | 0 | 0 | 0 | 0 | 0 | 0 | 0 | 0 | 0 | 0 | 0 | 0 | 0 | 0 | 0 | 0 | 0
Commercial_School_Existing_Miscellaneous_Natural Gas_Miscellaneous_E3_Baseline Forecast | Commercial | School | Existing | Miscellaneous | Natural Gas | Miscellaneous | E3 |  | Baseline Forecast | 0 | 0 | 0 | 0 | 0 | 0 | 0 | 0 | 0 | 0 | 0 | 0 | 0 | 0 | 0 | 0 | 0 | 0 | 0 | 0 | 0 | 0 | 0 | 0 | 0 | 0 | 0 | 0 | 0 | 0 | 0 | 0 | 0
Commercial_School_Existing_Miscellaneous_Natural Gas_Miscellaneous_E4_Baseline Forecast | Commercial | School | Existing | Miscellaneous | Natural Gas | Miscellaneous | E4 |  | Baseline Forecast | 0 | 0 | 0 | 0 | 0 | 0 | 0 | 0 | 0 | 0 | 0 | 0 | 0 | 0 | 0 | 0 | 0 | 0 | 0 | 0 | 0 | 0 | 0 | 0 | 0 | 0 | 0 | 0 | 0 | 0 | 0 | 0 | 0
Commercial_School_Existing_Miscellaneous_Natural Gas_Miscellaneous_E5_Baseline Forecast | Commercial | School | Existing | Miscellaneous | Natural Gas | Miscellaneous | E5 |  | Baseline Forecast | 0 | 0 | 0 | 0 | 0 | 0 | 0 | 0 | 0 | 0 | 0 | 0 | 0 | 0 | 0 | 0 | 0 | 0 | 0 | 0 | 0 | 0 | 0 | 0 | 0 | 0 | 0 | 0 | 0 | 0 | 0 | 0 | 0
Commercial_School_Existing_Miscellaneous_Natural Gas_Miscellaneous_E6_Baseline Forecast | Commercial | School | Existing | Miscellaneous | Natural Gas | Miscellaneous | E6 |  | Baseline Forecast | 0 | 0 | 0 | 0 | 0 | 0 | 0 | 0 | 0 | 0 | 0 | 0 | 0 | 0 | 0 | 0 | 0 | 0 | 0 | 0 | 0 | 0 | 0 | 0 | 0 | 0 | 0 | 0 | 0 | 0 | 0 | 0 | 0
Commercial_School_Existing_Miscellaneous_Natural Gas_Miscellaneous_E7_Baseline Forecast | Commercial | School | Existing | Miscellaneous | Natural Gas | Miscellaneous | E7 |  | Baseline Forecast | 0 | 0 | 0 | 0 | 0 | 0 | 0 | 0 | 0 | 0 | 0 | 0 | 0 | 0 | 0 | 0 | 0 | 0 | 0 | 0 | 0 | 0 | 0 | 0 | 0 | 0 | 0 | 0 | 0 | 0 | 0 | 0 | 0
Commercial_School_Existing_Miscellaneous_Natural Gas_Miscellaneous_E8_Baseline Forecast | Commercial | School | Existing | Miscellaneous | Natural Gas | Miscellaneous | E8 |  | Baseline Forecast | 0 | 0 | 0 | 0 | 0 | 0 | 0 | 0 | 0 | 0 | 0 | 0 | 0 | 0 | 0 | 0 | 0 | 0 | 0 | 0 | 0 | 0 | 0 | 0 | 0 | 0 | 0 | 0 | 0 | 0 | 0 | 0 | 0
Commercial_School_Existing_Miscellaneous_Natural Gas_Miscellaneous_E9_Baseline Forecast | Commercial | School | Existing | Miscellaneous | Natural Gas | Miscellaneous | E9 |  | Baseline Forecast | 0 | 0 | 0 | 0 | 0 | 0 | 0 | 0 | 0 | 0 | 0 | 0 | 0 | 0 | 0 | 0 | 0 | 0 | 0 | 0 | 0 | 0 | 0 | 0 | 0 | 0 | 0 | 0 | 0 | 0 | 0 | 0 | 0
Commercial_School_Existing_Miscellaneous_Natural Gas_Miscellaneous_E10_Baseline Forecast | Commercial | School | Existing | Miscellaneous | Natural Gas | Miscellaneous | E10 |  | Baseline Forecast | 0 | 0 | 0 | 0 | 0 | 0 | 0 | 0 | 0 | 0 | 0 | 0 | 0 | 0 | 0 | 0 | 0 | 0 | 0 | 0 | 0 | 0 | 0 | 0 | 0 | 0 | 0 | 0 | 0 | 0 | 0 | 0 | 0
Commercial_School_New_Space Heating_Natural Gas_Furnace_E1_Baseline Forecast | Commercial | School | New | Space Heating | Natural Gas | Furnace | E1 |  | Baseline Forecast | 0 | 0 | 0 | 0 | 0 | 0 | 0 | 0 | 0 | 0 | 0 | 0 | 0 | 0 | 0 | 0 | 0 | 0 | 0 | 0 | 0 | 0 | 0 | 0 | 0 | 0 | 0 | 0 | 0 | 0 | 0 | 0 | 0
Commercial_School_New_Space Heating_Natural Gas_Furnace_E2_Baseline Forecast | Commercial | School | New | Space Heating | Natural Gas | Furnace | E2 |  | Baseline Forecast | 0 | 0 | 0 | 0 | 0 | 0 | 0 | 0 | 0 | 0 | 0 | 0 | 0 | 0 | 0 | 0 | 0 | 0 | 0 | 0 | 0 | 0 | 0 | 0 | 0 | 0 | 0 | 0 | 0 | 0 | 0 | 0 | 0
Commercial_School_New_Space Heating_Natural Gas_Furnace_E3_Baseline Forecast | Commercial | School | New | Space Heating | Natural Gas | Furnace | E3 |  | Baseline Forecast | 0 | 0 | 0 | 0 | 0 | 0 | 0 | 0 | 0 | 0 | 0 | 0 | 0 | 0 | 0 | 0 | 0 | 0 | 0 | 0 | 0 | 0 | 0 | 0 | 0 | 0 | 0 | 0 | 0 | 0 | 0 | 0 | 0
Commercial_School_New_Space Heating_Natural Gas_Furnace_E4_Baseline Forecast | Commercial | School | New | Space Heating | Natural Gas | Furnace | E4 |  | Baseline Forecast | 0 | 0 | 0 | 0 | 0 | 0 | 0 | 0 | 0 | 0 | 0 | 0 | 0 | 0 | 0 | 0 | 0 | 0 | 0 | 0 | 0 | 0 | 0 | 0 | 0 | 0 | 0 | 0 | 0 | 0 | 0 | 0 | 0
Commercial_School_New_Space Heating_Natural Gas_Furnace_E5_Baseline Forecast | Commercial | School | New | Space Heating | Natural Gas | Furnace | E5 |  | Baseline Forecast | 0 | 0 | 0 | 0 | 0 | 0 | 0 | 0 | 0 | 0 | 0 | 0 | 0 | 0 | 0 | 0 | 0 | 0 | 0 | 0 | 0 | 0 | 0 | 0 | 0 | 0 | 0 | 0 | 0 | 0 | 0 | 0 | 0
Commercial_School_New_Space Heating_Natural Gas_Furnace_E6_Baseline Forecast | Commercial | School | New | Space Heating | Natural Gas | Furnace | E6 |  | Baseline Forecast | 0 | 0 | 0 | 0 | 0 | 0 | 0 | 0 | 0 | 0 | 0 | 0 | 0 | 0 | 0 | 0 | 0 | 0 | 0 | 0 | 0 | 0 | 0 | 0 | 0 | 0 | 0 | 0 | 0 | 0 | 0 | 0 | 0
Commercial_School_New_Space Heating_Natural Gas_Furnace_E7_Baseline Forecast | Commercial | School | New | Space Heating | Natural Gas | Furnace | E7 |  | Baseline Forecast | 0 | 0 | 0 | 0 | 0 | 0 | 0 | 0 | 0 | 0 | 0 | 0 | 0 | 0 | 0 | 0 | 0 | 0 | 0 | 0 | 0 | 0 | 0 | 0 | 0 | 0 | 0 | 0 | 0 | 0 | 0 | 0 | 0
Commercial_School_New_Space Heating_Natural Gas_Furnace_E8_Baseline Forecast | Commercial | School | New | Space Heating | Natural Gas | Furnace | E8 |  | Baseline Forecast | 0 | 0 | 0 | 0 | 0 | 0 | 0 | 0 | 0 | 0 | 0 | 0 | 0 | 0 | 0 | 0 | 0 | 0 | 0 | 0 | 0 | 0 | 0 | 0 | 0 | 0 | 0 | 0 | 0 | 0 | 0 | 0 | 0
Commercial_School_New_Space Heating_Natural Gas_Furnace_E9_Baseline Forecast | Commercial | School | New | Space Heating | Natural Gas | Furnace | E9 |  | Baseline Forecast | 0 | 0 | 0 | 0 | 0 | 0 | 0 | 0 | 0 | 0 | 0 | 0 | 0 | 0 | 0 | 0 | 0 | 0 | 0 | 0 | 0 | 0 | 0 | 0 | 0 | 0 | 0 | 0 | 0 | 0 | 0 | 0 | 0
Commercial_School_New_Space Heating_Natural Gas_Furnace_E10_Baseline Forecast | Commercial | School | New | Space Heating | Natural Gas | Furnace | E10 |  | Baseline Forecast | 0 | 0 | 0 | 0 | 0 | 0 | 0 | 0 | 0 | 0 | 0 | 0 | 0 | 0 | 0 | 0 | 0 | 0 | 0 | 0 | 0 | 0 | 0 | 0 | 0 | 0 | 0 | 0 | 0 | 0 | 0 | 0 | 0
Commercial_School_New_Space Heating_Natural Gas_Boiler_E1_Baseline Forecast | Commercial | School | New | Space Heating | Natural Gas | Boiler | E1 |  | Baseline Forecast | 0 | 0 | 0 | 0 | 0 | 0 | 0 | 0 | 0 | 0 | 0 | 0 | 0 | 0 | 0 | 0 | 0 | 0 | 0 | 0 | 0 | 0 | 0 | 0 | 0 | 0 | 0 | 0 | 0 | 0 | 0 | 0 | 0
Commercial_School_New_Space Heating_Natural Gas_Boiler_E2_Baseline Forecast | Commercial | School | New | Space Heating | Natural Gas | Boiler | E2 |  | Baseline Forecast | 0 | 0 | 0 | 0 | 0 | 0 | 0 | 0 | 0 | 0 | 0 | 0 | 0 | 0 | 0 | 0 | 0 | 0 | 0 | 0 | 0 | 0 | 0 | 0 | 0 | 0 | 0 | 0 | 0 | 0 | 0 | 0 | 0
Commercial_School_New_Space Heating_Natural Gas_Boiler_E3_Baseline Forecast | Commercial | School | New | Space Heating | Natural Gas | Boiler | E3 |  | Baseline Forecast | 0 | 0 | 0 | 0 | 0 | 0 | 0 | 0 | 0 | 0 | 0 | 0 | 0 | 0 | 0 | 0 | 0 | 0 | 0 | 0 | 0 | 0 | 0 | 0 | 0 | 0 | 0 | 0 | 0 | 0 | 0 | 0 | 0
Commercial_School_New_Space Heating_Natural Gas_Boiler_E4_Baseline Forecast | Commercial | School | New | Space Heating | Natural Gas | Boiler | E4 |  | Baseline Forecast | 0 | 0 | 0 | 0 | 0 | 0 | 0 | 0 | 0 | 0 | 0 | 0 | 0 | 0 | 0 | 0 | 0 | 0 | 0 | 0 | 0 | 0 | 0 | 0 | 0 | 0 | 0 | 0 | 0 | 0 | 0 | 0 | 0
Commercial_School_New_Space Heating_Natural Gas_Boiler_E5_Baseline Forecast | Commercial | School | New | Space Heating | Natural Gas | Boiler | E5 |  | Baseline Forecast | 0 | 0 | 0 | 0 | 0 | 0 | 0 | 0 | 0 | 0 | 0 | 0 | 0 | 0 | 0 | 0 | 0 | 0 | 0 | 0 | 0 | 0 | 0 | 0 | 0 | 0 | 0 | 0 | 0 | 0 | 0 | 0 | 0
Commercial_School_New_Space Heating_Natural Gas_Boiler_E6_Baseline Forecast | Commercial | School | New | Space Heating | Natural Gas | Boiler | E6 |  | Baseline Forecast | 0 | 0 | 0 | 0 | 0 | 0 | 0 | 0 | 0 | 0 | 0 | 0 | 0 | 0 | 0 | 0 | 0 | 0 | 0 | 0 | 0 | 0 | 0 | 0 | 0 | 0 | 0 | 0 | 0 | 0 | 0 | 0 | 0
Commercial_School_New_Space Heating_Natural Gas_Boiler_E7_Baseline Forecast | Commercial | School | New | Space Heating | Natural Gas | Boiler | E7 |  | Baseline Forecast | 0 | 0 | 0 | 0 | 0 | 0 | 0 | 0 | 0 | 0 | 0 | 0 | 0 | 0 | 0 | 0 | 0 | 0 | 0 | 0 | 0 | 0 | 0 | 0 | 0 | 0 | 0 | 0 | 0 | 0 | 0 | 0 | 0
Commercial_School_New_Space Heating_Natural Gas_Boiler_E8_Baseline Forecast | Commercial | School | New | Space Heating | Natural Gas | Boiler | E8 |  | Baseline Forecast | 0 | 0 | 0 | 0 | 0 | 0 | 0 | 0 | 0 | 0 | 0 | 0 | 0 | 0 | 0 | 0 | 0 | 0 | 0 | 0 | 0 | 0 | 0 | 0 | 0 | 0 | 0 | 0 | 0 | 0 | 0 | 0 | 0
Commercial_School_New_Space Heating_Natural Gas_Boiler_E9_Baseline Forecast | Commercial | School | New | Space Heating | Natural Gas | Boiler | E9 |  | Baseline Forecast | 0 | 0 | 0 | 0 | 0 | 0 | 0 | 0 | 0 | 0 | 0 | 0 | 0 | 0 | 0 | 0 | 0 | 0 | 0 | 0 | 0 | 0 | 0 | 0 | 0 | 0 | 0 | 0 | 0 | 0 | 0 | 0 | 0
Commercial_School_New_Space Heating_Natural Gas_Boiler_E10_Baseline Forecast | Commercial | School | New | Space Heating | Natural Gas | Boiler | E10 |  | Baseline Forecast | 0 | 0 | 0 | 0 | 0 | 0 | 0 | 0 | 0 | 0 | 0 | 0 | 0 | 0 | 0 | 0 | 0 | 0 | 0 | 0 | 0 | 0 | 0 | 0 | 0 | 0 | 0 | 0 | 0 | 0 | 0 | 0 | 0
Commercial_School_New_Space Heating_Natural Gas_Unit Heater_E1_Baseline Forecast | Commercial | School | New | Space Heating | Natural Gas | Unit Heater | E1 |  | Baseline Forecast | 0 | 281.8549 | 1359.4908 | 868.8098 | 1038.7913 | 0 | 0 | 0 | 0 | 0 | 0 | 0 | 0 | 0 | 0 | 0 | 0 | 0 | 0 | 0 | 0 | 0 | 0 | 0 | 0 | 0 | 0 | 0 | 0 | 0 | 0 | 0 | 0
Commercial_School_New_Space Heating_Natural Gas_Unit Heater_E2_Baseline Forecast | Commercial | School | New | Space Heating | Natural Gas | Unit Heater | E2 |  | Baseline Forecast | 0 | 0 | 0 | 0 | 0 | 1070.5694 | 1075.9492 | 931.2306 | 918.1799 | 939.6713 | 954.9669 | 987.9772 | 1161.6149 | 1240.3396 | 1344.3304 | 1434.0781 | 1519.4862 | 1545.8979 | 1631.4235 | 1942.4216 | 1778.6158 | 1852.0525 | 1896.1309 | 1937.0802 | 1944.8536 | 1997.1255 | 2065.5286 | 2123.7518 | 2194.4585 | 2339.0449 | 2416.9303 | 2496.4709 | 2045.3242
Commercial_School_New_Space Heating_Natural Gas_Unit Heater_E3_Baseline Forecast | Commercial | School | New | Space Heating | Natural Gas | Unit Heater | E3 |  | Baseline Forecast | 0 | 0 | 0 | 0 | 0 | 0 | 0 | 0 | 0 | 0 | 0 | 0 | 0 | 0 | 0 | 0 | 0 | 0 | 0 | 0 | 0 | 0 | 0 | 0 | 0 | 0 | 0 | 0 | 0 | 0 | 0 | 0 | 0
Commercial_School_New_Space Heating_Natural Gas_Unit Heater_E4_Baseline Forecast | Commercial | School | New | Space Heating | Natural Gas | Unit Heater | E4 |  | Baseline Forecast | 0 | 0 | 0 | 0 | 0 | 0 | 0 | 0 | 0 | 0 | 0 | 0 | 0 | 0 | 0 | 0 | 0 | 0 | 0 | 0 | 0 | 0 | 0 | 0 | 0 | 0 | 0 | 0 | 0 | 0 | 0 | 0 | 0
Commercial_School_New_Space Heating_Natural Gas_Unit Heater_E5_Baseline Forecast | Commercial | School | New | Space Heating | Natural Gas | Unit Heater | E5 |  | Baseline Forecast | 0 | 0 | 0 | 0 | 0 | 0 | 0 | 0 | 0 | 0 | 0 | 0 | 0 | 0 | 0 | 0 | 0 | 0 | 0 | 0 | 0 | 0 | 0 | 0 | 0 | 0 | 0 | 0 | 0 | 0 | 0 | 0 | 0
Commercial_School_New_Space Heating_Natural Gas_Unit Heater_E6_Baseline Forecast | Commercial | School | New | Space Heating | Natural Gas | Unit Heater | E6 |  | Baseline Forecast | 0 | 0 | 0 | 0 | 0 | 0 | 0 | 0 | 0 | 0 | 0 | 0 | 0 | 0 | 0 | 0 | 0 | 0 | 0 | 0 | 0 | 0 | 0 | 0 | 0 | 0 | 0 | 0 | 0 | 0 | 0 | 0 | 0
Commercial_School_New_Space Heating_Natural Gas_Unit Heater_E7_Baseline Forecast | Commercial | School | New | Space Heating | Natural Gas | Unit Heater | E7 |  | Baseline Forecast | 0 | 0 | 0 | 0 | 0 | 0 | 0 | 0 | 0 | 0 | 0 | 0 | 0 | 0 | 0 | 0 | 0 | 0 | 0 | 0 | 0 | 0 | 0 | 0 | 0 | 0 | 0 | 0 | 0 | 0 | 0 | 0 | 0
Commercial_School_New_Space Heating_Natural Gas_Unit Heater_E8_Baseline Forecast | Commercial | School | New | Space Heating | Natural Gas | Unit Heater | E8 |  | Baseline Forecast | 0 | 0 | 0 | 0 | 0 | 0 | 0 | 0 | 0 | 0 | 0 | 0 | 0 | 0 | 0 | 0 | 0 | 0 | 0 | 0 | 0 | 0 | 0 | 0 | 0 | 0 | 0 | 0 | 0 | 0 | 0 | 0 | 0
Commercial_School_New_Space Heating_Natural Gas_Unit Heater_E9_Baseline Forecast | Commercial | School | New | Space Heating | Natural Gas | Unit Heater | E9 |  | Baseline Forecast | 0 | 0 | 0 | 0 | 0 | 0 | 0 | 0 | 0 | 0 | 0 | 0 | 0 | 0 | 0 | 0 | 0 | 0 | 0 | 0 | 0 | 0 | 0 | 0 | 0 | 0 | 0 | 0 | 0 | 0 | 0 | 0 | 0
Commercial_School_New_Space Heating_Natural Gas_Unit Heater_E10_Baseline Forecast | Commercial | School | New | Space Heating | Natural Gas | Unit Heater | E10 |  | Baseline Forecast | 0 | 0 | 0 | 0 | 0 | 0 | 0 | 0 | 0 | 0 | 0 | 0 | 0 | 0 | 0 | 0 | 0 | 0 | 0 | 0 | 0 | 0 | 0 | 0 | 0 | 0 | 0 | 0 | 0 | 0 | 0 | 0 | 0
Commercial_School_New_Water Heating_Natural Gas_Water Heater_E1_Baseline Forecast | Commercial | School | New | Water Heating | Natural Gas | Water Heater | E1 |  | Baseline Forecast | 0 | 0 | 0 | 0 | 0 | 0 | 0 | 0 | 0 | 0 | 0 | 0 | 0 | 0 | 0 | 0 | 0 | 0 | 0 | 0 | 0 | 0 | 0 | 0 | 0 | 0 | 0 | 0 | 0 | 0 | 0 | 0 | 0
Commercial_School_New_Water Heating_Natural Gas_Water Heater_E2_Baseline Forecast | Commercial | School | New | Water Heating | Natural Gas | Water Heater | E2 |  | Baseline Forecast | 0 | 0 | 0 | 0 | 0 | 0 | 0 | 0 | 0 | 0 | 0 | 0 | 0 | 0 | 0 | 0 | 0 | 0 | 0 | 0 | 0 | 0 | 0 | 0 | 0 | 0 | 0 | 0 | 0 | 0 | 0 | 0 | 0
Commercial_School_New_Water Heating_Natural Gas_Water Heater_E3_Baseline Forecast | Commercial | School | New | Water Heating | Natural Gas | Water Heater | E3 |  | Baseline Forecast | 0 | 0 | 0 | 0 | 0 | 0 | 0 | 0 | 0 | 0 | 0 | 0 | 0 | 0 | 0 | 0 | 0 | 0 | 0 | 0 | 0 | 0 | 0 | 0 | 0 | 0 | 0 | 0 | 0 | 0 | 0 | 0 | 0
Commercial_School_New_Water Heating_Natural Gas_Water Heater_E4_Baseline Forecast | Commercial | School | New | Water Heating | Natural Gas | Water Heater | E4 |  | Baseline Forecast | 0 | 0 | 0 | 0 | 0 | 0 | 0 | 0 | 0 | 0 | 0 | 0 | 0 | 0 | 0 | 0 | 0 | 0 | 0 | 0 | 0 | 0 | 0 | 0 | 0 | 0 | 0 | 0 | 0 | 0 | 0 | 0 | 0
Commercial_School_New_Water Heating_Natural Gas_Water Heater_E5_Baseline Forecast | Commercial | School | New | Water Heating | Natural Gas | Water Heater | E5 |  | Baseline Forecast | 0 | 0 | 0 | 0 | 0 | 0 | 0 | 0 | 0 | 0 | 0 | 0 | 0 | 0 | 0 | 0 | 0 | 0 | 0 | 0 | 0 | 0 | 0 | 0 | 0 | 0 | 0 | 0 | 0 | 0 | 0 | 0 | 0
Commercial_School_New_Water Heating_Natural Gas_Water Heater_E6_Baseline Forecast | Commercial | School | New | Water Heating | Natural Gas | Water Heater | E6 |  | Baseline Forecast | 0 | 0 | 0 | 0 | 0 | 0 | 0 | 0 | 0 | 0 | 0 | 0 | 0 | 0 | 0 | 0 | 0 | 0 | 0 | 0 | 0 | 0 | 0 | 0 | 0 | 0 | 0 | 0 | 0 | 0 | 0 | 0 | 0
Commercial_School_New_Water Heating_Natural Gas_Water Heater_E7_Baseline Forecast | Commercial | School | New | Water Heating | Natural Gas | Water Heater | E7 |  | Baseline Forecast | 0 | 0 | 0 | 0 | 0 | 0 | 0 | 0 | 0 | 0 | 0 | 0 | 0 | 0 | 0 | 0 | 0 | 0 | 0 | 0 | 0 | 0 | 0 | 0 | 0 | 0 | 0 | 0 | 0 | 0 | 0 | 0 | 0
Commercial_School_New_Water Heating_Natural Gas_Water Heater_E8_Baseline Forecast | Commercial | School | New | Water Heating | Natural Gas | Water Heater | E8 |  | Baseline Forecast | 0 | 0 | 0 | 0 | 0 | 0 | 0 | 0 | 0 | 0 | 0 | 0 | 0 | 0 | 0 | 0 | 0 | 0 | 0 | 0 | 0 | 0 | 0 | 0 | 0 | 0 | 0 | 0 | 0 | 0 | 0 | 0 | 0
Commercial_School_New_Water Heating_Natural Gas_Water Heater_E9_Baseline Forecast | Commercial | School | New | Water Heating | Natural Gas | Water Heater | E9 |  | Baseline Forecast | 0 | 0 | 0 | 0 | 0 | 0 | 0 | 0 | 0 | 0 | 0 | 0 | 0 | 0 | 0 | 0 | 0 | 0 | 0 | 0 | 0 | 0 | 0 | 0 | 0 | 0 | 0 | 0 | 0 | 0 | 0 | 0 | 0
Commercial_School_New_Water Heating_Natural Gas_Water Heater_E10_Baseline Forecast | Commercial | School | New | Water Heating | Natural Gas | Water Heater | E10 |  | Baseline Forecast | 0 | 0 | 0 | 0 | 0 | 0 | 0 | 0 | 0 | 0 | 0 | 0 | 0 | 0 | 0 | 0 | 0 | 0 | 0 | 0 | 0 | 0 | 0 | 0 | 0 | 0 | 0 | 0 | 0 | 0 | 0 | 0 | 0
Commercial_School_New_Food Preparation_Natural Gas_Oven_E1_Baseline Forecast | Commercial | School | New | Food Preparation | Natural Gas | Oven | E1 |  | Baseline Forecast | 0 | 566.0117 | 2728.8042 | 1744.997 | 2087.1879 | 2150.34 | 2159.1742 | 1867.3962 | 1839.5857 | 1881.0465 | 2004.0148 | 2425.1462 | 2594.2431 | 2790.2802 | 2987.4165 | 3144.9991 | 3399.4079 | 3995.9084 | 3593.4627 | 3648.3118 | 3733.8829 | 3851.033 | 3892.1217 | 4031.0157 | 4195.3984 | 4386.491 | 4729.3786 | 4874.9886 | 5020.3156 | 5153.8584 | 5284.7647 | 5418.5138 | 4621.7639
Commercial_School_New_Food Preparation_Natural Gas_Oven_E2_Baseline Forecast | Commercial | School | New | Food Preparation | Natural Gas | Oven | E2 |  | Baseline Forecast | 0 | 814.5367 | 3930.0936 | 2510.505 | 3000.8973 | 3093.3972 | 3110.9136 | 2693.8479 | 2657.7349 | 2721.5407 | 2903.5832 | 3518.3853 | 3769.0072 | 4059.7206 | 4352.5694 | 4588.6197 | 4966.837 | 5847.3534 | 5266.7675 | 5356.0193 | 5490.4216 | 5671.9887 | 5741.074 | 5955.0461 | 6206.206 | 6496.3746 | 7011.5171 | 7233.8868 | 7454.7644 | 7657.4583 | 7854.4059 | 8054.8719 | 6870.4662
Commercial_School_New_Food Preparation_Natural Gas_Oven_E3_Baseline Forecast | Commercial | School | New | Food Preparation | Natural Gas | Oven | E3 |  | Baseline Forecast | 0 | 0 | 0 | 0 | 0 | 0 | 0 | 0 | 0 | 0 | 0 | 0 | 0 | 0 | 0 | 0 | 0 | 0 | 0 | 0 | 0 | 0 | 0 | 0 | 0 | 0 | 0 | 0 | 0 | 0 | 0 | 0 | 0
Commercial_School_New_Food Preparation_Natural Gas_Oven_E4_Baseline Forecast | Commercial | School | New | Food Preparation | Natural Gas | Oven | E4 |  | Baseline Forecast | 0 | 0 | 0 | 0 | 0 | 0 | 0 | 0 | 0 | 0 | 0 | 0 | 0 | 0 | 0 | 0 | 0 | 0 | 0 | 0 | 0 | 0 | 0 | 0 | 0 | 0 | 0 | 0 | 0 | 0 | 0 | 0 | 0
Commercial_School_New_Food Preparation_Natural Gas_Oven_E5_Baseline Forecast | Commercial | School | New | Food Preparation | Natural Gas | Oven | E5 |  | Baseline Forecast | 0 | 0 | 0 | 0 | 0 | 0 | 0 | 0 | 0 | 0 | 0 | 0 | 0 | 0 | 0 | 0 | 0 | 0 | 0 | 0 | 0 | 0 | 0 | 0 | 0 | 0 | 0 | 0 | 0 | 0 | 0 | 0 | 0
Commercial_School_New_Food Preparation_Natural Gas_Oven_E6_Baseline Forecast | Commercial | School | New | Food Preparation | Natural Gas | Oven | E6 |  | Baseline Forecast | 0 | 0 | 0 | 0 | 0 | 0 | 0 | 0 | 0 | 0 | 0 | 0 | 0 | 0 | 0 | 0 | 0 | 0 | 0 | 0 | 0 | 0 | 0 | 0 | 0 | 0 | 0 | 0 | 0 | 0 | 0 | 0 | 0
Commercial_School_New_Food Preparation_Natural Gas_Oven_E7_Baseline Forecast | Commercial | School | New | Food Preparation | Natural Gas | Oven | E7 |  | Baseline Forecast | 0 | 0 | 0 | 0 | 0 | 0 | 0 | 0 | 0 | 0 | 0 | 0 | 0 | 0 | 0 | 0 | 0 | 0 | 0 | 0 | 0 | 0 | 0 | 0 | 0 | 0 | 0 | 0 | 0 | 0 | 0 | 0 | 0
Commercial_School_New_Food Preparation_Natural Gas_Oven_E8_Baseline Forecast | Commercial | School | New | Food Preparation | Natural Gas | Oven | E8 |  | Baseline Forecast | 0 | 0 | 0 | 0 | 0 | 0 | 0 | 0 | 0 | 0 | 0 | 0 | 0 | 0 | 0 | 0 | 0 | 0 | 0 | 0 | 0 | 0 | 0 | 0 | 0 | 0 | 0 | 0 | 0 | 0 | 0 | 0 | 0
Commercial_School_New_Food Preparation_Natural Gas_Oven_E9_Baseline Forecast | Commercial | School | New | Food Preparation | Natural Gas | Oven | E9 |  | Baseline Forecast | 0 | 0 | 0 | 0 | 0 | 0 | 0 | 0 | 0 | 0 | 0 | 0 | 0 | 0 | 0 | 0 | 0 | 0 | 0 | 0 | 0 | 0 | 0 | 0 | 0 | 0 | 0 | 0 | 0 | 0 | 0 | 0 | 0
Commercial_School_New_Food Preparation_Natural Gas_Oven_E10_Baseline Forecast | Commercial | School | New | Food Preparation | Natural Gas | Oven | E10 |  | Baseline Forecast | 0 | 0 | 0 | 0 | 0 | 0 | 0 | 0 | 0 | 0 | 0 | 0 | 0 | 0 | 0 | 0 | 0 | 0 | 0 | 0 | 0 | 0 | 0 | 0 | 0 | 0 | 0 | 0 | 0 | 0 | 0 | 0 | 0
Commercial_School_New_Food Preparation_Natural Gas_Conveyor Oven_E1_Baseline Forecast | Commercial | School | New | Food Preparation | Natural Gas | Conveyor Oven | E1 |  | Baseline Forecast | 0 | 282.9738 | 1364.5117 | 872.0919 | 1042.7149 | 1074.3648 | 1079.3088 | 933.7974 | 920.3267 | 941.4852 | 956.4224 | 948.7906 | 933.5788 | 920.4801 | 921.4554 | 918.3193 | 923.3052 | 957.7421 | 1181.8458 | 1263.6962 | 1385.7437 | 1506.2111 | 1674.8306 | 1988.9565 | 1829.7566 | 1874.2952 | 1878.2946 | 1870.965 | 1826.4003 | 1821.4099 | 1831.8461 | 1833.3634 | 1310.4381
Commercial_School_New_Food Preparation_Natural Gas_Conveyor Oven_E2_Baseline Forecast | Commercial | School | New | Food Preparation | Natural Gas | Conveyor Oven | E2 |  | Baseline Forecast | 0 | 407.3004 | 1964.9372 | 1255.6591 | 1501.3277 | 1547.5038 | 1555.7352 | 1346.8246 | 1328.3335 | 1359.8085 | 1382.3309 | 1372.1956 | 1351.1049 | 1333.0619 | 1335.3442 | 1331.6549 | 1339.7082 | 1390.5308 | 1716.9151 | 1836.8674 | 2015.3142 | 2191.6103 | 2438.0234 | 2896.545 | 2665.6901 | 2731.4457 | 2738.0618 | 2728.0498 | 2663.5818 | 2656.7207 | 2672.1706 | 2674.5364 | 1911.6856
Commercial_School_New_Food Preparation_Natural Gas_Conveyor Oven_E3_Baseline Forecast | Commercial | School | New | Food Preparation | Natural Gas | Conveyor Oven | E3 |  | Baseline Forecast | 0 | 0 | 0 | 0 | 0 | 0 | 0 | 0 | 0 | 0 | 0 | 0 | 0 | 0 | 0 | 0 | 0 | 0 | 0 | 0 | 0 | 0 | 0 | 0 | 0 | 0 | 0 | 0 | 0 | 0 | 0 | 0 | 0
Commercial_School_New_Food Preparation_Natural Gas_Conveyor Oven_E4_Baseline Forecast | Commercial | School | New | Food Preparation | Natural Gas | Conveyor Oven | E4 |  | Baseline Forecast | 0 | 0 | 0 | 0 | 0 | 0 | 0 | 0 | 0 | 0 | 0 | 0 | 0 | 0 | 0 | 0 | 0 | 0 | 0 | 0 | 0 | 0 | 0 | 0 | 0 | 0 | 0 | 0 | 0 | 0 | 0 | 0 | 0
Commercial_School_New_Food Preparation_Natural Gas_Conveyor Oven_E5_Baseline Forecast | Commercial | School | New | Food Preparation | Natural Gas | Conveyor Oven | E5 |  | Baseline Forecast | 0 | 0 | 0 | 0 | 0 | 0 | 0 | 0 | 0 | 0 | 0 | 0 | 0 | 0 | 0 | 0 | 0 | 0 | 0 | 0 | 0 | 0 | 0 | 0 | 0 | 0 | 0 | 0 | 0 | 0 | 0 | 0 | 0
Commercial_School_New_Food Preparation_Natural Gas_Conveyor Oven_E6_Baseline Forecast | Commercial | School | New | Food Preparation | Natural Gas | Conveyor Oven | E6 |  | Baseline Forecast | 0 | 0 | 0 | 0 | 0 | 0 | 0 | 0 | 0 | 0 | 0 | 0 | 0 | 0 | 0 | 0 | 0 | 0 | 0 | 0 | 0 | 0 | 0 | 0 | 0 | 0 | 0 | 0 | 0 | 0 | 0 | 0 | 0
Commercial_School_New_Food Preparation_Natural Gas_Conveyor Oven_E7_Baseline Forecast | Commercial | School | New | Food Preparation | Natural Gas | Conveyor Oven | E7 |  | Baseline Forecast | 0 | 0 | 0 | 0 | 0 | 0 | 0 | 0 | 0 | 0 | 0 | 0 | 0 | 0 | 0 | 0 | 0 | 0 | 0 | 0 | 0 | 0 | 0 | 0 | 0 | 0 | 0 | 0 | 0 | 0 | 0 | 0 | 0
Commercial_School_New_Food Preparation_Natural Gas_Conveyor Oven_E8_Baseline Forecast | Commercial | School | New | Food Preparation | Natural Gas | Conveyor Oven | E8 |  | Baseline Forecast | 0 | 0 | 0 | 0 | 0 | 0 | 0 | 0 | 0 | 0 | 0 | 0 | 0 | 0 | 0 | 0 | 0 | 0 | 0 | 0 | 0 | 0 | 0 | 0 | 0 | 0 | 0 | 0 | 0 | 0 | 0 | 0 | 0
Commercial_School_New_Food Preparation_Natural Gas_Conveyor Oven_E9_Baseline Forecast | Commercial | School | New | Food Preparation | Natural Gas | Conveyor Oven | E9 |  | Baseline Forecast | 0 | 0 | 0 | 0 | 0 | 0 | 0 | 0 | 0 | 0 | 0 | 0 | 0 | 0 | 0 | 0 | 0 | 0 | 0 | 0 | 0 | 0 | 0 | 0 | 0 | 0 | 0 | 0 | 0 | 0 | 0 | 0 | 0
Commercial_School_New_Food Preparation_Natural Gas_Conveyor Oven_E10_Baseline Forecast | Commercial | School | New | Food Preparation | Natural Gas | Conveyor Oven | E10 |  | Baseline Forecast | 0 | 0 | 0 | 0 | 0 | 0 | 0 | 0 | 0 | 0 | 0 | 0 | 0 | 0 | 0 | 0 | 0 | 0 | 0 | 0 | 0 | 0 | 0 | 0 | 0 | 0 | 0 | 0 | 0 | 0 | 0 | 0 | 0
Commercial_School_New_Food Preparation_Natural Gas_Double Rack Oven_E1_Baseline Forecast | Commercial | School | New | Food Preparation | Natural Gas | Double Rack Oven | E1 |  | Baseline Forecast | 0 | 282.9652 | 1363.8788 | 872.1902 | 1043.1861 | 1074.5423 | 1078.6105 | 932.6085 | 918.4386 | 938.8665 | 953.0637 | 944.8195 | 985.1382 | 1230.6064 | 1340.2383 | 1457.3604 | 1564.3245 | 1697.9162 | 1963.3921 | 1766.7389 | 1807.0814 | 1822.6069 | 1824.1811 | 1794.8008 | 1855.9228 | 1930.5351 | 2013.3034 | 2092.9082 | 2199.2972 | 2389.1813 | 2472.7188 | 2545.4177 | 2093.9159
Commercial_School_New_Food Preparation_Natural Gas_Double Rack Oven_E2_Baseline Forecast | Commercial | School | New | Food Preparation | Natural Gas | Double Rack Oven | E2 |  | Baseline Forecast | 0 | 407.309 | 1965.5701 | 1255.5608 | 1500.8565 | 1547.3263 | 1556.4334 | 1348.0135 | 1330.2216 | 1362.4271 | 1385.6896 | 1376.1667 | 1437.6003 | 1799.2693 | 1963.1784 | 2138.716 | 2299.9444 | 2501.2663 | 2898.1749 | 2613.2336 | 2678.082 | 2706.2775 | 2713.2144 | 2674.0038 | 2769.0488 | 2883.9194 | 3010.9068 | 3132.9348 | 3294.6306 | 3581.2468 | 3707.6802 | 3817.5248 | 3140.3788
Commercial_School_New_Food Preparation_Natural Gas_Double Rack Oven_E3_Baseline Forecast | Commercial | School | New | Food Preparation | Natural Gas | Double Rack Oven | E3 |  | Baseline Forecast | 0 | 0 | 0 | 0 | 0 | 0 | 0 | 0 | 0 | 0 | 0 | 0 | 0 | 0 | 0 | 0 | 0 | 0 | 0 | 0 | 0 | 0 | 0 | 0 | 0 | 0 | 0 | 0 | 0 | 0 | 0 | 0 | 0
Commercial_School_New_Food Preparation_Natural Gas_Double Rack Oven_E4_Baseline Forecast | Commercial | School | New | Food Preparation | Natural Gas | Double Rack Oven | E4 |  | Baseline Forecast | 0 | 0 | 0 | 0 | 0 | 0 | 0 | 0 | 0 | 0 | 0 | 0 | 0 | 0 | 0 | 0 | 0 | 0 | 0 | 0 | 0 | 0 | 0 | 0 | 0 | 0 | 0 | 0 | 0 | 0 | 0 | 0 | 0
Commercial_School_New_Food Preparation_Natural Gas_Double Rack Oven_E5_Baseline Forecast | Commercial | School | New | Food Preparation | Natural Gas | Double Rack Oven | E5 |  | Baseline Forecast | 0 | 0 | 0 | 0 | 0 | 0 | 0 | 0 | 0 | 0 | 0 | 0 | 0 | 0 | 0 | 0 | 0 | 0 | 0 | 0 | 0 | 0 | 0 | 0 | 0 | 0 | 0 | 0 | 0 | 0 | 0 | 0 | 0
Commercial_School_New_Food Preparation_Natural Gas_Double Rack Oven_E6_Baseline Forecast | Commercial | School | New | Food Preparation | Natural Gas | Double Rack Oven | E6 |  | Baseline Forecast | 0 | 0 | 0 | 0 | 0 | 0 | 0 | 0 | 0 | 0 | 0 | 0 | 0 | 0 | 0 | 0 | 0 | 0 | 0 | 0 | 0 | 0 | 0 | 0 | 0 | 0 | 0 | 0 | 0 | 0 | 0 | 0 | 0
Commercial_School_New_Food Preparation_Natural Gas_Double Rack Oven_E7_Baseline Forecast | Commercial | School | New | Food Preparation | Natural Gas | Double Rack Oven | E7 |  | Baseline Forecast | 0 | 0 | 0 | 0 | 0 | 0 | 0 | 0 | 0 | 0 | 0 | 0 | 0 | 0 | 0 | 0 | 0 | 0 | 0 | 0 | 0 | 0 | 0 | 0 | 0 | 0 | 0 | 0 | 0 | 0 | 0 | 0 | 0
Commercial_School_New_Food Preparation_Natural Gas_Double Rack Oven_E8_Baseline Forecast | Commercial | School | New | Food Preparation | Natural Gas | Double Rack Oven | E8 |  | Baseline Forecast | 0 | 0 | 0 | 0 | 0 | 0 | 0 | 0 | 0 | 0 | 0 | 0 | 0 | 0 | 0 | 0 | 0 | 0 | 0 | 0 | 0 | 0 | 0 | 0 | 0 | 0 | 0 | 0 | 0 | 0 | 0 | 0 | 0
Commercial_School_New_Food Preparation_Natural Gas_Double Rack Oven_E9_Baseline Forecast | Commercial | School | New | Food Preparation | Natural Gas | Double Rack Oven | E9 |  | Baseline Forecast | 0 | 0 | 0 | 0 | 0 | 0 | 0 | 0 | 0 | 0 | 0 | 0 | 0 | 0 | 0 | 0 | 0 | 0 | 0 | 0 | 0 | 0 | 0 | 0 | 0 | 0 | 0 | 0 | 0 | 0 | 0 | 0 | 0
Commercial_School_New_Food Preparation_Natural Gas_Double Rack Oven_E10_Baseline Forecast | Commercial | School | New | Food Preparation | Natural Gas | Double Rack Oven | E10 |  | Baseline Forecast | 0 | 0 | 0 | 0 | 0 | 0 | 0 | 0 | 0 | 0 | 0 | 0 | 0 | 0 | 0 | 0 | 0 | 0 | 0 | 0 | 0 | 0 | 0 | 0 | 0 | 0 | 0 | 0 | 0 | 0 | 0 | 0 | 0
Commercial_School_New_Food Preparation_Natural Gas_Fryer_E1_Baseline Forecast | Commercial | School | New | Food Preparation | Natural Gas | Fryer | E1 |  | Baseline Forecast | 0 | 1322.1318 | 6376.1234 | 0 | 0 | 0 | 0 | 0 | 0 | 0 | 0 | 0 | 0 | 0 | 0 | 0 | 0 | 0 | 0 | 0 | 0 | 0 | 0 | 0 | 0 | 0 | 0 | 0 | 0 | 0 | 0 | 0 | 0
Commercial_School_New_Food Preparation_Natural Gas_Fryer_E2_Baseline Forecast | Commercial | School | New | Food Preparation | Natural Gas | Fryer | E2 |  | Baseline Forecast | 0 | 464.4603 | 2241.2737 | 5507.1203 | 6584.5809 | 6786.0129 | 6820.1137 | 5902.7865 | 5820.0619 | 6313.6078 | 8062.578 | 8716.1497 | 9397.3282 | 9977.1231 | 10989.0363 | 12913.0009 | 11877.5135 | 12081.9778 | 12247.7916 | 12471.8265 | 12682.2862 | 13291.0065 | 14115.994 | 15491.4659 | 16110.7451 | 16622.3729 | 17047.6172 | 17532.0943 | 18222.7647 | 18113.664 | 18548.8829 | 19132.2992 | 16432.9407
Commercial_School_New_Food Preparation_Natural Gas_Fryer_E3_Baseline Forecast | Commercial | School | New | Food Preparation | Natural Gas | Fryer | E3 |  | Baseline Forecast | 0 | 0 | 0 | 0 | 0 | 0 | 0 | 0 | 0 | 0 | 0 | 0 | 0 | 0 | 0 | 0 | 0 | 0 | 0 | 0 | 0 | 0 | 0 | 0 | 0 | 0 | 0 | 0 | 0 | 0 | 0 | 0 | 0
Commercial_School_New_Food Preparation_Natural Gas_Fryer_E4_Baseline Forecast | Commercial | School | New | Food Preparation | Natural Gas | Fryer | E4 |  | Baseline Forecast | 0 | 0 | 0 | 0 | 0 | 0 | 0 | 0 | 0 | 0 | 0 | 0 | 0 | 0 | 0 | 0 | 0 | 0 | 0 | 0 | 0 | 0 | 0 | 0 | 0 | 0 | 0 | 0 | 0 | 0 | 0 | 0 | 0
Commercial_School_New_Food Preparation_Natural Gas_Fryer_E5_Baseline Forecast | Commercial | School | New | Food Preparation | Natural Gas | Fryer | E5 |  | Baseline Forecast | 0 | 0 | 0 | 0 | 0 | 0 | 0 | 0 | 0 | 0 | 0 | 0 | 0 | 0 | 0 | 0 | 0 | 0 | 0 | 0 | 0 | 0 | 0 | 0 | 0 | 0 | 0 | 0 | 0 | 0 | 0 | 0 | 0
Commercial_School_New_Food Preparation_Natural Gas_Fryer_E6_Baseline Forecast | Commercial | School | New | Food Preparation | Natural Gas | Fryer | E6 |  | Baseline Forecast | 0 | 0 | 0 | 0 | 0 | 0 | 0 | 0 | 0 | 0 | 0 | 0 | 0 | 0 | 0 | 0 | 0 | 0 | 0 | 0 | 0 | 0 | 0 | 0 | 0 | 0 | 0 | 0 | 0 | 0 | 0 | 0 | 0
Commercial_School_New_Food Preparation_Natural Gas_Fryer_E7_Baseline Forecast | Commercial | School | New | Food Preparation | Natural Gas | Fryer | E7 |  | Baseline Forecast | 0 | 0 | 0 | 0 | 0 | 0 | 0 | 0 | 0 | 0 | 0 | 0 | 0 | 0 | 0 | 0 | 0 | 0 | 0 | 0 | 0 | 0 | 0 | 0 | 0 | 0 | 0 | 0 | 0 | 0 | 0 | 0 | 0
Commercial_School_New_Food Preparation_Natural Gas_Fryer_E8_Baseline Forecast | Commercial | School | New | Food Preparation | Natural Gas | Fryer | E8 |  | Baseline Forecast | 0 | 0 | 0 | 0 | 0 | 0 | 0 | 0 | 0 | 0 | 0 | 0 | 0 | 0 | 0 | 0 | 0 | 0 | 0 | 0 | 0 | 0 | 0 | 0 | 0 | 0 | 0 | 0 | 0 | 0 | 0 | 0 | 0
Commercial_School_New_Food Preparation_Natural Gas_Fryer_E9_Baseline Forecast | Commercial | School | New | Food Preparation | Natural Gas | Fryer | E9 |  | Baseline Forecast | 0 | 0 | 0 | 0 | 0 | 0 | 0 | 0 | 0 | 0 | 0 | 0 | 0 | 0 | 0 | 0 | 0 | 0 | 0 | 0 | 0 | 0 | 0 | 0 | 0 | 0 | 0 | 0 | 0 | 0 | 0 | 0 | 0
Commercial_School_New_Food Preparation_Natural Gas_Fryer_E10_Baseline Forecast | Commercial | School | New | Food Preparation | Natural Gas | Fryer | E10 |  | Baseline Forecast | 0 | 0 | 0 | 0 | 0 | 0 | 0 | 0 | 0 | 0 | 0 | 0 | 0 | 0 | 0 | 0 | 0 | 0 | 0 | 0 | 0 | 0 | 0 | 0 | 0 | 0 | 0 | 0 | 0 | 0 | 0 | 0 | 0
Commercial_School_New_Food Preparation_Natural Gas_Broiler_E1_Baseline Forecast | Commercial | School | New | Food Preparation | Natural Gas | Broiler | E1 |  | Baseline Forecast | 0 | 2043.0852 | 9851.9693 | 6297.641 | 7530.7102 | 7759.5971 | 7795.0228 | 6744.0831 | 6646.6108 | 6799.3032 | 6907.0503 | 6851.8637 | 7149.2643 | 8937.0481 | 9739.9023 | 10598.3941 | 11384.1069 | 12365.3266 | 14309.3962 | 12885.9654 | 13189.6965 | 13312.5098 | 13332.4183 | 13125.8854 | 13580.1541 | 14132.5782 | 14744.5819 | 15332.9982 | 16116.8611 | 17512.3019 | 18126.8287 | 18661.2877 | 15351.1807
Commercial_School_New_Food Preparation_Natural Gas_Broiler_E2_Baseline Forecast | Commercial | School | New | Food Preparation | Natural Gas | Broiler | E2 |  | Baseline Forecast | 0 | 718.0116 | 3465.8262 | 2213.3631 | 2645.4602 | 2727.8773 | 2745.1529 | 2378.405 | 2348.0303 | 2405.8713 | 2447.9629 | 2432.081 | 2541.6898 | 3182.4547 | 3473.7646 | 3785.9117 | 4072.9684 | 4431.4033 | 5136.8717 | 4633.9245 | 4750.9574 | 4803.0277 | 4817.1636 | 4749.333 | 4919.732 | 5125.2399 | 5352.2589 | 5570.374 | 5858.8499 | 6369.4103 | 6594.767 | 6790.4824 | 5585.9983
Commercial_School_New_Food Preparation_Natural Gas_Broiler_E3_Baseline Forecast | Commercial | School | New | Food Preparation | Natural Gas | Broiler | E3 |  | Baseline Forecast | 0 | 0 | 0 | 0 | 0 | 0 | 0 | 0 | 0 | 0 | 0 | 0 | 0 | 0 | 0 | 0 | 0 | 0 | 0 | 0 | 0 | 0 | 0 | 0 | 0 | 0 | 0 | 0 | 0 | 0 | 0 | 0 | 0
Commercial_School_New_Food Preparation_Natural Gas_Broiler_E4_Baseline Forecast | Commercial | School | New | Food Preparation | Natural Gas | Broiler | E4 |  | Baseline Forecast | 0 | 0 | 0 | 0 | 0 | 0 | 0 | 0 | 0 | 0 | 0 | 0 | 0 | 0 | 0 | 0 | 0 | 0 | 0 | 0 | 0 | 0 | 0 | 0 | 0 | 0 | 0 | 0 | 0 | 0 | 0 | 0 | 0
Commercial_School_New_Food Preparation_Natural Gas_Broiler_E5_Baseline Forecast | Commercial | School | New | Food Preparation | Natural Gas | Broiler | E5 |  | Baseline Forecast | 0 | 0 | 0 | 0 | 0 | 0 | 0 | 0 | 0 | 0 | 0 | 0 | 0 | 0 | 0 | 0 | 0 | 0 | 0 | 0 | 0 | 0 | 0 | 0 | 0 | 0 | 0 | 0 | 0 | 0 | 0 | 0 | 0
Commercial_School_New_Food Preparation_Natural Gas_Broiler_E6_Baseline Forecast | Commercial | School | New | Food Preparation | Natural Gas | Broiler | E6 |  | Baseline Forecast | 0 | 0 | 0 | 0 | 0 | 0 | 0 | 0 | 0 | 0 | 0 | 0 | 0 | 0 | 0 | 0 | 0 | 0 | 0 | 0 | 0 | 0 | 0 | 0 | 0 | 0 | 0 | 0 | 0 | 0 | 0 | 0 | 0
Commercial_School_New_Food Preparation_Natural Gas_Broiler_E7_Baseline Forecast | Commercial | School | New | Food Preparation | Natural Gas | Broiler | E7 |  | Baseline Forecast | 0 | 0 | 0 | 0 | 0 | 0 | 0 | 0 | 0 | 0 | 0 | 0 | 0 | 0 | 0 | 0 | 0 | 0 | 0 | 0 | 0 | 0 | 0 | 0 | 0 | 0 | 0 | 0 | 0 | 0 | 0 | 0 | 0
Commercial_School_New_Food Preparation_Natural Gas_Broiler_E8_Baseline Forecast | Commercial | School | New | Food Preparation | Natural Gas | Broiler | E8 |  | Baseline Forecast | 0 | 0 | 0 | 0 | 0 | 0 | 0 | 0 | 0 | 0 | 0 | 0 | 0 | 0 | 0 | 0 | 0 | 0 | 0 | 0 | 0 | 0 | 0 | 0 | 0 | 0 | 0 | 0 | 0 | 0 | 0 | 0 | 0
Commercial_School_New_Food Preparation_Natural Gas_Broiler_E9_Baseline Forecast | Commercial | School | New | Food Preparation | Natural Gas | Broiler | E9 |  | Baseline Forecast | 0 | 0 | 0 | 0 | 0 | 0 | 0 | 0 | 0 | 0 | 0 | 0 | 0 | 0 | 0 | 0 | 0 | 0 | 0 | 0 | 0 | 0 | 0 | 0 | 0 | 0 | 0 | 0 | 0 | 0 | 0 | 0 | 0
Commercial_School_New_Food Preparation_Natural Gas_Broiler_E10_Baseline Forecast | Commercial | School | New | Food Preparation | Natural Gas | Broiler | E10 |  | Baseline Forecast | 0 | 0 | 0 | 0 | 0 | 0 | 0 | 0 | 0 | 0 | 0 | 0 | 0 | 0 | 0 | 0 | 0 | 0 | 0 | 0 | 0 | 0 | 0 | 0 | 0 | 0 | 0 | 0 | 0 | 0 | 0 | 0 | 0
Commercial_School_New_Food Preparation_Natural Gas_Griddle_E1_Baseline Forecast | Commercial | School | New | Food Preparation | Natural Gas | Griddle | E1 |  | Baseline Forecast | 0 | 2767.5526 | 13348.0963 | 0 | 0 | 0 | 0 | 0 | 0 | 0 | 0 | 0 | 0 | 0 | 0 | 0 | 0 | 0 | 0 | 0 | 0 | 0 | 0 | 0 | 0 | 0 | 0 | 0 | 0 | 0 | 0 | 0 | 0
Commercial_School_New_Food Preparation_Natural Gas_Griddle_E2_Baseline Forecast | Commercial | School | New | Food Preparation | Natural Gas | Griddle | E2 |  | Baseline Forecast | 0 | 1130.4665 | 5453.4973 | 12015.5352 | 14366.3583 | 14805.8462 | 14880.248 | 12878.8068 | 12698.3169 | 12995.5404 | 13207.0774 | 13106.7455 | 13681.3469 | 17109.8863 | 18654.5885 | 20307.2553 | 21821.7534 | 23713.0305 | 27453.5547 | 24733.9622 | 25327.9819 | 25574.8764 | 25622.9391 | 25235.6025 | 26117.4863 | 27187.508 | 28372.0106 | 29510.643 | 31024.5333 | 33715.3584 | 34901.0763 | 35931.9107 | 29558.3704
Commercial_School_New_Food Preparation_Natural Gas_Griddle_E3_Baseline Forecast | Commercial | School | New | Food Preparation | Natural Gas | Griddle | E3 |  | Baseline Forecast | 0 | 0 | 0 | 0 | 0 | 0 | 0 | 0 | 0 | 0 | 0 | 0 | 0 | 0 | 0 | 0 | 0 | 0 | 0 | 0 | 0 | 0 | 0 | 0 | 0 | 0 | 0 | 0 | 0 | 0 | 0 | 0 | 0
Commercial_School_New_Food Preparation_Natural Gas_Griddle_E4_Baseline Forecast | Commercial | School | New | Food Preparation | Natural Gas | Griddle | E4 |  | Baseline Forecast | 0 | 0 | 0 | 0 | 0 | 0 | 0 | 0 | 0 | 0 | 0 | 0 | 0 | 0 | 0 | 0 | 0 | 0 | 0 | 0 | 0 | 0 | 0 | 0 | 0 | 0 | 0 | 0 | 0 | 0 | 0 | 0 | 0
Commercial_School_New_Food Preparation_Natural Gas_Griddle_E5_Baseline Forecast | Commercial | School | New | Food Preparation | Natural Gas | Griddle | E5 |  | Baseline Forecast | 0 | 0 | 0 | 0 | 0 | 0 | 0 | 0 | 0 | 0 | 0 | 0 | 0 | 0 | 0 | 0 | 0 | 0 | 0 | 0 | 0 | 0 | 0 | 0 | 0 | 0 | 0 | 0 | 0 | 0 | 0 | 0 | 0
Commercial_School_New_Food Preparation_Natural Gas_Griddle_E6_Baseline Forecast | Commercial | School | New | Food Preparation | Natural Gas | Griddle | E6 |  | Baseline Forecast | 0 | 0 | 0 | 0 | 0 | 0 | 0 | 0 | 0 | 0 | 0 | 0 | 0 | 0 | 0 | 0 | 0 | 0 | 0 | 0 | 0 | 0 | 0 | 0 | 0 | 0 | 0 | 0 | 0 | 0 | 0 | 0 | 0
Commercial_School_New_Food Preparation_Natural Gas_Griddle_E7_Baseline Forecast | Commercial | School | New | Food Preparation | Natural Gas | Griddle | E7 |  | Baseline Forecast | 0 | 0 | 0 | 0 | 0 | 0 | 0 | 0 | 0 | 0 | 0 | 0 | 0 | 0 | 0 | 0 | 0 | 0 | 0 | 0 | 0 | 0 | 0 | 0 | 0 | 0 | 0 | 0 | 0 | 0 | 0 | 0 | 0
Commercial_School_New_Food Preparation_Natural Gas_Griddle_E8_Baseline Forecast | Commercial | School | New | Food Preparation | Natural Gas | Griddle | E8 |  | Baseline Forecast | 0 | 0 | 0 | 0 | 0 | 0 | 0 | 0 | 0 | 0 | 0 | 0 | 0 | 0 | 0 | 0 | 0 | 0 | 0 | 0 | 0 | 0 | 0 | 0 | 0 | 0 | 0 | 0 | 0 | 0 | 0 | 0 | 0
Commercial_School_New_Food Preparation_Natural Gas_Griddle_E9_Baseline Forecast | Commercial | School | New | Food Preparation | Natural Gas | Griddle | E9 |  | Baseline Forecast | 0 | 0 | 0 | 0 | 0 | 0 | 0 | 0 | 0 | 0 | 0 | 0 | 0 | 0 | 0 | 0 | 0 | 0 | 0 | 0 | 0 | 0 | 0 | 0 | 0 | 0 | 0 | 0 | 0 | 0 | 0 | 0 | 0
Commercial_School_New_Food Preparation_Natural Gas_Griddle_E10_Baseline Forecast | Commercial | School | New | Food Preparation | Natural Gas | Griddle | E10 |  | Baseline Forecast | 0 | 0 | 0 | 0 | 0 | 0 | 0 | 0 | 0 | 0 | 0 | 0 | 0 | 0 | 0 | 0 | 0 | 0 | 0 | 0 | 0 | 0 | 0 | 0 | 0 | 0 | 0 | 0 | 0 | 0 | 0 | 0 | 0
Commercial_School_New_Food Preparation_Natural Gas_Range_E1_Baseline Forecast | Commercial | School | New | Food Preparation | Natural Gas | Range | E1 |  | Baseline Forecast | 0 | 1975.5517 | 9526.7802 | 6090.2867 | 7283.3133 | 7505.017 | 7539.4223 | 6523.1118 | 6428.9891 | 6576.8889 | 7075.7337 | 8845.275 | 9509.9005 | 10271.955 | 11005.3195 | 12087.3473 | 14258.3635 | 12925.1626 | 12966.5363 | 12850.6541 | 13220.7883 | 13490.4446 | 14081.351 | 14764.1501 | 15631.9425 | 17055.3091 | 17650.7597 | 18146.3586 | 18537.3972 | 19007.7756 | 19759.6571 | 19533.361 | 16225.5929
Commercial_School_New_Food Preparation_Natural Gas_Range_E2_Baseline Forecast | Commercial | School | New | Food Preparation | Natural Gas | Range | E2 |  | Baseline Forecast | 0 | 2842.833 | 13714.0787 | 8762.2499 | 10475.1018 | 10796.6541 | 10854.2176 | 9396.5244 | 9267.5415 | 9487.043 | 10213.3584 | 12775.232 | 13743.8854 | 14854.9736 | 15925.418 | 17502.1069 | 20658.6266 | 18739.5996 | 18812.6418 | 18657.9707 | 19208.8365 | 19614.8019 | 20487.4469 | 21495.3288 | 22772.1496 | 24858.1649 | 25737.7082 | 26470.6412 | 27049.2272 | 27742.4187 | 28843.6652 | 28515.8832 | 23687.0201
Commercial_School_New_Food Preparation_Natural Gas_Range_E3_Baseline Forecast | Commercial | School | New | Food Preparation | Natural Gas | Range | E3 |  | Baseline Forecast | 0 | 0 | 0 | 0 | 0 | 0 | 0 | 0 | 0 | 0 | 0 | 0 | 0 | 0 | 0 | 0 | 0 | 0 | 0 | 0 | 0 | 0 | 0 | 0 | 0 | 0 | 0 | 0 | 0 | 0 | 0 | 0 | 0
Commercial_School_New_Food Preparation_Natural Gas_Range_E4_Baseline Forecast | Commercial | School | New | Food Preparation | Natural Gas | Range | E4 |  | Baseline Forecast | 0 | 0 | 0 | 0 | 0 | 0 | 0 | 0 | 0 | 0 | 0 | 0 | 0 | 0 | 0 | 0 | 0 | 0 | 0 | 0 | 0 | 0 | 0 | 0 | 0 | 0 | 0 | 0 | 0 | 0 | 0 | 0 | 0
Commercial_School_New_Food Preparation_Natural Gas_Range_E5_Baseline Forecast | Commercial | School | New | Food Preparation | Natural Gas | Range | E5 |  | Baseline Forecast | 0 | 0 | 0 | 0 | 0 | 0 | 0 | 0 | 0 | 0 | 0 | 0 | 0 | 0 | 0 | 0 | 0 | 0 | 0 | 0 | 0 | 0 | 0 | 0 | 0 | 0 | 0 | 0 | 0 | 0 | 0 | 0 | 0
Commercial_School_New_Food Preparation_Natural Gas_Range_E6_Baseline Forecast | Commercial | School | New | Food Preparation | Natural Gas | Range | E6 |  | Baseline Forecast | 0 | 0 | 0 | 0 | 0 | 0 | 0 | 0 | 0 | 0 | 0 | 0 | 0 | 0 | 0 | 0 | 0 | 0 | 0 | 0 | 0 | 0 | 0 | 0 | 0 | 0 | 0 | 0 | 0 | 0 | 0 | 0 | 0
Commercial_School_New_Food Preparation_Natural Gas_Range_E7_Baseline Forecast | Commercial | School | New | Food Preparation | Natural Gas | Range | E7 |  | Baseline Forecast | 0 | 0 | 0 | 0 | 0 | 0 | 0 | 0 | 0 | 0 | 0 | 0 | 0 | 0 | 0 | 0 | 0 | 0 | 0 | 0 | 0 | 0 | 0 | 0 | 0 | 0 | 0 | 0 | 0 | 0 | 0 | 0 | 0
Commercial_School_New_Food Preparation_Natural Gas_Range_E8_Baseline Forecast | Commercial | School | New | Food Preparation | Natural Gas | Range | E8 |  | Baseline Forecast | 0 | 0 | 0 | 0 | 0 | 0 | 0 | 0 | 0 | 0 | 0 | 0 | 0 | 0 | 0 | 0 | 0 | 0 | 0 | 0 | 0 | 0 | 0 | 0 | 0 | 0 | 0 | 0 | 0 | 0 | 0 | 0 | 0
Commercial_School_New_Food Preparation_Natural Gas_Range_E9_Baseline Forecast | Commercial | School | New | Food Preparation | Natural Gas | Range | E9 |  | Baseline Forecast | 0 | 0 | 0 | 0 | 0 | 0 | 0 | 0 | 0 | 0 | 0 | 0 | 0 | 0 | 0 | 0 | 0 | 0 | 0 | 0 | 0 | 0 | 0 | 0 | 0 | 0 | 0 | 0 | 0 | 0 | 0 | 0 | 0
Commercial_School_New_Food Preparation_Natural Gas_Range_E10_Baseline Forecast | Commercial | School | New | Food Preparation | Natural Gas | Range | E10 |  | Baseline Forecast | 0 | 0 | 0 | 0 | 0 | 0 | 0 | 0 | 0 | 0 | 0 | 0 | 0 | 0 | 0 | 0 | 0 | 0 | 0 | 0 | 0 | 0 | 0 | 0 | 0 | 0 | 0 | 0 | 0 | 0 | 0 | 0 | 0
Commercial_School_New_Food Preparation_Natural Gas_Steamer_E1_Baseline Forecast | Commercial | School | New | Food Preparation | Natural Gas | Steamer | E1 |  | Baseline Forecast | 0 | 865.8351 | 4167.6122 | 0 | 0 | 0 | 0 | 0 | 0 | 0 | 0 | 0 | 0 | 0 | 0 | 0 | 0 | 0 | 0 | 0 | 0 | 0 | 0 | 0 | 0 | 0 | 0 | 0 | 0 | 0 | 0 | 0 | 0
Commercial_School_New_Food Preparation_Natural Gas_Steamer_E2_Baseline Forecast | Commercial | School | New | Food Preparation | Natural Gas | Steamer | E2 |  | Baseline Forecast | 0 | 866.6178 | 4188.6516 | 5340.2379 | 6385.0481 | 6580.3761 | 6613.4436 | 5723.9141 | 5643.6964 | 5775.7957 | 6062.3069 | 6924.8004 | 7304.8724 | 7761.6335 | 8266.9972 | 8695.4859 | 9025.4806 | 9148.301 | 9169.5975 | 9777.8472 | 12075.9298 | 11294.5317 | 11876.9732 | 12184.699 | 12463.6147 | 12427.9935 | 12666.9106 | 12931.7481 | 13303.209 | 14056.6108 | 14521.3244 | 14990.2629 | 12250.8447
Commercial_School_New_Food Preparation_Natural Gas_Steamer_E3_Baseline Forecast | Commercial | School | New | Food Preparation | Natural Gas | Steamer | E3 |  | Baseline Forecast | 0 | 0 | 0 | 0 | 0 | 0 | 0 | 0 | 0 | 0 | 0 | 0 | 0 | 0 | 0 | 0 | 0 | 0 | 0 | 0 | 0 | 0 | 0 | 0 | 0 | 0 | 0 | 0 | 0 | 0 | 0 | 0 | 0
Commercial_School_New_Food Preparation_Natural Gas_Steamer_E4_Baseline Forecast | Commercial | School | New | Food Preparation | Natural Gas | Steamer | E4 |  | Baseline Forecast | 0 | 0 | 0 | 0 | 0 | 0 | 0 | 0 | 0 | 0 | 0 | 0 | 0 | 0 | 0 | 0 | 0 | 0 | 0 | 0 | 0 | 0 | 0 | 0 | 0 | 0 | 0 | 0 | 0 | 0 | 0 | 0 | 0
Commercial_School_New_Food Preparation_Natural Gas_Steamer_E5_Baseline Forecast | Commercial | School | New | Food Preparation | Natural Gas | Steamer | E5 |  | Baseline Forecast | 0 | 0 | 0 | 0 | 0 | 0 | 0 | 0 | 0 | 0 | 0 | 0 | 0 | 0 | 0 | 0 | 0 | 0 | 0 | 0 | 0 | 0 | 0 | 0 | 0 | 0 | 0 | 0 | 0 | 0 | 0 | 0 | 0
Commercial_School_New_Food Preparation_Natural Gas_Steamer_E6_Baseline Forecast | Commercial | School | New | Food Preparation | Natural Gas | Steamer | E6 |  | Baseline Forecast | 0 | 0 | 0 | 0 | 0 | 0 | 0 | 0 | 0 | 0 | 0 | 0 | 0 | 0 | 0 | 0 | 0 | 0 | 0 | 0 | 0 | 0 | 0 | 0 | 0 | 0 | 0 | 0 | 0 | 0 | 0 | 0 | 0
Commercial_School_New_Food Preparation_Natural Gas_Steamer_E7_Baseline Forecast | Commercial | School | New | Food Preparation | Natural Gas | Steamer | E7 |  | Baseline Forecast | 0 | 0 | 0 | 0 | 0 | 0 | 0 | 0 | 0 | 0 | 0 | 0 | 0 | 0 | 0 | 0 | 0 | 0 | 0 | 0 | 0 | 0 | 0 | 0 | 0 | 0 | 0 | 0 | 0 | 0 | 0 | 0 | 0
Commercial_School_New_Food Preparation_Natural Gas_Steamer_E8_Baseline Forecast | Commercial | School | New | Food Preparation | Natural Gas | Steamer | E8 |  | Baseline Forecast | 0 | 0 | 0 | 0 | 0 | 0 | 0 | 0 | 0 | 0 | 0 | 0 | 0 | 0 | 0 | 0 | 0 | 0 | 0 | 0 | 0 | 0 | 0 | 0 | 0 | 0 | 0 | 0 | 0 | 0 | 0 | 0 | 0
Commercial_School_New_Food Preparation_Natural Gas_Steamer_E9_Baseline Forecast | Commercial | School | New | Food Preparation | Natural Gas | Steamer | E9 |  | Baseline Forecast | 0 | 0 | 0 | 0 | 0 | 0 | 0 | 0 | 0 | 0 | 0 | 0 | 0 | 0 | 0 | 0 | 0 | 0 | 0 | 0 | 0 | 0 | 0 | 0 | 0 | 0 | 0 | 0 | 0 | 0 | 0 | 0 | 0
Commercial_School_New_Food Preparation_Natural Gas_Steamer_E10_Baseline Forecast | Commercial | School | New | Food Preparation | Natural Gas | Steamer | E10 |  | Baseline Forecast | 0 | 0 | 0 | 0 | 0 | 0 | 0 | 0 | 0 | 0 | 0 | 0 | 0 | 0 | 0 | 0 | 0 | 0 | 0 | 0 | 0 | 0 | 0 | 0 | 0 | 0 | 0 | 0 | 0 | 0 | 0 | 0 | 0
Commercial_School_New_Food Preparation_Natural Gas_Food Prep Other_E1_Baseline Forecast | Commercial | School | New | Food Preparation | Natural Gas | Food Prep Other | E1 |  | Baseline Forecast | 0 | 160.2519 | 772.9544 | 493.972 | 590.617 | 608.6848 | 611.7435 | 529.462 | 522.0418 | 534.2609 | 575.0077 | 719.0636 | 773.3838 | 835.6815 | 895.6732 | 984.0978 | 1161.2829 | 1053.119 | 1056.9241 | 1047.9259 | 1078.5567 | 1101.0267 | 1149.7019 | 1205.9311 | 1277.2573 | 1393.9735 | 1443.0293 | 1483.8882 | 1516.1363 | 1554.8346 | 1616.4666 | 1598.0388 | 1327.4279
Commercial_School_New_Food Preparation_Natural Gas_Food Prep Other_E2_Baseline Forecast | Commercial | School | New | Food Preparation | Natural Gas | Food Prep Other | E2 |  | Baseline Forecast | 0 | 56.3047 | 271.5786 | 173.5577 | 207.514 | 213.8622 | 214.937 | 186.0273 | 183.4203 | 187.7136 | 202.0301 | 252.6445 | 271.7302 | 293.6187 | 314.697 | 345.7654 | 408.02 | 370.0164 | 371.3535 | 368.1921 | 378.9545 | 386.8496 | 403.9519 | 423.7084 | 448.7693 | 489.7781 | 507.0142 | 521.3702 | 532.7008 | 546.2977 | 567.9524 | 561.4778 | 466.3974
Commercial_School_New_Food Preparation_Natural Gas_Food Prep Other_E3_Baseline Forecast | Commercial | School | New | Food Preparation | Natural Gas | Food Prep Other | E3 |  | Baseline Forecast | 0 | 0 | 0 | 0 | 0 | 0 | 0 | 0 | 0 | 0 | 0 | 0 | 0 | 0 | 0 | 0 | 0 | 0 | 0 | 0 | 0 | 0 | 0 | 0 | 0 | 0 | 0 | 0 | 0 | 0 | 0 | 0 | 0
Commercial_School_New_Food Preparation_Natural Gas_Food Prep Other_E4_Baseline Forecast | Commercial | School | New | Food Preparation | Natural Gas | Food Prep Other | E4 |  | Baseline Forecast | 0 | 0 | 0 | 0 | 0 | 0 | 0 | 0 | 0 | 0 | 0 | 0 | 0 | 0 | 0 | 0 | 0 | 0 | 0 | 0 | 0 | 0 | 0 | 0 | 0 | 0 | 0 | 0 | 0 | 0 | 0 | 0 | 0
Commercial_School_New_Food Preparation_Natural Gas_Food Prep Other_E5_Baseline Forecast | Commercial | School | New | Food Preparation | Natural Gas | Food Prep Other | E5 |  | Baseline Forecast | 0 | 0 | 0 | 0 | 0 | 0 | 0 | 0 | 0 | 0 | 0 | 0 | 0 | 0 | 0 | 0 | 0 | 0 | 0 | 0 | 0 | 0 | 0 | 0 | 0 | 0 | 0 | 0 | 0 | 0 | 0 | 0 | 0
Commercial_School_New_Food Preparation_Natural Gas_Food Prep Other_E6_Baseline Forecast | Commercial | School | New | Food Preparation | Natural Gas | Food Prep Other | E6 |  | Baseline Forecast | 0 | 0 | 0 | 0 | 0 | 0 | 0 | 0 | 0 | 0 | 0 | 0 | 0 | 0 | 0 | 0 | 0 | 0 | 0 | 0 | 0 | 0 | 0 | 0 | 0 | 0 | 0 | 0 | 0 | 0 | 0 | 0 | 0
Commercial_School_New_Food Preparation_Natural Gas_Food Prep Other_E7_Baseline Forecast | Commercial | School | New | Food Preparation | Natural Gas | Food Prep Other | E7 |  | Baseline Forecast | 0 | 0 | 0 | 0 | 0 | 0 | 0 | 0 | 0 | 0 | 0 | 0 | 0 | 0 | 0 | 0 | 0 | 0 | 0 | 0 | 0 | 0 | 0 | 0 | 0 | 0 | 0 | 0 | 0 | 0 | 0 | 0 | 0
Commercial_School_New_Food Preparation_Natural Gas_Food Prep Other_E8_Baseline Forecast | Commercial | School | New | Food Preparation | Natural Gas | Food Prep Other | E8 |  | Baseline Forecast | 0 | 0 | 0 | 0 | 0 | 0 | 0 | 0 | 0 | 0 | 0 | 0 | 0 | 0 | 0 | 0 | 0 | 0 | 0 | 0 | 0 | 0 | 0 | 0 | 0 | 0 | 0 | 0 | 0 | 0 | 0 | 0 | 0
Commercial_School_New_Food Preparation_Natural Gas_Food Prep Other_E9_Baseline Forecast | Commercial | School | New | Food Preparation | Natural Gas | Food Prep Other | E9 |  | Baseline Forecast | 0 | 0 | 0 | 0 | 0 | 0 | 0 | 0 | 0 | 0 | 0 | 0 | 0 | 0 | 0 | 0 | 0 | 0 | 0 | 0 | 0 | 0 | 0 | 0 | 0 | 0 | 0 | 0 | 0 | 0 | 0 | 0 | 0
Commercial_School_New_Food Preparation_Natural Gas_Food Prep Other_E10_Baseline Forecast | Commercial | School | New | Food Preparation | Natural Gas | Food Prep Other | E10 |  | Baseline Forecast | 0 | 0 | 0 | 0 | 0 | 0 | 0 | 0 | 0 | 0 | 0 | 0 | 0 | 0 | 0 | 0 | 0 | 0 | 0 | 0 | 0 | 0 | 0 | 0 | 0 | 0 | 0 | 0 | 0 | 0 | 0 | 0 | 0
Commercial_School_New_Miscellaneous_Natural Gas_Pool Heater_E1_Baseline Forecast | Commercial | School | New | Miscellaneous | Natural Gas | Pool Heater | E1 |  | Baseline Forecast | 0 | 0 | 0 | 0 | 0 | 0 | 0 | 0 | 0 | 0 | 0 | 0 | 0 | 0 | 0 | 0 | 0 | 0 | 0 | 0 | 0 | 0 | 0 | 0 | 0 | 0 | 0 | 0 | 0 | 0 | 0 | 0 | 0
Commercial_School_New_Miscellaneous_Natural Gas_Pool Heater_E2_Baseline Forecast | Commercial | School | New | Miscellaneous | Natural Gas | Pool Heater | E2 |  | Baseline Forecast | 0 | 0 | 0 | 0 | 0 | 0 | 0 | 0 | 0 | 0 | 0 | 0 | 0 | 0 | 0 | 0 | 0 | 0 | 0 | 0 | 0 | 0 | 0 | 0 | 0 | 0 | 0 | 0 | 0 | 0 | 0 | 0 | 0
Commercial_School_New_Miscellaneous_Natural Gas_Pool Heater_E3_Baseline Forecast | Commercial | School | New | Miscellaneous | Natural Gas | Pool Heater | E3 |  | Baseline Forecast | 0 | 0 | 0 | 0 | 0 | 0 | 0 | 0 | 0 | 0 | 0 | 0 | 0 | 0 | 0 | 0 | 0 | 0 | 0 | 0 | 0 | 0 | 0 | 0 | 0 | 0 | 0 | 0 | 0 | 0 | 0 | 0 | 0
Commercial_School_New_Miscellaneous_Natural Gas_Pool Heater_E4_Baseline Forecast | Commercial | School | New | Miscellaneous | Natural Gas | Pool Heater | E4 |  | Baseline Forecast | 0 | 0 | 0 | 0 | 0 | 0 | 0 | 0 | 0 | 0 | 0 | 0 | 0 | 0 | 0 | 0 | 0 | 0 | 0 | 0 | 0 | 0 | 0 | 0 | 0 | 0 | 0 | 0 | 0 | 0 | 0 | 0 | 0
Commercial_School_New_Miscellaneous_Natural Gas_Pool Heater_E5_Baseline Forecast | Commercial | School | New | Miscellaneous | Natural Gas | Pool Heater | E5 |  | Baseline Forecast | 0 | 0 | 0 | 0 | 0 | 0 | 0 | 0 | 0 | 0 | 0 | 0 | 0 | 0 | 0 | 0 | 0 | 0 | 0 | 0 | 0 | 0 | 0 | 0 | 0 | 0 | 0 | 0 | 0 | 0 | 0 | 0 | 0
Commercial_School_New_Miscellaneous_Natural Gas_Pool Heater_E6_Baseline Forecast | Commercial | School | New | Miscellaneous | Natural Gas | Pool Heater | E6 |  | Baseline Forecast | 0 | 0 | 0 | 0 | 0 | 0 | 0 | 0 | 0 | 0 | 0 | 0 | 0 | 0 | 0 | 0 | 0 | 0 | 0 | 0 | 0 | 0 | 0 | 0 | 0 | 0 | 0 | 0 | 0 | 0 | 0 | 0 | 0
Commercial_School_New_Miscellaneous_Natural Gas_Pool Heater_E7_Baseline Forecast | Commercial | School | New | Miscellaneous | Natural Gas | Pool Heater | E7 |  | Baseline Forecast | 0 | 0 | 0 | 0 | 0 | 0 | 0 | 0 | 0 | 0 | 0 | 0 | 0 | 0 | 0 | 0 | 0 | 0 | 0 | 0 | 0 | 0 | 0 | 0 | 0 | 0 | 0 | 0 | 0 | 0 | 0 | 0 | 0
Commercial_School_New_Miscellaneous_Natural Gas_Pool Heater_E8_Baseline Forecast | Commercial | School | New | Miscellaneous | Natural Gas | Pool Heater | E8 |  | Baseline Forecast | 0 | 0 | 0 | 0 | 0 | 0 | 0 | 0 | 0 | 0 | 0 | 0 | 0 | 0 | 0 | 0 | 0 | 0 | 0 | 0 | 0 | 0 | 0 | 0 | 0 | 0 | 0 | 0 | 0 | 0 | 0 | 0 | 0
Commercial_School_New_Miscellaneous_Natural Gas_Pool Heater_E9_Baseline Forecast | Commercial | School | New | Miscellaneous | Natural Gas | Pool Heater | E9 |  | Baseline Forecast | 0 | 0 | 0 | 0 | 0 | 0 | 0 | 0 | 0 | 0 | 0 | 0 | 0 | 0 | 0 | 0 | 0 | 0 | 0 | 0 | 0 | 0 | 0 | 0 | 0 | 0 | 0 | 0 | 0 | 0 | 0 | 0 | 0
Commercial_School_New_Miscellaneous_Natural Gas_Pool Heater_E10_Baseline Forecast | Commercial | School | New | Miscellaneous | Natural Gas | Pool Heater | E10 |  | Baseline Forecast | 0 | 0 | 0 | 0 | 0 | 0 | 0 | 0 | 0 | 0 | 0 | 0 | 0 | 0 | 0 | 0 | 0 | 0 | 0 | 0 | 0 | 0 | 0 | 0 | 0 | 0 | 0 | 0 | 0 | 0 | 0 | 0 | 0
Commercial_School_New_Miscellaneous_Natural Gas_Miscellaneous_E1_Baseline Forecast | Commercial | School | New | Miscellaneous | Natural Gas | Miscellaneous | E1 |  | Baseline Forecast | 0 | 33024.884 | 159291.2799 | 101798.2843 | 126432.8202 | 152238.18 | 163582.6032 | 159328.6606 | 172374.0291 | 189005.2492 | 202286.6544 | 222770.1803 | 268861.7333 | 256725.3045 | 274610.2318 | 296405.6718 | 310044.1332 | 316683.933 | 328493.9636 | 341933.7912 | 356282.7582 | 374316.7891 | 398756.4735 | 404744.1242 | 421381.2869 | 439619.2737 | 453886.8612 | 466175.459 | 481221.2968 | 496464.3655 | 512137.1126 | 528199.8319 | 484911.0863
Commercial_School_New_Miscellaneous_Natural Gas_Miscellaneous_E2_Baseline Forecast | Commercial | School | New | Miscellaneous | Natural Gas | Miscellaneous | E2 |  | Baseline Forecast | 0 | 0 | 0 | 0 | 0 | 0 | 0 | 0 | 0 | 0 | 0 | 0 | 0 | 0 | 0 | 0 | 0 | 0 | 0 | 0 | 0 | 0 | 0 | 0 | 0 | 0 | 0 | 0 | 0 | 0 | 0 | 0 | 0
Commercial_School_New_Miscellaneous_Natural Gas_Miscellaneous_E3_Baseline Forecast | Commercial | School | New | Miscellaneous | Natural Gas | Miscellaneous | E3 |  | Baseline Forecast | 0 | 0 | 0 | 0 | 0 | 0 | 0 | 0 | 0 | 0 | 0 | 0 | 0 | 0 | 0 | 0 | 0 | 0 | 0 | 0 | 0 | 0 | 0 | 0 | 0 | 0 | 0 | 0 | 0 | 0 | 0 | 0 | 0
Commercial_School_New_Miscellaneous_Natural Gas_Miscellaneous_E4_Baseline Forecast | Commercial | School | New | Miscellaneous | Natural Gas | Miscellaneous | E4 |  | Baseline Forecast | 0 | 0 | 0 | 0 | 0 | 0 | 0 | 0 | 0 | 0 | 0 | 0 | 0 | 0 | 0 | 0 | 0 | 0 | 0 | 0 | 0 | 0 | 0 | 0 | 0 | 0 | 0 | 0 | 0 | 0 | 0 | 0 | 0
Commercial_School_New_Miscellaneous_Natural Gas_Miscellaneous_E5_Baseline Forecast | Commercial | School | New | Miscellaneous | Natural Gas | Miscellaneous | E5 |  | Baseline Forecast | 0 | 0 | 0 | 0 | 0 | 0 | 0 | 0 | 0 | 0 | 0 | 0 | 0 | 0 | 0 | 0 | 0 | 0 | 0 | 0 | 0 | 0 | 0 | 0 | 0 | 0 | 0 | 0 | 0 | 0 | 0 | 0 | 0
Commercial_School_New_Miscellaneous_Natural Gas_Miscellaneous_E6_Baseline Forecast | Commercial | School | New | Miscellaneous | Natural Gas | Miscellaneous | E6 |  | Baseline Forecast | 0 | 0 | 0 | 0 | 0 | 0 | 0 | 0 | 0 | 0 | 0 | 0 | 0 | 0 | 0 | 0 | 0 | 0 | 0 | 0 | 0 | 0 | 0 | 0 | 0 | 0 | 0 | 0 | 0 | 0 | 0 | 0 | 0
Commercial_School_New_Miscellaneous_Natural Gas_Miscellaneous_E7_Baseline Forecast | Commercial | School | New | Miscellaneous | Natural Gas | Miscellaneous | E7 |  | Baseline Forecast | 0 | 0 | 0 | 0 | 0 | 0 | 0 | 0 | 0 | 0 | 0 | 0 | 0 | 0 | 0 | 0 | 0 | 0 | 0 | 0 | 0 | 0 | 0 | 0 | 0 | 0 | 0 | 0 | 0 | 0 | 0 | 0 | 0
Commercial_School_New_Miscellaneous_Natural Gas_Miscellaneous_E8_Baseline Forecast | Commercial | School | New | Miscellaneous | Natural Gas | Miscellaneous | E8 |  | Baseline Forecast | 0 | 0 | 0 | 0 | 0 | 0 | 0 | 0 | 0 | 0 | 0 | 0 | 0 | 0 | 0 | 0 | 0 | 0 | 0 | 0 | 0 | 0 | 0 | 0 | 0 | 0 | 0 | 0 | 0 | 0 | 0 | 0 | 0
Commercial_School_New_Miscellaneous_Natural Gas_Miscellaneous_E9_Baseline Forecast | Commercial | School | New | Miscellaneous | Natural Gas | Miscellaneous | E9 |  | Baseline Forecast | 0 | 0 | 0 | 0 | 0 | 0 | 0 | 0 | 0 | 0 | 0 | 0 | 0 | 0 | 0 | 0 | 0 | 0 | 0 | 0 | 0 | 0 | 0 | 0 | 0 | 0 | 0 | 0 | 0 | 0 | 0 | 0 | 0
Commercial_School_New_Miscellaneous_Natural Gas_Miscellaneous_E10_Baseline Forecast | Commercial | School | New | Miscellaneous | Natural Gas | Miscellaneous | E10 |  | Baseline Forecast | 0 | 0 | 0 | 0 | 0 | 0 | 0 | 0 | 0 | 0 | 0 | 0 | 0 | 0 | 0 | 0 | 0 | 0 | 0 | 0 | 0 | 0 | 0 | 0 | 0 | 0 | 0 | 0 | 0 | 0 | 0 | 0 | 0
Commercial_College_Existing_Space Heating_Natural Gas_Furnace_E1_Baseline Forecast | Commercial | College | Existing | Space Heating | Natural Gas | Furnace | E1 |  | Baseline Forecast | 0 | 1084.3255 | 1175.5941 | 1257.1085 | 2587.4125 | 0 | 0 | 0 | 0 | 0 | 0 | 0 | 0 | 0 | 0 | 0 | 0 | 0 | 0 | 0 | 0 | 0 | 0 | 0 | 0 | 0 | 0 | 0 | 0 | 0 | 0 | 0 | 0
Commercial_College_Existing_Space Heating_Natural Gas_Furnace_E2_Baseline Forecast | Commercial | College | Existing | Space Heating | Natural Gas | Furnace | E2 |  | Baseline Forecast | 0 | 0 | 0 | 0 | 0 | 0 | 0 | 0 | 0 | 0 | 0 | 0 | 0 | 0 | 0 | 0 | 0 | 0 | 0 | 0 | 0 | 0 | 0 | 0 | 0 | 0 | 0 | 0 | 0 | 0 | 0 | 0 | 0
Commercial_College_Existing_Space Heating_Natural Gas_Furnace_E3_Baseline Forecast | Commercial | College | Existing | Space Heating | Natural Gas | Furnace | E3 |  | Baseline Forecast | 0 | 0 | 0 | 0 | 0 | 1410.9603 | 1477.1032 | 947.2902 | 981.5126 | 1012.8248 | 1041.4287 | 1067.5609 | 1091.3893 | 1113.1129 | 1132.9229 | 1150.9409 | 1167.3036 | 1182.1416 | 1195.6444 | 1150.5514 | 1113.36 | 1083.0274 | 1115.5876 | 1091.9741 | 1073.2621 | 1058.7953 | 1048.0033 | 1040.3705 | 1035.4821 | 1032.9042 | 1032.3109 | 1033.3573 | 1674.5858
Commercial_College_Existing_Space Heating_Natural Gas_Furnace_E4_Baseline Forecast | Commercial | College | Existing | Space Heating | Natural Gas | Furnace | E4 |  | Baseline Forecast | 0 | 0 | 0 | 0 | 0 | 0 | 0 | 0 | 0 | 0 | 0 | 0 | 0 | 0 | 0 | 0 | 0 | 0 | 0 | 0 | 0 | 0 | 0 | 0 | 0 | 0 | 0 | 0 | 0 | 0 | 0 | 0 | 0
Commercial_College_Existing_Space Heating_Natural Gas_Furnace_E5_Baseline Forecast | Commercial | College | Existing | Space Heating | Natural Gas | Furnace | E5 |  | Baseline Forecast | 0 | 0 | 0 | 0 | 0 | 0 | 0 | 590.6561 | 612.2041 | 631.9112 | 649.9138 | 666.343 | 681.3767 | 695.1214 | 707.6349 | 719.0419 | 729.4168 | 738.8885 | 747.5196 | 719.5622 | 696.4985 | 677.7288 | 698.2788 | 683.7015 | 672.1389 | 663.2186 | 656.5884 | 651.947 | 648.975 | 647.46 | 647.1457 | 647.8773 | 1049.9042
Commercial_College_Existing_Space Heating_Natural Gas_Furnace_E6_Baseline Forecast | Commercial | College | Existing | Space Heating | Natural Gas | Furnace | E6 |  | Baseline Forecast | 0 | 0 | 0 | 0 | 0 | 0 | 0 | 0 | 0 | 0 | 0 | 0 | 0 | 0 | 0 | 0 | 0 | 0 | 0 | 0 | 0 | 0 | 0 | 0 | 0 | 0 | 0 | 0 | 0 | 0 | 0 | 0 | 0
Commercial_College_Existing_Space Heating_Natural Gas_Furnace_E7_Baseline Forecast | Commercial | College | Existing | Space Heating | Natural Gas | Furnace | E7 |  | Baseline Forecast | 0 | 0 | 0 | 0 | 0 | 0 | 0 | 0 | 0 | 0 | 0 | 0 | 0 | 0 | 0 | 0 | 0 | 0 | 0 | 0 | 0 | 0 | 0 | 0 | 0 | 0 | 0 | 0 | 0 | 0 | 0 | 0 | 0
Commercial_College_Existing_Space Heating_Natural Gas_Furnace_E8_Baseline Forecast | Commercial | College | Existing | Space Heating | Natural Gas | Furnace | E8 |  | Baseline Forecast | 0 | 0 | 0 | 0 | 0 | 0 | 0 | 0 | 0 | 0 | 0 | 0 | 0 | 0 | 0 | 0 | 0 | 0 | 0 | 0 | 0 | 0 | 0 | 0 | 0 | 0 | 0 | 0 | 0 | 0 | 0 | 0 | 0
Commercial_College_Existing_Space Heating_Natural Gas_Furnace_E9_Baseline Forecast | Commercial | College | Existing | Space Heating | Natural Gas | Furnace | E9 |  | Baseline Forecast | 0 | 0 | 0 | 0 | 0 | 0 | 0 | 0 | 0 | 0 | 0 | 0 | 0 | 0 | 0 | 0 | 0 | 0 | 0 | 0 | 0 | 0 | 0 | 0 | 0 | 0 | 0 | 0 | 0 | 0 | 0 | 0 | 0
Commercial_College_Existing_Space Heating_Natural Gas_Furnace_E10_Baseline Forecast | Commercial | College | Existing | Space Heating | Natural Gas | Furnace | E10 |  | Baseline Forecast | 0 | 0 | 0 | 0 | 0 | 0 | 0 | 0 | 0 | 0 | 0 | 0 | 0 | 0 | 0 | 0 | 0 | 0 | 0 | 0 | 0 | 0 | 0 | 0 | 0 | 0 | 0 | 0 | 0 | 0 | 0 | 0 | 0
Commercial_College_Existing_Space Heating_Natural Gas_Boiler_E1_Baseline Forecast | Commercial | College | Existing | Space Heating | Natural Gas | Boiler | E1 |  | Baseline Forecast | 0 | 5560.215 | 6027.991 | 6446.5754 | 13826.0543 | 0 | 0 | 0 | 0 | 0 | 0 | 0 | 0 | 0 | 0 | 0 | 0 | 0 | 0 | 0 | 0 | 0 | 0 | 0 | 0 | 0 | 0 | 0 | 0 | 0 | 0 | 0 | 0
Commercial_College_Existing_Space Heating_Natural Gas_Boiler_E2_Baseline Forecast | Commercial | College | Existing | Space Heating | Natural Gas | Boiler | E2 |  | Baseline Forecast | 0 | 0 | 0 | 0 | 0 | 0 | 0 | 0 | 0 | 0 | 0 | 0 | 0 | 0 | 0 | 0 | 0 | 0 | 0 | 0 | 0 | 0 | 0 | 0 | 0 | 0 | 0 | 0 | 0 | 0 | 0 | 0 | 0
Commercial_College_Existing_Space Heating_Natural Gas_Boiler_E3_Baseline Forecast | Commercial | College | Existing | Space Heating | Natural Gas | Boiler | E3 |  | Baseline Forecast | 0 | 2948.5453 | 3196.959 | 3418.0225 | 7329.3078 | 11071.8816 | 11590.9084 | 12068.3473 | 12505.9805 | 12906.3319 | 13272.0559 | 13606.037 | 13910.9904 | 14189.3118 | 14442.9556 | 14673.8554 | 14883.6674 | 15074.4268 | 15248.1122 | 15406.2431 | 15549.6878 | 14950.5566 | 14453.0402 | 14044.5962 | 14499.7813 | 14175.3368 | 13914.9058 | 13710.2488 | 13553.9492 | 13439.4485 | 13360.8394 | 13312.998 | 19332.9957
Commercial_College_Existing_Space Heating_Natural Gas_Boiler_E4_Baseline Forecast | Commercial | College | Existing | Space Heating | Natural Gas | Boiler | E4 |  | Baseline Forecast | 0 | 0 | 0 | 0 | 0 | 0 | 0 | 0 | 0 | 0 | 0 | 0 | 0 | 0 | 0 | 0 | 0 | 0 | 0 | 0 | 0 | 0 | 0 | 0 | 0 | 0 | 0 | 0 | 0 | 0 | 0 | 0 | 0
Commercial_College_Existing_Space Heating_Natural Gas_Boiler_E5_Baseline Forecast | Commercial | College | Existing | Space Heating | Natural Gas | Boiler | E5 |  | Baseline Forecast | 0 | 0 | 0 | 0 | 0 | 0 | 0 | 0 | 0 | 0 | 0 | 0 | 0 | 0 | 0 | 0 | 0 | 0 | 0 | 0 | 0 | 0 | 0 | 0 | 0 | 0 | 0 | 0 | 0 | 0 | 0 | 0 | 0
Commercial_College_Existing_Space Heating_Natural Gas_Boiler_E6_Baseline Forecast | Commercial | College | Existing | Space Heating | Natural Gas | Boiler | E6 |  | Baseline Forecast | 0 | 0 | 0 | 0 | 0 | 0 | 0 | 0 | 0 | 0 | 0 | 0 | 0 | 0 | 0 | 0 | 0 | 0 | 0 | 0 | 0 | 0 | 0 | 0 | 0 | 0 | 0 | 0 | 0 | 0 | 0 | 0 | 0
Commercial_College_Existing_Space Heating_Natural Gas_Boiler_E7_Baseline Forecast | Commercial | College | Existing | Space Heating | Natural Gas | Boiler | E7 |  | Baseline Forecast | 0 | 0 | 0 | 0 | 0 | 0 | 0 | 0 | 0 | 0 | 0 | 0 | 0 | 0 | 0 | 0 | 0 | 0 | 0 | 0 | 0 | 0 | 0 | 0 | 0 | 0 | 0 | 0 | 0 | 0 | 0 | 0 | 0
Commercial_College_Existing_Space Heating_Natural Gas_Boiler_E8_Baseline Forecast | Commercial | College | Existing | Space Heating | Natural Gas | Boiler | E8 |  | Baseline Forecast | 0 | 0 | 0 | 0 | 0 | 0 | 0 | 0 | 0 | 0 | 0 | 0 | 0 | 0 | 0 | 0 | 0 | 0 | 0 | 0 | 0 | 0 | 0 | 0 | 0 | 0 | 0 | 0 | 0 | 0 | 0 | 0 | 0
Commercial_College_Existing_Space Heating_Natural Gas_Boiler_E9_Baseline Forecast | Commercial | College | Existing | Space Heating | Natural Gas | Boiler | E9 |  | Baseline Forecast | 0 | 0 | 0 | 0 | 0 | 0 | 0 | 0 | 0 | 0 | 0 | 0 | 0 | 0 | 0 | 0 | 0 | 0 | 0 | 0 | 0 | 0 | 0 | 0 | 0 | 0 | 0 | 0 | 0 | 0 | 0 | 0 | 0
Commercial_College_Existing_Space Heating_Natural Gas_Boiler_E10_Baseline Forecast | Commercial | College | Existing | Space Heating | Natural Gas | Boiler | E10 |  | Baseline Forecast | 0 | 0 | 0 | 0 | 0 | 0 | 0 | 0 | 0 | 0 | 0 | 0 | 0 | 0 | 0 | 0 | 0 | 0 | 0 | 0 | 0 | 0 | 0 | 0 | 0 | 0 | 0 | 0 | 0 | 0 | 0 | 0 | 0
Commercial_College_Existing_Space Heating_Natural Gas_Unit Heater_E1_Baseline Forecast | Commercial | College | Existing | Space Heating | Natural Gas | Unit Heater | E1 |  | Baseline Forecast | 0 | 0 | 0 | 0 | 0 | 0 | 0 | 0 | 0 | 0 | 0 | 0 | 0 | 0 | 0 | 0 | 0 | 0 | 0 | 0 | 0 | 0 | 0 | 0 | 0 | 0 | 0 | 0 | 0 | 0 | 0 | 0 | 0
Commercial_College_Existing_Space Heating_Natural Gas_Unit Heater_E2_Baseline Forecast | Commercial | College | Existing | Space Heating | Natural Gas | Unit Heater | E2 |  | Baseline Forecast | 0 | 0 | 0 | 0 | 0 | 0 | 0 | 0 | 0 | 0 | 0 | 0 | 0 | 0 | 0 | 0 | 0 | 0 | 0 | 0 | 0 | 0 | 0 | 0 | 0 | 0 | 0 | 0 | 0 | 0 | 0 | 0 | 0
Commercial_College_Existing_Space Heating_Natural Gas_Unit Heater_E3_Baseline Forecast | Commercial | College | Existing | Space Heating | Natural Gas | Unit Heater | E3 |  | Baseline Forecast | 0 | 0 | 0 | 0 | 0 | 0 | 0 | 0 | 0 | 0 | 0 | 0 | 0 | 0 | 0 | 0 | 0 | 0 | 0 | 0 | 0 | 0 | 0 | 0 | 0 | 0 | 0 | 0 | 0 | 0 | 0 | 0 | 0
Commercial_College_Existing_Space Heating_Natural Gas_Unit Heater_E4_Baseline Forecast | Commercial | College | Existing | Space Heating | Natural Gas | Unit Heater | E4 |  | Baseline Forecast | 0 | 0 | 0 | 0 | 0 | 0 | 0 | 0 | 0 | 0 | 0 | 0 | 0 | 0 | 0 | 0 | 0 | 0 | 0 | 0 | 0 | 0 | 0 | 0 | 0 | 0 | 0 | 0 | 0 | 0 | 0 | 0 | 0
Commercial_College_Existing_Space Heating_Natural Gas_Unit Heater_E5_Baseline Forecast | Commercial | College | Existing | Space Heating | Natural Gas | Unit Heater | E5 |  | Baseline Forecast | 0 | 0 | 0 | 0 | 0 | 0 | 0 | 0 | 0 | 0 | 0 | 0 | 0 | 0 | 0 | 0 | 0 | 0 | 0 | 0 | 0 | 0 | 0 | 0 | 0 | 0 | 0 | 0 | 0 | 0 | 0 | 0 | 0
Commercial_College_Existing_Space Heating_Natural Gas_Unit Heater_E6_Baseline Forecast | Commercial | College | Existing | Space Heating | Natural Gas | Unit Heater | E6 |  | Baseline Forecast | 0 | 0 | 0 | 0 | 0 | 0 | 0 | 0 | 0 | 0 | 0 | 0 | 0 | 0 | 0 | 0 | 0 | 0 | 0 | 0 | 0 | 0 | 0 | 0 | 0 | 0 | 0 | 0 | 0 | 0 | 0 | 0 | 0
Commercial_College_Existing_Space Heating_Natural Gas_Unit Heater_E7_Baseline Forecast | Commercial | College | Existing | Space Heating | Natural Gas | Unit Heater | E7 |  | Baseline Forecast | 0 | 0 | 0 | 0 | 0 | 0 | 0 | 0 | 0 | 0 | 0 | 0 | 0 | 0 | 0 | 0 | 0 | 0 | 0 | 0 | 0 | 0 | 0 | 0 | 0 | 0 | 0 | 0 | 0 | 0 | 0 | 0 | 0
Commercial_College_Existing_Space Heating_Natural Gas_Unit Heater_E8_Baseline Forecast | Commercial | College | Existing | Space Heating | Natural Gas | Unit Heater | E8 |  | Baseline Forecast | 0 | 0 | 0 | 0 | 0 | 0 | 0 | 0 | 0 | 0 | 0 | 0 | 0 | 0 | 0 | 0 | 0 | 0 | 0 | 0 | 0 | 0 | 0 | 0 | 0 | 0 | 0 | 0 | 0 | 0 | 0 | 0 | 0
Commercial_College_Existing_Space Heating_Natural Gas_Unit Heater_E9_Baseline Forecast | Commercial | College | Existing | Space Heating | Natural Gas | Unit Heater | E9 |  | Baseline Forecast | 0 | 0 | 0 | 0 | 0 | 0 | 0 | 0 | 0 | 0 | 0 | 0 | 0 | 0 | 0 | 0 | 0 | 0 | 0 | 0 | 0 | 0 | 0 | 0 | 0 | 0 | 0 | 0 | 0 | 0 | 0 | 0 | 0
Commercial_College_Existing_Space Heating_Natural Gas_Unit Heater_E10_Baseline Forecast | Commercial | College | Existing | Space Heating | Natural Gas | Unit Heater | E10 |  | Baseline Forecast | 0 | 0 | 0 | 0 | 0 | 0 | 0 | 0 | 0 | 0 | 0 | 0 | 0 | 0 | 0 | 0 | 0 | 0 | 0 | 0 | 0 | 0 | 0 | 0 | 0 | 0 | 0 | 0 | 0 | 0 | 0 | 0 | 0
Commercial_College_Existing_Water Heating_Natural Gas_Water Heater_E1_Baseline Forecast | Commercial | College | Existing | Water Heating | Natural Gas | Water Heater | E1 |  | Baseline Forecast | 0 | 2071.6389 | 2679.346 | 3154.3261 | 4744.1023 | 3851.8327 | 4093.023 | 4284.0808 | 4434.6929 | 4552.8497 | 4038.7811 | 3748.5297 | 3612.35 | 3814.1225 | 3800.7498 | 4361.9303 | 4480.21 | 4572.6626 | 4949.0283 | 4520.6182 | 4409.4704 | 4281.2059 | 4208.1896 | 4139.0631 | 4033.0605 | 4028.4273 | 4081.9741 | 4284.6731 | 4307.4726 | 4450.149 | 4426.1049 | 4385.8905 | 5097.2449
Commercial_College_Existing_Water Heating_Natural Gas_Water Heater_E2_Baseline Forecast | Commercial | College | Existing | Water Heating | Natural Gas | Water Heater | E2 |  | Baseline Forecast | 0 | 18294.974 | 23661.8549 | 27856.1711 | 41895.3258 | 34015.8627 | 36146.4665 | 37834.2563 | 39165.0124 | 40209.1284 | 35669.5945 | 33106.6071 | 31904.3377 | 33686.8879 | 33569.2391 | 38526.2636 | 39571.4971 | 40388.6758 | 43713.6292 | 39930.196 | 38949.0167 | 37816.6255 | 37172.1722 | 36562.0684 | 35626.1352 | 35585.5758 | 36058.9218 | 37849.8034 | 38051.4417 | 39312.0166 | 39099.723 | 38744.5448 | 45028.583
Commercial_College_Existing_Water Heating_Natural Gas_Water Heater_E3_Baseline Forecast | Commercial | College | Existing | Water Heating | Natural Gas | Water Heater | E3 |  | Baseline Forecast | 0 | 0 | 0 | 0 | 0 | 0 | 0 | 0 | 0 | 0 | 0 | 0 | 0 | 0 | 0 | 0 | 0 | 0 | 0 | 0 | 0 | 0 | 0 | 0 | 0 | 0 | 0 | 0 | 0 | 0 | 0 | 0 | 0
Commercial_College_Existing_Water Heating_Natural Gas_Water Heater_E4_Baseline Forecast | Commercial | College | Existing | Water Heating | Natural Gas | Water Heater | E4 |  | Baseline Forecast | 0 | 0 | 0 | 0 | 0 | 0 | 0 | 0 | 0 | 0 | 0 | 0 | 0 | 0 | 0 | 0 | 0 | 0 | 0 | 0 | 0 | 0 | 0 | 0 | 0 | 0 | 0 | 0 | 0 | 0 | 0 | 0 | 0
Commercial_College_Existing_Water Heating_Natural Gas_Water Heater_E5_Baseline Forecast | Commercial | College | Existing | Water Heating | Natural Gas | Water Heater | E5 |  | Baseline Forecast | 0 | 0 | 0 | 0 | 0 | 0 | 0 | 0 | 0 | 0 | 0 | 0 | 0 | 0 | 0 | 0 | 0 | 0 | 0 | 0 | 0 | 0 | 0 | 0 | 0 | 0 | 0 | 0 | 0 | 0 | 0 | 0 | 0
Commercial_College_Existing_Water Heating_Natural Gas_Water Heater_E6_Baseline Forecast | Commercial | College | Existing | Water Heating | Natural Gas | Water Heater | E6 |  | Baseline Forecast | 0 | 0 | 0 | 0 | 0 | 0 | 0 | 0 | 0 | 0 | 0 | 0 | 0 | 0 | 0 | 0 | 0 | 0 | 0 | 0 | 0 | 0 | 0 | 0 | 0 | 0 | 0 | 0 | 0 | 0 | 0 | 0 | 0
Commercial_College_Existing_Water Heating_Natural Gas_Water Heater_E7_Baseline Forecast | Commercial | College | Existing | Water Heating | Natural Gas | Water Heater | E7 |  | Baseline Forecast | 0 | 0 | 0 | 0 | 0 | 0 | 0 | 0 | 0 | 0 | 0 | 0 | 0 | 0 | 0 | 0 | 0 | 0 | 0 | 0 | 0 | 0 | 0 | 0 | 0 | 0 | 0 | 0 | 0 | 0 | 0 | 0 | 0
Commercial_College_Existing_Water Heating_Natural Gas_Water Heater_E8_Baseline Forecast | Commercial | College | Existing | Water Heating | Natural Gas | Water Heater | E8 |  | Baseline Forecast | 0 | 0 | 0 | 0 | 0 | 0 | 0 | 0 | 0 | 0 | 0 | 0 | 0 | 0 | 0 | 0 | 0 | 0 | 0 | 0 | 0 | 0 | 0 | 0 | 0 | 0 | 0 | 0 | 0 | 0 | 0 | 0 | 0
Commercial_College_Existing_Water Heating_Natural Gas_Water Heater_E9_Baseline Forecast | Commercial | College | Existing | Water Heating | Natural Gas | Water Heater | E9 |  | Baseline Forecast | 0 | 0 | 0 | 0 | 0 | 0 | 0 | 0 | 0 | 0 | 0 | 0 | 0 | 0 | 0 | 0 | 0 | 0 | 0 | 0 | 0 | 0 | 0 | 0 | 0 | 0 | 0 | 0 | 0 | 0 | 0 | 0 | 0
Commercial_College_Existing_Water Heating_Natural Gas_Water Heater_E10_Baseline Forecast | Commercial | College | Existing | Water Heating | Natural Gas | Water Heater | E10 |  | Baseline Forecast | 0 | 0 | 0 | 0 | 0 | 0 | 0 | 0 | 0 | 0 | 0 | 0 | 0 | 0 | 0 | 0 | 0 | 0 | 0 | 0 | 0 | 0 | 0 | 0 | 0 | 0 | 0 | 0 | 0 | 0 | 0 | 0 | 0
Commercial_College_Existing_Food Preparation_Natural Gas_Oven_E1_Baseline Forecast | Commercial | College | Existing | Food Preparation | Natural Gas | Oven | E1 |  | Baseline Forecast | 0 | 1111.5989 | 1197.5121 | 1267.1646 | 1793.7671 | 1380.14 | 1419.5149 | 1451.9236 | 1477.932 | 1498.8113 | 1425.3576 | 1378.8385 | 1352.0014 | 1414.4654 | 1399.3333 | 1393.2329 | 1689.6373 | 1668.4673 | 1650.1318 | 1743.0255 | 1563.2276 | 1530.1826 | 1510.9933 | 1490.8883 | 1471.9543 | 1479.3338 | 1489.2902 | 1500.0205 | 1548.18 | 1538.4457 | 1527.7296 | 1597.0136 | 1826.1681
Commercial_College_Existing_Food Preparation_Natural Gas_Oven_E2_Baseline Forecast | Commercial | College | Existing | Food Preparation | Natural Gas | Oven | E2 |  | Baseline Forecast | 0 | 1599.681 | 1724.6875 | 1823.0536 | 2579.0255 | 1985.4168 | 2045.2208 | 2094.4999 | 2135.237 | 2168.5141 | 2065.1765 | 2000.4092 | 1964.235 | 2057.9777 | 2038.7834 | 2032.756 | 2468.7102 | 2441.5269 | 2418.5197 | 2558.9035 | 2298.6201 | 2253.7273 | 2228.7906 | 2202.499 | 2177.4457 | 2190.887 | 2207.9399 | 2225.847 | 2298.9226 | 2285.7796 | 2270.5663 | 2374.0348 | 2714.6836
Commercial_College_Existing_Food Preparation_Natural Gas_Oven_E3_Baseline Forecast | Commercial | College | Existing | Food Preparation | Natural Gas | Oven | E3 |  | Baseline Forecast | 0 | 0 | 0 | 0 | 0 | 0 | 0 | 0 | 0 | 0 | 0 | 0 | 0 | 0 | 0 | 0 | 0 | 0 | 0 | 0 | 0 | 0 | 0 | 0 | 0 | 0 | 0 | 0 | 0 | 0 | 0 | 0 | 0
Commercial_College_Existing_Food Preparation_Natural Gas_Oven_E4_Baseline Forecast | Commercial | College | Existing | Food Preparation | Natural Gas | Oven | E4 |  | Baseline Forecast | 0 | 0 | 0 | 0 | 0 | 0 | 0 | 0 | 0 | 0 | 0 | 0 | 0 | 0 | 0 | 0 | 0 | 0 | 0 | 0 | 0 | 0 | 0 | 0 | 0 | 0 | 0 | 0 | 0 | 0 | 0 | 0 | 0
Commercial_College_Existing_Food Preparation_Natural Gas_Oven_E5_Baseline Forecast | Commercial | College | Existing | Food Preparation | Natural Gas | Oven | E5 |  | Baseline Forecast | 0 | 0 | 0 | 0 | 0 | 0 | 0 | 0 | 0 | 0 | 0 | 0 | 0 | 0 | 0 | 0 | 0 | 0 | 0 | 0 | 0 | 0 | 0 | 0 | 0 | 0 | 0 | 0 | 0 | 0 | 0 | 0 | 0
Commercial_College_Existing_Food Preparation_Natural Gas_Oven_E6_Baseline Forecast | Commercial | College | Existing | Food Preparation | Natural Gas | Oven | E6 |  | Baseline Forecast | 0 | 0 | 0 | 0 | 0 | 0 | 0 | 0 | 0 | 0 | 0 | 0 | 0 | 0 | 0 | 0 | 0 | 0 | 0 | 0 | 0 | 0 | 0 | 0 | 0 | 0 | 0 | 0 | 0 | 0 | 0 | 0 | 0
Commercial_College_Existing_Food Preparation_Natural Gas_Oven_E7_Baseline Forecast | Commercial | College | Existing | Food Preparation | Natural Gas | Oven | E7 |  | Baseline Forecast | 0 | 0 | 0 | 0 | 0 | 0 | 0 | 0 | 0 | 0 | 0 | 0 | 0 | 0 | 0 | 0 | 0 | 0 | 0 | 0 | 0 | 0 | 0 | 0 | 0 | 0 | 0 | 0 | 0 | 0 | 0 | 0 | 0
Commercial_College_Existing_Food Preparation_Natural Gas_Oven_E8_Baseline Forecast | Commercial | College | Existing | Food Preparation | Natural Gas | Oven | E8 |  | Baseline Forecast | 0 | 0 | 0 | 0 | 0 | 0 | 0 | 0 | 0 | 0 | 0 | 0 | 0 | 0 | 0 | 0 | 0 | 0 | 0 | 0 | 0 | 0 | 0 | 0 | 0 | 0 | 0 | 0 | 0 | 0 | 0 | 0 | 0
Commercial_College_Existing_Food Preparation_Natural Gas_Oven_E9_Baseline Forecast | Commercial | College | Existing | Food Preparation | Natural Gas | Oven | E9 |  | Baseline Forecast | 0 | 0 | 0 | 0 | 0 | 0 | 0 | 0 | 0 | 0 | 0 | 0 | 0 | 0 | 0 | 0 | 0 | 0 | 0 | 0 | 0 | 0 | 0 | 0 | 0 | 0 | 0 | 0 | 0 | 0 | 0 | 0 | 0
Commercial_College_Existing_Food Preparation_Natural Gas_Oven_E10_Baseline Forecast | Commercial | College | Existing | Food Preparation | Natural Gas | Oven | E10 |  | Baseline Forecast | 0 | 0 | 0 | 0 | 0 | 0 | 0 | 0 | 0 | 0 | 0 | 0 | 0 | 0 | 0 | 0 | 0 | 0 | 0 | 0 | 0 | 0 | 0 | 0 | 0 | 0 | 0 | 0 | 0 | 0 | 0 | 0 | 0
Commercial_College_Existing_Food Preparation_Natural Gas_Conveyor Oven_E1_Baseline Forecast | Commercial | College | Existing | Food Preparation | Natural Gas | Conveyor Oven | E1 |  | Baseline Forecast | 0 | 235.3708 | 304.3334 | 358.3103 | 634.0324 | 437.4403 | 464.643 | 486.1605 | 503.0497 | 516.2497 | 526.4923 | 534.3905 | 540.4117 | 544.9413 | 548.2907 | 550.6928 | 552.3413 | 485.8466 | 446.1758 | 425.1621 | 461.2574 | 452.3388 | 508.8794 | 517.2801 | 523.7469 | 586.2509 | 520.8753 | 525.9083 | 529.6984 | 532.494 | 534.5065 | 535.886 | 667.3838
Commercial_College_Existing_Food Preparation_Natural Gas_Conveyor Oven_E2_Baseline Forecast | Commercial | College | Existing | Food Preparation | Natural Gas | Conveyor Oven | E2 |  | Baseline Forecast | 0 | 338.7826 | 438.2491 | 515.9039 | 912.8962 | 630.0845 | 669.7449 | 701.1938 | 726.0658 | 745.6312 | 760.9468 | 772.8663 | 782.1009 | 789.1973 | 794.5656 | 798.5597 | 801.4426 | 705.3931 | 648.1776 | 618.0017 | 670.8157 | 658.1749 | 740.7674 | 753.3222 | 763.0232 | 854.3545 | 759.2999 | 766.8256 | 772.5004 | 776.6993 | 779.7012 | 781.7581 | 973.5888
Commercial_College_Existing_Food Preparation_Natural Gas_Conveyor Oven_E3_Baseline Forecast | Commercial | College | Existing | Food Preparation | Natural Gas | Conveyor Oven | E3 |  | Baseline Forecast | 0 | 0 | 0 | 0 | 0 | 0 | 0 | 0 | 0 | 0 | 0 | 0 | 0 | 0 | 0 | 0 | 0 | 0 | 0 | 0 | 0 | 0 | 0 | 0 | 0 | 0 | 0 | 0 | 0 | 0 | 0 | 0 | 0
Commercial_College_Existing_Food Preparation_Natural Gas_Conveyor Oven_E4_Baseline Forecast | Commercial | College | Existing | Food Preparation | Natural Gas | Conveyor Oven | E4 |  | Baseline Forecast | 0 | 0 | 0 | 0 | 0 | 0 | 0 | 0 | 0 | 0 | 0 | 0 | 0 | 0 | 0 | 0 | 0 | 0 | 0 | 0 | 0 | 0 | 0 | 0 | 0 | 0 | 0 | 0 | 0 | 0 | 0 | 0 | 0
Commercial_College_Existing_Food Preparation_Natural Gas_Conveyor Oven_E5_Baseline Forecast | Commercial | College | Existing | Food Preparation | Natural Gas | Conveyor Oven | E5 |  | Baseline Forecast | 0 | 0 | 0 | 0 | 0 | 0 | 0 | 0 | 0 | 0 | 0 | 0 | 0 | 0 | 0 | 0 | 0 | 0 | 0 | 0 | 0 | 0 | 0 | 0 | 0 | 0 | 0 | 0 | 0 | 0 | 0 | 0 | 0
Commercial_College_Existing_Food Preparation_Natural Gas_Conveyor Oven_E6_Baseline Forecast | Commercial | College | Existing | Food Preparation | Natural Gas | Conveyor Oven | E6 |  | Baseline Forecast | 0 | 0 | 0 | 0 | 0 | 0 | 0 | 0 | 0 | 0 | 0 | 0 | 0 | 0 | 0 | 0 | 0 | 0 | 0 | 0 | 0 | 0 | 0 | 0 | 0 | 0 | 0 | 0 | 0 | 0 | 0 | 0 | 0
Commercial_College_Existing_Food Preparation_Natural Gas_Conveyor Oven_E7_Baseline Forecast | Commercial | College | Existing | Food Preparation | Natural Gas | Conveyor Oven | E7 |  | Baseline Forecast | 0 | 0 | 0 | 0 | 0 | 0 | 0 | 0 | 0 | 0 | 0 | 0 | 0 | 0 | 0 | 0 | 0 | 0 | 0 | 0 | 0 | 0 | 0 | 0 | 0 | 0 | 0 | 0 | 0 | 0 | 0 | 0 | 0
Commercial_College_Existing_Food Preparation_Natural Gas_Conveyor Oven_E8_Baseline Forecast | Commercial | College | Existing | Food Preparation | Natural Gas | Conveyor Oven | E8 |  | Baseline Forecast | 0 | 0 | 0 | 0 | 0 | 0 | 0 | 0 | 0 | 0 | 0 | 0 | 0 | 0 | 0 | 0 | 0 | 0 | 0 | 0 | 0 | 0 | 0 | 0 | 0 | 0 | 0 | 0 | 0 | 0 | 0 | 0 | 0
Commercial_College_Existing_Food Preparation_Natural Gas_Conveyor Oven_E9_Baseline Forecast | Commercial | College | Existing | Food Preparation | Natural Gas | Conveyor Oven | E9 |  | Baseline Forecast | 0 | 0 | 0 | 0 | 0 | 0 | 0 | 0 | 0 | 0 | 0 | 0 | 0 | 0 | 0 | 0 | 0 | 0 | 0 | 0 | 0 | 0 | 0 | 0 | 0 | 0 | 0 | 0 | 0 | 0 | 0 | 0 | 0
Commercial_College_Existing_Food Preparation_Natural Gas_Conveyor Oven_E10_Baseline Forecast | Commercial | College | Existing | Food Preparation | Natural Gas | Conveyor Oven | E10 |  | Baseline Forecast | 0 | 0 | 0 | 0 | 0 | 0 | 0 | 0 | 0 | 0 | 0 | 0 | 0 | 0 | 0 | 0 | 0 | 0 | 0 | 0 | 0 | 0 | 0 | 0 | 0 | 0 | 0 | 0 | 0 | 0 | 0 | 0 | 0
Commercial_College_Existing_Food Preparation_Natural Gas_Double Rack Oven_E1_Baseline Forecast | Commercial | College | Existing | Food Preparation | Natural Gas | Double Rack Oven | E1 |  | Baseline Forecast | 0 | 333.4317 | 430.939 | 507.6635 | 802.3042 | 619.8096 | 657.8184 | 687.8505 | 711.1917 | 729.3196 | 743.2448 | 753.8846 | 665.4427 | 613.9224 | 587.9267 | 623.7206 | 617.0463 | 701.9882 | 717.4196 | 729.2481 | 795.819 | 733.4774 | 740.7529 | 727.4596 | 705.3929 | 681.5803 | 668.5646 | 656.1805 | 638.1552 | 636.0555 | 643.2076 | 677.4592 | 811.0743
Commercial_College_Existing_Food Preparation_Natural Gas_Double Rack Oven_E2_Baseline Forecast | Commercial | College | Existing | Food Preparation | Natural Gas | Double Rack Oven | E2 |  | Baseline Forecast | 0 | 479.9522 | 621.0528 | 730.8066 | 1154.294 | 892.5173 | 949.2311 | 994.2348 | 1030.0552 | 1058.3451 | 1080.6272 | 1098.0626 | 971.0725 | 897.6157 | 861.1939 | 915.3269 | 907.2109 | 1034.126 | 1058.9874 | 1078.6515 | 1179.3981 | 1089.0957 | 1101.7664 | 1083.8137 | 1052.4507 | 1018.1751 | 999.8423 | 982.2555 | 955.9807 | 953.411 | 964.4477 | 1016.0287 | 1216.4197
Commercial_College_Existing_Food Preparation_Natural Gas_Double Rack Oven_E3_Baseline Forecast | Commercial | College | Existing | Food Preparation | Natural Gas | Double Rack Oven | E3 |  | Baseline Forecast | 0 | 0 | 0 | 0 | 0 | 0 | 0 | 0 | 0 | 0 | 0 | 0 | 0 | 0 | 0 | 0 | 0 | 0 | 0 | 0 | 0 | 0 | 0 | 0 | 0 | 0 | 0 | 0 | 0 | 0 | 0 | 0 | 0
Commercial_College_Existing_Food Preparation_Natural Gas_Double Rack Oven_E4_Baseline Forecast | Commercial | College | Existing | Food Preparation | Natural Gas | Double Rack Oven | E4 |  | Baseline Forecast | 0 | 0 | 0 | 0 | 0 | 0 | 0 | 0 | 0 | 0 | 0 | 0 | 0 | 0 | 0 | 0 | 0 | 0 | 0 | 0 | 0 | 0 | 0 | 0 | 0 | 0 | 0 | 0 | 0 | 0 | 0 | 0 | 0
Commercial_College_Existing_Food Preparation_Natural Gas_Double Rack Oven_E5_Baseline Forecast | Commercial | College | Existing | Food Preparation | Natural Gas | Double Rack Oven | E5 |  | Baseline Forecast | 0 | 0 | 0 | 0 | 0 | 0 | 0 | 0 | 0 | 0 | 0 | 0 | 0 | 0 | 0 | 0 | 0 | 0 | 0 | 0 | 0 | 0 | 0 | 0 | 0 | 0 | 0 | 0 | 0 | 0 | 0 | 0 | 0
Commercial_College_Existing_Food Preparation_Natural Gas_Double Rack Oven_E6_Baseline Forecast | Commercial | College | Existing | Food Preparation | Natural Gas | Double Rack Oven | E6 |  | Baseline Forecast | 0 | 0 | 0 | 0 | 0 | 0 | 0 | 0 | 0 | 0 | 0 | 0 | 0 | 0 | 0 | 0 | 0 | 0 | 0 | 0 | 0 | 0 | 0 | 0 | 0 | 0 | 0 | 0 | 0 | 0 | 0 | 0 | 0
Commercial_College_Existing_Food Preparation_Natural Gas_Double Rack Oven_E7_Baseline Forecast | Commercial | College | Existing | Food Preparation | Natural Gas | Double Rack Oven | E7 |  | Baseline Forecast | 0 | 0 | 0 | 0 | 0 | 0 | 0 | 0 | 0 | 0 | 0 | 0 | 0 | 0 | 0 | 0 | 0 | 0 | 0 | 0 | 0 | 0 | 0 | 0 | 0 | 0 | 0 | 0 | 0 | 0 | 0 | 0 | 0
Commercial_College_Existing_Food Preparation_Natural Gas_Double Rack Oven_E8_Baseline Forecast | Commercial | College | Existing | Food Preparation | Natural Gas | Double Rack Oven | E8 |  | Baseline Forecast | 0 | 0 | 0 | 0 | 0 | 0 | 0 | 0 | 0 | 0 | 0 | 0 | 0 | 0 | 0 | 0 | 0 | 0 | 0 | 0 | 0 | 0 | 0 | 0 | 0 | 0 | 0 | 0 | 0 | 0 | 0 | 0 | 0
Commercial_College_Existing_Food Preparation_Natural Gas_Double Rack Oven_E9_Baseline Forecast | Commercial | College | Existing | Food Preparation | Natural Gas | Double Rack Oven | E9 |  | Baseline Forecast | 0 | 0 | 0 | 0 | 0 | 0 | 0 | 0 | 0 | 0 | 0 | 0 | 0 | 0 | 0 | 0 | 0 | 0 | 0 | 0 | 0 | 0 | 0 | 0 | 0 | 0 | 0 | 0 | 0 | 0 | 0 | 0 | 0
Commercial_College_Existing_Food Preparation_Natural Gas_Double Rack Oven_E10_Baseline Forecast | Commercial | College | Existing | Food Preparation | Natural Gas | Double Rack Oven | E10 |  | Baseline Forecast | 0 | 0 | 0 | 0 | 0 | 0 | 0 | 0 | 0 | 0 | 0 | 0 | 0 | 0 | 0 | 0 | 0 | 0 | 0 | 0 | 0 | 0 | 0 | 0 | 0 | 0 | 0 | 0 | 0 | 0 | 0 | 0 | 0
Commercial_College_Existing_Food Preparation_Natural Gas_Fryer_E1_Baseline Forecast | Commercial | College | Existing | Food Preparation | Natural Gas | Fryer | E1 |  | Baseline Forecast | 0 | 0 | 0 | 0 | 0 | 0 | 0 | 0 | 0 | 0 | 0 | 0 | 0 | 0 | 0 | 0 | 0 | 0 | 0 | 0 | 0 | 0 | 0 | 0 | 0 | 0 | 0 | 0 | 0 | 0 | 0 | 0 | 0
Commercial_College_Existing_Food Preparation_Natural Gas_Fryer_E2_Baseline Forecast | Commercial | College | Existing | Food Preparation | Natural Gas | Fryer | E2 |  | Baseline Forecast | 0 | 0 | 0 | 1135.3431 | 4638.0046 | 4800.9179 | 6090.7946 | 7116.5153 | 7931.0311 | 6331.6861 | 5054.7852 | 4258.9526 | 4311.4879 | 4386.1052 | 4699.7208 | 5152.0117 | 5963.3828 | 6899.594 | 6547.9821 | 6398.4747 | 6222.772 | 6043.7948 | 5346.6486 | 4960.526 | 4934.133 | 5313.6411 | 5552.9642 | 5775.5345 | 5954.0209 | 6153.0708 | 6206.8492 | 5845.0409 | 6437.9914
Commercial_College_Existing_Food Preparation_Natural Gas_Fryer_E3_Baseline Forecast | Commercial | College | Existing | Food Preparation | Natural Gas | Fryer | E3 |  | Baseline Forecast | 0 | 0 | 0 | 0 | 0 | 0 | 0 | 0 | 0 | 0 | 0 | 0 | 0 | 0 | 0 | 0 | 0 | 0 | 0 | 0 | 0 | 0 | 0 | 0 | 0 | 0 | 0 | 0 | 0 | 0 | 0 | 0 | 0
Commercial_College_Existing_Food Preparation_Natural Gas_Fryer_E4_Baseline Forecast | Commercial | College | Existing | Food Preparation | Natural Gas | Fryer | E4 |  | Baseline Forecast | 0 | 0 | 0 | 0 | 0 | 0 | 0 | 0 | 0 | 0 | 0 | 0 | 0 | 0 | 0 | 0 | 0 | 0 | 0 | 0 | 0 | 0 | 0 | 0 | 0 | 0 | 0 | 0 | 0 | 0 | 0 | 0 | 0
Commercial_College_Existing_Food Preparation_Natural Gas_Fryer_E5_Baseline Forecast | Commercial | College | Existing | Food Preparation | Natural Gas | Fryer | E5 |  | Baseline Forecast | 0 | 0 | 0 | 0 | 0 | 0 | 0 | 0 | 0 | 0 | 0 | 0 | 0 | 0 | 0 | 0 | 0 | 0 | 0 | 0 | 0 | 0 | 0 | 0 | 0 | 0 | 0 | 0 | 0 | 0 | 0 | 0 | 0
Commercial_College_Existing_Food Preparation_Natural Gas_Fryer_E6_Baseline Forecast | Commercial | College | Existing | Food Preparation | Natural Gas | Fryer | E6 |  | Baseline Forecast | 0 | 0 | 0 | 0 | 0 | 0 | 0 | 0 | 0 | 0 | 0 | 0 | 0 | 0 | 0 | 0 | 0 | 0 | 0 | 0 | 0 | 0 | 0 | 0 | 0 | 0 | 0 | 0 | 0 | 0 | 0 | 0 | 0
Commercial_College_Existing_Food Preparation_Natural Gas_Fryer_E7_Baseline Forecast | Commercial | College | Existing | Food Preparation | Natural Gas | Fryer | E7 |  | Baseline Forecast | 0 | 0 | 0 | 0 | 0 | 0 | 0 | 0 | 0 | 0 | 0 | 0 | 0 | 0 | 0 | 0 | 0 | 0 | 0 | 0 | 0 | 0 | 0 | 0 | 0 | 0 | 0 | 0 | 0 | 0 | 0 | 0 | 0
Commercial_College_Existing_Food Preparation_Natural Gas_Fryer_E8_Baseline Forecast | Commercial | College | Existing | Food Preparation | Natural Gas | Fryer | E8 |  | Baseline Forecast | 0 | 0 | 0 | 0 | 0 | 0 | 0 | 0 | 0 | 0 | 0 | 0 | 0 | 0 | 0 | 0 | 0 | 0 | 0 | 0 | 0 | 0 | 0 | 0 | 0 | 0 | 0 | 0 | 0 | 0 | 0 | 0 | 0
Commercial_College_Existing_Food Preparation_Natural Gas_Fryer_E9_Baseline Forecast | Commercial | College | Existing | Food Preparation | Natural Gas | Fryer | E9 |  | Baseline Forecast | 0 | 0 | 0 | 0 | 0 | 0 | 0 | 0 | 0 | 0 | 0 | 0 | 0 | 0 | 0 | 0 | 0 | 0 | 0 | 0 | 0 | 0 | 0 | 0 | 0 | 0 | 0 | 0 | 0 | 0 | 0 | 0 | 0
Commercial_College_Existing_Food Preparation_Natural Gas_Fryer_E10_Baseline Forecast | Commercial | College | Existing | Food Preparation | Natural Gas | Fryer | E10 |  | Baseline Forecast | 0 | 0 | 0 | 0 | 0 | 0 | 0 | 0 | 0 | 0 | 0 | 0 | 0 | 0 | 0 | 0 | 0 | 0 | 0 | 0 | 0 | 0 | 0 | 0 | 0 | 0 | 0 | 0 | 0 | 0 | 0 | 0 | 0
Commercial_College_Existing_Food Preparation_Natural Gas_Broiler_E1_Baseline Forecast | Commercial | College | Existing | Food Preparation | Natural Gas | Broiler | E1 |  | Baseline Forecast | 0 | 2407.4676 | 3112.885 | 3665.5793 | 5791.7955 | 4475.8335 | 4753.9958 | 4974.1355 | 5146.7936 | 5281.7573 | 5386.4492 | 5467.1974 | 4829.1961 | 4458.4962 | 4272.6347 | 4535.897 | 4490.4502 | 5112.333 | 5228.6253 | 5318.8764 | 5808.5985 | 5357.3947 | 5413.9514 | 5320.1177 | 5161.4992 | 4989.5426 | 4896.2844 | 4807.2885 | 4676.5209 | 4662.1809 | 4715.1798 | 4966.6746 | 5946.2503
Commercial_College_Existing_Food Preparation_Natural Gas_Broiler_E2_Baseline Forecast | Commercial | College | Existing | Food Preparation | Natural Gas | Broiler | E2 |  | Baseline Forecast | 0 | 846.0683 | 1095.0824 | 1288.3011 | 2034.5975 | 1573.474 | 1674.2023 | 1754.2057 | 1818.1939 | 1868.9016 | 1909.0389 | 1940.5913 | 1716.8645 | 1587.6565 | 1523.8477 | 1620.2932 | 1606.5786 | 1832.1238 | 1877.0029 | 1912.7222 | 2092.2698 | 1932.8974 | 1956.126 | 1924.9757 | 1869.8752 | 1809.479 | 1777.3432 | 1746.4552 | 1700.023 | 1695.6847 | 1715.4414 | 1807.277 | 2163.7257
Commercial_College_Existing_Food Preparation_Natural Gas_Broiler_E3_Baseline Forecast | Commercial | College | Existing | Food Preparation | Natural Gas | Broiler | E3 |  | Baseline Forecast | 0 | 0 | 0 | 0 | 0 | 0 | 0 | 0 | 0 | 0 | 0 | 0 | 0 | 0 | 0 | 0 | 0 | 0 | 0 | 0 | 0 | 0 | 0 | 0 | 0 | 0 | 0 | 0 | 0 | 0 | 0 | 0 | 0
Commercial_College_Existing_Food Preparation_Natural Gas_Broiler_E4_Baseline Forecast | Commercial | College | Existing | Food Preparation | Natural Gas | Broiler | E4 |  | Baseline Forecast | 0 | 0 | 0 | 0 | 0 | 0 | 0 | 0 | 0 | 0 | 0 | 0 | 0 | 0 | 0 | 0 | 0 | 0 | 0 | 0 | 0 | 0 | 0 | 0 | 0 | 0 | 0 | 0 | 0 | 0 | 0 | 0 | 0
Commercial_College_Existing_Food Preparation_Natural Gas_Broiler_E5_Baseline Forecast | Commercial | College | Existing | Food Preparation | Natural Gas | Broiler | E5 |  | Baseline Forecast | 0 | 0 | 0 | 0 | 0 | 0 | 0 | 0 | 0 | 0 | 0 | 0 | 0 | 0 | 0 | 0 | 0 | 0 | 0 | 0 | 0 | 0 | 0 | 0 | 0 | 0 | 0 | 0 | 0 | 0 | 0 | 0 | 0
Commercial_College_Existing_Food Preparation_Natural Gas_Broiler_E6_Baseline Forecast | Commercial | College | Existing | Food Preparation | Natural Gas | Broiler | E6 |  | Baseline Forecast | 0 | 0 | 0 | 0 | 0 | 0 | 0 | 0 | 0 | 0 | 0 | 0 | 0 | 0 | 0 | 0 | 0 | 0 | 0 | 0 | 0 | 0 | 0 | 0 | 0 | 0 | 0 | 0 | 0 | 0 | 0 | 0 | 0
Commercial_College_Existing_Food Preparation_Natural Gas_Broiler_E7_Baseline Forecast | Commercial | College | Existing | Food Preparation | Natural Gas | Broiler | E7 |  | Baseline Forecast | 0 | 0 | 0 | 0 | 0 | 0 | 0 | 0 | 0 | 0 | 0 | 0 | 0 | 0 | 0 | 0 | 0 | 0 | 0 | 0 | 0 | 0 | 0 | 0 | 0 | 0 | 0 | 0 | 0 | 0 | 0 | 0 | 0
Commercial_College_Existing_Food Preparation_Natural Gas_Broiler_E8_Baseline Forecast | Commercial | College | Existing | Food Preparation | Natural Gas | Broiler | E8 |  | Baseline Forecast | 0 | 0 | 0 | 0 | 0 | 0 | 0 | 0 | 0 | 0 | 0 | 0 | 0 | 0 | 0 | 0 | 0 | 0 | 0 | 0 | 0 | 0 | 0 | 0 | 0 | 0 | 0 | 0 | 0 | 0 | 0 | 0 | 0
Commercial_College_Existing_Food Preparation_Natural Gas_Broiler_E9_Baseline Forecast | Commercial | College | Existing | Food Preparation | Natural Gas | Broiler | E9 |  | Baseline Forecast | 0 | 0 | 0 | 0 | 0 | 0 | 0 | 0 | 0 | 0 | 0 | 0 | 0 | 0 | 0 | 0 | 0 | 0 | 0 | 0 | 0 | 0 | 0 | 0 | 0 | 0 | 0 | 0 | 0 | 0 | 0 | 0 | 0
Commercial_College_Existing_Food Preparation_Natural Gas_Broiler_E10_Baseline Forecast | Commercial | College | Existing | Food Preparation | Natural Gas | Broiler | E10 |  | Baseline Forecast | 0 | 0 | 0 | 0 | 0 | 0 | 0 | 0 | 0 | 0 | 0 | 0 | 0 | 0 | 0 | 0 | 0 | 0 | 0 | 0 | 0 | 0 | 0 | 0 | 0 | 0 | 0 | 0 | 0 | 0 | 0 | 0 | 0
Commercial_College_Existing_Food Preparation_Natural Gas_Griddle_E1_Baseline Forecast | Commercial | College | Existing | Food Preparation | Natural Gas | Griddle | E1 |  | Baseline Forecast | 0 | 3261.143 | 4217.5414 | 0 | 0 | 0 | 0 | 0 | 0 | 0 | 0 | 0 | 0 | 0 | 0 | 0 | 0 | 0 | 0 | 0 | 0 | 0 | 0 | 0 | 0 | 0 | 0 | 0 | 0 | 0 | 0 | 0 | 0
Commercial_College_Existing_Food Preparation_Natural Gas_Griddle_E2_Baseline Forecast | Commercial | College | Existing | Food Preparation | Natural Gas | Griddle | E2 |  | Baseline Forecast | 0 | 1332.0841 | 1723.1184 | 6993.7136 | 11049.0255 | 8540.1989 | 9075.1032 | 9498.8347 | 9832.9236 | 10095.0479 | 10299.5125 | 10458.0547 | 9241.4974 | 8535.7449 | 8183.2692 | 8691.0921 | 8607.57 | 9803.939 | 10031.4751 | 10209.3156 | 11154.167 | 10292.177 | 10404.8151 | 10228.3672 | 9926.6462 | 9598.6187 | 9421.5919 | 9252.3441 | 9002.1796 | 8975.8104 | 9078.5241 | 9563.2257 | 11449.3778
Commercial_College_Existing_Food Preparation_Natural Gas_Griddle_E3_Baseline Forecast | Commercial | College | Existing | Food Preparation | Natural Gas | Griddle | E3 |  | Baseline Forecast | 0 | 0 | 0 | 0 | 0 | 0 | 0 | 0 | 0 | 0 | 0 | 0 | 0 | 0 | 0 | 0 | 0 | 0 | 0 | 0 | 0 | 0 | 0 | 0 | 0 | 0 | 0 | 0 | 0 | 0 | 0 | 0 | 0
Commercial_College_Existing_Food Preparation_Natural Gas_Griddle_E4_Baseline Forecast | Commercial | College | Existing | Food Preparation | Natural Gas | Griddle | E4 |  | Baseline Forecast | 0 | 0 | 0 | 0 | 0 | 0 | 0 | 0 | 0 | 0 | 0 | 0 | 0 | 0 | 0 | 0 | 0 | 0 | 0 | 0 | 0 | 0 | 0 | 0 | 0 | 0 | 0 | 0 | 0 | 0 | 0 | 0 | 0
Commercial_College_Existing_Food Preparation_Natural Gas_Griddle_E5_Baseline Forecast | Commercial | College | Existing | Food Preparation | Natural Gas | Griddle | E5 |  | Baseline Forecast | 0 | 0 | 0 | 0 | 0 | 0 | 0 | 0 | 0 | 0 | 0 | 0 | 0 | 0 | 0 | 0 | 0 | 0 | 0 | 0 | 0 | 0 | 0 | 0 | 0 | 0 | 0 | 0 | 0 | 0 | 0 | 0 | 0
Commercial_College_Existing_Food Preparation_Natural Gas_Griddle_E6_Baseline Forecast | Commercial | College | Existing | Food Preparation | Natural Gas | Griddle | E6 |  | Baseline Forecast | 0 | 0 | 0 | 0 | 0 | 0 | 0 | 0 | 0 | 0 | 0 | 0 | 0 | 0 | 0 | 0 | 0 | 0 | 0 | 0 | 0 | 0 | 0 | 0 | 0 | 0 | 0 | 0 | 0 | 0 | 0 | 0 | 0
Commercial_College_Existing_Food Preparation_Natural Gas_Griddle_E7_Baseline Forecast | Commercial | College | Existing | Food Preparation | Natural Gas | Griddle | E7 |  | Baseline Forecast | 0 | 0 | 0 | 0 | 0 | 0 | 0 | 0 | 0 | 0 | 0 | 0 | 0 | 0 | 0 | 0 | 0 | 0 | 0 | 0 | 0 | 0 | 0 | 0 | 0 | 0 | 0 | 0 | 0 | 0 | 0 | 0 | 0
Commercial_College_Existing_Food Preparation_Natural Gas_Griddle_E8_Baseline Forecast | Commercial | College | Existing | Food Preparation | Natural Gas | Griddle | E8 |  | Baseline Forecast | 0 | 0 | 0 | 0 | 0 | 0 | 0 | 0 | 0 | 0 | 0 | 0 | 0 | 0 | 0 | 0 | 0 | 0 | 0 | 0 | 0 | 0 | 0 | 0 | 0 | 0 | 0 | 0 | 0 | 0 | 0 | 0 | 0
Commercial_College_Existing_Food Preparation_Natural Gas_Griddle_E9_Baseline Forecast | Commercial | College | Existing | Food Preparation | Natural Gas | Griddle | E9 |  | Baseline Forecast | 0 | 0 | 0 | 0 | 0 | 0 | 0 | 0 | 0 | 0 | 0 | 0 | 0 | 0 | 0 | 0 | 0 | 0 | 0 | 0 | 0 | 0 | 0 | 0 | 0 | 0 | 0 | 0 | 0 | 0 | 0 | 0 | 0
Commercial_College_Existing_Food Preparation_Natural Gas_Griddle_E10_Baseline Forecast | Commercial | College | Existing | Food Preparation | Natural Gas | Griddle | E10 |  | Baseline Forecast | 0 | 0 | 0 | 0 | 0 | 0 | 0 | 0 | 0 | 0 | 0 | 0 | 0 | 0 | 0 | 0 | 0 | 0 | 0 | 0 | 0 | 0 | 0 | 0 | 0 | 0 | 0 | 0 | 0 | 0 | 0 | 0 | 0
Commercial_College_Existing_Food Preparation_Natural Gas_Range_E1_Baseline Forecast | Commercial | College | Existing | Food Preparation | Natural Gas | Range | E1 |  | Baseline Forecast | 0 | 2793.4674 | 3612.1636 | 4253.865 | 6399.0554 | 5194.7862 | 5517.7335 | 5773.3883 | 5973.9343 | 6130.7808 | 5436.4986 | 5044.073 | 4859.0641 | 5128.5494 | 5108.757 | 5860.9723 | 6017.741 | 6139.5548 | 6642.2468 | 6064.7566 | 5913.266 | 5738.8785 | 5638.8715 | 5544.1024 | 5400.2917 | 5392.5296 | 5462.7838 | 5732.771 | 5762.2754 | 5952.2964 | 5919.6817 | 5865.5957 | 6816.9458
Commercial_College_Existing_Food Preparation_Natural Gas_Range_E2_Baseline Forecast | Commercial | College | Existing | Food Preparation | Natural Gas | Range | E2 |  | Baseline Forecast | 0 | 4019.8195 | 5199.8151 | 6120.1434 | 9203.3329 | 7473.1755 | 7943.6696 | 8316.5498 | 8611.5691 | 8843.5402 | 7847.2299 | 7285.1554 | 7022.41 | 7416.7444 | 7392.7059 | 8486.5076 | 8718.9715 | 8901.4586 | 9636.9768 | 8805.4701 | 8591.5421 | 8344.1998 | 8204.1901 | 8071.7348 | 7866.9845 | 7859.6282 | 7965.6366 | 8362.5662 | 8408.1435 | 8687.5552 | 8641.1073 | 8562.9218 | 9951.7554
Commercial_College_Existing_Food Preparation_Natural Gas_Range_E3_Baseline Forecast | Commercial | College | Existing | Food Preparation | Natural Gas | Range | E3 |  | Baseline Forecast | 0 | 0 | 0 | 0 | 0 | 0 | 0 | 0 | 0 | 0 | 0 | 0 | 0 | 0 | 0 | 0 | 0 | 0 | 0 | 0 | 0 | 0 | 0 | 0 | 0 | 0 | 0 | 0 | 0 | 0 | 0 | 0 | 0
Commercial_College_Existing_Food Preparation_Natural Gas_Range_E4_Baseline Forecast | Commercial | College | Existing | Food Preparation | Natural Gas | Range | E4 |  | Baseline Forecast | 0 | 0 | 0 | 0 | 0 | 0 | 0 | 0 | 0 | 0 | 0 | 0 | 0 | 0 | 0 | 0 | 0 | 0 | 0 | 0 | 0 | 0 | 0 | 0 | 0 | 0 | 0 | 0 | 0 | 0 | 0 | 0 | 0
Commercial_College_Existing_Food Preparation_Natural Gas_Range_E5_Baseline Forecast | Commercial | College | Existing | Food Preparation | Natural Gas | Range | E5 |  | Baseline Forecast | 0 | 0 | 0 | 0 | 0 | 0 | 0 | 0 | 0 | 0 | 0 | 0 | 0 | 0 | 0 | 0 | 0 | 0 | 0 | 0 | 0 | 0 | 0 | 0 | 0 | 0 | 0 | 0 | 0 | 0 | 0 | 0 | 0
Commercial_College_Existing_Food Preparation_Natural Gas_Range_E6_Baseline Forecast | Commercial | College | Existing | Food Preparation | Natural Gas | Range | E6 |  | Baseline Forecast | 0 | 0 | 0 | 0 | 0 | 0 | 0 | 0 | 0 | 0 | 0 | 0 | 0 | 0 | 0 | 0 | 0 | 0 | 0 | 0 | 0 | 0 | 0 | 0 | 0 | 0 | 0 | 0 | 0 | 0 | 0 | 0 | 0
Commercial_College_Existing_Food Preparation_Natural Gas_Range_E7_Baseline Forecast | Commercial | College | Existing | Food Preparation | Natural Gas | Range | E7 |  | Baseline Forecast | 0 | 0 | 0 | 0 | 0 | 0 | 0 | 0 | 0 | 0 | 0 | 0 | 0 | 0 | 0 | 0 | 0 | 0 | 0 | 0 | 0 | 0 | 0 | 0 | 0 | 0 | 0 | 0 | 0 | 0 | 0 | 0 | 0
Commercial_College_Existing_Food Preparation_Natural Gas_Range_E8_Baseline Forecast | Commercial | College | Existing | Food Preparation | Natural Gas | Range | E8 |  | Baseline Forecast | 0 | 0 | 0 | 0 | 0 | 0 | 0 | 0 | 0 | 0 | 0 | 0 | 0 | 0 | 0 | 0 | 0 | 0 | 0 | 0 | 0 | 0 | 0 | 0 | 0 | 0 | 0 | 0 | 0 | 0 | 0 | 0 | 0
Commercial_College_Existing_Food Preparation_Natural Gas_Range_E9_Baseline Forecast | Commercial | College | Existing | Food Preparation | Natural Gas | Range | E9 |  | Baseline Forecast | 0 | 0 | 0 | 0 | 0 | 0 | 0 | 0 | 0 | 0 | 0 | 0 | 0 | 0 | 0 | 0 | 0 | 0 | 0 | 0 | 0 | 0 | 0 | 0 | 0 | 0 | 0 | 0 | 0 | 0 | 0 | 0 | 0
Commercial_College_Existing_Food Preparation_Natural Gas_Range_E10_Baseline Forecast | Commercial | College | Existing | Food Preparation | Natural Gas | Range | E10 |  | Baseline Forecast | 0 | 0 | 0 | 0 | 0 | 0 | 0 | 0 | 0 | 0 | 0 | 0 | 0 | 0 | 0 | 0 | 0 | 0 | 0 | 0 | 0 | 0 | 0 | 0 | 0 | 0 | 0 | 0 | 0 | 0 | 0 | 0 | 0
Commercial_College_Existing_Food Preparation_Natural Gas_Steamer_E1_Baseline Forecast | Commercial | College | Existing | Food Preparation | Natural Gas | Steamer | E1 |  | Baseline Forecast | 0 | 1133.6177 | 1281.8075 | 0 | 0 | 0 | 0 | 0 | 0 | 0 | 0 | 0 | 0 | 0 | 0 | 0 | 0 | 0 | 0 | 0 | 0 | 0 | 0 | 0 | 0 | 0 | 0 | 0 | 0 | 0 | 0 | 0 | 0
Commercial_College_Existing_Food Preparation_Natural Gas_Steamer_E2_Baseline Forecast | Commercial | College | Existing | Food Preparation | Natural Gas | Steamer | E2 |  | Baseline Forecast | 0 | 1134.6426 | 1288.2785 | 2831.0034 | 4491.9411 | 3287.0154 | 3472.6673 | 3636.8141 | 3781.4725 | 3908.669 | 3712.9776 | 3572.949 | 3478.428 | 3574.9575 | 3529.5622 | 3509.6713 | 3509.9467 | 3526.0463 | 3554.3873 | 4227.4213 | 4233.1395 | 4217.4646 | 4624.4194 | 4133.7657 | 4107.7536 | 4078.183 | 4047.9111 | 4018.997 | 3970.9221 | 3945.2139 | 3933.9971 | 4025.0257 | 4817.5252
Commercial_College_Existing_Food Preparation_Natural Gas_Steamer_E3_Baseline Forecast | Commercial | College | Existing | Food Preparation | Natural Gas | Steamer | E3 |  | Baseline Forecast | 0 | 0 | 0 | 0 | 0 | 0 | 0 | 0 | 0 | 0 | 0 | 0 | 0 | 0 | 0 | 0 | 0 | 0 | 0 | 0 | 0 | 0 | 0 | 0 | 0 | 0 | 0 | 0 | 0 | 0 | 0 | 0 | 0
Commercial_College_Existing_Food Preparation_Natural Gas_Steamer_E4_Baseline Forecast | Commercial | College | Existing | Food Preparation | Natural Gas | Steamer | E4 |  | Baseline Forecast | 0 | 0 | 0 | 0 | 0 | 0 | 0 | 0 | 0 | 0 | 0 | 0 | 0 | 0 | 0 | 0 | 0 | 0 | 0 | 0 | 0 | 0 | 0 | 0 | 0 | 0 | 0 | 0 | 0 | 0 | 0 | 0 | 0
Commercial_College_Existing_Food Preparation_Natural Gas_Steamer_E5_Baseline Forecast | Commercial | College | Existing | Food Preparation | Natural Gas | Steamer | E5 |  | Baseline Forecast | 0 | 0 | 0 | 0 | 0 | 0 | 0 | 0 | 0 | 0 | 0 | 0 | 0 | 0 | 0 | 0 | 0 | 0 | 0 | 0 | 0 | 0 | 0 | 0 | 0 | 0 | 0 | 0 | 0 | 0 | 0 | 0 | 0
Commercial_College_Existing_Food Preparation_Natural Gas_Steamer_E6_Baseline Forecast | Commercial | College | Existing | Food Preparation | Natural Gas | Steamer | E6 |  | Baseline Forecast | 0 | 0 | 0 | 0 | 0 | 0 | 0 | 0 | 0 | 0 | 0 | 0 | 0 | 0 | 0 | 0 | 0 | 0 | 0 | 0 | 0 | 0 | 0 | 0 | 0 | 0 | 0 | 0 | 0 | 0 | 0 | 0 | 0
Commercial_College_Existing_Food Preparation_Natural Gas_Steamer_E7_Baseline Forecast | Commercial | College | Existing | Food Preparation | Natural Gas | Steamer | E7 |  | Baseline Forecast | 0 | 0 | 0 | 0 | 0 | 0 | 0 | 0 | 0 | 0 | 0 | 0 | 0 | 0 | 0 | 0 | 0 | 0 | 0 | 0 | 0 | 0 | 0 | 0 | 0 | 0 | 0 | 0 | 0 | 0 | 0 | 0 | 0
Commercial_College_Existing_Food Preparation_Natural Gas_Steamer_E8_Baseline Forecast | Commercial | College | Existing | Food Preparation | Natural Gas | Steamer | E8 |  | Baseline Forecast | 0 | 0 | 0 | 0 | 0 | 0 | 0 | 0 | 0 | 0 | 0 | 0 | 0 | 0 | 0 | 0 | 0 | 0 | 0 | 0 | 0 | 0 | 0 | 0 | 0 | 0 | 0 | 0 | 0 | 0 | 0 | 0 | 0
Commercial_College_Existing_Food Preparation_Natural Gas_Steamer_E9_Baseline Forecast | Commercial | College | Existing | Food Preparation | Natural Gas | Steamer | E9 |  | Baseline Forecast | 0 | 0 | 0 | 0 | 0 | 0 | 0 | 0 | 0 | 0 | 0 | 0 | 0 | 0 | 0 | 0 | 0 | 0 | 0 | 0 | 0 | 0 | 0 | 0 | 0 | 0 | 0 | 0 | 0 | 0 | 0 | 0 | 0
Commercial_College_Existing_Food Preparation_Natural Gas_Steamer_E10_Baseline Forecast | Commercial | College | Existing | Food Preparation | Natural Gas | Steamer | E10 |  | Baseline Forecast | 0 | 0 | 0 | 0 | 0 | 0 | 0 | 0 | 0 | 0 | 0 | 0 | 0 | 0 | 0 | 0 | 0 | 0 | 0 | 0 | 0 | 0 | 0 | 0 | 0 | 0 | 0 | 0 | 0 | 0 | 0 | 0 | 0
Commercial_College_Existing_Food Preparation_Natural Gas_Food Prep Other_E1_Baseline Forecast | Commercial | College | Existing | Food Preparation | Natural Gas | Food Prep Other | E1 |  | Baseline Forecast | 0 | 226.5992 | 293.0725 | 345.0232 | 518.9109 | 421.3165 | 447.7051 | 468.6091 | 485.0908 | 498.0222 | 441.7957 | 410.0505 | 395.1589 | 417.2364 | 415.7786 | 477.1742 | 490.1194 | 500.2399 | 541.4207 | 494.5597 | 482.4064 | 468.3803 | 460.3977 | 452.8405 | 441.2479 | 440.7451 | 446.6073 | 468.7878 | 471.2849 | 486.8974 | 484.2679 | 479.8688 | 557.6994
Commercial_College_Existing_Food Preparation_Natural Gas_Food Prep Other_E2_Baseline Forecast | Commercial | College | Existing | Food Preparation | Natural Gas | Food Prep Other | E2 |  | Baseline Forecast | 0 | 79.6159 | 102.9715 | 121.2244 | 182.32 | 148.0301 | 157.3018 | 164.6465 | 170.4375 | 174.981 | 155.2258 | 144.0721 | 138.84 | 146.597 | 146.0849 | 167.6564 | 172.2048 | 175.7607 | 190.2298 | 173.7651 | 169.4951 | 164.567 | 161.7624 | 159.1072 | 155.0342 | 154.8575 | 156.9173 | 164.7105 | 165.5879 | 171.0735 | 170.1496 | 168.6039 | 195.9501
Commercial_College_Existing_Food Preparation_Natural Gas_Food Prep Other_E3_Baseline Forecast | Commercial | College | Existing | Food Preparation | Natural Gas | Food Prep Other | E3 |  | Baseline Forecast | 0 | 0 | 0 | 0 | 0 | 0 | 0 | 0 | 0 | 0 | 0 | 0 | 0 | 0 | 0 | 0 | 0 | 0 | 0 | 0 | 0 | 0 | 0 | 0 | 0 | 0 | 0 | 0 | 0 | 0 | 0 | 0 | 0
Commercial_College_Existing_Food Preparation_Natural Gas_Food Prep Other_E4_Baseline Forecast | Commercial | College | Existing | Food Preparation | Natural Gas | Food Prep Other | E4 |  | Baseline Forecast | 0 | 0 | 0 | 0 | 0 | 0 | 0 | 0 | 0 | 0 | 0 | 0 | 0 | 0 | 0 | 0 | 0 | 0 | 0 | 0 | 0 | 0 | 0 | 0 | 0 | 0 | 0 | 0 | 0 | 0 | 0 | 0 | 0
Commercial_College_Existing_Food Preparation_Natural Gas_Food Prep Other_E5_Baseline Forecast | Commercial | College | Existing | Food Preparation | Natural Gas | Food Prep Other | E5 |  | Baseline Forecast | 0 | 0 | 0 | 0 | 0 | 0 | 0 | 0 | 0 | 0 | 0 | 0 | 0 | 0 | 0 | 0 | 0 | 0 | 0 | 0 | 0 | 0 | 0 | 0 | 0 | 0 | 0 | 0 | 0 | 0 | 0 | 0 | 0
Commercial_College_Existing_Food Preparation_Natural Gas_Food Prep Other_E6_Baseline Forecast | Commercial | College | Existing | Food Preparation | Natural Gas | Food Prep Other | E6 |  | Baseline Forecast | 0 | 0 | 0 | 0 | 0 | 0 | 0 | 0 | 0 | 0 | 0 | 0 | 0 | 0 | 0 | 0 | 0 | 0 | 0 | 0 | 0 | 0 | 0 | 0 | 0 | 0 | 0 | 0 | 0 | 0 | 0 | 0 | 0
Commercial_College_Existing_Food Preparation_Natural Gas_Food Prep Other_E7_Baseline Forecast | Commercial | College | Existing | Food Preparation | Natural Gas | Food Prep Other | E7 |  | Baseline Forecast | 0 | 0 | 0 | 0 | 0 | 0 | 0 | 0 | 0 | 0 | 0 | 0 | 0 | 0 | 0 | 0 | 0 | 0 | 0 | 0 | 0 | 0 | 0 | 0 | 0 | 0 | 0 | 0 | 0 | 0 | 0 | 0 | 0
Commercial_College_Existing_Food Preparation_Natural Gas_Food Prep Other_E8_Baseline Forecast | Commercial | College | Existing | Food Preparation | Natural Gas | Food Prep Other | E8 |  | Baseline Forecast | 0 | 0 | 0 | 0 | 0 | 0 | 0 | 0 | 0 | 0 | 0 | 0 | 0 | 0 | 0 | 0 | 0 | 0 | 0 | 0 | 0 | 0 | 0 | 0 | 0 | 0 | 0 | 0 | 0 | 0 | 0 | 0 | 0
Commercial_College_Existing_Food Preparation_Natural Gas_Food Prep Other_E9_Baseline Forecast | Commercial | College | Existing | Food Preparation | Natural Gas | Food Prep Other | E9 |  | Baseline Forecast | 0 | 0 | 0 | 0 | 0 | 0 | 0 | 0 | 0 | 0 | 0 | 0 | 0 | 0 | 0 | 0 | 0 | 0 | 0 | 0 | 0 | 0 | 0 | 0 | 0 | 0 | 0 | 0 | 0 | 0 | 0 | 0 | 0
Commercial_College_Existing_Food Preparation_Natural Gas_Food Prep Other_E10_Baseline Forecast | Commercial | College | Existing | Food Preparation | Natural Gas | Food Prep Other | E10 |  | Baseline Forecast | 0 | 0 | 0 | 0 | 0 | 0 | 0 | 0 | 0 | 0 | 0 | 0 | 0 | 0 | 0 | 0 | 0 | 0 | 0 | 0 | 0 | 0 | 0 | 0 | 0 | 0 | 0 | 0 | 0 | 0 | 0 | 0 | 0
Commercial_College_Existing_Miscellaneous_Natural Gas_Pool Heater_E1_Baseline Forecast | Commercial | College | Existing | Miscellaneous | Natural Gas | Pool Heater | E1 |  | Baseline Forecast | 0 | 425.4938 | 550.3133 | 647.863 | 876.0812 | 791.1217 | 715.1041 | 679.4469 | 670.7999 | 708.7627 | 722.3565 | 826.7881 | 827.0477 | 819.0044 | 852.6921 | 802.5442 | 785.3494 | 781.9648 | 784.6157 | 805.4203 | 805.9049 | 826.2503 | 815.1156 | 804.6027 | 811.027 | 794.6963 | 794.1073 | 794.9486 | 795.0591 | 801.0589 | 797.3794 | 799.4144 | 878.0488
Commercial_College_Existing_Miscellaneous_Natural Gas_Pool Heater_E2_Baseline Forecast | Commercial | College | Existing | Miscellaneous | Natural Gas | Pool Heater | E2 |  | Baseline Forecast | 0 | 47.2771 | 61.1459 | 71.9848 | 97.3424 | 87.9024 | 79.456 | 75.4941 | 74.5333 | 78.7514 | 80.2618 | 91.8653 | 91.8942 | 91.0005 | 94.7436 | 89.1716 | 87.261 | 86.885 | 87.1795 | 89.4911 | 89.545 | 91.8056 | 90.5684 | 89.4003 | 90.1141 | 88.2996 | 88.2341 | 88.3276 | 88.3399 | 89.0065 | 88.5977 | 88.8238 | 97.561
Commercial_College_Existing_Miscellaneous_Natural Gas_Pool Heater_E3_Baseline Forecast | Commercial | College | Existing | Miscellaneous | Natural Gas | Pool Heater | E3 |  | Baseline Forecast | 0 | 0 | 0 | 0 | 0 | 0 | 0 | 0 | 0 | 0 | 0 | 0 | 0 | 0 | 0 | 0 | 0 | 0 | 0 | 0 | 0 | 0 | 0 | 0 | 0 | 0 | 0 | 0 | 0 | 0 | 0 | 0 | 0
Commercial_College_Existing_Miscellaneous_Natural Gas_Pool Heater_E4_Baseline Forecast | Commercial | College | Existing | Miscellaneous | Natural Gas | Pool Heater | E4 |  | Baseline Forecast | 0 | 0 | 0 | 0 | 0 | 0 | 0 | 0 | 0 | 0 | 0 | 0 | 0 | 0 | 0 | 0 | 0 | 0 | 0 | 0 | 0 | 0 | 0 | 0 | 0 | 0 | 0 | 0 | 0 | 0 | 0 | 0 | 0
Commercial_College_Existing_Miscellaneous_Natural Gas_Pool Heater_E5_Baseline Forecast | Commercial | College | Existing | Miscellaneous | Natural Gas | Pool Heater | E5 |  | Baseline Forecast | 0 | 0 | 0 | 0 | 0 | 0 | 0 | 0 | 0 | 0 | 0 | 0 | 0 | 0 | 0 | 0 | 0 | 0 | 0 | 0 | 0 | 0 | 0 | 0 | 0 | 0 | 0 | 0 | 0 | 0 | 0 | 0 | 0
Commercial_College_Existing_Miscellaneous_Natural Gas_Pool Heater_E6_Baseline Forecast | Commercial | College | Existing | Miscellaneous | Natural Gas | Pool Heater | E6 |  | Baseline Forecast | 0 | 0 | 0 | 0 | 0 | 0 | 0 | 0 | 0 | 0 | 0 | 0 | 0 | 0 | 0 | 0 | 0 | 0 | 0 | 0 | 0 | 0 | 0 | 0 | 0 | 0 | 0 | 0 | 0 | 0 | 0 | 0 | 0
Commercial_College_Existing_Miscellaneous_Natural Gas_Pool Heater_E7_Baseline Forecast | Commercial | College | Existing | Miscellaneous | Natural Gas | Pool Heater | E7 |  | Baseline Forecast | 0 | 0 | 0 | 0 | 0 | 0 | 0 | 0 | 0 | 0 | 0 | 0 | 0 | 0 | 0 | 0 | 0 | 0 | 0 | 0 | 0 | 0 | 0 | 0 | 0 | 0 | 0 | 0 | 0 | 0 | 0 | 0 | 0
Commercial_College_Existing_Miscellaneous_Natural Gas_Pool Heater_E8_Baseline Forecast | Commercial | College | Existing | Miscellaneous | Natural Gas | Pool Heater | E8 |  | Baseline Forecast | 0 | 0 | 0 | 0 | 0 | 0 | 0 | 0 | 0 | 0 | 0 | 0 | 0 | 0 | 0 | 0 | 0 | 0 | 0 | 0 | 0 | 0 | 0 | 0 | 0 | 0 | 0 | 0 | 0 | 0 | 0 | 0 | 0
Commercial_College_Existing_Miscellaneous_Natural Gas_Pool Heater_E9_Baseline Forecast | Commercial | College | Existing | Miscellaneous | Natural Gas | Pool Heater | E9 |  | Baseline Forecast | 0 | 0 | 0 | 0 | 0 | 0 | 0 | 0 | 0 | 0 | 0 | 0 | 0 | 0 | 0 | 0 | 0 | 0 | 0 | 0 | 0 | 0 | 0 | 0 | 0 | 0 | 0 | 0 | 0 | 0 | 0 | 0 | 0
Commercial_College_Existing_Miscellaneous_Natural Gas_Pool Heater_E10_Baseline Forecast | Commercial | College | Existing | Miscellaneous | Natural Gas | Pool Heater | E10 |  | Baseline Forecast | 0 | 0 | 0 | 0 | 0 | 0 | 0 | 0 | 0 | 0 | 0 | 0 | 0 | 0 | 0 | 0 | 0 | 0 | 0 | 0 | 0 | 0 | 0 | 0 | 0 | 0 | 0 | 0 | 0 | 0 | 0 | 0 | 0
Commercial_College_Existing_Miscellaneous_Natural Gas_Miscellaneous_E1_Baseline Forecast | Commercial | College | Existing | Miscellaneous | Natural Gas | Miscellaneous | E1 |  | Baseline Forecast | 0 | 50033.3668 | 59258.9364 | 66967.59 | 77952.8252 | 63499.9512 | 63817.4436 | 65639.1585 | 65156.7745 | 64792.4947 | 64739.2766 | 78815.6761 | 79311.9465 | 79340.3513 | 82188.4455 | 77500.6322 | 77691.3962 | 78685.7383 | 78216.8239 | 77880.9464 | 77826.7177 | 81748.9155 | 81185.3437 | 80559.7067 | 81384.5505 | 79857.0635 | 79851.0264 | 80191.1063 | 79845.3915 | 79584.3107 | 79487.5599 | 80490.2619 | 87814.7821
Commercial_College_Existing_Miscellaneous_Natural Gas_Miscellaneous_E2_Baseline Forecast | Commercial | College | Existing | Miscellaneous | Natural Gas | Miscellaneous | E2 |  | Baseline Forecast | 0 | 0 | 0 | 0 | 0 | 0 | 0 | 0 | 0 | 0 | 0 | 0 | 0 | 0 | 0 | 0 | 0 | 0 | 0 | 0 | 0 | 0 | 0 | 0 | 0 | 0 | 0 | 0 | 0 | 0 | 0 | 0 | 0
Commercial_College_Existing_Miscellaneous_Natural Gas_Miscellaneous_E3_Baseline Forecast | Commercial | College | Existing | Miscellaneous | Natural Gas | Miscellaneous | E3 |  | Baseline Forecast | 0 | 0 | 0 | 0 | 0 | 0 | 0 | 0 | 0 | 0 | 0 | 0 | 0 | 0 | 0 | 0 | 0 | 0 | 0 | 0 | 0 | 0 | 0 | 0 | 0 | 0 | 0 | 0 | 0 | 0 | 0 | 0 | 0
Commercial_College_Existing_Miscellaneous_Natural Gas_Miscellaneous_E4_Baseline Forecast | Commercial | College | Existing | Miscellaneous | Natural Gas | Miscellaneous | E4 |  | Baseline Forecast | 0 | 0 | 0 | 0 | 0 | 0 | 0 | 0 | 0 | 0 | 0 | 0 | 0 | 0 | 0 | 0 | 0 | 0 | 0 | 0 | 0 | 0 | 0 | 0 | 0 | 0 | 0 | 0 | 0 | 0 | 0 | 0 | 0
Commercial_College_Existing_Miscellaneous_Natural Gas_Miscellaneous_E5_Baseline Forecast | Commercial | College | Existing | Miscellaneous | Natural Gas | Miscellaneous | E5 |  | Baseline Forecast | 0 | 0 | 0 | 0 | 0 | 0 | 0 | 0 | 0 | 0 | 0 | 0 | 0 | 0 | 0 | 0 | 0 | 0 | 0 | 0 | 0 | 0 | 0 | 0 | 0 | 0 | 0 | 0 | 0 | 0 | 0 | 0 | 0
Commercial_College_Existing_Miscellaneous_Natural Gas_Miscellaneous_E6_Baseline Forecast | Commercial | College | Existing | Miscellaneous | Natural Gas | Miscellaneous | E6 |  | Baseline Forecast | 0 | 0 | 0 | 0 | 0 | 0 | 0 | 0 | 0 | 0 | 0 | 0 | 0 | 0 | 0 | 0 | 0 | 0 | 0 | 0 | 0 | 0 | 0 | 0 | 0 | 0 | 0 | 0 | 0 | 0 | 0 | 0 | 0
Commercial_College_Existing_Miscellaneous_Natural Gas_Miscellaneous_E7_Baseline Forecast | Commercial | College | Existing | Miscellaneous | Natural Gas | Miscellaneous | E7 |  | Baseline Forecast | 0 | 0 | 0 | 0 | 0 | 0 | 0 | 0 | 0 | 0 | 0 | 0 | 0 | 0 | 0 | 0 | 0 | 0 | 0 | 0 | 0 | 0 | 0 | 0 | 0 | 0 | 0 | 0 | 0 | 0 | 0 | 0 | 0
Commercial_College_Existing_Miscellaneous_Natural Gas_Miscellaneous_E8_Baseline Forecast | Commercial | College | Existing | Miscellaneous | Natural Gas | Miscellaneous | E8 |  | Baseline Forecast | 0 | 0 | 0 | 0 | 0 | 0 | 0 | 0 | 0 | 0 | 0 | 0 | 0 | 0 | 0 | 0 | 0 | 0 | 0 | 0 | 0 | 0 | 0 | 0 | 0 | 0 | 0 | 0 | 0 | 0 | 0 | 0 | 0
Commercial_College_Existing_Miscellaneous_Natural Gas_Miscellaneous_E9_Baseline Forecast | Commercial | College | Existing | Miscellaneous | Natural Gas | Miscellaneous | E9 |  | Baseline Forecast | 0 | 0 | 0 | 0 | 0 | 0 | 0 | 0 | 0 | 0 | 0 | 0 | 0 | 0 | 0 | 0 | 0 | 0 | 0 | 0 | 0 | 0 | 0 | 0 | 0 | 0 | 0 | 0 | 0 | 0 | 0 | 0 | 0
Commercial_College_Existing_Miscellaneous_Natural Gas_Miscellaneous_E10_Baseline Forecast | Commercial | College | Existing | Miscellaneous | Natural Gas | Miscellaneous | E10 |  | Baseline Forecast | 0 | 0 | 0 | 0 | 0 | 0 | 0 | 0 | 0 | 0 | 0 | 0 | 0 | 0 | 0 | 0 | 0 | 0 | 0 | 0 | 0 | 0 | 0 | 0 | 0 | 0 | 0 | 0 | 0 | 0 | 0 | 0 | 0
Commercial_College_New_Space Heating_Natural Gas_Furnace_E1_Baseline Forecast | Commercial | College | New | Space Heating | Natural Gas | Furnace | E1 |  | Baseline Forecast | 0 | 0 | 0 | 0 | 0 | 0 | 0 | 0 | 0 | 0 | 0 | 0 | 0 | 0 | 0 | 0 | 0 | 0 | 0 | 0 | 0 | 0 | 0 | 0 | 0 | 0 | 0 | 0 | 0 | 0 | 0 | 0 | 0
Commercial_College_New_Space Heating_Natural Gas_Furnace_E2_Baseline Forecast | Commercial | College | New | Space Heating | Natural Gas | Furnace | E2 |  | Baseline Forecast | 0 | 0 | 0 | 0 | 0 | 0 | 0 | 0 | 0 | 0 | 0 | 0 | 0 | 0 | 0 | 0 | 0 | 0 | 0 | 0 | 0 | 0 | 0 | 0 | 0 | 0 | 0 | 0 | 0 | 0 | 0 | 0 | 0
Commercial_College_New_Space Heating_Natural Gas_Furnace_E3_Baseline Forecast | Commercial | College | New | Space Heating | Natural Gas | Furnace | E3 |  | Baseline Forecast | 0 | 0 | 0 | 0 | 0 | 0 | 0 | 0 | 0 | 0 | 0 | 0 | 0 | 0 | 0 | 0 | 0 | 0 | 0 | 0 | 0 | 0 | 0 | 0 | 0 | 0 | 0 | 0 | 0 | 0 | 0 | 0 | 0
Commercial_College_New_Space Heating_Natural Gas_Furnace_E4_Baseline Forecast | Commercial | College | New | Space Heating | Natural Gas | Furnace | E4 |  | Baseline Forecast | 0 | 0 | 0 | 0 | 0 | 0 | 0 | 0 | 0 | 0 | 0 | 0 | 0 | 0 | 0 | 0 | 0 | 0 | 0 | 0 | 0 | 0 | 0 | 0 | 0 | 0 | 0 | 0 | 0 | 0 | 0 | 0 | 0
Commercial_College_New_Space Heating_Natural Gas_Furnace_E5_Baseline Forecast | Commercial | College | New | Space Heating | Natural Gas | Furnace | E5 |  | Baseline Forecast | 0 | 0 | 0 | 0 | 0 | 0 | 0 | 0 | 0 | 0 | 0 | 0 | 0 | 0 | 0 | 0 | 0 | 0 | 0 | 0 | 0 | 0 | 0 | 0 | 0 | 0 | 0 | 0 | 0 | 0 | 0 | 0 | 0
Commercial_College_New_Space Heating_Natural Gas_Furnace_E6_Baseline Forecast | Commercial | College | New | Space Heating | Natural Gas | Furnace | E6 |  | Baseline Forecast | 0 | 0 | 0 | 0 | 0 | 0 | 0 | 0 | 0 | 0 | 0 | 0 | 0 | 0 | 0 | 0 | 0 | 0 | 0 | 0 | 0 | 0 | 0 | 0 | 0 | 0 | 0 | 0 | 0 | 0 | 0 | 0 | 0
Commercial_College_New_Space Heating_Natural Gas_Furnace_E7_Baseline Forecast | Commercial | College | New | Space Heating | Natural Gas | Furnace | E7 |  | Baseline Forecast | 0 | 0 | 0 | 0 | 0 | 0 | 0 | 0 | 0 | 0 | 0 | 0 | 0 | 0 | 0 | 0 | 0 | 0 | 0 | 0 | 0 | 0 | 0 | 0 | 0 | 0 | 0 | 0 | 0 | 0 | 0 | 0 | 0
Commercial_College_New_Space Heating_Natural Gas_Furnace_E8_Baseline Forecast | Commercial | College | New | Space Heating | Natural Gas | Furnace | E8 |  | Baseline Forecast | 0 | 0 | 0 | 0 | 0 | 0 | 0 | 0 | 0 | 0 | 0 | 0 | 0 | 0 | 0 | 0 | 0 | 0 | 0 | 0 | 0 | 0 | 0 | 0 | 0 | 0 | 0 | 0 | 0 | 0 | 0 | 0 | 0
Commercial_College_New_Space Heating_Natural Gas_Furnace_E9_Baseline Forecast | Commercial | College | New | Space Heating | Natural Gas | Furnace | E9 |  | Baseline Forecast | 0 | 0 | 0 | 0 | 0 | 0 | 0 | 0 | 0 | 0 | 0 | 0 | 0 | 0 | 0 | 0 | 0 | 0 | 0 | 0 | 0 | 0 | 0 | 0 | 0 | 0 | 0 | 0 | 0 | 0 | 0 | 0 | 0
Commercial_College_New_Space Heating_Natural Gas_Furnace_E10_Baseline Forecast | Commercial | College | New | Space Heating | Natural Gas | Furnace | E10 |  | Baseline Forecast | 0 | 0 | 0 | 0 | 0 | 0 | 0 | 0 | 0 | 0 | 0 | 0 | 0 | 0 | 0 | 0 | 0 | 0 | 0 | 0 | 0 | 0 | 0 | 0 | 0 | 0 | 0 | 0 | 0 | 0 | 0 | 0 | 0
Commercial_College_New_Space Heating_Natural Gas_Boiler_E1_Baseline Forecast | Commercial | College | New | Space Heating | Natural Gas | Boiler | E1 |  | Baseline Forecast | 0 | 0 | 0 | 0 | 0 | 0 | 0 | 0 | 0 | 0 | 0 | 0 | 0 | 0 | 0 | 0 | 0 | 0 | 0 | 0 | 0 | 0 | 0 | 0 | 0 | 0 | 0 | 0 | 0 | 0 | 0 | 0 | 0
Commercial_College_New_Space Heating_Natural Gas_Boiler_E2_Baseline Forecast | Commercial | College | New | Space Heating | Natural Gas | Boiler | E2 |  | Baseline Forecast | 0 | 0 | 0 | 0 | 0 | 0 | 0 | 0 | 0 | 0 | 0 | 0 | 0 | 0 | 0 | 0 | 0 | 0 | 0 | 0 | 0 | 0 | 0 | 0 | 0 | 0 | 0 | 0 | 0 | 0 | 0 | 0 | 0
Commercial_College_New_Space Heating_Natural Gas_Boiler_E3_Baseline Forecast | Commercial | College | New | Space Heating | Natural Gas | Boiler | E3 |  | Baseline Forecast | 0 | 0 | 0 | 0 | 0 | 0 | 0 | 0 | 0 | 0 | 0 | 0 | 0 | 0 | 0 | 0 | 0 | 0 | 0 | 0 | 0 | 0 | 0 | 0 | 0 | 0 | 0 | 0 | 0 | 0 | 0 | 0 | 0
Commercial_College_New_Space Heating_Natural Gas_Boiler_E4_Baseline Forecast | Commercial | College | New | Space Heating | Natural Gas | Boiler | E4 |  | Baseline Forecast | 0 | 0 | 0 | 0 | 0 | 0 | 0 | 0 | 0 | 0 | 0 | 0 | 0 | 0 | 0 | 0 | 0 | 0 | 0 | 0 | 0 | 0 | 0 | 0 | 0 | 0 | 0 | 0 | 0 | 0 | 0 | 0 | 0
Commercial_College_New_Space Heating_Natural Gas_Boiler_E5_Baseline Forecast | Commercial | College | New | Space Heating | Natural Gas | Boiler | E5 |  | Baseline Forecast | 0 | 0 | 0 | 0 | 0 | 0 | 0 | 0 | 0 | 0 | 0 | 0 | 0 | 0 | 0 | 0 | 0 | 0 | 0 | 0 | 0 | 0 | 0 | 0 | 0 | 0 | 0 | 0 | 0 | 0 | 0 | 0 | 0
Commercial_College_New_Space Heating_Natural Gas_Boiler_E6_Baseline Forecast | Commercial | College | New | Space Heating | Natural Gas | Boiler | E6 |  | Baseline Forecast | 0 | 0 | 0 | 0 | 0 | 0 | 0 | 0 | 0 | 0 | 0 | 0 | 0 | 0 | 0 | 0 | 0 | 0 | 0 | 0 | 0 | 0 | 0 | 0 | 0 | 0 | 0 | 0 | 0 | 0 | 0 | 0 | 0
Commercial_College_New_Space Heating_Natural Gas_Boiler_E7_Baseline Forecast | Commercial | College | New | Space Heating | Natural Gas | Boiler | E7 |  | Baseline Forecast | 0 | 0 | 0 | 0 | 0 | 0 | 0 | 0 | 0 | 0 | 0 | 0 | 0 | 0 | 0 | 0 | 0 | 0 | 0 | 0 | 0 | 0 | 0 | 0 | 0 | 0 | 0 | 0 | 0 | 0 | 0 | 0 | 0
Commercial_College_New_Space Heating_Natural Gas_Boiler_E8_Baseline Forecast | Commercial | College | New | Space Heating | Natural Gas | Boiler | E8 |  | Baseline Forecast | 0 | 0 | 0 | 0 | 0 | 0 | 0 | 0 | 0 | 0 | 0 | 0 | 0 | 0 | 0 | 0 | 0 | 0 | 0 | 0 | 0 | 0 | 0 | 0 | 0 | 0 | 0 | 0 | 0 | 0 | 0 | 0 | 0
Commercial_College_New_Space Heating_Natural Gas_Boiler_E9_Baseline Forecast | Commercial | College | New | Space Heating | Natural Gas | Boiler | E9 |  | Baseline Forecast | 0 | 0 | 0 | 0 | 0 | 0 | 0 | 0 | 0 | 0 | 0 | 0 | 0 | 0 | 0 | 0 | 0 | 0 | 0 | 0 | 0 | 0 | 0 | 0 | 0 | 0 | 0 | 0 | 0 | 0 | 0 | 0 | 0
Commercial_College_New_Space Heating_Natural Gas_Boiler_E10_Baseline Forecast | Commercial | College | New | Space Heating | Natural Gas | Boiler | E10 |  | Baseline Forecast | 0 | 0 | 0 | 0 | 0 | 0 | 0 | 0 | 0 | 0 | 0 | 0 | 0 | 0 | 0 | 0 | 0 | 0 | 0 | 0 | 0 | 0 | 0 | 0 | 0 | 0 | 0 | 0 | 0 | 0 | 0 | 0 | 0
Commercial_College_New_Space Heating_Natural Gas_Unit Heater_E1_Baseline Forecast | Commercial | College | New | Space Heating | Natural Gas | Unit Heater | E1 |  | Baseline Forecast | 0 | 0 | 0 | 0 | 0 | 0 | 0 | 0 | 0 | 0 | 0 | 0 | 0 | 0 | 0 | 0 | 0 | 0 | 0 | 0 | 0 | 0 | 0 | 0 | 0 | 0 | 0 | 0 | 0 | 0 | 0 | 0 | 0
Commercial_College_New_Space Heating_Natural Gas_Unit Heater_E2_Baseline Forecast | Commercial | College | New | Space Heating | Natural Gas | Unit Heater | E2 |  | Baseline Forecast | 0 | 0 | 0 | 0 | 0 | 0 | 0 | 0 | 0 | 0 | 0 | 0 | 0 | 0 | 0 | 0 | 0 | 0 | 0 | 0 | 0 | 0 | 0 | 0 | 0 | 0 | 0 | 0 | 0 | 0 | 0 | 0 | 0
Commercial_College_New_Space Heating_Natural Gas_Unit Heater_E3_Baseline Forecast | Commercial | College | New | Space Heating | Natural Gas | Unit Heater | E3 |  | Baseline Forecast | 0 | 0 | 0 | 0 | 0 | 0 | 0 | 0 | 0 | 0 | 0 | 0 | 0 | 0 | 0 | 0 | 0 | 0 | 0 | 0 | 0 | 0 | 0 | 0 | 0 | 0 | 0 | 0 | 0 | 0 | 0 | 0 | 0
Commercial_College_New_Space Heating_Natural Gas_Unit Heater_E4_Baseline Forecast | Commercial | College | New | Space Heating | Natural Gas | Unit Heater | E4 |  | Baseline Forecast | 0 | 0 | 0 | 0 | 0 | 0 | 0 | 0 | 0 | 0 | 0 | 0 | 0 | 0 | 0 | 0 | 0 | 0 | 0 | 0 | 0 | 0 | 0 | 0 | 0 | 0 | 0 | 0 | 0 | 0 | 0 | 0 | 0
Commercial_College_New_Space Heating_Natural Gas_Unit Heater_E5_Baseline Forecast | Commercial | College | New | Space Heating | Natural Gas | Unit Heater | E5 |  | Baseline Forecast | 0 | 0 | 0 | 0 | 0 | 0 | 0 | 0 | 0 | 0 | 0 | 0 | 0 | 0 | 0 | 0 | 0 | 0 | 0 | 0 | 0 | 0 | 0 | 0 | 0 | 0 | 0 | 0 | 0 | 0 | 0 | 0 | 0
Commercial_College_New_Space Heating_Natural Gas_Unit Heater_E6_Baseline Forecast | Commercial | College | New | Space Heating | Natural Gas | Unit Heater | E6 |  | Baseline Forecast | 0 | 0 | 0 | 0 | 0 | 0 | 0 | 0 | 0 | 0 | 0 | 0 | 0 | 0 | 0 | 0 | 0 | 0 | 0 | 0 | 0 | 0 | 0 | 0 | 0 | 0 | 0 | 0 | 0 | 0 | 0 | 0 | 0
Commercial_College_New_Space Heating_Natural Gas_Unit Heater_E7_Baseline Forecast | Commercial | College | New | Space Heating | Natural Gas | Unit Heater | E7 |  | Baseline Forecast | 0 | 0 | 0 | 0 | 0 | 0 | 0 | 0 | 0 | 0 | 0 | 0 | 0 | 0 | 0 | 0 | 0 | 0 | 0 | 0 | 0 | 0 | 0 | 0 | 0 | 0 | 0 | 0 | 0 | 0 | 0 | 0 | 0
Commercial_College_New_Space Heating_Natural Gas_Unit Heater_E8_Baseline Forecast | Commercial | College | New | Space Heating | Natural Gas | Unit Heater | E8 |  | Baseline Forecast | 0 | 0 | 0 | 0 | 0 | 0 | 0 | 0 | 0 | 0 | 0 | 0 | 0 | 0 | 0 | 0 | 0 | 0 | 0 | 0 | 0 | 0 | 0 | 0 | 0 | 0 | 0 | 0 | 0 | 0 | 0 | 0 | 0
Commercial_College_New_Space Heating_Natural Gas_Unit Heater_E9_Baseline Forecast | Commercial | College | New | Space Heating | Natural Gas | Unit Heater | E9 |  | Baseline Forecast | 0 | 0 | 0 | 0 | 0 | 0 | 0 | 0 | 0 | 0 | 0 | 0 | 0 | 0 | 0 | 0 | 0 | 0 | 0 | 0 | 0 | 0 | 0 | 0 | 0 | 0 | 0 | 0 | 0 | 0 | 0 | 0 | 0
Commercial_College_New_Space Heating_Natural Gas_Unit Heater_E10_Baseline Forecast | Commercial | College | New | Space Heating | Natural Gas | Unit Heater | E10 |  | Baseline Forecast | 0 | 0 | 0 | 0 | 0 | 0 | 0 | 0 | 0 | 0 | 0 | 0 | 0 | 0 | 0 | 0 | 0 | 0 | 0 | 0 | 0 | 0 | 0 | 0 | 0 | 0 | 0 | 0 | 0 | 0 | 0 | 0 | 0
Commercial_College_New_Water Heating_Natural Gas_Water Heater_E1_Baseline Forecast | Commercial | College | New | Water Heating | Natural Gas | Water Heater | E1 |  | Baseline Forecast | 0 | 0 | 0 | 0 | 0 | 0 | 0 | 0 | 0 | 0 | 0 | 0 | 0 | 0 | 0 | 0 | 0 | 0 | 0 | 0 | 0 | 0 | 0 | 0 | 0 | 0 | 0 | 0 | 0 | 0 | 0 | 0 | 0
Commercial_College_New_Water Heating_Natural Gas_Water Heater_E2_Baseline Forecast | Commercial | College | New | Water Heating | Natural Gas | Water Heater | E2 |  | Baseline Forecast | 0 | 0 | 0 | 0 | 0 | 0 | 0 | 0 | 0 | 0 | 0 | 0 | 0 | 0 | 0 | 0 | 0 | 0 | 0 | 0 | 0 | 0 | 0 | 0 | 0 | 0 | 0 | 0 | 0 | 0 | 0 | 0 | 0
Commercial_College_New_Water Heating_Natural Gas_Water Heater_E3_Baseline Forecast | Commercial | College | New | Water Heating | Natural Gas | Water Heater | E3 |  | Baseline Forecast | 0 | 0 | 0 | 0 | 0 | 0 | 0 | 0 | 0 | 0 | 0 | 0 | 0 | 0 | 0 | 0 | 0 | 0 | 0 | 0 | 0 | 0 | 0 | 0 | 0 | 0 | 0 | 0 | 0 | 0 | 0 | 0 | 0
Commercial_College_New_Water Heating_Natural Gas_Water Heater_E4_Baseline Forecast | Commercial | College | New | Water Heating | Natural Gas | Water Heater | E4 |  | Baseline Forecast | 0 | 0 | 0 | 0 | 0 | 0 | 0 | 0 | 0 | 0 | 0 | 0 | 0 | 0 | 0 | 0 | 0 | 0 | 0 | 0 | 0 | 0 | 0 | 0 | 0 | 0 | 0 | 0 | 0 | 0 | 0 | 0 | 0
Commercial_College_New_Water Heating_Natural Gas_Water Heater_E5_Baseline Forecast | Commercial | College | New | Water Heating | Natural Gas | Water Heater | E5 |  | Baseline Forecast | 0 | 0 | 0 | 0 | 0 | 0 | 0 | 0 | 0 | 0 | 0 | 0 | 0 | 0 | 0 | 0 | 0 | 0 | 0 | 0 | 0 | 0 | 0 | 0 | 0 | 0 | 0 | 0 | 0 | 0 | 0 | 0 | 0
Commercial_College_New_Water Heating_Natural Gas_Water Heater_E6_Baseline Forecast | Commercial | College | New | Water Heating | Natural Gas | Water Heater | E6 |  | Baseline Forecast | 0 | 0 | 0 | 0 | 0 | 0 | 0 | 0 | 0 | 0 | 0 | 0 | 0 | 0 | 0 | 0 | 0 | 0 | 0 | 0 | 0 | 0 | 0 | 0 | 0 | 0 | 0 | 0 | 0 | 0 | 0 | 0 | 0
Commercial_College_New_Water Heating_Natural Gas_Water Heater_E7_Baseline Forecast | Commercial | College | New | Water Heating | Natural Gas | Water Heater | E7 |  | Baseline Forecast | 0 | 0 | 0 | 0 | 0 | 0 | 0 | 0 | 0 | 0 | 0 | 0 | 0 | 0 | 0 | 0 | 0 | 0 | 0 | 0 | 0 | 0 | 0 | 0 | 0 | 0 | 0 | 0 | 0 | 0 | 0 | 0 | 0
Commercial_College_New_Water Heating_Natural Gas_Water Heater_E8_Baseline Forecast | Commercial | College | New | Water Heating | Natural Gas | Water Heater | E8 |  | Baseline Forecast | 0 | 0 | 0 | 0 | 0 | 0 | 0 | 0 | 0 | 0 | 0 | 0 | 0 | 0 | 0 | 0 | 0 | 0 | 0 | 0 | 0 | 0 | 0 | 0 | 0 | 0 | 0 | 0 | 0 | 0 | 0 | 0 | 0
Commercial_College_New_Water Heating_Natural Gas_Water Heater_E9_Baseline Forecast | Commercial | College | New | Water Heating | Natural Gas | Water Heater | E9 |  | Baseline Forecast | 0 | 0 | 0 | 0 | 0 | 0 | 0 | 0 | 0 | 0 | 0 | 0 | 0 | 0 | 0 | 0 | 0 | 0 | 0 | 0 | 0 | 0 | 0 | 0 | 0 | 0 | 0 | 0 | 0 | 0 | 0 | 0 | 0
Commercial_College_New_Water Heating_Natural Gas_Water Heater_E10_Baseline Forecast | Commercial | College | New | Water Heating | Natural Gas | Water Heater | E10 |  | Baseline Forecast | 0 | 0 | 0 | 0 | 0 | 0 | 0 | 0 | 0 | 0 | 0 | 0 | 0 | 0 | 0 | 0 | 0 | 0 | 0 | 0 | 0 | 0 | 0 | 0 | 0 | 0 | 0 | 0 | 0 | 0 | 0 | 0 | 0
Commercial_College_New_Food Preparation_Natural Gas_Oven_E1_Baseline Forecast | Commercial | College | New | Food Preparation | Natural Gas | Oven | E1 |  | Baseline Forecast | 0 | 79.6224 | 383.8684 | 245.4735 | 293.6105 | 302.4942 | 303.737 | 262.6918 | 258.7796 | 264.612 | 281.9103 | 341.152 | 364.9393 | 392.5164 | 420.2481 | 442.4157 | 478.2041 | 562.1154 | 505.5023 | 513.2181 | 525.2556 | 541.7354 | 547.5155 | 567.0541 | 590.1782 | 617.0598 | 665.2947 | 685.7781 | 706.2216 | 725.0075 | 743.4224 | 762.2373 | 650.1563
Commercial_College_New_Food Preparation_Natural Gas_Oven_E2_Baseline Forecast | Commercial | College | New | Food Preparation | Natural Gas | Oven | E2 |  | Baseline Forecast | 0 | 114.5831 | 552.8571 | 353.1597 | 422.1445 | 435.1567 | 437.6208 | 378.951 | 373.8709 | 382.8466 | 408.455 | 494.9409 | 530.1966 | 571.0921 | 612.2879 | 645.4938 | 698.6986 | 822.5633 | 740.8907 | 753.446 | 772.3527 | 797.8943 | 807.6127 | 837.7127 | 873.0441 | 913.8629 | 986.3294 | 1017.6108 | 1048.6822 | 1077.1958 | 1104.9009 | 1133.101 | 966.4874
Commercial_College_New_Food Preparation_Natural Gas_Oven_E3_Baseline Forecast | Commercial | College | New | Food Preparation | Natural Gas | Oven | E3 |  | Baseline Forecast | 0 | 0 | 0 | 0 | 0 | 0 | 0 | 0 | 0 | 0 | 0 | 0 | 0 | 0 | 0 | 0 | 0 | 0 | 0 | 0 | 0 | 0 | 0 | 0 | 0 | 0 | 0 | 0 | 0 | 0 | 0 | 0 | 0
Commercial_College_New_Food Preparation_Natural Gas_Oven_E4_Baseline Forecast | Commercial | College | New | Food Preparation | Natural Gas | Oven | E4 |  | Baseline Forecast | 0 | 0 | 0 | 0 | 0 | 0 | 0 | 0 | 0 | 0 | 0 | 0 | 0 | 0 | 0 | 0 | 0 | 0 | 0 | 0 | 0 | 0 | 0 | 0 | 0 | 0 | 0 | 0 | 0 | 0 | 0 | 0 | 0
Commercial_College_New_Food Preparation_Natural Gas_Oven_E5_Baseline Forecast | Commercial | College | New | Food Preparation | Natural Gas | Oven | E5 |  | Baseline Forecast | 0 | 0 | 0 | 0 | 0 | 0 | 0 | 0 | 0 | 0 | 0 | 0 | 0 | 0 | 0 | 0 | 0 | 0 | 0 | 0 | 0 | 0 | 0 | 0 | 0 | 0 | 0 | 0 | 0 | 0 | 0 | 0 | 0
Commercial_College_New_Food Preparation_Natural Gas_Oven_E6_Baseline Forecast | Commercial | College | New | Food Preparation | Natural Gas | Oven | E6 |  | Baseline Forecast | 0 | 0 | 0 | 0 | 0 | 0 | 0 | 0 | 0 | 0 | 0 | 0 | 0 | 0 | 0 | 0 | 0 | 0 | 0 | 0 | 0 | 0 | 0 | 0 | 0 | 0 | 0 | 0 | 0 | 0 | 0 | 0 | 0
Commercial_College_New_Food Preparation_Natural Gas_Oven_E7_Baseline Forecast | Commercial | College | New | Food Preparation | Natural Gas | Oven | E7 |  | Baseline Forecast | 0 | 0 | 0 | 0 | 0 | 0 | 0 | 0 | 0 | 0 | 0 | 0 | 0 | 0 | 0 | 0 | 0 | 0 | 0 | 0 | 0 | 0 | 0 | 0 | 0 | 0 | 0 | 0 | 0 | 0 | 0 | 0 | 0
Commercial_College_New_Food Preparation_Natural Gas_Oven_E8_Baseline Forecast | Commercial | College | New | Food Preparation | Natural Gas | Oven | E8 |  | Baseline Forecast | 0 | 0 | 0 | 0 | 0 | 0 | 0 | 0 | 0 | 0 | 0 | 0 | 0 | 0 | 0 | 0 | 0 | 0 | 0 | 0 | 0 | 0 | 0 | 0 | 0 | 0 | 0 | 0 | 0 | 0 | 0 | 0 | 0
Commercial_College_New_Food Preparation_Natural Gas_Oven_E9_Baseline Forecast | Commercial | College | New | Food Preparation | Natural Gas | Oven | E9 |  | Baseline Forecast | 0 | 0 | 0 | 0 | 0 | 0 | 0 | 0 | 0 | 0 | 0 | 0 | 0 | 0 | 0 | 0 | 0 | 0 | 0 | 0 | 0 | 0 | 0 | 0 | 0 | 0 | 0 | 0 | 0 | 0 | 0 | 0 | 0
Commercial_College_New_Food Preparation_Natural Gas_Oven_E10_Baseline Forecast | Commercial | College | New | Food Preparation | Natural Gas | Oven | E10 |  | Baseline Forecast | 0 | 0 | 0 | 0 | 0 | 0 | 0 | 0 | 0 | 0 | 0 | 0 | 0 | 0 | 0 | 0 | 0 | 0 | 0 | 0 | 0 | 0 | 0 | 0 | 0 | 0 | 0 | 0 | 0 | 0 | 0 | 0 | 0
Commercial_College_New_Food Preparation_Natural Gas_Conveyor Oven_E1_Baseline Forecast | Commercial | College | New | Food Preparation | Natural Gas | Conveyor Oven | E1 |  | Baseline Forecast | 0 | 39.8067 | 191.9496 | 122.6796 | 146.6816 | 151.1339 | 151.8293 | 131.3599 | 129.4649 | 132.4413 | 134.5426 | 133.469 | 131.3291 | 129.4865 | 129.6237 | 129.1825 | 129.8839 | 134.7282 | 166.2535 | 177.7676 | 194.9364 | 211.8829 | 235.603 | 279.792 | 257.3969 | 263.6623 | 264.2249 | 263.1938 | 256.9248 | 256.2227 | 257.6908 | 257.9043 | 184.3429
Commercial_College_New_Food Preparation_Natural Gas_Conveyor Oven_E2_Baseline Forecast | Commercial | College | New | Food Preparation | Natural Gas | Conveyor Oven | E2 |  | Baseline Forecast | 0 | 57.2961 | 276.4131 | 176.637 | 211.1959 | 217.6916 | 218.8496 | 189.4615 | 186.8603 | 191.288 | 194.4563 | 193.0305 | 190.0636 | 187.5255 | 187.8465 | 187.3276 | 188.4604 | 195.6098 | 241.5232 | 258.3972 | 283.4998 | 308.2999 | 342.9635 | 407.465 | 374.99 | 384.24 | 385.1707 | 383.7623 | 374.6934 | 373.7282 | 375.9016 | 376.2344 | 268.9221
Commercial_College_New_Food Preparation_Natural Gas_Conveyor Oven_E3_Baseline Forecast | Commercial | College | New | Food Preparation | Natural Gas | Conveyor Oven | E3 |  | Baseline Forecast | 0 | 0 | 0 | 0 | 0 | 0 | 0 | 0 | 0 | 0 | 0 | 0 | 0 | 0 | 0 | 0 | 0 | 0 | 0 | 0 | 0 | 0 | 0 | 0 | 0 | 0 | 0 | 0 | 0 | 0 | 0 | 0 | 0
Commercial_College_New_Food Preparation_Natural Gas_Conveyor Oven_E4_Baseline Forecast | Commercial | College | New | Food Preparation | Natural Gas | Conveyor Oven | E4 |  | Baseline Forecast | 0 | 0 | 0 | 0 | 0 | 0 | 0 | 0 | 0 | 0 | 0 | 0 | 0 | 0 | 0 | 0 | 0 | 0 | 0 | 0 | 0 | 0 | 0 | 0 | 0 | 0 | 0 | 0 | 0 | 0 | 0 | 0 | 0
Commercial_College_New_Food Preparation_Natural Gas_Conveyor Oven_E5_Baseline Forecast | Commercial | College | New | Food Preparation | Natural Gas | Conveyor Oven | E5 |  | Baseline Forecast | 0 | 0 | 0 | 0 | 0 | 0 | 0 | 0 | 0 | 0 | 0 | 0 | 0 | 0 | 0 | 0 | 0 | 0 | 0 | 0 | 0 | 0 | 0 | 0 | 0 | 0 | 0 | 0 | 0 | 0 | 0 | 0 | 0
Commercial_College_New_Food Preparation_Natural Gas_Conveyor Oven_E6_Baseline Forecast | Commercial | College | New | Food Preparation | Natural Gas | Conveyor Oven | E6 |  | Baseline Forecast | 0 | 0 | 0 | 0 | 0 | 0 | 0 | 0 | 0 | 0 | 0 | 0 | 0 | 0 | 0 | 0 | 0 | 0 | 0 | 0 | 0 | 0 | 0 | 0 | 0 | 0 | 0 | 0 | 0 | 0 | 0 | 0 | 0
Commercial_College_New_Food Preparation_Natural Gas_Conveyor Oven_E7_Baseline Forecast | Commercial | College | New | Food Preparation | Natural Gas | Conveyor Oven | E7 |  | Baseline Forecast | 0 | 0 | 0 | 0 | 0 | 0 | 0 | 0 | 0 | 0 | 0 | 0 | 0 | 0 | 0 | 0 | 0 | 0 | 0 | 0 | 0 | 0 | 0 | 0 | 0 | 0 | 0 | 0 | 0 | 0 | 0 | 0 | 0
Commercial_College_New_Food Preparation_Natural Gas_Conveyor Oven_E8_Baseline Forecast | Commercial | College | New | Food Preparation | Natural Gas | Conveyor Oven | E8 |  | Baseline Forecast | 0 | 0 | 0 | 0 | 0 | 0 | 0 | 0 | 0 | 0 | 0 | 0 | 0 | 0 | 0 | 0 | 0 | 0 | 0 | 0 | 0 | 0 | 0 | 0 | 0 | 0 | 0 | 0 | 0 | 0 | 0 | 0 | 0
Commercial_College_New_Food Preparation_Natural Gas_Conveyor Oven_E9_Baseline Forecast | Commercial | College | New | Food Preparation | Natural Gas | Conveyor Oven | E9 |  | Baseline Forecast | 0 | 0 | 0 | 0 | 0 | 0 | 0 | 0 | 0 | 0 | 0 | 0 | 0 | 0 | 0 | 0 | 0 | 0 | 0 | 0 | 0 | 0 | 0 | 0 | 0 | 0 | 0 | 0 | 0 | 0 | 0 | 0 | 0
Commercial_College_New_Food Preparation_Natural Gas_Conveyor Oven_E10_Baseline Forecast | Commercial | College | New | Food Preparation | Natural Gas | Conveyor Oven | E10 |  | Baseline Forecast | 0 | 0 | 0 | 0 | 0 | 0 | 0 | 0 | 0 | 0 | 0 | 0 | 0 | 0 | 0 | 0 | 0 | 0 | 0 | 0 | 0 | 0 | 0 | 0 | 0 | 0 | 0 | 0 | 0 | 0 | 0 | 0 | 0
Commercial_College_New_Food Preparation_Natural Gas_Double Rack Oven_E1_Baseline Forecast | Commercial | College | New | Food Preparation | Natural Gas | Double Rack Oven | E1 |  | Baseline Forecast | 0 | 39.8055 | 191.8606 | 122.6934 | 146.7479 | 151.1588 | 151.7311 | 131.1926 | 129.1993 | 132.0729 | 134.0701 | 132.9104 | 138.5821 | 173.1128 | 188.535 | 205.0109 | 220.0578 | 238.8505 | 276.1958 | 248.532 | 254.2071 | 256.3911 | 256.6126 | 252.4796 | 261.0778 | 271.5737 | 283.2169 | 294.4152 | 309.3812 | 336.0927 | 347.8442 | 358.0709 | 294.5569
Commercial_College_New_Food Preparation_Natural Gas_Double Rack Oven_E2_Baseline Forecast | Commercial | College | New | Food Preparation | Natural Gas | Double Rack Oven | E2 |  | Baseline Forecast | 0 | 57.2973 | 276.5022 | 176.6232 | 211.1296 | 217.6666 | 218.9478 | 189.6288 | 187.1259 | 191.6564 | 194.9288 | 193.5892 | 202.2312 | 253.1082 | 276.1657 | 300.8591 | 323.5395 | 351.86 | 407.6942 | 367.6108 | 376.7332 | 380.6995 | 381.6753 | 376.1595 | 389.5297 | 405.6889 | 423.5526 | 440.7186 | 463.4648 | 503.7838 | 521.5696 | 537.0217 | 441.7657
Commercial_College_New_Food Preparation_Natural Gas_Double Rack Oven_E3_Baseline Forecast | Commercial | College | New | Food Preparation | Natural Gas | Double Rack Oven | E3 |  | Baseline Forecast | 0 | 0 | 0 | 0 | 0 | 0 | 0 | 0 | 0 | 0 | 0 | 0 | 0 | 0 | 0 | 0 | 0 | 0 | 0 | 0 | 0 | 0 | 0 | 0 | 0 | 0 | 0 | 0 | 0 | 0 | 0 | 0 | 0
Commercial_College_New_Food Preparation_Natural Gas_Double Rack Oven_E4_Baseline Forecast | Commercial | College | New | Food Preparation | Natural Gas | Double Rack Oven | E4 |  | Baseline Forecast | 0 | 0 | 0 | 0 | 0 | 0 | 0 | 0 | 0 | 0 | 0 | 0 | 0 | 0 | 0 | 0 | 0 | 0 | 0 | 0 | 0 | 0 | 0 | 0 | 0 | 0 | 0 | 0 | 0 | 0 | 0 | 0 | 0
Commercial_College_New_Food Preparation_Natural Gas_Double Rack Oven_E5_Baseline Forecast | Commercial | College | New | Food Preparation | Natural Gas | Double Rack Oven | E5 |  | Baseline Forecast | 0 | 0 | 0 | 0 | 0 | 0 | 0 | 0 | 0 | 0 | 0 | 0 | 0 | 0 | 0 | 0 | 0 | 0 | 0 | 0 | 0 | 0 | 0 | 0 | 0 | 0 | 0 | 0 | 0 | 0 | 0 | 0 | 0
Commercial_College_New_Food Preparation_Natural Gas_Double Rack Oven_E6_Baseline Forecast | Commercial | College | New | Food Preparation | Natural Gas | Double Rack Oven | E6 |  | Baseline Forecast | 0 | 0 | 0 | 0 | 0 | 0 | 0 | 0 | 0 | 0 | 0 | 0 | 0 | 0 | 0 | 0 | 0 | 0 | 0 | 0 | 0 | 0 | 0 | 0 | 0 | 0 | 0 | 0 | 0 | 0 | 0 | 0 | 0
Commercial_College_New_Food Preparation_Natural Gas_Double Rack Oven_E7_Baseline Forecast | Commercial | College | New | Food Preparation | Natural Gas | Double Rack Oven | E7 |  | Baseline Forecast | 0 | 0 | 0 | 0 | 0 | 0 | 0 | 0 | 0 | 0 | 0 | 0 | 0 | 0 | 0 | 0 | 0 | 0 | 0 | 0 | 0 | 0 | 0 | 0 | 0 | 0 | 0 | 0 | 0 | 0 | 0 | 0 | 0
Commercial_College_New_Food Preparation_Natural Gas_Double Rack Oven_E8_Baseline Forecast | Commercial | College | New | Food Preparation | Natural Gas | Double Rack Oven | E8 |  | Baseline Forecast | 0 | 0 | 0 | 0 | 0 | 0 | 0 | 0 | 0 | 0 | 0 | 0 | 0 | 0 | 0 | 0 | 0 | 0 | 0 | 0 | 0 | 0 | 0 | 0 | 0 | 0 | 0 | 0 | 0 | 0 | 0 | 0 | 0
Commercial_College_New_Food Preparation_Natural Gas_Double Rack Oven_E9_Baseline Forecast | Commercial | College | New | Food Preparation | Natural Gas | Double Rack Oven | E9 |  | Baseline Forecast | 0 | 0 | 0 | 0 | 0 | 0 | 0 | 0 | 0 | 0 | 0 | 0 | 0 | 0 | 0 | 0 | 0 | 0 | 0 | 0 | 0 | 0 | 0 | 0 | 0 | 0 | 0 | 0 | 0 | 0 | 0 | 0 | 0
Commercial_College_New_Food Preparation_Natural Gas_Double Rack Oven_E10_Baseline Forecast | Commercial | College | New | Food Preparation | Natural Gas | Double Rack Oven | E10 |  | Baseline Forecast | 0 | 0 | 0 | 0 | 0 | 0 | 0 | 0 | 0 | 0 | 0 | 0 | 0 | 0 | 0 | 0 | 0 | 0 | 0 | 0 | 0 | 0 | 0 | 0 | 0 | 0 | 0 | 0 | 0 | 0 | 0 | 0 | 0
Commercial_College_New_Food Preparation_Natural Gas_Fryer_E1_Baseline Forecast | Commercial | College | New | Food Preparation | Natural Gas | Fryer | E1 |  | Baseline Forecast | 0 | 185.9879 | 896.9468 | 0 | 0 | 0 | 0 | 0 | 0 | 0 | 0 | 0 | 0 | 0 | 0 | 0 | 0 | 0 | 0 | 0 | 0 | 0 | 0 | 0 | 0 | 0 | 0 | 0 | 0 | 0 | 0 | 0 | 0
Commercial_College_New_Food Preparation_Natural Gas_Fryer_E2_Baseline Forecast | Commercial | College | New | Food Preparation | Natural Gas | Fryer | E2 |  | Baseline Forecast | 0 | 65.3369 | 315.2861 | 774.7018 | 926.2711 | 954.6071 | 959.4042 | 830.3612 | 818.7241 | 888.1526 | 1134.185 | 1226.1248 | 1321.948 | 1403.5094 | 1545.858 | 1816.5074 | 1670.8425 | 1699.6051 | 1722.9306 | 1754.4462 | 1784.0521 | 1869.6825 | 1985.7358 | 2179.2272 | 2266.3429 | 2338.315 | 2398.1353 | 2466.288 | 2563.4465 | 2548.099 | 2609.3224 | 2691.3932 | 2311.667
Commercial_College_New_Food Preparation_Natural Gas_Fryer_E3_Baseline Forecast | Commercial | College | New | Food Preparation | Natural Gas | Fryer | E3 |  | Baseline Forecast | 0 | 0 | 0 | 0 | 0 | 0 | 0 | 0 | 0 | 0 | 0 | 0 | 0 | 0 | 0 | 0 | 0 | 0 | 0 | 0 | 0 | 0 | 0 | 0 | 0 | 0 | 0 | 0 | 0 | 0 | 0 | 0 | 0
Commercial_College_New_Food Preparation_Natural Gas_Fryer_E4_Baseline Forecast | Commercial | College | New | Food Preparation | Natural Gas | Fryer | E4 |  | Baseline Forecast | 0 | 0 | 0 | 0 | 0 | 0 | 0 | 0 | 0 | 0 | 0 | 0 | 0 | 0 | 0 | 0 | 0 | 0 | 0 | 0 | 0 | 0 | 0 | 0 | 0 | 0 | 0 | 0 | 0 | 0 | 0 | 0 | 0
Commercial_College_New_Food Preparation_Natural Gas_Fryer_E5_Baseline Forecast | Commercial | College | New | Food Preparation | Natural Gas | Fryer | E5 |  | Baseline Forecast | 0 | 0 | 0 | 0 | 0 | 0 | 0 | 0 | 0 | 0 | 0 | 0 | 0 | 0 | 0 | 0 | 0 | 0 | 0 | 0 | 0 | 0 | 0 | 0 | 0 | 0 | 0 | 0 | 0 | 0 | 0 | 0 | 0
Commercial_College_New_Food Preparation_Natural Gas_Fryer_E6_Baseline Forecast | Commercial | College | New | Food Preparation | Natural Gas | Fryer | E6 |  | Baseline Forecast | 0 | 0 | 0 | 0 | 0 | 0 | 0 | 0 | 0 | 0 | 0 | 0 | 0 | 0 | 0 | 0 | 0 | 0 | 0 | 0 | 0 | 0 | 0 | 0 | 0 | 0 | 0 | 0 | 0 | 0 | 0 | 0 | 0
Commercial_College_New_Food Preparation_Natural Gas_Fryer_E7_Baseline Forecast | Commercial | College | New | Food Preparation | Natural Gas | Fryer | E7 |  | Baseline Forecast | 0 | 0 | 0 | 0 | 0 | 0 | 0 | 0 | 0 | 0 | 0 | 0 | 0 | 0 | 0 | 0 | 0 | 0 | 0 | 0 | 0 | 0 | 0 | 0 | 0 | 0 | 0 | 0 | 0 | 0 | 0 | 0 | 0
Commercial_College_New_Food Preparation_Natural Gas_Fryer_E8_Baseline Forecast | Commercial | College | New | Food Preparation | Natural Gas | Fryer | E8 |  | Baseline Forecast | 0 | 0 | 0 | 0 | 0 | 0 | 0 | 0 | 0 | 0 | 0 | 0 | 0 | 0 | 0 | 0 | 0 | 0 | 0 | 0 | 0 | 0 | 0 | 0 | 0 | 0 | 0 | 0 | 0 | 0 | 0 | 0 | 0
Commercial_College_New_Food Preparation_Natural Gas_Fryer_E9_Baseline Forecast | Commercial | College | New | Food Preparation | Natural Gas | Fryer | E9 |  | Baseline Forecast | 0 | 0 | 0 | 0 | 0 | 0 | 0 | 0 | 0 | 0 | 0 | 0 | 0 | 0 | 0 | 0 | 0 | 0 | 0 | 0 | 0 | 0 | 0 | 0 | 0 | 0 | 0 | 0 | 0 | 0 | 0 | 0 | 0
Commercial_College_New_Food Preparation_Natural Gas_Fryer_E10_Baseline Forecast | Commercial | College | New | Food Preparation | Natural Gas | Fryer | E10 |  | Baseline Forecast | 0 | 0 | 0 | 0 | 0 | 0 | 0 | 0 | 0 | 0 | 0 | 0 | 0 | 0 | 0 | 0 | 0 | 0 | 0 | 0 | 0 | 0 | 0 | 0 | 0 | 0 | 0 | 0 | 0 | 0 | 0 | 0 | 0
Commercial_College_New_Food Preparation_Natural Gas_Broiler_E1_Baseline Forecast | Commercial | College | New | Food Preparation | Natural Gas | Broiler | E1 |  | Baseline Forecast | 0 | 287.4064 | 1385.9037 | 885.9065 | 1059.3657 | 1091.5639 | 1096.5473 | 948.7087 | 934.9971 | 956.4767 | 971.6338 | 963.8705 | 1005.7067 | 1257.1992 | 1370.1389 | 1490.9053 | 1601.4337 | 1739.4646 | 2012.9422 | 1812.7042 | 1855.4309 | 1872.7074 | 1875.508 | 1846.4544 | 1910.3577 | 1988.0687 | 2074.1609 | 2156.9351 | 2267.2032 | 2463.5037 | 2549.9509 | 2625.1347 | 2159.4929
Commercial_College_New_Food Preparation_Natural Gas_Broiler_E2_Baseline Forecast | Commercial | College | New | Food Preparation | Natural Gas | Broiler | E2 |  | Baseline Forecast | 0 | 101.0047 | 487.5473 | 311.3599 | 372.1442 | 383.738 | 386.1682 | 334.5768 | 330.3039 | 338.4405 | 344.3617 | 342.1275 | 357.5465 | 447.6847 | 488.664 | 532.5746 | 572.9557 | 623.3777 | 722.6179 | 651.8669 | 668.3303 | 675.6551 | 677.6437 | 668.1018 | 692.0723 | 720.9816 | 752.917 | 783.5998 | 824.1806 | 896.0025 | 927.704 | 955.2359 | 785.7978
Commercial_College_New_Food Preparation_Natural Gas_Broiler_E3_Baseline Forecast | Commercial | College | New | Food Preparation | Natural Gas | Broiler | E3 |  | Baseline Forecast | 0 | 0 | 0 | 0 | 0 | 0 | 0 | 0 | 0 | 0 | 0 | 0 | 0 | 0 | 0 | 0 | 0 | 0 | 0 | 0 | 0 | 0 | 0 | 0 | 0 | 0 | 0 | 0 | 0 | 0 | 0 | 0 | 0
Commercial_College_New_Food Preparation_Natural Gas_Broiler_E4_Baseline Forecast | Commercial | College | New | Food Preparation | Natural Gas | Broiler | E4 |  | Baseline Forecast | 0 | 0 | 0 | 0 | 0 | 0 | 0 | 0 | 0 | 0 | 0 | 0 | 0 | 0 | 0 | 0 | 0 | 0 | 0 | 0 | 0 | 0 | 0 | 0 | 0 | 0 | 0 | 0 | 0 | 0 | 0 | 0 | 0
Commercial_College_New_Food Preparation_Natural Gas_Broiler_E5_Baseline Forecast | Commercial | College | New | Food Preparation | Natural Gas | Broiler | E5 |  | Baseline Forecast | 0 | 0 | 0 | 0 | 0 | 0 | 0 | 0 | 0 | 0 | 0 | 0 | 0 | 0 | 0 | 0 | 0 | 0 | 0 | 0 | 0 | 0 | 0 | 0 | 0 | 0 | 0 | 0 | 0 | 0 | 0 | 0 | 0
Commercial_College_New_Food Preparation_Natural Gas_Broiler_E6_Baseline Forecast | Commercial | College | New | Food Preparation | Natural Gas | Broiler | E6 |  | Baseline Forecast | 0 | 0 | 0 | 0 | 0 | 0 | 0 | 0 | 0 | 0 | 0 | 0 | 0 | 0 | 0 | 0 | 0 | 0 | 0 | 0 | 0 | 0 | 0 | 0 | 0 | 0 | 0 | 0 | 0 | 0 | 0 | 0 | 0
Commercial_College_New_Food Preparation_Natural Gas_Broiler_E7_Baseline Forecast | Commercial | College | New | Food Preparation | Natural Gas | Broiler | E7 |  | Baseline Forecast | 0 | 0 | 0 | 0 | 0 | 0 | 0 | 0 | 0 | 0 | 0 | 0 | 0 | 0 | 0 | 0 | 0 | 0 | 0 | 0 | 0 | 0 | 0 | 0 | 0 | 0 | 0 | 0 | 0 | 0 | 0 | 0 | 0
Commercial_College_New_Food Preparation_Natural Gas_Broiler_E8_Baseline Forecast | Commercial | College | New | Food Preparation | Natural Gas | Broiler | E8 |  | Baseline Forecast | 0 | 0 | 0 | 0 | 0 | 0 | 0 | 0 | 0 | 0 | 0 | 0 | 0 | 0 | 0 | 0 | 0 | 0 | 0 | 0 | 0 | 0 | 0 | 0 | 0 | 0 | 0 | 0 | 0 | 0 | 0 | 0 | 0
Commercial_College_New_Food Preparation_Natural Gas_Broiler_E9_Baseline Forecast | Commercial | College | New | Food Preparation | Natural Gas | Broiler | E9 |  | Baseline Forecast | 0 | 0 | 0 | 0 | 0 | 0 | 0 | 0 | 0 | 0 | 0 | 0 | 0 | 0 | 0 | 0 | 0 | 0 | 0 | 0 | 0 | 0 | 0 | 0 | 0 | 0 | 0 | 0 | 0 | 0 | 0 | 0 | 0
Commercial_College_New_Food Preparation_Natural Gas_Broiler_E10_Baseline Forecast | Commercial | College | New | Food Preparation | Natural Gas | Broiler | E10 |  | Baseline Forecast | 0 | 0 | 0 | 0 | 0 | 0 | 0 | 0 | 0 | 0 | 0 | 0 | 0 | 0 | 0 | 0 | 0 | 0 | 0 | 0 | 0 | 0 | 0 | 0 | 0 | 0 | 0 | 0 | 0 | 0 | 0 | 0 | 0
Commercial_College_New_Food Preparation_Natural Gas_Griddle_E1_Baseline Forecast | Commercial | College | New | Food Preparation | Natural Gas | Griddle | E1 |  | Baseline Forecast | 0 | 389.3192 | 1877.7135 | 0 | 0 | 0 | 0 | 0 | 0 | 0 | 0 | 0 | 0 | 0 | 0 | 0 | 0 | 0 | 0 | 0 | 0 | 0 | 0 | 0 | 0 | 0 | 0 | 0 | 0 | 0 | 0 | 0 | 0
Commercial_College_New_Food Preparation_Natural Gas_Griddle_E2_Baseline Forecast | Commercial | College | New | Food Preparation | Natural Gas | Griddle | E2 |  | Baseline Forecast | 0 | 159.0258 | 767.1585 | 1690.2584 | 2020.9552 | 2082.7792 | 2093.2455 | 1811.6972 | 1786.3072 | 1828.1185 | 1857.876 | 1843.762 | 1924.5927 | 2406.8948 | 2624.1923 | 2856.6775 | 3069.7261 | 3335.7773 | 3861.9672 | 3479.3946 | 3562.957 | 3597.6883 | 3604.4494 | 3549.9617 | 3674.0187 | 3824.5416 | 3991.1689 | 4151.3434 | 4364.3065 | 4742.8323 | 4909.6305 | 5054.6408 | 4158.0574
Commercial_College_New_Food Preparation_Natural Gas_Griddle_E3_Baseline Forecast | Commercial | College | New | Food Preparation | Natural Gas | Griddle | E3 |  | Baseline Forecast | 0 | 0 | 0 | 0 | 0 | 0 | 0 | 0 | 0 | 0 | 0 | 0 | 0 | 0 | 0 | 0 | 0 | 0 | 0 | 0 | 0 | 0 | 0 | 0 | 0 | 0 | 0 | 0 | 0 | 0 | 0 | 0 | 0
Commercial_College_New_Food Preparation_Natural Gas_Griddle_E4_Baseline Forecast | Commercial | College | New | Food Preparation | Natural Gas | Griddle | E4 |  | Baseline Forecast | 0 | 0 | 0 | 0 | 0 | 0 | 0 | 0 | 0 | 0 | 0 | 0 | 0 | 0 | 0 | 0 | 0 | 0 | 0 | 0 | 0 | 0 | 0 | 0 | 0 | 0 | 0 | 0 | 0 | 0 | 0 | 0 | 0
Commercial_College_New_Food Preparation_Natural Gas_Griddle_E5_Baseline Forecast | Commercial | College | New | Food Preparation | Natural Gas | Griddle | E5 |  | Baseline Forecast | 0 | 0 | 0 | 0 | 0 | 0 | 0 | 0 | 0 | 0 | 0 | 0 | 0 | 0 | 0 | 0 | 0 | 0 | 0 | 0 | 0 | 0 | 0 | 0 | 0 | 0 | 0 | 0 | 0 | 0 | 0 | 0 | 0
Commercial_College_New_Food Preparation_Natural Gas_Griddle_E6_Baseline Forecast | Commercial | College | New | Food Preparation | Natural Gas | Griddle | E6 |  | Baseline Forecast | 0 | 0 | 0 | 0 | 0 | 0 | 0 | 0 | 0 | 0 | 0 | 0 | 0 | 0 | 0 | 0 | 0 | 0 | 0 | 0 | 0 | 0 | 0 | 0 | 0 | 0 | 0 | 0 | 0 | 0 | 0 | 0 | 0
Commercial_College_New_Food Preparation_Natural Gas_Griddle_E7_Baseline Forecast | Commercial | College | New | Food Preparation | Natural Gas | Griddle | E7 |  | Baseline Forecast | 0 | 0 | 0 | 0 | 0 | 0 | 0 | 0 | 0 | 0 | 0 | 0 | 0 | 0 | 0 | 0 | 0 | 0 | 0 | 0 | 0 | 0 | 0 | 0 | 0 | 0 | 0 | 0 | 0 | 0 | 0 | 0 | 0
Commercial_College_New_Food Preparation_Natural Gas_Griddle_E8_Baseline Forecast | Commercial | College | New | Food Preparation | Natural Gas | Griddle | E8 |  | Baseline Forecast | 0 | 0 | 0 | 0 | 0 | 0 | 0 | 0 | 0 | 0 | 0 | 0 | 0 | 0 | 0 | 0 | 0 | 0 | 0 | 0 | 0 | 0 | 0 | 0 | 0 | 0 | 0 | 0 | 0 | 0 | 0 | 0 | 0
Commercial_College_New_Food Preparation_Natural Gas_Griddle_E9_Baseline Forecast | Commercial | College | New | Food Preparation | Natural Gas | Griddle | E9 |  | Baseline Forecast | 0 | 0 | 0 | 0 | 0 | 0 | 0 | 0 | 0 | 0 | 0 | 0 | 0 | 0 | 0 | 0 | 0 | 0 | 0 | 0 | 0 | 0 | 0 | 0 | 0 | 0 | 0 | 0 | 0 | 0 | 0 | 0 | 0
Commercial_College_New_Food Preparation_Natural Gas_Griddle_E10_Baseline Forecast | Commercial | College | New | Food Preparation | Natural Gas | Griddle | E10 |  | Baseline Forecast | 0 | 0 | 0 | 0 | 0 | 0 | 0 | 0 | 0 | 0 | 0 | 0 | 0 | 0 | 0 | 0 | 0 | 0 | 0 | 0 | 0 | 0 | 0 | 0 | 0 | 0 | 0 | 0 | 0 | 0 | 0 | 0 | 0
Commercial_College_New_Food Preparation_Natural Gas_Range_E1_Baseline Forecast | Commercial | College | New | Food Preparation | Natural Gas | Range | E1 |  | Baseline Forecast | 0 | 277.9063 | 1340.1584 | 856.7374 | 1024.5637 | 1055.7514 | 1060.5913 | 917.6241 | 904.3836 | 925.1891 | 995.3629 | 1244.2892 | 1337.7839 | 1444.9842 | 1548.1486 | 1700.3604 | 2005.7633 | 1818.2182 | 1824.0384 | 1807.7369 | 1859.8047 | 1897.738 | 1980.8624 | 2076.9137 | 2198.9884 | 2399.2173 | 2482.981 | 2552.6982 | 2607.7067 | 2673.8761 | 2779.6454 | 2747.8117 | 2282.4988
Commercial_College_New_Food Preparation_Natural Gas_Range_E2_Baseline Forecast | Commercial | College | New | Food Preparation | Natural Gas | Range | E2 |  | Baseline Forecast | 0 | 399.9092 | 1929.1972 | 1232.6098 | 1473.5614 | 1518.7951 | 1526.8927 | 1321.835 | 1303.6906 | 1334.5685 | 1436.7413 | 1797.1271 | 1933.3902 | 2089.69 | 2240.2724 | 2462.0696 | 2906.1059 | 2636.1511 | 2646.4261 | 2624.6681 | 2702.1599 | 2759.2682 | 2882.0256 | 3023.8071 | 3203.421 | 3496.8665 | 3620.5943 | 3723.698 | 3805.0893 | 3902.6024 | 4057.5178 | 4011.4078 | 3332.1184
Commercial_College_New_Food Preparation_Natural Gas_Range_E3_Baseline Forecast | Commercial | College | New | Food Preparation | Natural Gas | Range | E3 |  | Baseline Forecast | 0 | 0 | 0 | 0 | 0 | 0 | 0 | 0 | 0 | 0 | 0 | 0 | 0 | 0 | 0 | 0 | 0 | 0 | 0 | 0 | 0 | 0 | 0 | 0 | 0 | 0 | 0 | 0 | 0 | 0 | 0 | 0 | 0
Commercial_College_New_Food Preparation_Natural Gas_Range_E4_Baseline Forecast | Commercial | College | New | Food Preparation | Natural Gas | Range | E4 |  | Baseline Forecast | 0 | 0 | 0 | 0 | 0 | 0 | 0 | 0 | 0 | 0 | 0 | 0 | 0 | 0 | 0 | 0 | 0 | 0 | 0 | 0 | 0 | 0 | 0 | 0 | 0 | 0 | 0 | 0 | 0 | 0 | 0 | 0 | 0
Commercial_College_New_Food Preparation_Natural Gas_Range_E5_Baseline Forecast | Commercial | College | New | Food Preparation | Natural Gas | Range | E5 |  | Baseline Forecast | 0 | 0 | 0 | 0 | 0 | 0 | 0 | 0 | 0 | 0 | 0 | 0 | 0 | 0 | 0 | 0 | 0 | 0 | 0 | 0 | 0 | 0 | 0 | 0 | 0 | 0 | 0 | 0 | 0 | 0 | 0 | 0 | 0
Commercial_College_New_Food Preparation_Natural Gas_Range_E6_Baseline Forecast | Commercial | College | New | Food Preparation | Natural Gas | Range | E6 |  | Baseline Forecast | 0 | 0 | 0 | 0 | 0 | 0 | 0 | 0 | 0 | 0 | 0 | 0 | 0 | 0 | 0 | 0 | 0 | 0 | 0 | 0 | 0 | 0 | 0 | 0 | 0 | 0 | 0 | 0 | 0 | 0 | 0 | 0 | 0
Commercial_College_New_Food Preparation_Natural Gas_Range_E7_Baseline Forecast | Commercial | College | New | Food Preparation | Natural Gas | Range | E7 |  | Baseline Forecast | 0 | 0 | 0 | 0 | 0 | 0 | 0 | 0 | 0 | 0 | 0 | 0 | 0 | 0 | 0 | 0 | 0 | 0 | 0 | 0 | 0 | 0 | 0 | 0 | 0 | 0 | 0 | 0 | 0 | 0 | 0 | 0 | 0
Commercial_College_New_Food Preparation_Natural Gas_Range_E8_Baseline Forecast | Commercial | College | New | Food Preparation | Natural Gas | Range | E8 |  | Baseline Forecast | 0 | 0 | 0 | 0 | 0 | 0 | 0 | 0 | 0 | 0 | 0 | 0 | 0 | 0 | 0 | 0 | 0 | 0 | 0 | 0 | 0 | 0 | 0 | 0 | 0 | 0 | 0 | 0 | 0 | 0 | 0 | 0 | 0
Commercial_College_New_Food Preparation_Natural Gas_Range_E9_Baseline Forecast | Commercial | College | New | Food Preparation | Natural Gas | Range | E9 |  | Baseline Forecast | 0 | 0 | 0 | 0 | 0 | 0 | 0 | 0 | 0 | 0 | 0 | 0 | 0 | 0 | 0 | 0 | 0 | 0 | 0 | 0 | 0 | 0 | 0 | 0 | 0 | 0 | 0 | 0 | 0 | 0 | 0 | 0 | 0
Commercial_College_New_Food Preparation_Natural Gas_Range_E10_Baseline Forecast | Commercial | College | New | Food Preparation | Natural Gas | Range | E10 |  | Baseline Forecast | 0 | 0 | 0 | 0 | 0 | 0 | 0 | 0 | 0 | 0 | 0 | 0 | 0 | 0 | 0 | 0 | 0 | 0 | 0 | 0 | 0 | 0 | 0 | 0 | 0 | 0 | 0 | 0 | 0 | 0 | 0 | 0 | 0
Commercial_College_New_Food Preparation_Natural Gas_Steamer_E1_Baseline Forecast | Commercial | College | New | Food Preparation | Natural Gas | Steamer | E1 |  | Baseline Forecast | 0 | 121.7994 | 586.2695 | 0 | 0 | 0 | 0 | 0 | 0 | 0 | 0 | 0 | 0 | 0 | 0 | 0 | 0 | 0 | 0 | 0 | 0 | 0 | 0 | 0 | 0 | 0 | 0 | 0 | 0 | 0 | 0 | 0 | 0
Commercial_College_New_Food Preparation_Natural Gas_Steamer_E2_Baseline Forecast | Commercial | College | New | Food Preparation | Natural Gas | Steamer | E2 |  | Baseline Forecast | 0 | 121.9095 | 589.2292 | 751.226 | 898.2023 | 925.6796 | 930.3313 | 805.1988 | 793.9143 | 812.4971 | 852.8014 | 974.1307 | 1027.5965 | 1091.8504 | 1162.9413 | 1223.2179 | 1269.6392 | 1286.9167 | 1289.9125 | 1375.4767 | 1698.7543 | 1588.8329 | 1670.7665 | 1714.0552 | 1753.291 | 1748.2801 | 1781.8892 | 1819.1446 | 1871.399 | 1977.3822 | 2042.7547 | 2108.7216 | 1723.3601
Commercial_College_New_Food Preparation_Natural Gas_Steamer_E3_Baseline Forecast | Commercial | College | New | Food Preparation | Natural Gas | Steamer | E3 |  | Baseline Forecast | 0 | 0 | 0 | 0 | 0 | 0 | 0 | 0 | 0 | 0 | 0 | 0 | 0 | 0 | 0 | 0 | 0 | 0 | 0 | 0 | 0 | 0 | 0 | 0 | 0 | 0 | 0 | 0 | 0 | 0 | 0 | 0 | 0
Commercial_College_New_Food Preparation_Natural Gas_Steamer_E4_Baseline Forecast | Commercial | College | New | Food Preparation | Natural Gas | Steamer | E4 |  | Baseline Forecast | 0 | 0 | 0 | 0 | 0 | 0 | 0 | 0 | 0 | 0 | 0 | 0 | 0 | 0 | 0 | 0 | 0 | 0 | 0 | 0 | 0 | 0 | 0 | 0 | 0 | 0 | 0 | 0 | 0 | 0 | 0 | 0 | 0
Commercial_College_New_Food Preparation_Natural Gas_Steamer_E5_Baseline Forecast | Commercial | College | New | Food Preparation | Natural Gas | Steamer | E5 |  | Baseline Forecast | 0 | 0 | 0 | 0 | 0 | 0 | 0 | 0 | 0 | 0 | 0 | 0 | 0 | 0 | 0 | 0 | 0 | 0 | 0 | 0 | 0 | 0 | 0 | 0 | 0 | 0 | 0 | 0 | 0 | 0 | 0 | 0 | 0
Commercial_College_New_Food Preparation_Natural Gas_Steamer_E6_Baseline Forecast | Commercial | College | New | Food Preparation | Natural Gas | Steamer | E6 |  | Baseline Forecast | 0 | 0 | 0 | 0 | 0 | 0 | 0 | 0 | 0 | 0 | 0 | 0 | 0 | 0 | 0 | 0 | 0 | 0 | 0 | 0 | 0 | 0 | 0 | 0 | 0 | 0 | 0 | 0 | 0 | 0 | 0 | 0 | 0
Commercial_College_New_Food Preparation_Natural Gas_Steamer_E7_Baseline Forecast | Commercial | College | New | Food Preparation | Natural Gas | Steamer | E7 |  | Baseline Forecast | 0 | 0 | 0 | 0 | 0 | 0 | 0 | 0 | 0 | 0 | 0 | 0 | 0 | 0 | 0 | 0 | 0 | 0 | 0 | 0 | 0 | 0 | 0 | 0 | 0 | 0 | 0 | 0 | 0 | 0 | 0 | 0 | 0
Commercial_College_New_Food Preparation_Natural Gas_Steamer_E8_Baseline Forecast | Commercial | College | New | Food Preparation | Natural Gas | Steamer | E8 |  | Baseline Forecast | 0 | 0 | 0 | 0 | 0 | 0 | 0 | 0 | 0 | 0 | 0 | 0 | 0 | 0 | 0 | 0 | 0 | 0 | 0 | 0 | 0 | 0 | 0 | 0 | 0 | 0 | 0 | 0 | 0 | 0 | 0 | 0 | 0
Commercial_College_New_Food Preparation_Natural Gas_Steamer_E9_Baseline Forecast | Commercial | College | New | Food Preparation | Natural Gas | Steamer | E9 |  | Baseline Forecast | 0 | 0 | 0 | 0 | 0 | 0 | 0 | 0 | 0 | 0 | 0 | 0 | 0 | 0 | 0 | 0 | 0 | 0 | 0 | 0 | 0 | 0 | 0 | 0 | 0 | 0 | 0 | 0 | 0 | 0 | 0 | 0 | 0
Commercial_College_New_Food Preparation_Natural Gas_Steamer_E10_Baseline Forecast | Commercial | College | New | Food Preparation | Natural Gas | Steamer | E10 |  | Baseline Forecast | 0 | 0 | 0 | 0 | 0 | 0 | 0 | 0 | 0 | 0 | 0 | 0 | 0 | 0 | 0 | 0 | 0 | 0 | 0 | 0 | 0 | 0 | 0 | 0 | 0 | 0 | 0 | 0 | 0 | 0 | 0 | 0 | 0
Commercial_College_New_Food Preparation_Natural Gas_Food Prep Other_E1_Baseline Forecast | Commercial | College | New | Food Preparation | Natural Gas | Food Prep Other | E1 |  | Baseline Forecast | 0 | 22.5431 | 108.7336 | 69.4884 | 83.0837 | 85.6254 | 86.0556 | 74.4809 | 73.4371 | 75.156 | 80.8879 | 101.1527 | 108.794 | 117.5576 | 125.9968 | 138.4357 | 163.3609 | 148.1451 | 148.6804 | 147.4146 | 151.7235 | 154.8845 | 161.7317 | 169.6416 | 179.6753 | 196.0941 | 202.9949 | 208.7426 | 213.2791 | 218.7229 | 227.3928 | 224.8005 | 186.7329
Commercial_College_New_Food Preparation_Natural Gas_Food Prep Other_E2_Baseline Forecast | Commercial | College | New | Food Preparation | Natural Gas | Food Prep Other | E2 |  | Baseline Forecast | 0 | 7.9205 | 38.2037 | 24.4148 | 29.1916 | 30.0846 | 30.2358 | 26.169 | 25.8022 | 26.4062 | 28.4201 | 35.5402 | 38.225 | 41.3041 | 44.2693 | 48.6398 | 57.3973 | 52.0512 | 52.2393 | 51.7946 | 53.3086 | 54.4192 | 56.825 | 59.6042 | 63.1296 | 68.8984 | 71.3231 | 73.3426 | 74.9365 | 76.8492 | 79.8954 | 78.9846 | 65.6094
Commercial_College_New_Food Preparation_Natural Gas_Food Prep Other_E3_Baseline Forecast | Commercial | College | New | Food Preparation | Natural Gas | Food Prep Other | E3 |  | Baseline Forecast | 0 | 0 | 0 | 0 | 0 | 0 | 0 | 0 | 0 | 0 | 0 | 0 | 0 | 0 | 0 | 0 | 0 | 0 | 0 | 0 | 0 | 0 | 0 | 0 | 0 | 0 | 0 | 0 | 0 | 0 | 0 | 0 | 0
Commercial_College_New_Food Preparation_Natural Gas_Food Prep Other_E4_Baseline Forecast | Commercial | College | New | Food Preparation | Natural Gas | Food Prep Other | E4 |  | Baseline Forecast | 0 | 0 | 0 | 0 | 0 | 0 | 0 | 0 | 0 | 0 | 0 | 0 | 0 | 0 | 0 | 0 | 0 | 0 | 0 | 0 | 0 | 0 | 0 | 0 | 0 | 0 | 0 | 0 | 0 | 0 | 0 | 0 | 0
Commercial_College_New_Food Preparation_Natural Gas_Food Prep Other_E5_Baseline Forecast | Commercial | College | New | Food Preparation | Natural Gas | Food Prep Other | E5 |  | Baseline Forecast | 0 | 0 | 0 | 0 | 0 | 0 | 0 | 0 | 0 | 0 | 0 | 0 | 0 | 0 | 0 | 0 | 0 | 0 | 0 | 0 | 0 | 0 | 0 | 0 | 0 | 0 | 0 | 0 | 0 | 0 | 0 | 0 | 0
Commercial_College_New_Food Preparation_Natural Gas_Food Prep Other_E6_Baseline Forecast | Commercial | College | New | Food Preparation | Natural Gas | Food Prep Other | E6 |  | Baseline Forecast | 0 | 0 | 0 | 0 | 0 | 0 | 0 | 0 | 0 | 0 | 0 | 0 | 0 | 0 | 0 | 0 | 0 | 0 | 0 | 0 | 0 | 0 | 0 | 0 | 0 | 0 | 0 | 0 | 0 | 0 | 0 | 0 | 0
Commercial_College_New_Food Preparation_Natural Gas_Food Prep Other_E7_Baseline Forecast | Commercial | College | New | Food Preparation | Natural Gas | Food Prep Other | E7 |  | Baseline Forecast | 0 | 0 | 0 | 0 | 0 | 0 | 0 | 0 | 0 | 0 | 0 | 0 | 0 | 0 | 0 | 0 | 0 | 0 | 0 | 0 | 0 | 0 | 0 | 0 | 0 | 0 | 0 | 0 | 0 | 0 | 0 | 0 | 0
Commercial_College_New_Food Preparation_Natural Gas_Food Prep Other_E8_Baseline Forecast | Commercial | College | New | Food Preparation | Natural Gas | Food Prep Other | E8 |  | Baseline Forecast | 0 | 0 | 0 | 0 | 0 | 0 | 0 | 0 | 0 | 0 | 0 | 0 | 0 | 0 | 0 | 0 | 0 | 0 | 0 | 0 | 0 | 0 | 0 | 0 | 0 | 0 | 0 | 0 | 0 | 0 | 0 | 0 | 0
Commercial_College_New_Food Preparation_Natural Gas_Food Prep Other_E9_Baseline Forecast | Commercial | College | New | Food Preparation | Natural Gas | Food Prep Other | E9 |  | Baseline Forecast | 0 | 0 | 0 | 0 | 0 | 0 | 0 | 0 | 0 | 0 | 0 | 0 | 0 | 0 | 0 | 0 | 0 | 0 | 0 | 0 | 0 | 0 | 0 | 0 | 0 | 0 | 0 | 0 | 0 | 0 | 0 | 0 | 0
Commercial_College_New_Food Preparation_Natural Gas_Food Prep Other_E10_Baseline Forecast | Commercial | College | New | Food Preparation | Natural Gas | Food Prep Other | E10 |  | Baseline Forecast | 0 | 0 | 0 | 0 | 0 | 0 | 0 | 0 | 0 | 0 | 0 | 0 | 0 | 0 | 0 | 0 | 0 | 0 | 0 | 0 | 0 | 0 | 0 | 0 | 0 | 0 | 0 | 0 | 0 | 0 | 0 | 0 | 0
Commercial_College_New_Miscellaneous_Natural Gas_Pool Heater_E1_Baseline Forecast | Commercial | College | New | Miscellaneous | Natural Gas | Pool Heater | E1 |  | Baseline Forecast | 0 | 0 | 0 | 0 | 0 | 0 | 0 | 0 | 0 | 0 | 0 | 0 | 0 | 0 | 0 | 0 | 0 | 0 | 0 | 0 | 0 | 0 | 0 | 0 | 0 | 0 | 0 | 0 | 0 | 0 | 0 | 0 | 0
Commercial_College_New_Miscellaneous_Natural Gas_Pool Heater_E2_Baseline Forecast | Commercial | College | New | Miscellaneous | Natural Gas | Pool Heater | E2 |  | Baseline Forecast | 0 | 0 | 0 | 0 | 0 | 0 | 0 | 0 | 0 | 0 | 0 | 0 | 0 | 0 | 0 | 0 | 0 | 0 | 0 | 0 | 0 | 0 | 0 | 0 | 0 | 0 | 0 | 0 | 0 | 0 | 0 | 0 | 0
Commercial_College_New_Miscellaneous_Natural Gas_Pool Heater_E3_Baseline Forecast | Commercial | College | New | Miscellaneous | Natural Gas | Pool Heater | E3 |  | Baseline Forecast | 0 | 0 | 0 | 0 | 0 | 0 | 0 | 0 | 0 | 0 | 0 | 0 | 0 | 0 | 0 | 0 | 0 | 0 | 0 | 0 | 0 | 0 | 0 | 0 | 0 | 0 | 0 | 0 | 0 | 0 | 0 | 0 | 0
Commercial_College_New_Miscellaneous_Natural Gas_Pool Heater_E4_Baseline Forecast | Commercial | College | New | Miscellaneous | Natural Gas | Pool Heater | E4 |  | Baseline Forecast | 0 | 0 | 0 | 0 | 0 | 0 | 0 | 0 | 0 | 0 | 0 | 0 | 0 | 0 | 0 | 0 | 0 | 0 | 0 | 0 | 0 | 0 | 0 | 0 | 0 | 0 | 0 | 0 | 0 | 0 | 0 | 0 | 0
Commercial_College_New_Miscellaneous_Natural Gas_Pool Heater_E5_Baseline Forecast | Commercial | College | New | Miscellaneous | Natural Gas | Pool Heater | E5 |  | Baseline Forecast | 0 | 0 | 0 | 0 | 0 | 0 | 0 | 0 | 0 | 0 | 0 | 0 | 0 | 0 | 0 | 0 | 0 | 0 | 0 | 0 | 0 | 0 | 0 | 0 | 0 | 0 | 0 | 0 | 0 | 0 | 0 | 0 | 0
Commercial_College_New_Miscellaneous_Natural Gas_Pool Heater_E6_Baseline Forecast | Commercial | College | New | Miscellaneous | Natural Gas | Pool Heater | E6 |  | Baseline Forecast | 0 | 0 | 0 | 0 | 0 | 0 | 0 | 0 | 0 | 0 | 0 | 0 | 0 | 0 | 0 | 0 | 0 | 0 | 0 | 0 | 0 | 0 | 0 | 0 | 0 | 0 | 0 | 0 | 0 | 0 | 0 | 0 | 0
Commercial_College_New_Miscellaneous_Natural Gas_Pool Heater_E7_Baseline Forecast | Commercial | College | New | Miscellaneous | Natural Gas | Pool Heater | E7 |  | Baseline Forecast | 0 | 0 | 0 | 0 | 0 | 0 | 0 | 0 | 0 | 0 | 0 | 0 | 0 | 0 | 0 | 0 | 0 | 0 | 0 | 0 | 0 | 0 | 0 | 0 | 0 | 0 | 0 | 0 | 0 | 0 | 0 | 0 | 0
Commercial_College_New_Miscellaneous_Natural Gas_Pool Heater_E8_Baseline Forecast | Commercial | College | New | Miscellaneous | Natural Gas | Pool Heater | E8 |  | Baseline Forecast | 0 | 0 | 0 | 0 | 0 | 0 | 0 | 0 | 0 | 0 | 0 | 0 | 0 | 0 | 0 | 0 | 0 | 0 | 0 | 0 | 0 | 0 | 0 | 0 | 0 | 0 | 0 | 0 | 0 | 0 | 0 | 0 | 0
Commercial_College_New_Miscellaneous_Natural Gas_Pool Heater_E9_Baseline Forecast | Commercial | College | New | Miscellaneous | Natural Gas | Pool Heater | E9 |  | Baseline Forecast | 0 | 0 | 0 | 0 | 0 | 0 | 0 | 0 | 0 | 0 | 0 | 0 | 0 | 0 | 0 | 0 | 0 | 0 | 0 | 0 | 0 | 0 | 0 | 0 | 0 | 0 | 0 | 0 | 0 | 0 | 0 | 0 | 0
Commercial_College_New_Miscellaneous_Natural Gas_Pool Heater_E10_Baseline Forecast | Commercial | College | New | Miscellaneous | Natural Gas | Pool Heater | E10 |  | Baseline Forecast | 0 | 0 | 0 | 0 | 0 | 0 | 0 | 0 | 0 | 0 | 0 | 0 | 0 | 0 | 0 | 0 | 0 | 0 | 0 | 0 | 0 | 0 | 0 | 0 | 0 | 0 | 0 | 0 | 0 | 0 | 0 | 0 | 0
Commercial_College_New_Miscellaneous_Natural Gas_Miscellaneous_E1_Baseline Forecast | Commercial | College | New | Miscellaneous | Natural Gas | Miscellaneous | E1 |  | Baseline Forecast | 0 | 4645.7014 | 22407.9431 | 14320.245 | 17785.653 | 21415.7641 | 23011.6153 | 22413.2015 | 24248.3294 | 26587.8889 | 28456.2208 | 31337.6948 | 37821.5205 | 36114.2556 | 38630.1776 | 41696.2022 | 43614.7621 | 44548.801 | 46210.1506 | 48100.7681 | 50119.2768 | 52656.1736 | 56094.1713 | 56936.4707 | 59276.8662 | 61842.454 | 63849.5148 | 65578.1857 | 67694.7252 | 69839.0096 | 72043.7381 | 74303.3251 | 68213.778
Commercial_College_New_Miscellaneous_Natural Gas_Miscellaneous_E2_Baseline Forecast | Commercial | College | New | Miscellaneous | Natural Gas | Miscellaneous | E2 |  | Baseline Forecast | 0 | 0 | 0 | 0 | 0 | 0 | 0 | 0 | 0 | 0 | 0 | 0 | 0 | 0 | 0 | 0 | 0 | 0 | 0 | 0 | 0 | 0 | 0 | 0 | 0 | 0 | 0 | 0 | 0 | 0 | 0 | 0 | 0
Commercial_College_New_Miscellaneous_Natural Gas_Miscellaneous_E3_Baseline Forecast | Commercial | College | New | Miscellaneous | Natural Gas | Miscellaneous | E3 |  | Baseline Forecast | 0 | 0 | 0 | 0 | 0 | 0 | 0 | 0 | 0 | 0 | 0 | 0 | 0 | 0 | 0 | 0 | 0 | 0 | 0 | 0 | 0 | 0 | 0 | 0 | 0 | 0 | 0 | 0 | 0 | 0 | 0 | 0 | 0
Commercial_College_New_Miscellaneous_Natural Gas_Miscellaneous_E4_Baseline Forecast | Commercial | College | New | Miscellaneous | Natural Gas | Miscellaneous | E4 |  | Baseline Forecast | 0 | 0 | 0 | 0 | 0 | 0 | 0 | 0 | 0 | 0 | 0 | 0 | 0 | 0 | 0 | 0 | 0 | 0 | 0 | 0 | 0 | 0 | 0 | 0 | 0 | 0 | 0 | 0 | 0 | 0 | 0 | 0 | 0
Commercial_College_New_Miscellaneous_Natural Gas_Miscellaneous_E5_Baseline Forecast | Commercial | College | New | Miscellaneous | Natural Gas | Miscellaneous | E5 |  | Baseline Forecast | 0 | 0 | 0 | 0 | 0 | 0 | 0 | 0 | 0 | 0 | 0 | 0 | 0 | 0 | 0 | 0 | 0 | 0 | 0 | 0 | 0 | 0 | 0 | 0 | 0 | 0 | 0 | 0 | 0 | 0 | 0 | 0 | 0
Commercial_College_New_Miscellaneous_Natural Gas_Miscellaneous_E6_Baseline Forecast | Commercial | College | New | Miscellaneous | Natural Gas | Miscellaneous | E6 |  | Baseline Forecast | 0 | 0 | 0 | 0 | 0 | 0 | 0 | 0 | 0 | 0 | 0 | 0 | 0 | 0 | 0 | 0 | 0 | 0 | 0 | 0 | 0 | 0 | 0 | 0 | 0 | 0 | 0 | 0 | 0 | 0 | 0 | 0 | 0
Commercial_College_New_Miscellaneous_Natural Gas_Miscellaneous_E7_Baseline Forecast | Commercial | College | New | Miscellaneous | Natural Gas | Miscellaneous | E7 |  | Baseline Forecast | 0 | 0 | 0 | 0 | 0 | 0 | 0 | 0 | 0 | 0 | 0 | 0 | 0 | 0 | 0 | 0 | 0 | 0 | 0 | 0 | 0 | 0 | 0 | 0 | 0 | 0 | 0 | 0 | 0 | 0 | 0 | 0 | 0
Commercial_College_New_Miscellaneous_Natural Gas_Miscellaneous_E8_Baseline Forecast | Commercial | College | New | Miscellaneous | Natural Gas | Miscellaneous | E8 |  | Baseline Forecast | 0 | 0 | 0 | 0 | 0 | 0 | 0 | 0 | 0 | 0 | 0 | 0 | 0 | 0 | 0 | 0 | 0 | 0 | 0 | 0 | 0 | 0 | 0 | 0 | 0 | 0 | 0 | 0 | 0 | 0 | 0 | 0 | 0
Commercial_College_New_Miscellaneous_Natural Gas_Miscellaneous_E9_Baseline Forecast | Commercial | College | New | Miscellaneous | Natural Gas | Miscellaneous | E9 |  | Baseline Forecast | 0 | 0 | 0 | 0 | 0 | 0 | 0 | 0 | 0 | 0 | 0 | 0 | 0 | 0 | 0 | 0 | 0 | 0 | 0 | 0 | 0 | 0 | 0 | 0 | 0 | 0 | 0 | 0 | 0 | 0 | 0 | 0 | 0
Commercial_College_New_Miscellaneous_Natural Gas_Miscellaneous_E10_Baseline Forecast | Commercial | College | New | Miscellaneous | Natural Gas | Miscellaneous | E10 |  | Baseline Forecast | 0 | 0 | 0 | 0 | 0 | 0 | 0 | 0 | 0 | 0 | 0 | 0 | 0 | 0 | 0 | 0 | 0 | 0 | 0 | 0 | 0 | 0 | 0 | 0 | 0 | 0 | 0 | 0 | 0 | 0 | 0 | 0 | 0
Commercial_Hospital_Existing_Space Heating_Natural Gas_Furnace_E1_Baseline Forecast | Commercial | Hospital | Existing | Space Heating | Natural Gas | Furnace | E1 |  | Baseline Forecast | 0 | 7527.1986 | 8160.7695 | 8726.6283 | 17961.3673 | 0 | 0 | 0 | 0 | 0 | 0 | 0 | 0 | 0 | 0 | 0 | 0 | 0 | 0 | 0 | 0 | 0 | 0 | 0 | 0 | 0 | 0 | 0 | 0 | 0 | 0 | 0 | 0
Commercial_Hospital_Existing_Space Heating_Natural Gas_Furnace_E2_Baseline Forecast | Commercial | Hospital | Existing | Space Heating | Natural Gas | Furnace | E2 |  | Baseline Forecast | 0 | 0 | 0 | 0 | 0 | 0 | 0 | 0 | 0 | 0 | 0 | 0 | 0 | 0 | 0 | 0 | 0 | 0 | 0 | 0 | 0 | 0 | 0 | 0 | 0 | 0 | 0 | 0 | 0 | 0 | 0 | 0 | 0
Commercial_Hospital_Existing_Space Heating_Natural Gas_Furnace_E3_Baseline Forecast | Commercial | Hospital | Existing | Space Heating | Natural Gas | Furnace | E3 |  | Baseline Forecast | 0 | 0 | 0 | 0 | 0 | 9794.641 | 10253.7934 | 6780.4646 | 7025.573 | 7249.8313 | 7454.6926 | 7641.8387 | 7812.5244 | 7968.1612 | 8110.0731 | 8239.167 | 8356.4123 | 8462.7783 | 8559.5815 | 8236.9319 | 7970.8162 | 7753.8064 | 7987.0434 | 7818.13 | 7684.2694 | 7580.7918 | 7503.6164 | 7449.0679 | 7414.1325 | 7395.7469 | 7391.5402 | 7399.0873 | 11990.4382
Commercial_Hospital_Existing_Space Heating_Natural Gas_Furnace_E4_Baseline Forecast | Commercial | Hospital | Existing | Space Heating | Natural Gas | Furnace | E4 |  | Baseline Forecast | 0 | 0 | 0 | 0 | 0 | 0 | 0 | 0 | 0 | 0 | 0 | 0 | 0 | 0 | 0 | 0 | 0 | 0 | 0 | 0 | 0 | 0 | 0 | 0 | 0 | 0 | 0 | 0 | 0 | 0 | 0 | 0 | 0
Commercial_Hospital_Existing_Space Heating_Natural Gas_Furnace_E5_Baseline Forecast | Commercial | Hospital | Existing | Space Heating | Natural Gas | Furnace | E5 |  | Baseline Forecast | 0 | 0 | 0 | 0 | 0 | 0 | 0 | 3895.6908 | 4037.7308 | 4167.6398 | 4286.3129 | 4394.6203 | 4493.7088 | 4584.2865 | 4666.7583 | 4741.9278 | 4810.2909 | 4872.6785 | 4929.5246 | 4745.0711 | 4592.9062 | 4469.0564 | 4604.5007 | 4508.3011 | 4432.0004 | 4373.129 | 4329.362 | 4298.7059 | 4279.0757 | 4269.0485 | 4266.9547 | 4271.7507 | 6922.4973
Commercial_Hospital_Existing_Space Heating_Natural Gas_Furnace_E6_Baseline Forecast | Commercial | Hospital | Existing | Space Heating | Natural Gas | Furnace | E6 |  | Baseline Forecast | 0 | 0 | 0 | 0 | 0 | 0 | 0 | 0 | 0 | 0 | 0 | 0 | 0 | 0 | 0 | 0 | 0 | 0 | 0 | 0 | 0 | 0 | 0 | 0 | 0 | 0 | 0 | 0 | 0 | 0 | 0 | 0 | 0
Commercial_Hospital_Existing_Space Heating_Natural Gas_Furnace_E7_Baseline Forecast | Commercial | Hospital | Existing | Space Heating | Natural Gas | Furnace | E7 |  | Baseline Forecast | 0 | 0 | 0 | 0 | 0 | 0 | 0 | 0 | 0 | 0 | 0 | 0 | 0 | 0 | 0 | 0 | 0 | 0 | 0 | 0 | 0 | 0 | 0 | 0 | 0 | 0 | 0 | 0 | 0 | 0 | 0 | 0 | 0
Commercial_Hospital_Existing_Space Heating_Natural Gas_Furnace_E8_Baseline Forecast | Commercial | Hospital | Existing | Space Heating | Natural Gas | Furnace | E8 |  | Baseline Forecast | 0 | 0 | 0 | 0 | 0 | 0 | 0 | 0 | 0 | 0 | 0 | 0 | 0 | 0 | 0 | 0 | 0 | 0 | 0 | 0 | 0 | 0 | 0 | 0 | 0 | 0 | 0 | 0 | 0 | 0 | 0 | 0 | 0
Commercial_Hospital_Existing_Space Heating_Natural Gas_Furnace_E9_Baseline Forecast | Commercial | Hospital | Existing | Space Heating | Natural Gas | Furnace | E9 |  | Baseline Forecast | 0 | 0 | 0 | 0 | 0 | 0 | 0 | 0 | 0 | 0 | 0 | 0 | 0 | 0 | 0 | 0 | 0 | 0 | 0 | 0 | 0 | 0 | 0 | 0 | 0 | 0 | 0 | 0 | 0 | 0 | 0 | 0 | 0
Commercial_Hospital_Existing_Space Heating_Natural Gas_Furnace_E10_Baseline Forecast | Commercial | Hospital | Existing | Space Heating | Natural Gas | Furnace | E10 |  | Baseline Forecast | 0 | 0 | 0 | 0 | 0 | 0 | 0 | 0 | 0 | 0 | 0 | 0 | 0 | 0 | 0 | 0 | 0 | 0 | 0 | 0 | 0 | 0 | 0 | 0 | 0 | 0 | 0 | 0 | 0 | 0 | 0 | 0 | 0
Commercial_Hospital_Existing_Space Heating_Natural Gas_Boiler_E1_Baseline Forecast | Commercial | Hospital | Existing | Space Heating | Natural Gas | Boiler | E1 |  | Baseline Forecast | 0 | 18838.8087 | 20422.9321 | 21843.1242 | 46850.1953 | 0 | 0 | 0 | 0 | 0 | 0 | 0 | 0 | 0 | 0 | 0 | 0 | 0 | 0 | 0 | 0 | 0 | 0 | 0 | 0 | 0 | 0 | 0 | 0 | 0 | 0 | 0 | 0
Commercial_Hospital_Existing_Space Heating_Natural Gas_Boiler_E2_Baseline Forecast | Commercial | Hospital | Existing | Space Heating | Natural Gas | Boiler | E2 |  | Baseline Forecast | 0 | 0 | 0 | 0 | 0 | 0 | 0 | 0 | 0 | 0 | 0 | 0 | 0 | 0 | 0 | 0 | 0 | 0 | 0 | 0 | 0 | 0 | 0 | 0 | 0 | 0 | 0 | 0 | 0 | 0 | 0 | 0 | 0
Commercial_Hospital_Existing_Space Heating_Natural Gas_Boiler_E3_Baseline Forecast | Commercial | Hospital | Existing | Space Heating | Natural Gas | Boiler | E3 |  | Baseline Forecast | 0 | 20190.3901 | 21891.3882 | 23405.2246 | 50188.2462 | 50786.0904 | 53166.8368 | 55356.8216 | 57364.2204 | 59200.6097 | 60878.1648 | 62410.1171 | 63808.9208 | 65085.5651 | 66249.015 | 67308.139 | 68270.5349 | 69145.5372 | 69942.2224 | 70667.5599 | 71325.5326 | 68577.3519 | 66295.2726 | 64421.763 | 66509.6712 | 65021.4627 | 63826.8804 | 62888.1307 | 62171.1934 | 61645.9849 | 61285.4096 | 61065.9636 | 88679.3502
Commercial_Hospital_Existing_Space Heating_Natural Gas_Boiler_E4_Baseline Forecast | Commercial | Hospital | Existing | Space Heating | Natural Gas | Boiler | E4 |  | Baseline Forecast | 0 | 0 | 0 | 0 | 0 | 0 | 0 | 0 | 0 | 0 | 0 | 0 | 0 | 0 | 0 | 0 | 0 | 0 | 0 | 0 | 0 | 0 | 0 | 0 | 0 | 0 | 0 | 0 | 0 | 0 | 0 | 0 | 0
Commercial_Hospital_Existing_Space Heating_Natural Gas_Boiler_E5_Baseline Forecast | Commercial | Hospital | Existing | Space Heating | Natural Gas | Boiler | E5 |  | Baseline Forecast | 0 | 0 | 0 | 0 | 0 | 0 | 0 | 0 | 0 | 0 | 0 | 0 | 0 | 0 | 0 | 0 | 0 | 0 | 0 | 0 | 0 | 0 | 0 | 0 | 0 | 0 | 0 | 0 | 0 | 0 | 0 | 0 | 0
Commercial_Hospital_Existing_Space Heating_Natural Gas_Boiler_E6_Baseline Forecast | Commercial | Hospital | Existing | Space Heating | Natural Gas | Boiler | E6 |  | Baseline Forecast | 0 | 0 | 0 | 0 | 0 | 0 | 0 | 0 | 0 | 0 | 0 | 0 | 0 | 0 | 0 | 0 | 0 | 0 | 0 | 0 | 0 | 0 | 0 | 0 | 0 | 0 | 0 | 0 | 0 | 0 | 0 | 0 | 0
Commercial_Hospital_Existing_Space Heating_Natural Gas_Boiler_E7_Baseline Forecast | Commercial | Hospital | Existing | Space Heating | Natural Gas | Boiler | E7 |  | Baseline Forecast | 0 | 0 | 0 | 0 | 0 | 0 | 0 | 0 | 0 | 0 | 0 | 0 | 0 | 0 | 0 | 0 | 0 | 0 | 0 | 0 | 0 | 0 | 0 | 0 | 0 | 0 | 0 | 0 | 0 | 0 | 0 | 0 | 0
Commercial_Hospital_Existing_Space Heating_Natural Gas_Boiler_E8_Baseline Forecast | Commercial | Hospital | Existing | Space Heating | Natural Gas | Boiler | E8 |  | Baseline Forecast | 0 | 0 | 0 | 0 | 0 | 0 | 0 | 0 | 0 | 0 | 0 | 0 | 0 | 0 | 0 | 0 | 0 | 0 | 0 | 0 | 0 | 0 | 0 | 0 | 0 | 0 | 0 | 0 | 0 | 0 | 0 | 0 | 0
Commercial_Hospital_Existing_Space Heating_Natural Gas_Boiler_E9_Baseline Forecast | Commercial | Hospital | Existing | Space Heating | Natural Gas | Boiler | E9 |  | Baseline Forecast | 0 | 0 | 0 | 0 | 0 | 0 | 0 | 0 | 0 | 0 | 0 | 0 | 0 | 0 | 0 | 0 | 0 | 0 | 0 | 0 | 0 | 0 | 0 | 0 | 0 | 0 | 0 | 0 | 0 | 0 | 0 | 0 | 0
Commercial_Hospital_Existing_Space Heating_Natural Gas_Boiler_E10_Baseline Forecast | Commercial | Hospital | Existing | Space Heating | Natural Gas | Boiler | E10 |  | Baseline Forecast | 0 | 0 | 0 | 0 | 0 | 0 | 0 | 0 | 0 | 0 | 0 | 0 | 0 | 0 | 0 | 0 | 0 | 0 | 0 | 0 | 0 | 0 | 0 | 0 | 0 | 0 | 0 | 0 | 0 | 0 | 0 | 0 | 0
Commercial_Hospital_Existing_Space Heating_Natural Gas_Unit Heater_E1_Baseline Forecast | Commercial | Hospital | Existing | Space Heating | Natural Gas | Unit Heater | E1 |  | Baseline Forecast | 0 | 0 | 0 | 0 | 0 | 0 | 0 | 0 | 0 | 0 | 0 | 0 | 0 | 0 | 0 | 0 | 0 | 0 | 0 | 0 | 0 | 0 | 0 | 0 | 0 | 0 | 0 | 0 | 0 | 0 | 0 | 0 | 0
Commercial_Hospital_Existing_Space Heating_Natural Gas_Unit Heater_E2_Baseline Forecast | Commercial | Hospital | Existing | Space Heating | Natural Gas | Unit Heater | E2 |  | Baseline Forecast | 0 | 0 | 0 | 0 | 0 | 0 | 0 | 0 | 0 | 0 | 0 | 0 | 0 | 0 | 0 | 0 | 0 | 0 | 0 | 0 | 0 | 0 | 0 | 0 | 0 | 0 | 0 | 0 | 0 | 0 | 0 | 0 | 0
Commercial_Hospital_Existing_Space Heating_Natural Gas_Unit Heater_E3_Baseline Forecast | Commercial | Hospital | Existing | Space Heating | Natural Gas | Unit Heater | E3 |  | Baseline Forecast | 0 | 0 | 0 | 0 | 0 | 0 | 0 | 0 | 0 | 0 | 0 | 0 | 0 | 0 | 0 | 0 | 0 | 0 | 0 | 0 | 0 | 0 | 0 | 0 | 0 | 0 | 0 | 0 | 0 | 0 | 0 | 0 | 0
Commercial_Hospital_Existing_Space Heating_Natural Gas_Unit Heater_E4_Baseline Forecast | Commercial | Hospital | Existing | Space Heating | Natural Gas | Unit Heater | E4 |  | Baseline Forecast | 0 | 0 | 0 | 0 | 0 | 0 | 0 | 0 | 0 | 0 | 0 | 0 | 0 | 0 | 0 | 0 | 0 | 0 | 0 | 0 | 0 | 0 | 0 | 0 | 0 | 0 | 0 | 0 | 0 | 0 | 0 | 0 | 0
Commercial_Hospital_Existing_Space Heating_Natural Gas_Unit Heater_E5_Baseline Forecast | Commercial | Hospital | Existing | Space Heating | Natural Gas | Unit Heater | E5 |  | Baseline Forecast | 0 | 0 | 0 | 0 | 0 | 0 | 0 | 0 | 0 | 0 | 0 | 0 | 0 | 0 | 0 | 0 | 0 | 0 | 0 | 0 | 0 | 0 | 0 | 0 | 0 | 0 | 0 | 0 | 0 | 0 | 0 | 0 | 0
Commercial_Hospital_Existing_Space Heating_Natural Gas_Unit Heater_E6_Baseline Forecast | Commercial | Hospital | Existing | Space Heating | Natural Gas | Unit Heater | E6 |  | Baseline Forecast | 0 | 0 | 0 | 0 | 0 | 0 | 0 | 0 | 0 | 0 | 0 | 0 | 0 | 0 | 0 | 0 | 0 | 0 | 0 | 0 | 0 | 0 | 0 | 0 | 0 | 0 | 0 | 0 | 0 | 0 | 0 | 0 | 0
Commercial_Hospital_Existing_Space Heating_Natural Gas_Unit Heater_E7_Baseline Forecast | Commercial | Hospital | Existing | Space Heating | Natural Gas | Unit Heater | E7 |  | Baseline Forecast | 0 | 0 | 0 | 0 | 0 | 0 | 0 | 0 | 0 | 0 | 0 | 0 | 0 | 0 | 0 | 0 | 0 | 0 | 0 | 0 | 0 | 0 | 0 | 0 | 0 | 0 | 0 | 0 | 0 | 0 | 0 | 0 | 0
Commercial_Hospital_Existing_Space Heating_Natural Gas_Unit Heater_E8_Baseline Forecast | Commercial | Hospital | Existing | Space Heating | Natural Gas | Unit Heater | E8 |  | Baseline Forecast | 0 | 0 | 0 | 0 | 0 | 0 | 0 | 0 | 0 | 0 | 0 | 0 | 0 | 0 | 0 | 0 | 0 | 0 | 0 | 0 | 0 | 0 | 0 | 0 | 0 | 0 | 0 | 0 | 0 | 0 | 0 | 0 | 0
Commercial_Hospital_Existing_Space Heating_Natural Gas_Unit Heater_E9_Baseline Forecast | Commercial | Hospital | Existing | Space Heating | Natural Gas | Unit Heater | E9 |  | Baseline Forecast | 0 | 0 | 0 | 0 | 0 | 0 | 0 | 0 | 0 | 0 | 0 | 0 | 0 | 0 | 0 | 0 | 0 | 0 | 0 | 0 | 0 | 0 | 0 | 0 | 0 | 0 | 0 | 0 | 0 | 0 | 0 | 0 | 0
Commercial_Hospital_Existing_Space Heating_Natural Gas_Unit Heater_E10_Baseline Forecast | Commercial | Hospital | Existing | Space Heating | Natural Gas | Unit Heater | E10 |  | Baseline Forecast | 0 | 0 | 0 | 0 | 0 | 0 | 0 | 0 | 0 | 0 | 0 | 0 | 0 | 0 | 0 | 0 | 0 | 0 | 0 | 0 | 0 | 0 | 0 | 0 | 0 | 0 | 0 | 0 | 0 | 0 | 0 | 0 | 0
Commercial_Hospital_Existing_Water Heating_Natural Gas_Water Heater_E1_Baseline Forecast | Commercial | Hospital | Existing | Water Heating | Natural Gas | Water Heater | E1 |  | Baseline Forecast | 0 | 8748.9454 | 11315.4452 | 13321.3026 | 20035.1404 | 16266.9869 | 17285.7379 | 18092.7477 | 18728.9852 | 19228.152 | 17057.2113 | 15831.4906 | 15256.4675 | 16108.7635 | 16052.4029 | 18422.6751 | 18922.3704 | 19313.0002 | 20902.7784 | 19093.4988 | 18624.1992 | 18082.5994 | 17774.3319 | 17482.4916 | 17034.8721 | 17015.3979 | 17241.6575 | 18097.9063 | 18194.269 | 18796.9691 | 18695.4376 | 18525.5944 | 21530.2895
Commercial_Hospital_Existing_Water Heating_Natural Gas_Water Heater_E2_Baseline Forecast | Commercial | Hospital | Existing | Water Heating | Natural Gas | Water Heater | E2 |  | Baseline Forecast | 0 | 79155.0083 | 102375.3153 | 120522.5197 | 181264.4153 | 147173.0591 | 156391.1637 | 163693.413 | 169450.8806 | 173968.1777 | 154327.3599 | 143238.2702 | 138036.4381 | 145748.6399 | 145239.5011 | 166686.2496 | 171208.3717 | 174743.7845 | 189129.2 | 172759.8222 | 168514.5491 | 163615.0567 | 160826.6673 | 158186.8947 | 154137.4345 | 153961.8537 | 156009.7064 | 163757.9131 | 164630.242 | 170084.0886 | 169165.5674 | 167628.8637 | 194816.8508
Commercial_Hospital_Existing_Water Heating_Natural Gas_Water Heater_E3_Baseline Forecast | Commercial | Hospital | Existing | Water Heating | Natural Gas | Water Heater | E3 |  | Baseline Forecast | 0 | 0 | 0 | 0 | 0 | 0 | 0 | 0 | 0 | 0 | 0 | 0 | 0 | 0 | 0 | 0 | 0 | 0 | 0 | 0 | 0 | 0 | 0 | 0 | 0 | 0 | 0 | 0 | 0 | 0 | 0 | 0 | 0
Commercial_Hospital_Existing_Water Heating_Natural Gas_Water Heater_E4_Baseline Forecast | Commercial | Hospital | Existing | Water Heating | Natural Gas | Water Heater | E4 |  | Baseline Forecast | 0 | 0 | 0 | 0 | 0 | 0 | 0 | 0 | 0 | 0 | 0 | 0 | 0 | 0 | 0 | 0 | 0 | 0 | 0 | 0 | 0 | 0 | 0 | 0 | 0 | 0 | 0 | 0 | 0 | 0 | 0 | 0 | 0
Commercial_Hospital_Existing_Water Heating_Natural Gas_Water Heater_E5_Baseline Forecast | Commercial | Hospital | Existing | Water Heating | Natural Gas | Water Heater | E5 |  | Baseline Forecast | 0 | 0 | 0 | 0 | 0 | 0 | 0 | 0 | 0 | 0 | 0 | 0 | 0 | 0 | 0 | 0 | 0 | 0 | 0 | 0 | 0 | 0 | 0 | 0 | 0 | 0 | 0 | 0 | 0 | 0 | 0 | 0 | 0
Commercial_Hospital_Existing_Water Heating_Natural Gas_Water Heater_E6_Baseline Forecast | Commercial | Hospital | Existing | Water Heating | Natural Gas | Water Heater | E6 |  | Baseline Forecast | 0 | 0 | 0 | 0 | 0 | 0 | 0 | 0 | 0 | 0 | 0 | 0 | 0 | 0 | 0 | 0 | 0 | 0 | 0 | 0 | 0 | 0 | 0 | 0 | 0 | 0 | 0 | 0 | 0 | 0 | 0 | 0 | 0
Commercial_Hospital_Existing_Water Heating_Natural Gas_Water Heater_E7_Baseline Forecast | Commercial | Hospital | Existing | Water Heating | Natural Gas | Water Heater | E7 |  | Baseline Forecast | 0 | 0 | 0 | 0 | 0 | 0 | 0 | 0 | 0 | 0 | 0 | 0 | 0 | 0 | 0 | 0 | 0 | 0 | 0 | 0 | 0 | 0 | 0 | 0 | 0 | 0 | 0 | 0 | 0 | 0 | 0 | 0 | 0
Commercial_Hospital_Existing_Water Heating_Natural Gas_Water Heater_E8_Baseline Forecast | Commercial | Hospital | Existing | Water Heating | Natural Gas | Water Heater | E8 |  | Baseline Forecast | 0 | 0 | 0 | 0 | 0 | 0 | 0 | 0 | 0 | 0 | 0 | 0 | 0 | 0 | 0 | 0 | 0 | 0 | 0 | 0 | 0 | 0 | 0 | 0 | 0 | 0 | 0 | 0 | 0 | 0 | 0 | 0 | 0
Commercial_Hospital_Existing_Water Heating_Natural Gas_Water Heater_E9_Baseline Forecast | Commercial | Hospital | Existing | Water Heating | Natural Gas | Water Heater | E9 |  | Baseline Forecast | 0 | 0 | 0 | 0 | 0 | 0 | 0 | 0 | 0 | 0 | 0 | 0 | 0 | 0 | 0 | 0 | 0 | 0 | 0 | 0 | 0 | 0 | 0 | 0 | 0 | 0 | 0 | 0 | 0 | 0 | 0 | 0 | 0
Commercial_Hospital_Existing_Water Heating_Natural Gas_Water Heater_E10_Baseline Forecast | Commercial | Hospital | Existing | Water Heating | Natural Gas | Water Heater | E10 |  | Baseline Forecast | 0 | 0 | 0 | 0 | 0 | 0 | 0 | 0 | 0 | 0 | 0 | 0 | 0 | 0 | 0 | 0 | 0 | 0 | 0 | 0 | 0 | 0 | 0 | 0 | 0 | 0 | 0 | 0 | 0 | 0 | 0 | 0 | 0
Commercial_Hospital_Existing_Food Preparation_Natural Gas_Oven_E1_Baseline Forecast | Commercial | Hospital | Existing | Food Preparation | Natural Gas | Oven | E1 |  | Baseline Forecast | 0 | 1221.6317 | 1316.049 | 1392.5962 | 1971.325 | 1516.7546 | 1560.027 | 1595.6437 | 1624.2266 | 1647.1727 | 1566.4481 | 1515.3242 | 1485.8307 | 1554.4777 | 1537.8478 | 1531.1435 | 1856.8878 | 1833.6222 | 1813.4718 | 1915.5606 | 1717.9653 | 1681.6493 | 1660.5605 | 1638.4654 | 1617.6573 | 1625.7672 | 1636.7091 | 1648.5016 | 1701.4282 | 1690.7304 | 1678.9535 | 1755.0957 | 2006.9333
Commercial_Hospital_Existing_Food Preparation_Natural Gas_Oven_E2_Baseline Forecast | Commercial | Hospital | Existing | Food Preparation | Natural Gas | Oven | E2 |  | Baseline Forecast | 0 | 1758.0271 | 1895.4075 | 2003.5105 | 2834.313 | 2181.9454 | 2247.6691 | 2301.8262 | 2346.5956 | 2383.1667 | 2269.6002 | 2198.4218 | 2158.6668 | 2261.6887 | 2240.5945 | 2233.9705 | 2713.0781 | 2683.2039 | 2657.9194 | 2812.1993 | 2526.1514 | 2476.8149 | 2449.4097 | 2420.5157 | 2392.9824 | 2407.7543 | 2426.4951 | 2446.1748 | 2526.4839 | 2512.0398 | 2495.3206 | 2609.0311 | 2983.3994
Commercial_Hospital_Existing_Food Preparation_Natural Gas_Oven_E3_Baseline Forecast | Commercial | Hospital | Existing | Food Preparation | Natural Gas | Oven | E3 |  | Baseline Forecast | 0 | 0 | 0 | 0 | 0 | 0 | 0 | 0 | 0 | 0 | 0 | 0 | 0 | 0 | 0 | 0 | 0 | 0 | 0 | 0 | 0 | 0 | 0 | 0 | 0 | 0 | 0 | 0 | 0 | 0 | 0 | 0 | 0
Commercial_Hospital_Existing_Food Preparation_Natural Gas_Oven_E4_Baseline Forecast | Commercial | Hospital | Existing | Food Preparation | Natural Gas | Oven | E4 |  | Baseline Forecast | 0 | 0 | 0 | 0 | 0 | 0 | 0 | 0 | 0 | 0 | 0 | 0 | 0 | 0 | 0 | 0 | 0 | 0 | 0 | 0 | 0 | 0 | 0 | 0 | 0 | 0 | 0 | 0 | 0 | 0 | 0 | 0 | 0
Commercial_Hospital_Existing_Food Preparation_Natural Gas_Oven_E5_Baseline Forecast | Commercial | Hospital | Existing | Food Preparation | Natural Gas | Oven | E5 |  | Baseline Forecast | 0 | 0 | 0 | 0 | 0 | 0 | 0 | 0 | 0 | 0 | 0 | 0 | 0 | 0 | 0 | 0 | 0 | 0 | 0 | 0 | 0 | 0 | 0 | 0 | 0 | 0 | 0 | 0 | 0 | 0 | 0 | 0 | 0
Commercial_Hospital_Existing_Food Preparation_Natural Gas_Oven_E6_Baseline Forecast | Commercial | Hospital | Existing | Food Preparation | Natural Gas | Oven | E6 |  | Baseline Forecast | 0 | 0 | 0 | 0 | 0 | 0 | 0 | 0 | 0 | 0 | 0 | 0 | 0 | 0 | 0 | 0 | 0 | 0 | 0 | 0 | 0 | 0 | 0 | 0 | 0 | 0 | 0 | 0 | 0 | 0 | 0 | 0 | 0
Commercial_Hospital_Existing_Food Preparation_Natural Gas_Oven_E7_Baseline Forecast | Commercial | Hospital | Existing | Food Preparation | Natural Gas | Oven | E7 |  | Baseline Forecast | 0 | 0 | 0 | 0 | 0 | 0 | 0 | 0 | 0 | 0 | 0 | 0 | 0 | 0 | 0 | 0 | 0 | 0 | 0 | 0 | 0 | 0 | 0 | 0 | 0 | 0 | 0 | 0 | 0 | 0 | 0 | 0 | 0
Commercial_Hospital_Existing_Food Preparation_Natural Gas_Oven_E8_Baseline Forecast | Commercial | Hospital | Existing | Food Preparation | Natural Gas | Oven | E8 |  | Baseline Forecast | 0 | 0 | 0 | 0 | 0 | 0 | 0 | 0 | 0 | 0 | 0 | 0 | 0 | 0 | 0 | 0 | 0 | 0 | 0 | 0 | 0 | 0 | 0 | 0 | 0 | 0 | 0 | 0 | 0 | 0 | 0 | 0 | 0
Commercial_Hospital_Existing_Food Preparation_Natural Gas_Oven_E9_Baseline Forecast | Commercial | Hospital | Existing | Food Preparation | Natural Gas | Oven | E9 |  | Baseline Forecast | 0 | 0 | 0 | 0 | 0 | 0 | 0 | 0 | 0 | 0 | 0 | 0 | 0 | 0 | 0 | 0 | 0 | 0 | 0 | 0 | 0 | 0 | 0 | 0 | 0 | 0 | 0 | 0 | 0 | 0 | 0 | 0 | 0
Commercial_Hospital_Existing_Food Preparation_Natural Gas_Oven_E10_Baseline Forecast | Commercial | Hospital | Existing | Food Preparation | Natural Gas | Oven | E10 |  | Baseline Forecast | 0 | 0 | 0 | 0 | 0 | 0 | 0 | 0 | 0 | 0 | 0 | 0 | 0 | 0 | 0 | 0 | 0 | 0 | 0 | 0 | 0 | 0 | 0 | 0 | 0 | 0 | 0 | 0 | 0 | 0 | 0 | 0 | 0
Commercial_Hospital_Existing_Food Preparation_Natural Gas_Conveyor Oven_E1_Baseline Forecast | Commercial | Hospital | Existing | Food Preparation | Natural Gas | Conveyor Oven | E1 |  | Baseline Forecast | 0 | 258.6692 | 334.4581 | 393.778 | 696.7928 | 480.7408 | 510.6362 | 534.2836 | 552.8446 | 567.3513 | 578.6077 | 587.2877 | 593.9049 | 598.8829 | 602.5638 | 605.2037 | 607.0153 | 533.9387 | 490.341 | 467.2472 | 506.9155 | 497.114 | 559.2513 | 568.4836 | 575.5905 | 644.2816 | 572.4347 | 577.9659 | 582.1311 | 585.2035 | 587.4152 | 588.9313 | 733.4454
Commercial_Hospital_Existing_Food Preparation_Natural Gas_Conveyor Oven_E2_Baseline Forecast | Commercial | Hospital | Existing | Food Preparation | Natural Gas | Conveyor Oven | E2 |  | Baseline Forecast | 0 | 372.3174 | 481.6296 | 566.9712 | 1003.2602 | 692.4541 | 736.0403 | 770.6022 | 797.9362 | 819.4383 | 836.2699 | 849.3693 | 859.518 | 867.3169 | 873.2166 | 877.6059 | 880.7743 | 775.2172 | 712.3381 | 679.1753 | 737.2171 | 723.325 | 814.093 | 827.8906 | 838.5519 | 938.9237 | 834.46 | 842.7307 | 848.9672 | 853.5817 | 856.8807 | 859.1412 | 1069.9605
Commercial_Hospital_Existing_Food Preparation_Natural Gas_Conveyor Oven_E3_Baseline Forecast | Commercial | Hospital | Existing | Food Preparation | Natural Gas | Conveyor Oven | E3 |  | Baseline Forecast | 0 | 0 | 0 | 0 | 0 | 0 | 0 | 0 | 0 | 0 | 0 | 0 | 0 | 0 | 0 | 0 | 0 | 0 | 0 | 0 | 0 | 0 | 0 | 0 | 0 | 0 | 0 | 0 | 0 | 0 | 0 | 0 | 0
Commercial_Hospital_Existing_Food Preparation_Natural Gas_Conveyor Oven_E4_Baseline Forecast | Commercial | Hospital | Existing | Food Preparation | Natural Gas | Conveyor Oven | E4 |  | Baseline Forecast | 0 | 0 | 0 | 0 | 0 | 0 | 0 | 0 | 0 | 0 | 0 | 0 | 0 | 0 | 0 | 0 | 0 | 0 | 0 | 0 | 0 | 0 | 0 | 0 | 0 | 0 | 0 | 0 | 0 | 0 | 0 | 0 | 0
Commercial_Hospital_Existing_Food Preparation_Natural Gas_Conveyor Oven_E5_Baseline Forecast | Commercial | Hospital | Existing | Food Preparation | Natural Gas | Conveyor Oven | E5 |  | Baseline Forecast | 0 | 0 | 0 | 0 | 0 | 0 | 0 | 0 | 0 | 0 | 0 | 0 | 0 | 0 | 0 | 0 | 0 | 0 | 0 | 0 | 0 | 0 | 0 | 0 | 0 | 0 | 0 | 0 | 0 | 0 | 0 | 0 | 0
Commercial_Hospital_Existing_Food Preparation_Natural Gas_Conveyor Oven_E6_Baseline Forecast | Commercial | Hospital | Existing | Food Preparation | Natural Gas | Conveyor Oven | E6 |  | Baseline Forecast | 0 | 0 | 0 | 0 | 0 | 0 | 0 | 0 | 0 | 0 | 0 | 0 | 0 | 0 | 0 | 0 | 0 | 0 | 0 | 0 | 0 | 0 | 0 | 0 | 0 | 0 | 0 | 0 | 0 | 0 | 0 | 0 | 0
Commercial_Hospital_Existing_Food Preparation_Natural Gas_Conveyor Oven_E7_Baseline Forecast | Commercial | Hospital | Existing | Food Preparation | Natural Gas | Conveyor Oven | E7 |  | Baseline Forecast | 0 | 0 | 0 | 0 | 0 | 0 | 0 | 0 | 0 | 0 | 0 | 0 | 0 | 0 | 0 | 0 | 0 | 0 | 0 | 0 | 0 | 0 | 0 | 0 | 0 | 0 | 0 | 0 | 0 | 0 | 0 | 0 | 0
Commercial_Hospital_Existing_Food Preparation_Natural Gas_Conveyor Oven_E8_Baseline Forecast | Commercial | Hospital | Existing | Food Preparation | Natural Gas | Conveyor Oven | E8 |  | Baseline Forecast | 0 | 0 | 0 | 0 | 0 | 0 | 0 | 0 | 0 | 0 | 0 | 0 | 0 | 0 | 0 | 0 | 0 | 0 | 0 | 0 | 0 | 0 | 0 | 0 | 0 | 0 | 0 | 0 | 0 | 0 | 0 | 0 | 0
Commercial_Hospital_Existing_Food Preparation_Natural Gas_Conveyor Oven_E9_Baseline Forecast | Commercial | Hospital | Existing | Food Preparation | Natural Gas | Conveyor Oven | E9 |  | Baseline Forecast | 0 | 0 | 0 | 0 | 0 | 0 | 0 | 0 | 0 | 0 | 0 | 0 | 0 | 0 | 0 | 0 | 0 | 0 | 0 | 0 | 0 | 0 | 0 | 0 | 0 | 0 | 0 | 0 | 0 | 0 | 0 | 0 | 0
Commercial_Hospital_Existing_Food Preparation_Natural Gas_Conveyor Oven_E10_Baseline Forecast | Commercial | Hospital | Existing | Food Preparation | Natural Gas | Conveyor Oven | E10 |  | Baseline Forecast | 0 | 0 | 0 | 0 | 0 | 0 | 0 | 0 | 0 | 0 | 0 | 0 | 0 | 0 | 0 | 0 | 0 | 0 | 0 | 0 | 0 | 0 | 0 | 0 | 0 | 0 | 0 | 0 | 0 | 0 | 0 | 0 | 0
Commercial_Hospital_Existing_Food Preparation_Natural Gas_Double Rack Oven_E1_Baseline Forecast | Commercial | Hospital | Existing | Food Preparation | Natural Gas | Double Rack Oven | E1 |  | Baseline Forecast | 0 | 366.4368 | 473.5959 | 557.9151 | 881.7212 | 681.1621 | 722.9333 | 755.9381 | 781.5897 | 801.512 | 816.8157 | 828.5086 | 731.3122 | 674.6922 | 646.1233 | 685.4602 | 678.1253 | 771.4752 | 788.4341 | 801.4335 | 874.5939 | 806.0814 | 814.0771 | 799.468 | 775.2169 | 749.0473 | 734.7432 | 721.1332 | 701.3237 | 699.0161 | 706.8762 | 744.5182 | 891.3593
Commercial_Hospital_Existing_Food Preparation_Natural Gas_Double Rack Oven_E2_Baseline Forecast | Commercial | Hospital | Existing | Food Preparation | Natural Gas | Double Rack Oven | E2 |  | Baseline Forecast | 0 | 527.4608 | 682.5284 | 803.1463 | 1268.553 | 980.8641 | 1043.1917 | 1092.6502 | 1132.0163 | 1163.1065 | 1187.5942 | 1206.7555 | 1067.1951 | 986.4672 | 946.44 | 1005.9315 | 997.0121 | 1136.4901 | 1163.8124 | 1185.423 | 1296.1421 | 1196.9009 | 1210.8259 | 1191.0962 | 1156.6287 | 1118.9602 | 1098.8127 | 1079.4851 | 1050.6095 | 1047.7853 | 1059.9146 | 1116.6013 | 1336.8283
Commercial_Hospital_Existing_Food Preparation_Natural Gas_Double Rack Oven_E3_Baseline Forecast | Commercial | Hospital | Existing | Food Preparation | Natural Gas | Double Rack Oven | E3 |  | Baseline Forecast | 0 | 0 | 0 | 0 | 0 | 0 | 0 | 0 | 0 | 0 | 0 | 0 | 0 | 0 | 0 | 0 | 0 | 0 | 0 | 0 | 0 | 0 | 0 | 0 | 0 | 0 | 0 | 0 | 0 | 0 | 0 | 0 | 0
Commercial_Hospital_Existing_Food Preparation_Natural Gas_Double Rack Oven_E4_Baseline Forecast | Commercial | Hospital | Existing | Food Preparation | Natural Gas | Double Rack Oven | E4 |  | Baseline Forecast | 0 | 0 | 0 | 0 | 0 | 0 | 0 | 0 | 0 | 0 | 0 | 0 | 0 | 0 | 0 | 0 | 0 | 0 | 0 | 0 | 0 | 0 | 0 | 0 | 0 | 0 | 0 | 0 | 0 | 0 | 0 | 0 | 0
Commercial_Hospital_Existing_Food Preparation_Natural Gas_Double Rack Oven_E5_Baseline Forecast | Commercial | Hospital | Existing | Food Preparation | Natural Gas | Double Rack Oven | E5 |  | Baseline Forecast | 0 | 0 | 0 | 0 | 0 | 0 | 0 | 0 | 0 | 0 | 0 | 0 | 0 | 0 | 0 | 0 | 0 | 0 | 0 | 0 | 0 | 0 | 0 | 0 | 0 | 0 | 0 | 0 | 0 | 0 | 0 | 0 | 0
Commercial_Hospital_Existing_Food Preparation_Natural Gas_Double Rack Oven_E6_Baseline Forecast | Commercial | Hospital | Existing | Food Preparation | Natural Gas | Double Rack Oven | E6 |  | Baseline Forecast | 0 | 0 | 0 | 0 | 0 | 0 | 0 | 0 | 0 | 0 | 0 | 0 | 0 | 0 | 0 | 0 | 0 | 0 | 0 | 0 | 0 | 0 | 0 | 0 | 0 | 0 | 0 | 0 | 0 | 0 | 0 | 0 | 0
Commercial_Hospital_Existing_Food Preparation_Natural Gas_Double Rack Oven_E7_Baseline Forecast | Commercial | Hospital | Existing | Food Preparation | Natural Gas | Double Rack Oven | E7 |  | Baseline Forecast | 0 | 0 | 0 | 0 | 0 | 0 | 0 | 0 | 0 | 0 | 0 | 0 | 0 | 0 | 0 | 0 | 0 | 0 | 0 | 0 | 0 | 0 | 0 | 0 | 0 | 0 | 0 | 0 | 0 | 0 | 0 | 0 | 0
Commercial_Hospital_Existing_Food Preparation_Natural Gas_Double Rack Oven_E8_Baseline Forecast | Commercial | Hospital | Existing | Food Preparation | Natural Gas | Double Rack Oven | E8 |  | Baseline Forecast | 0 | 0 | 0 | 0 | 0 | 0 | 0 | 0 | 0 | 0 | 0 | 0 | 0 | 0 | 0 | 0 | 0 | 0 | 0 | 0 | 0 | 0 | 0 | 0 | 0 | 0 | 0 | 0 | 0 | 0 | 0 | 0 | 0
Commercial_Hospital_Existing_Food Preparation_Natural Gas_Double Rack Oven_E9_Baseline Forecast | Commercial | Hospital | Existing | Food Preparation | Natural Gas | Double Rack Oven | E9 |  | Baseline Forecast | 0 | 0 | 0 | 0 | 0 | 0 | 0 | 0 | 0 | 0 | 0 | 0 | 0 | 0 | 0 | 0 | 0 | 0 | 0 | 0 | 0 | 0 | 0 | 0 | 0 | 0 | 0 | 0 | 0 | 0 | 0 | 0 | 0
Commercial_Hospital_Existing_Food Preparation_Natural Gas_Double Rack Oven_E10_Baseline Forecast | Commercial | Hospital | Existing | Food Preparation | Natural Gas | Double Rack Oven | E10 |  | Baseline Forecast | 0 | 0 | 0 | 0 | 0 | 0 | 0 | 0 | 0 | 0 | 0 | 0 | 0 | 0 | 0 | 0 | 0 | 0 | 0 | 0 | 0 | 0 | 0 | 0 | 0 | 0 | 0 | 0 | 0 | 0 | 0 | 0 | 0
Commercial_Hospital_Existing_Food Preparation_Natural Gas_Fryer_E1_Baseline Forecast | Commercial | Hospital | Existing | Food Preparation | Natural Gas | Fryer | E1 |  | Baseline Forecast | 0 | 0 | 0 | 0 | 0 | 0 | 0 | 0 | 0 | 0 | 0 | 0 | 0 | 0 | 0 | 0 | 0 | 0 | 0 | 0 | 0 | 0 | 0 | 0 | 0 | 0 | 0 | 0 | 0 | 0 | 0 | 0 | 0
Commercial_Hospital_Existing_Food Preparation_Natural Gas_Fryer_E2_Baseline Forecast | Commercial | Hospital | Existing | Food Preparation | Natural Gas | Fryer | E2 |  | Baseline Forecast | 0 | 0 | 0 | 11160.7908 | 45593.0883 | 47194.5797 | 59874.4855 | 69957.6527 | 77964.6069 | 62242.5267 | 49690.1772 | 41866.8852 | 42383.3237 | 43116.836 | 46199.7791 | 50645.9454 | 58621.9865 | 67825.2456 | 64368.7871 | 62899.0804 | 61171.8656 | 59412.4619 | 52559.289 | 48763.579 | 48504.1271 | 52234.8145 | 54587.438 | 56775.3763 | 58529.9555 | 60486.6807 | 61015.34 | 57458.6468 | 63287.5429
Commercial_Hospital_Existing_Food Preparation_Natural Gas_Fryer_E3_Baseline Forecast | Commercial | Hospital | Existing | Food Preparation | Natural Gas | Fryer | E3 |  | Baseline Forecast | 0 | 0 | 0 | 0 | 0 | 0 | 0 | 0 | 0 | 0 | 0 | 0 | 0 | 0 | 0 | 0 | 0 | 0 | 0 | 0 | 0 | 0 | 0 | 0 | 0 | 0 | 0 | 0 | 0 | 0 | 0 | 0 | 0
Commercial_Hospital_Existing_Food Preparation_Natural Gas_Fryer_E4_Baseline Forecast | Commercial | Hospital | Existing | Food Preparation | Natural Gas | Fryer | E4 |  | Baseline Forecast | 0 | 0 | 0 | 0 | 0 | 0 | 0 | 0 | 0 | 0 | 0 | 0 | 0 | 0 | 0 | 0 | 0 | 0 | 0 | 0 | 0 | 0 | 0 | 0 | 0 | 0 | 0 | 0 | 0 | 0 | 0 | 0 | 0
Commercial_Hospital_Existing_Food Preparation_Natural Gas_Fryer_E5_Baseline Forecast | Commercial | Hospital | Existing | Food Preparation | Natural Gas | Fryer | E5 |  | Baseline Forecast | 0 | 0 | 0 | 0 | 0 | 0 | 0 | 0 | 0 | 0 | 0 | 0 | 0 | 0 | 0 | 0 | 0 | 0 | 0 | 0 | 0 | 0 | 0 | 0 | 0 | 0 | 0 | 0 | 0 | 0 | 0 | 0 | 0
Commercial_Hospital_Existing_Food Preparation_Natural Gas_Fryer_E6_Baseline Forecast | Commercial | Hospital | Existing | Food Preparation | Natural Gas | Fryer | E6 |  | Baseline Forecast | 0 | 0 | 0 | 0 | 0 | 0 | 0 | 0 | 0 | 0 | 0 | 0 | 0 | 0 | 0 | 0 | 0 | 0 | 0 | 0 | 0 | 0 | 0 | 0 | 0 | 0 | 0 | 0 | 0 | 0 | 0 | 0 | 0
Commercial_Hospital_Existing_Food Preparation_Natural Gas_Fryer_E7_Baseline Forecast | Commercial | Hospital | Existing | Food Preparation | Natural Gas | Fryer | E7 |  | Baseline Forecast | 0 | 0 | 0 | 0 | 0 | 0 | 0 | 0 | 0 | 0 | 0 | 0 | 0 | 0 | 0 | 0 | 0 | 0 | 0 | 0 | 0 | 0 | 0 | 0 | 0 | 0 | 0 | 0 | 0 | 0 | 0 | 0 | 0
Commercial_Hospital_Existing_Food Preparation_Natural Gas_Fryer_E8_Baseline Forecast | Commercial | Hospital | Existing | Food Preparation | Natural Gas | Fryer | E8 |  | Baseline Forecast | 0 | 0 | 0 | 0 | 0 | 0 | 0 | 0 | 0 | 0 | 0 | 0 | 0 | 0 | 0 | 0 | 0 | 0 | 0 | 0 | 0 | 0 | 0 | 0 | 0 | 0 | 0 | 0 | 0 | 0 | 0 | 0 | 0
Commercial_Hospital_Existing_Food Preparation_Natural Gas_Fryer_E9_Baseline Forecast | Commercial | Hospital | Existing | Food Preparation | Natural Gas | Fryer | E9 |  | Baseline Forecast | 0 | 0 | 0 | 0 | 0 | 0 | 0 | 0 | 0 | 0 | 0 | 0 | 0 | 0 | 0 | 0 | 0 | 0 | 0 | 0 | 0 | 0 | 0 | 0 | 0 | 0 | 0 | 0 | 0 | 0 | 0 | 0 | 0
Commercial_Hospital_Existing_Food Preparation_Natural Gas_Fryer_E10_Baseline Forecast | Commercial | Hospital | Existing | Food Preparation | Natural Gas | Fryer | E10 |  | Baseline Forecast | 0 | 0 | 0 | 0 | 0 | 0 | 0 | 0 | 0 | 0 | 0 | 0 | 0 | 0 | 0 | 0 | 0 | 0 | 0 | 0 | 0 | 0 | 0 | 0 | 0 | 0 | 0 | 0 | 0 | 0 | 0 | 0 | 0
Commercial_Hospital_Existing_Food Preparation_Natural Gas_Broiler_E1_Baseline Forecast | Commercial | Hospital | Existing | Food Preparation | Natural Gas | Broiler | E1 |  | Baseline Forecast | 0 | 3447.5227 | 4457.689 | 5249.154 | 8293.9213 | 6409.4478 | 6807.7795 | 7123.0224 | 7370.2708 | 7563.5405 | 7713.4605 | 7829.093 | 6915.4673 | 6384.6205 | 6118.4647 | 6495.4595 | 6430.3791 | 7320.9228 | 7487.4548 | 7616.6955 | 8317.9834 | 7671.8541 | 7752.844 | 7618.473 | 7391.3294 | 7145.0855 | 7011.5386 | 6884.0954 | 6696.8346 | 6676.2996 | 6752.1946 | 7112.3381 | 8515.1024
Commercial_Hospital_Existing_Food Preparation_Natural Gas_Broiler_E2_Baseline Forecast | Commercial | Hospital | Existing | Food Preparation | Natural Gas | Broiler | E2 |  | Baseline Forecast | 0 | 1211.5801 | 1568.1713 | 1844.8628 | 2913.5683 | 2253.2339 | 2397.478 | 2512.0438 | 2603.6757 | 2676.2897 | 2733.7668 | 2778.9503 | 2458.5708 | 2273.5433 | 2182.1683 | 2320.2795 | 2300.64 | 2623.6235 | 2687.8908 | 2739.0413 | 2996.1557 | 2767.9325 | 2801.1961 | 2756.5885 | 2677.6839 | 2591.1958 | 2545.177 | 2500.945 | 2434.4535 | 2428.2411 | 2456.5329 | 2588.0426 | 3098.4814
Commercial_Hospital_Existing_Food Preparation_Natural Gas_Broiler_E3_Baseline Forecast | Commercial | Hospital | Existing | Food Preparation | Natural Gas | Broiler | E3 |  | Baseline Forecast | 0 | 0 | 0 | 0 | 0 | 0 | 0 | 0 | 0 | 0 | 0 | 0 | 0 | 0 | 0 | 0 | 0 | 0 | 0 | 0 | 0 | 0 | 0 | 0 | 0 | 0 | 0 | 0 | 0 | 0 | 0 | 0 | 0
Commercial_Hospital_Existing_Food Preparation_Natural Gas_Broiler_E4_Baseline Forecast | Commercial | Hospital | Existing | Food Preparation | Natural Gas | Broiler | E4 |  | Baseline Forecast | 0 | 0 | 0 | 0 | 0 | 0 | 0 | 0 | 0 | 0 | 0 | 0 | 0 | 0 | 0 | 0 | 0 | 0 | 0 | 0 | 0 | 0 | 0 | 0 | 0 | 0 | 0 | 0 | 0 | 0 | 0 | 0 | 0
Commercial_Hospital_Existing_Food Preparation_Natural Gas_Broiler_E5_Baseline Forecast | Commercial | Hospital | Existing | Food Preparation | Natural Gas | Broiler | E5 |  | Baseline Forecast | 0 | 0 | 0 | 0 | 0 | 0 | 0 | 0 | 0 | 0 | 0 | 0 | 0 | 0 | 0 | 0 | 0 | 0 | 0 | 0 | 0 | 0 | 0 | 0 | 0 | 0 | 0 | 0 | 0 | 0 | 0 | 0 | 0
Commercial_Hospital_Existing_Food Preparation_Natural Gas_Broiler_E6_Baseline Forecast | Commercial | Hospital | Existing | Food Preparation | Natural Gas | Broiler | E6 |  | Baseline Forecast | 0 | 0 | 0 | 0 | 0 | 0 | 0 | 0 | 0 | 0 | 0 | 0 | 0 | 0 | 0 | 0 | 0 | 0 | 0 | 0 | 0 | 0 | 0 | 0 | 0 | 0 | 0 | 0 | 0 | 0 | 0 | 0 | 0
Commercial_Hospital_Existing_Food Preparation_Natural Gas_Broiler_E7_Baseline Forecast | Commercial | Hospital | Existing | Food Preparation | Natural Gas | Broiler | E7 |  | Baseline Forecast | 0 | 0 | 0 | 0 | 0 | 0 | 0 | 0 | 0 | 0 | 0 | 0 | 0 | 0 | 0 | 0 | 0 | 0 | 0 | 0 | 0 | 0 | 0 | 0 | 0 | 0 | 0 | 0 | 0 | 0 | 0 | 0 | 0
Commercial_Hospital_Existing_Food Preparation_Natural Gas_Broiler_E8_Baseline Forecast | Commercial | Hospital | Existing | Food Preparation | Natural Gas | Broiler | E8 |  | Baseline Forecast | 0 | 0 | 0 | 0 | 0 | 0 | 0 | 0 | 0 | 0 | 0 | 0 | 0 | 0 | 0 | 0 | 0 | 0 | 0 | 0 | 0 | 0 | 0 | 0 | 0 | 0 | 0 | 0 | 0 | 0 | 0 | 0 | 0
Commercial_Hospital_Existing_Food Preparation_Natural Gas_Broiler_E9_Baseline Forecast | Commercial | Hospital | Existing | Food Preparation | Natural Gas | Broiler | E9 |  | Baseline Forecast | 0 | 0 | 0 | 0 | 0 | 0 | 0 | 0 | 0 | 0 | 0 | 0 | 0 | 0 | 0 | 0 | 0 | 0 | 0 | 0 | 0 | 0 | 0 | 0 | 0 | 0 | 0 | 0 | 0 | 0 | 0 | 0 | 0
Commercial_Hospital_Existing_Food Preparation_Natural Gas_Broiler_E10_Baseline Forecast | Commercial | Hospital | Existing | Food Preparation | Natural Gas | Broiler | E10 |  | Baseline Forecast | 0 | 0 | 0 | 0 | 0 | 0 | 0 | 0 | 0 | 0 | 0 | 0 | 0 | 0 | 0 | 0 | 0 | 0 | 0 | 0 | 0 | 0 | 0 | 0 | 0 | 0 | 0 | 0 | 0 | 0 | 0 | 0 | 0
Commercial_Hospital_Existing_Food Preparation_Natural Gas_Griddle_E1_Baseline Forecast | Commercial | Hospital | Existing | Food Preparation | Natural Gas | Griddle | E1 |  | Baseline Forecast | 0 | 3307.9141 | 4278.029 | 0 | 0 | 0 | 0 | 0 | 0 | 0 | 0 | 0 | 0 | 0 | 0 | 0 | 0 | 0 | 0 | 0 | 0 | 0 | 0 | 0 | 0 | 0 | 0 | 0 | 0 | 0 | 0 | 0 | 0
Commercial_Hospital_Existing_Food Preparation_Natural Gas_Griddle_E2_Baseline Forecast | Commercial | Hospital | Existing | Food Preparation | Natural Gas | Griddle | E2 |  | Baseline Forecast | 0 | 1351.1887 | 1747.8312 | 7094.0168 | 11207.4896 | 8662.6817 | 9205.2576 | 9635.0661 | 9973.9466 | 10239.8302 | 10447.2273 | 10608.0432 | 9374.0382 | 8658.1638 | 8300.633 | 8815.739 | 8731.019 | 9944.5463 | 10175.3456 | 10355.7368 | 11314.1391 | 10439.7866 | 10554.04 | 10375.0615 | 10069.0134 | 9736.2813 | 9556.7156 | 9385.0405 | 9131.2881 | 9104.5407 | 9208.7275 | 9700.3807 | 11613.5838
Commercial_Hospital_Existing_Food Preparation_Natural Gas_Griddle_E3_Baseline Forecast | Commercial | Hospital | Existing | Food Preparation | Natural Gas | Griddle | E3 |  | Baseline Forecast | 0 | 0 | 0 | 0 | 0 | 0 | 0 | 0 | 0 | 0 | 0 | 0 | 0 | 0 | 0 | 0 | 0 | 0 | 0 | 0 | 0 | 0 | 0 | 0 | 0 | 0 | 0 | 0 | 0 | 0 | 0 | 0 | 0
Commercial_Hospital_Existing_Food Preparation_Natural Gas_Griddle_E4_Baseline Forecast | Commercial | Hospital | Existing | Food Preparation | Natural Gas | Griddle | E4 |  | Baseline Forecast | 0 | 0 | 0 | 0 | 0 | 0 | 0 | 0 | 0 | 0 | 0 | 0 | 0 | 0 | 0 | 0 | 0 | 0 | 0 | 0 | 0 | 0 | 0 | 0 | 0 | 0 | 0 | 0 | 0 | 0 | 0 | 0 | 0
Commercial_Hospital_Existing_Food Preparation_Natural Gas_Griddle_E5_Baseline Forecast | Commercial | Hospital | Existing | Food Preparation | Natural Gas | Griddle | E5 |  | Baseline Forecast | 0 | 0 | 0 | 0 | 0 | 0 | 0 | 0 | 0 | 0 | 0 | 0 | 0 | 0 | 0 | 0 | 0 | 0 | 0 | 0 | 0 | 0 | 0 | 0 | 0 | 0 | 0 | 0 | 0 | 0 | 0 | 0 | 0
Commercial_Hospital_Existing_Food Preparation_Natural Gas_Griddle_E6_Baseline Forecast | Commercial | Hospital | Existing | Food Preparation | Natural Gas | Griddle | E6 |  | Baseline Forecast | 0 | 0 | 0 | 0 | 0 | 0 | 0 | 0 | 0 | 0 | 0 | 0 | 0 | 0 | 0 | 0 | 0 | 0 | 0 | 0 | 0 | 0 | 0 | 0 | 0 | 0 | 0 | 0 | 0 | 0 | 0 | 0 | 0
Commercial_Hospital_Existing_Food Preparation_Natural Gas_Griddle_E7_Baseline Forecast | Commercial | Hospital | Existing | Food Preparation | Natural Gas | Griddle | E7 |  | Baseline Forecast | 0 | 0 | 0 | 0 | 0 | 0 | 0 | 0 | 0 | 0 | 0 | 0 | 0 | 0 | 0 | 0 | 0 | 0 | 0 | 0 | 0 | 0 | 0 | 0 | 0 | 0 | 0 | 0 | 0 | 0 | 0 | 0 | 0
Commercial_Hospital_Existing_Food Preparation_Natural Gas_Griddle_E8_Baseline Forecast | Commercial | Hospital | Existing | Food Preparation | Natural Gas | Griddle | E8 |  | Baseline Forecast | 0 | 0 | 0 | 0 | 0 | 0 | 0 | 0 | 0 | 0 | 0 | 0 | 0 | 0 | 0 | 0 | 0 | 0 | 0 | 0 | 0 | 0 | 0 | 0 | 0 | 0 | 0 | 0 | 0 | 0 | 0 | 0 | 0
Commercial_Hospital_Existing_Food Preparation_Natural Gas_Griddle_E9_Baseline Forecast | Commercial | Hospital | Existing | Food Preparation | Natural Gas | Griddle | E9 |  | Baseline Forecast | 0 | 0 | 0 | 0 | 0 | 0 | 0 | 0 | 0 | 0 | 0 | 0 | 0 | 0 | 0 | 0 | 0 | 0 | 0 | 0 | 0 | 0 | 0 | 0 | 0 | 0 | 0 | 0 | 0 | 0 | 0 | 0 | 0
Commercial_Hospital_Existing_Food Preparation_Natural Gas_Griddle_E10_Baseline Forecast | Commercial | Hospital | Existing | Food Preparation | Natural Gas | Griddle | E10 |  | Baseline Forecast | 0 | 0 | 0 | 0 | 0 | 0 | 0 | 0 | 0 | 0 | 0 | 0 | 0 | 0 | 0 | 0 | 0 | 0 | 0 | 0 | 0 | 0 | 0 | 0 | 0 | 0 | 0 | 0 | 0 | 0 | 0 | 0 | 0
Commercial_Hospital_Existing_Food Preparation_Natural Gas_Range_E1_Baseline Forecast | Commercial | Hospital | Existing | Food Preparation | Natural Gas | Range | E1 |  | Baseline Forecast | 0 | 9690.6653 | 12530.7597 | 14756.8511 | 22198.6143 | 18020.9495 | 19141.2684 | 20028.1464 | 20723.8496 | 21267.9574 | 18859.4608 | 17498.1184 | 16856.3142 | 17791.1709 | 17722.5103 | 20331.9795 | 20875.8172 | 21298.3949 | 23042.2563 | 21038.9163 | 20513.3886 | 19908.4304 | 19561.5017 | 19232.7434 | 18733.8574 | 18706.9302 | 18950.6456 | 19887.2433 | 19989.5952 | 20648.7868 | 20535.645 | 20348.0181 | 23648.2949
Commercial_Hospital_Existing_Food Preparation_Natural Gas_Range_E2_Baseline Forecast | Commercial | Hospital | Existing | Food Preparation | Natural Gas | Range | E2 |  | Baseline Forecast | 0 | 13944.9367 | 18038.395 | 21231.0559 | 31926.7803 | 25924.7858 | 27556.9511 | 28850.4894 | 29873.9247 | 30678.643 | 27222.3972 | 25272.5352 | 24361.0594 | 25729.0237 | 25645.6329 | 29440.0807 | 30246.5084 | 30879.5645 | 33431.1108 | 30546.5761 | 29804.4502 | 28946.4084 | 28460.7084 | 28001.2151 | 27290.927 | 27265.4078 | 27633.1554 | 29010.1223 | 29168.2321 | 30137.5239 | 29976.3941 | 29705.1649 | 34523.092
Commercial_Hospital_Existing_Food Preparation_Natural Gas_Range_E3_Baseline Forecast | Commercial | Hospital | Existing | Food Preparation | Natural Gas | Range | E3 |  | Baseline Forecast | 0 | 0 | 0 | 0 | 0 | 0 | 0 | 0 | 0 | 0 | 0 | 0 | 0 | 0 | 0 | 0 | 0 | 0 | 0 | 0 | 0 | 0 | 0 | 0 | 0 | 0 | 0 | 0 | 0 | 0 | 0 | 0 | 0
Commercial_Hospital_Existing_Food Preparation_Natural Gas_Range_E4_Baseline Forecast | Commercial | Hospital | Existing | Food Preparation | Natural Gas | Range | E4 |  | Baseline Forecast | 0 | 0 | 0 | 0 | 0 | 0 | 0 | 0 | 0 | 0 | 0 | 0 | 0 | 0 | 0 | 0 | 0 | 0 | 0 | 0 | 0 | 0 | 0 | 0 | 0 | 0 | 0 | 0 | 0 | 0 | 0 | 0 | 0
Commercial_Hospital_Existing_Food Preparation_Natural Gas_Range_E5_Baseline Forecast | Commercial | Hospital | Existing | Food Preparation | Natural Gas | Range | E5 |  | Baseline Forecast | 0 | 0 | 0 | 0 | 0 | 0 | 0 | 0 | 0 | 0 | 0 | 0 | 0 | 0 | 0 | 0 | 0 | 0 | 0 | 0 | 0 | 0 | 0 | 0 | 0 | 0 | 0 | 0 | 0 | 0 | 0 | 0 | 0
Commercial_Hospital_Existing_Food Preparation_Natural Gas_Range_E6_Baseline Forecast | Commercial | Hospital | Existing | Food Preparation | Natural Gas | Range | E6 |  | Baseline Forecast | 0 | 0 | 0 | 0 | 0 | 0 | 0 | 0 | 0 | 0 | 0 | 0 | 0 | 0 | 0 | 0 | 0 | 0 | 0 | 0 | 0 | 0 | 0 | 0 | 0 | 0 | 0 | 0 | 0 | 0 | 0 | 0 | 0
Commercial_Hospital_Existing_Food Preparation_Natural Gas_Range_E7_Baseline Forecast | Commercial | Hospital | Existing | Food Preparation | Natural Gas | Range | E7 |  | Baseline Forecast | 0 | 0 | 0 | 0 | 0 | 0 | 0 | 0 | 0 | 0 | 0 | 0 | 0 | 0 | 0 | 0 | 0 | 0 | 0 | 0 | 0 | 0 | 0 | 0 | 0 | 0 | 0 | 0 | 0 | 0 | 0 | 0 | 0
Commercial_Hospital_Existing_Food Preparation_Natural Gas_Range_E8_Baseline Forecast | Commercial | Hospital | Existing | Food Preparation | Natural Gas | Range | E8 |  | Baseline Forecast | 0 | 0 | 0 | 0 | 0 | 0 | 0 | 0 | 0 | 0 | 0 | 0 | 0 | 0 | 0 | 0 | 0 | 0 | 0 | 0 | 0 | 0 | 0 | 0 | 0 | 0 | 0 | 0 | 0 | 0 | 0 | 0 | 0
Commercial_Hospital_Existing_Food Preparation_Natural Gas_Range_E9_Baseline Forecast | Commercial | Hospital | Existing | Food Preparation | Natural Gas | Range | E9 |  | Baseline Forecast | 0 | 0 | 0 | 0 | 0 | 0 | 0 | 0 | 0 | 0 | 0 | 0 | 0 | 0 | 0 | 0 | 0 | 0 | 0 | 0 | 0 | 0 | 0 | 0 | 0 | 0 | 0 | 0 | 0 | 0 | 0 | 0 | 0
Commercial_Hospital_Existing_Food Preparation_Natural Gas_Range_E10_Baseline Forecast | Commercial | Hospital | Existing | Food Preparation | Natural Gas | Range | E10 |  | Baseline Forecast | 0 | 0 | 0 | 0 | 0 | 0 | 0 | 0 | 0 | 0 | 0 | 0 | 0 | 0 | 0 | 0 | 0 | 0 | 0 | 0 | 0 | 0 | 0 | 0 | 0 | 0 | 0 | 0 | 0 | 0 | 0 | 0 | 0
Commercial_Hospital_Existing_Food Preparation_Natural Gas_Steamer_E1_Baseline Forecast | Commercial | Hospital | Existing | Food Preparation | Natural Gas | Steamer | E1 |  | Baseline Forecast | 0 | 1201.9192 | 1359.0375 | 0 | 0 | 0 | 0 | 0 | 0 | 0 | 0 | 0 | 0 | 0 | 0 | 0 | 0 | 0 | 0 | 0 | 0 | 0 | 0 | 0 | 0 | 0 | 0 | 0 | 0 | 0 | 0 | 0 | 0
Commercial_Hospital_Existing_Food Preparation_Natural Gas_Steamer_E2_Baseline Forecast | Commercial | Hospital | Existing | Food Preparation | Natural Gas | Steamer | E2 |  | Baseline Forecast | 0 | 1203.0057 | 1365.8984 | 3001.5738 | 4762.5844 | 3485.0609 | 3681.8985 | 3855.9352 | 4009.3095 | 4144.1696 | 3936.6877 | 3788.2222 | 3688.0063 | 3790.3517 | 3742.2213 | 3721.132 | 3721.4239 | 3738.4936 | 3768.5422 | 4482.127 | 4488.1898 | 4471.5704 | 4903.0445 | 4382.8286 | 4355.2492 | 4323.897 | 4291.8012 | 4261.145 | 4210.1735 | 4182.9163 | 4171.0237 | 4267.537 | 5107.7851
Commercial_Hospital_Existing_Food Preparation_Natural Gas_Steamer_E3_Baseline Forecast | Commercial | Hospital | Existing | Food Preparation | Natural Gas | Steamer | E3 |  | Baseline Forecast | 0 | 0 | 0 | 0 | 0 | 0 | 0 | 0 | 0 | 0 | 0 | 0 | 0 | 0 | 0 | 0 | 0 | 0 | 0 | 0 | 0 | 0 | 0 | 0 | 0 | 0 | 0 | 0 | 0 | 0 | 0 | 0 | 0
Commercial_Hospital_Existing_Food Preparation_Natural Gas_Steamer_E4_Baseline Forecast | Commercial | Hospital | Existing | Food Preparation | Natural Gas | Steamer | E4 |  | Baseline Forecast | 0 | 0 | 0 | 0 | 0 | 0 | 0 | 0 | 0 | 0 | 0 | 0 | 0 | 0 | 0 | 0 | 0 | 0 | 0 | 0 | 0 | 0 | 0 | 0 | 0 | 0 | 0 | 0 | 0 | 0 | 0 | 0 | 0
Commercial_Hospital_Existing_Food Preparation_Natural Gas_Steamer_E5_Baseline Forecast | Commercial | Hospital | Existing | Food Preparation | Natural Gas | Steamer | E5 |  | Baseline Forecast | 0 | 0 | 0 | 0 | 0 | 0 | 0 | 0 | 0 | 0 | 0 | 0 | 0 | 0 | 0 | 0 | 0 | 0 | 0 | 0 | 0 | 0 | 0 | 0 | 0 | 0 | 0 | 0 | 0 | 0 | 0 | 0 | 0
Commercial_Hospital_Existing_Food Preparation_Natural Gas_Steamer_E6_Baseline Forecast | Commercial | Hospital | Existing | Food Preparation | Natural Gas | Steamer | E6 |  | Baseline Forecast | 0 | 0 | 0 | 0 | 0 | 0 | 0 | 0 | 0 | 0 | 0 | 0 | 0 | 0 | 0 | 0 | 0 | 0 | 0 | 0 | 0 | 0 | 0 | 0 | 0 | 0 | 0 | 0 | 0 | 0 | 0 | 0 | 0
Commercial_Hospital_Existing_Food Preparation_Natural Gas_Steamer_E7_Baseline Forecast | Commercial | Hospital | Existing | Food Preparation | Natural Gas | Steamer | E7 |  | Baseline Forecast | 0 | 0 | 0 | 0 | 0 | 0 | 0 | 0 | 0 | 0 | 0 | 0 | 0 | 0 | 0 | 0 | 0 | 0 | 0 | 0 | 0 | 0 | 0 | 0 | 0 | 0 | 0 | 0 | 0 | 0 | 0 | 0 | 0
Commercial_Hospital_Existing_Food Preparation_Natural Gas_Steamer_E8_Baseline Forecast | Commercial | Hospital | Existing | Food Preparation | Natural Gas | Steamer | E8 |  | Baseline Forecast | 0 | 0 | 0 | 0 | 0 | 0 | 0 | 0 | 0 | 0 | 0 | 0 | 0 | 0 | 0 | 0 | 0 | 0 | 0 | 0 | 0 | 0 | 0 | 0 | 0 | 0 | 0 | 0 | 0 | 0 | 0 | 0 | 0
Commercial_Hospital_Existing_Food Preparation_Natural Gas_Steamer_E9_Baseline Forecast | Commercial | Hospital | Existing | Food Preparation | Natural Gas | Steamer | E9 |  | Baseline Forecast | 0 | 0 | 0 | 0 | 0 | 0 | 0 | 0 | 0 | 0 | 0 | 0 | 0 | 0 | 0 | 0 | 0 | 0 | 0 | 0 | 0 | 0 | 0 | 0 | 0 | 0 | 0 | 0 | 0 | 0 | 0 | 0 | 0
Commercial_Hospital_Existing_Food Preparation_Natural Gas_Steamer_E10_Baseline Forecast | Commercial | Hospital | Existing | Food Preparation | Natural Gas | Steamer | E10 |  | Baseline Forecast | 0 | 0 | 0 | 0 | 0 | 0 | 0 | 0 | 0 | 0 | 0 | 0 | 0 | 0 | 0 | 0 | 0 | 0 | 0 | 0 | 0 | 0 | 0 | 0 | 0 | 0 | 0 | 0 | 0 | 0 | 0 | 0 | 0
Commercial_Hospital_Existing_Food Preparation_Natural Gas_Food Prep Other_E1_Baseline Forecast | Commercial | Hospital | Existing | Food Preparation | Natural Gas | Food Prep Other | E1 |  | Baseline Forecast | 0 | 0 | 0 | 0 | 0 | 0 | 0 | 0 | 0 | 0 | 0 | 0 | 0 | 0 | 0 | 0 | 0 | 0 | 0 | 0 | 0 | 0 | 0 | 0 | 0 | 0 | 0 | 0 | 0 | 0 | 0 | 0 | 0
Commercial_Hospital_Existing_Food Preparation_Natural Gas_Food Prep Other_E2_Baseline Forecast | Commercial | Hospital | Existing | Food Preparation | Natural Gas | Food Prep Other | E2 |  | Baseline Forecast | 0 | 0 | 0 | 0 | 0 | 0 | 0 | 0 | 0 | 0 | 0 | 0 | 0 | 0 | 0 | 0 | 0 | 0 | 0 | 0 | 0 | 0 | 0 | 0 | 0 | 0 | 0 | 0 | 0 | 0 | 0 | 0 | 0
Commercial_Hospital_Existing_Food Preparation_Natural Gas_Food Prep Other_E3_Baseline Forecast | Commercial | Hospital | Existing | Food Preparation | Natural Gas | Food Prep Other | E3 |  | Baseline Forecast | 0 | 0 | 0 | 0 | 0 | 0 | 0 | 0 | 0 | 0 | 0 | 0 | 0 | 0 | 0 | 0 | 0 | 0 | 0 | 0 | 0 | 0 | 0 | 0 | 0 | 0 | 0 | 0 | 0 | 0 | 0 | 0 | 0
Commercial_Hospital_Existing_Food Preparation_Natural Gas_Food Prep Other_E4_Baseline Forecast | Commercial | Hospital | Existing | Food Preparation | Natural Gas | Food Prep Other | E4 |  | Baseline Forecast | 0 | 0 | 0 | 0 | 0 | 0 | 0 | 0 | 0 | 0 | 0 | 0 | 0 | 0 | 0 | 0 | 0 | 0 | 0 | 0 | 0 | 0 | 0 | 0 | 0 | 0 | 0 | 0 | 0 | 0 | 0 | 0 | 0
Commercial_Hospital_Existing_Food Preparation_Natural Gas_Food Prep Other_E5_Baseline Forecast | Commercial | Hospital | Existing | Food Preparation | Natural Gas | Food Prep Other | E5 |  | Baseline Forecast | 0 | 0 | 0 | 0 | 0 | 0 | 0 | 0 | 0 | 0 | 0 | 0 | 0 | 0 | 0 | 0 | 0 | 0 | 0 | 0 | 0 | 0 | 0 | 0 | 0 | 0 | 0 | 0 | 0 | 0 | 0 | 0 | 0
Commercial_Hospital_Existing_Food Preparation_Natural Gas_Food Prep Other_E6_Baseline Forecast | Commercial | Hospital | Existing | Food Preparation | Natural Gas | Food Prep Other | E6 |  | Baseline Forecast | 0 | 0 | 0 | 0 | 0 | 0 | 0 | 0 | 0 | 0 | 0 | 0 | 0 | 0 | 0 | 0 | 0 | 0 | 0 | 0 | 0 | 0 | 0 | 0 | 0 | 0 | 0 | 0 | 0 | 0 | 0 | 0 | 0
Commercial_Hospital_Existing_Food Preparation_Natural Gas_Food Prep Other_E7_Baseline Forecast | Commercial | Hospital | Existing | Food Preparation | Natural Gas | Food Prep Other | E7 |  | Baseline Forecast | 0 | 0 | 0 | 0 | 0 | 0 | 0 | 0 | 0 | 0 | 0 | 0 | 0 | 0 | 0 | 0 | 0 | 0 | 0 | 0 | 0 | 0 | 0 | 0 | 0 | 0 | 0 | 0 | 0 | 0 | 0 | 0 | 0
Commercial_Hospital_Existing_Food Preparation_Natural Gas_Food Prep Other_E8_Baseline Forecast | Commercial | Hospital | Existing | Food Preparation | Natural Gas | Food Prep Other | E8 |  | Baseline Forecast | 0 | 0 | 0 | 0 | 0 | 0 | 0 | 0 | 0 | 0 | 0 | 0 | 0 | 0 | 0 | 0 | 0 | 0 | 0 | 0 | 0 | 0 | 0 | 0 | 0 | 0 | 0 | 0 | 0 | 0 | 0 | 0 | 0
Commercial_Hospital_Existing_Food Preparation_Natural Gas_Food Prep Other_E9_Baseline Forecast | Commercial | Hospital | Existing | Food Preparation | Natural Gas | Food Prep Other | E9 |  | Baseline Forecast | 0 | 0 | 0 | 0 | 0 | 0 | 0 | 0 | 0 | 0 | 0 | 0 | 0 | 0 | 0 | 0 | 0 | 0 | 0 | 0 | 0 | 0 | 0 | 0 | 0 | 0 | 0 | 0 | 0 | 0 | 0 | 0 | 0
Commercial_Hospital_Existing_Food Preparation_Natural Gas_Food Prep Other_E10_Baseline Forecast | Commercial | Hospital | Existing | Food Preparation | Natural Gas | Food Prep Other | E10 |  | Baseline Forecast | 0 | 0 | 0 | 0 | 0 | 0 | 0 | 0 | 0 | 0 | 0 | 0 | 0 | 0 | 0 | 0 | 0 | 0 | 0 | 0 | 0 | 0 | 0 | 0 | 0 | 0 | 0 | 0 | 0 | 0 | 0 | 0 | 0
Commercial_Hospital_Existing_Miscellaneous_Natural Gas_Pool Heater_E1_Baseline Forecast | Commercial | Hospital | Existing | Miscellaneous | Natural Gas | Pool Heater | E1 |  | Baseline Forecast | 0 | 0 | 0 | 0 | 0 | 0 | 0 | 0 | 0 | 0 | 0 | 0 | 0 | 0 | 0 | 0 | 0 | 0 | 0 | 0 | 0 | 0 | 0 | 0 | 0 | 0 | 0 | 0 | 0 | 0 | 0 | 0 | 0
Commercial_Hospital_Existing_Miscellaneous_Natural Gas_Pool Heater_E2_Baseline Forecast | Commercial | Hospital | Existing | Miscellaneous | Natural Gas | Pool Heater | E2 |  | Baseline Forecast | 0 | 0 | 0 | 0 | 0 | 0 | 0 | 0 | 0 | 0 | 0 | 0 | 0 | 0 | 0 | 0 | 0 | 0 | 0 | 0 | 0 | 0 | 0 | 0 | 0 | 0 | 0 | 0 | 0 | 0 | 0 | 0 | 0
Commercial_Hospital_Existing_Miscellaneous_Natural Gas_Pool Heater_E3_Baseline Forecast | Commercial | Hospital | Existing | Miscellaneous | Natural Gas | Pool Heater | E3 |  | Baseline Forecast | 0 | 0 | 0 | 0 | 0 | 0 | 0 | 0 | 0 | 0 | 0 | 0 | 0 | 0 | 0 | 0 | 0 | 0 | 0 | 0 | 0 | 0 | 0 | 0 | 0 | 0 | 0 | 0 | 0 | 0 | 0 | 0 | 0
Commercial_Hospital_Existing_Miscellaneous_Natural Gas_Pool Heater_E4_Baseline Forecast | Commercial | Hospital | Existing | Miscellaneous | Natural Gas | Pool Heater | E4 |  | Baseline Forecast | 0 | 0 | 0 | 0 | 0 | 0 | 0 | 0 | 0 | 0 | 0 | 0 | 0 | 0 | 0 | 0 | 0 | 0 | 0 | 0 | 0 | 0 | 0 | 0 | 0 | 0 | 0 | 0 | 0 | 0 | 0 | 0 | 0
Commercial_Hospital_Existing_Miscellaneous_Natural Gas_Pool Heater_E5_Baseline Forecast | Commercial | Hospital | Existing | Miscellaneous | Natural Gas | Pool Heater | E5 |  | Baseline Forecast | 0 | 0 | 0 | 0 | 0 | 0 | 0 | 0 | 0 | 0 | 0 | 0 | 0 | 0 | 0 | 0 | 0 | 0 | 0 | 0 | 0 | 0 | 0 | 0 | 0 | 0 | 0 | 0 | 0 | 0 | 0 | 0 | 0
Commercial_Hospital_Existing_Miscellaneous_Natural Gas_Pool Heater_E6_Baseline Forecast | Commercial | Hospital | Existing | Miscellaneous | Natural Gas | Pool Heater | E6 |  | Baseline Forecast | 0 | 0 | 0 | 0 | 0 | 0 | 0 | 0 | 0 | 0 | 0 | 0 | 0 | 0 | 0 | 0 | 0 | 0 | 0 | 0 | 0 | 0 | 0 | 0 | 0 | 0 | 0 | 0 | 0 | 0 | 0 | 0 | 0
Commercial_Hospital_Existing_Miscellaneous_Natural Gas_Pool Heater_E7_Baseline Forecast | Commercial | Hospital | Existing | Miscellaneous | Natural Gas | Pool Heater | E7 |  | Baseline Forecast | 0 | 0 | 0 | 0 | 0 | 0 | 0 | 0 | 0 | 0 | 0 | 0 | 0 | 0 | 0 | 0 | 0 | 0 | 0 | 0 | 0 | 0 | 0 | 0 | 0 | 0 | 0 | 0 | 0 | 0 | 0 | 0 | 0
Commercial_Hospital_Existing_Miscellaneous_Natural Gas_Pool Heater_E8_Baseline Forecast | Commercial | Hospital | Existing | Miscellaneous | Natural Gas | Pool Heater | E8 |  | Baseline Forecast | 0 | 0 | 0 | 0 | 0 | 0 | 0 | 0 | 0 | 0 | 0 | 0 | 0 | 0 | 0 | 0 | 0 | 0 | 0 | 0 | 0 | 0 | 0 | 0 | 0 | 0 | 0 | 0 | 0 | 0 | 0 | 0 | 0
Commercial_Hospital_Existing_Miscellaneous_Natural Gas_Pool Heater_E9_Baseline Forecast | Commercial | Hospital | Existing | Miscellaneous | Natural Gas | Pool Heater | E9 |  | Baseline Forecast | 0 | 0 | 0 | 0 | 0 | 0 | 0 | 0 | 0 | 0 | 0 | 0 | 0 | 0 | 0 | 0 | 0 | 0 | 0 | 0 | 0 | 0 | 0 | 0 | 0 | 0 | 0 | 0 | 0 | 0 | 0 | 0 | 0
Commercial_Hospital_Existing_Miscellaneous_Natural Gas_Pool Heater_E10_Baseline Forecast | Commercial | Hospital | Existing | Miscellaneous | Natural Gas | Pool Heater | E10 |  | Baseline Forecast | 0 | 0 | 0 | 0 | 0 | 0 | 0 | 0 | 0 | 0 | 0 | 0 | 0 | 0 | 0 | 0 | 0 | 0 | 0 | 0 | 0 | 0 | 0 | 0 | 0 | 0 | 0 | 0 | 0 | 0 | 0 | 0 | 0
Commercial_Hospital_Existing_Miscellaneous_Natural Gas_Miscellaneous_E1_Baseline Forecast | Commercial | Hospital | Existing | Miscellaneous | Natural Gas | Miscellaneous | E1 |  | Baseline Forecast | 0 | 232645.5645 | 275542.6946 | 311386.4562 | 362465.6941 | 295262.6005 | 296738.8793 | 305209.5043 | 302966.5114 | 301272.68 | 301025.2262 | 366477.7852 | 368785.3478 | 368917.4246 | 382160.5167 | 360363.0833 | 361250.0995 | 365873.5993 | 363693.2372 | 362131.4717 | 361879.3183 | 380116.7864 | 377496.2854 | 374587.1932 | 378422.5589 | 371320.0371 | 371291.9657 | 372873.2721 | 371265.7645 | 370051.7888 | 369601.9165 | 374264.2885 | 408321.9034
Commercial_Hospital_Existing_Miscellaneous_Natural Gas_Miscellaneous_E2_Baseline Forecast | Commercial | Hospital | Existing | Miscellaneous | Natural Gas | Miscellaneous | E2 |  | Baseline Forecast | 0 | 0 | 0 | 0 | 0 | 0 | 0 | 0 | 0 | 0 | 0 | 0 | 0 | 0 | 0 | 0 | 0 | 0 | 0 | 0 | 0 | 0 | 0 | 0 | 0 | 0 | 0 | 0 | 0 | 0 | 0 | 0 | 0
Commercial_Hospital_Existing_Miscellaneous_Natural Gas_Miscellaneous_E3_Baseline Forecast | Commercial | Hospital | Existing | Miscellaneous | Natural Gas | Miscellaneous | E3 |  | Baseline Forecast | 0 | 0 | 0 | 0 | 0 | 0 | 0 | 0 | 0 | 0 | 0 | 0 | 0 | 0 | 0 | 0 | 0 | 0 | 0 | 0 | 0 | 0 | 0 | 0 | 0 | 0 | 0 | 0 | 0 | 0 | 0 | 0 | 0
Commercial_Hospital_Existing_Miscellaneous_Natural Gas_Miscellaneous_E4_Baseline Forecast | Commercial | Hospital | Existing | Miscellaneous | Natural Gas | Miscellaneous | E4 |  | Baseline Forecast | 0 | 0 | 0 | 0 | 0 | 0 | 0 | 0 | 0 | 0 | 0 | 0 | 0 | 0 | 0 | 0 | 0 | 0 | 0 | 0 | 0 | 0 | 0 | 0 | 0 | 0 | 0 | 0 | 0 | 0 | 0 | 0 | 0
Commercial_Hospital_Existing_Miscellaneous_Natural Gas_Miscellaneous_E5_Baseline Forecast | Commercial | Hospital | Existing | Miscellaneous | Natural Gas | Miscellaneous | E5 |  | Baseline Forecast | 0 | 0 | 0 | 0 | 0 | 0 | 0 | 0 | 0 | 0 | 0 | 0 | 0 | 0 | 0 | 0 | 0 | 0 | 0 | 0 | 0 | 0 | 0 | 0 | 0 | 0 | 0 | 0 | 0 | 0 | 0 | 0 | 0
Commercial_Hospital_Existing_Miscellaneous_Natural Gas_Miscellaneous_E6_Baseline Forecast | Commercial | Hospital | Existing | Miscellaneous | Natural Gas | Miscellaneous | E6 |  | Baseline Forecast | 0 | 0 | 0 | 0 | 0 | 0 | 0 | 0 | 0 | 0 | 0 | 0 | 0 | 0 | 0 | 0 | 0 | 0 | 0 | 0 | 0 | 0 | 0 | 0 | 0 | 0 | 0 | 0 | 0 | 0 | 0 | 0 | 0
Commercial_Hospital_Existing_Miscellaneous_Natural Gas_Miscellaneous_E7_Baseline Forecast | Commercial | Hospital | Existing | Miscellaneous | Natural Gas | Miscellaneous | E7 |  | Baseline Forecast | 0 | 0 | 0 | 0 | 0 | 0 | 0 | 0 | 0 | 0 | 0 | 0 | 0 | 0 | 0 | 0 | 0 | 0 | 0 | 0 | 0 | 0 | 0 | 0 | 0 | 0 | 0 | 0 | 0 | 0 | 0 | 0 | 0
Commercial_Hospital_Existing_Miscellaneous_Natural Gas_Miscellaneous_E8_Baseline Forecast | Commercial | Hospital | Existing | Miscellaneous | Natural Gas | Miscellaneous | E8 |  | Baseline Forecast | 0 | 0 | 0 | 0 | 0 | 0 | 0 | 0 | 0 | 0 | 0 | 0 | 0 | 0 | 0 | 0 | 0 | 0 | 0 | 0 | 0 | 0 | 0 | 0 | 0 | 0 | 0 | 0 | 0 | 0 | 0 | 0 | 0
Commercial_Hospital_Existing_Miscellaneous_Natural Gas_Miscellaneous_E9_Baseline Forecast | Commercial | Hospital | Existing | Miscellaneous | Natural Gas | Miscellaneous | E9 |  | Baseline Forecast | 0 | 0 | 0 | 0 | 0 | 0 | 0 | 0 | 0 | 0 | 0 | 0 | 0 | 0 | 0 | 0 | 0 | 0 | 0 | 0 | 0 | 0 | 0 | 0 | 0 | 0 | 0 | 0 | 0 | 0 | 0 | 0 | 0
Commercial_Hospital_Existing_Miscellaneous_Natural Gas_Miscellaneous_E10_Baseline Forecast | Commercial | Hospital | Existing | Miscellaneous | Natural Gas | Miscellaneous | E10 |  | Baseline Forecast | 0 | 0 | 0 | 0 | 0 | 0 | 0 | 0 | 0 | 0 | 0 | 0 | 0 | 0 | 0 | 0 | 0 | 0 | 0 | 0 | 0 | 0 | 0 | 0 | 0 | 0 | 0 | 0 | 0 | 0 | 0 | 0 | 0
Commercial_Hospital_New_Space Heating_Natural Gas_Furnace_E1_Baseline Forecast | Commercial | Hospital | New | Space Heating | Natural Gas | Furnace | E1 |  | Baseline Forecast | 0 | 0 | 0 | 0 | 0 | 0 | 0 | 0 | 0 | 0 | 0 | 0 | 0 | 0 | 0 | 0 | 0 | 0 | 0 | 0 | 0 | 0 | 0 | 0 | 0 | 0 | 0 | 0 | 0 | 0 | 0 | 0 | 0
Commercial_Hospital_New_Space Heating_Natural Gas_Furnace_E2_Baseline Forecast | Commercial | Hospital | New | Space Heating | Natural Gas | Furnace | E2 |  | Baseline Forecast | 0 | 0 | 0 | 0 | 0 | 0 | 0 | 0 | 0 | 0 | 0 | 0 | 0 | 0 | 0 | 0 | 0 | 0 | 0 | 0 | 0 | 0 | 0 | 0 | 0 | 0 | 0 | 0 | 0 | 0 | 0 | 0 | 0
Commercial_Hospital_New_Space Heating_Natural Gas_Furnace_E3_Baseline Forecast | Commercial | Hospital | New | Space Heating | Natural Gas | Furnace | E3 |  | Baseline Forecast | 0 | 0 | 0 | 0 | 0 | 0 | 0 | 0 | 0 | 0 | 0 | 0 | 0 | 0 | 0 | 0 | 0 | 0 | 0 | 0 | 0 | 0 | 0 | 0 | 0 | 0 | 0 | 0 | 0 | 0 | 0 | 0 | 0
Commercial_Hospital_New_Space Heating_Natural Gas_Furnace_E4_Baseline Forecast | Commercial | Hospital | New | Space Heating | Natural Gas | Furnace | E4 |  | Baseline Forecast | 0 | 0 | 0 | 0 | 0 | 0 | 0 | 0 | 0 | 0 | 0 | 0 | 0 | 0 | 0 | 0 | 0 | 0 | 0 | 0 | 0 | 0 | 0 | 0 | 0 | 0 | 0 | 0 | 0 | 0 | 0 | 0 | 0
Commercial_Hospital_New_Space Heating_Natural Gas_Furnace_E5_Baseline Forecast | Commercial | Hospital | New | Space Heating | Natural Gas | Furnace | E5 |  | Baseline Forecast | 0 | 0 | 0 | 0 | 0 | 0 | 0 | 0 | 0 | 0 | 0 | 0 | 0 | 0 | 0 | 0 | 0 | 0 | 0 | 0 | 0 | 0 | 0 | 0 | 0 | 0 | 0 | 0 | 0 | 0 | 0 | 0 | 0
Commercial_Hospital_New_Space Heating_Natural Gas_Furnace_E6_Baseline Forecast | Commercial | Hospital | New | Space Heating | Natural Gas | Furnace | E6 |  | Baseline Forecast | 0 | 0 | 0 | 0 | 0 | 0 | 0 | 0 | 0 | 0 | 0 | 0 | 0 | 0 | 0 | 0 | 0 | 0 | 0 | 0 | 0 | 0 | 0 | 0 | 0 | 0 | 0 | 0 | 0 | 0 | 0 | 0 | 0
Commercial_Hospital_New_Space Heating_Natural Gas_Furnace_E7_Baseline Forecast | Commercial | Hospital | New | Space Heating | Natural Gas | Furnace | E7 |  | Baseline Forecast | 0 | 0 | 0 | 0 | 0 | 0 | 0 | 0 | 0 | 0 | 0 | 0 | 0 | 0 | 0 | 0 | 0 | 0 | 0 | 0 | 0 | 0 | 0 | 0 | 0 | 0 | 0 | 0 | 0 | 0 | 0 | 0 | 0
Commercial_Hospital_New_Space Heating_Natural Gas_Furnace_E8_Baseline Forecast | Commercial | Hospital | New | Space Heating | Natural Gas | Furnace | E8 |  | Baseline Forecast | 0 | 0 | 0 | 0 | 0 | 0 | 0 | 0 | 0 | 0 | 0 | 0 | 0 | 0 | 0 | 0 | 0 | 0 | 0 | 0 | 0 | 0 | 0 | 0 | 0 | 0 | 0 | 0 | 0 | 0 | 0 | 0 | 0
Commercial_Hospital_New_Space Heating_Natural Gas_Furnace_E9_Baseline Forecast | Commercial | Hospital | New | Space Heating | Natural Gas | Furnace | E9 |  | Baseline Forecast | 0 | 0 | 0 | 0 | 0 | 0 | 0 | 0 | 0 | 0 | 0 | 0 | 0 | 0 | 0 | 0 | 0 | 0 | 0 | 0 | 0 | 0 | 0 | 0 | 0 | 0 | 0 | 0 | 0 | 0 | 0 | 0 | 0
Commercial_Hospital_New_Space Heating_Natural Gas_Furnace_E10_Baseline Forecast | Commercial | Hospital | New | Space Heating | Natural Gas | Furnace | E10 |  | Baseline Forecast | 0 | 0 | 0 | 0 | 0 | 0 | 0 | 0 | 0 | 0 | 0 | 0 | 0 | 0 | 0 | 0 | 0 | 0 | 0 | 0 | 0 | 0 | 0 | 0 | 0 | 0 | 0 | 0 | 0 | 0 | 0 | 0 | 0
Commercial_Hospital_New_Space Heating_Natural Gas_Boiler_E1_Baseline Forecast | Commercial | Hospital | New | Space Heating | Natural Gas | Boiler | E1 |  | Baseline Forecast | 0 | 0 | 0 | 0 | 0 | 0 | 0 | 0 | 0 | 0 | 0 | 0 | 0 | 0 | 0 | 0 | 0 | 0 | 0 | 0 | 0 | 0 | 0 | 0 | 0 | 0 | 0 | 0 | 0 | 0 | 0 | 0 | 0
Commercial_Hospital_New_Space Heating_Natural Gas_Boiler_E2_Baseline Forecast | Commercial | Hospital | New | Space Heating | Natural Gas | Boiler | E2 |  | Baseline Forecast | 0 | 0 | 0 | 0 | 0 | 0 | 0 | 0 | 0 | 0 | 0 | 0 | 0 | 0 | 0 | 0 | 0 | 0 | 0 | 0 | 0 | 0 | 0 | 0 | 0 | 0 | 0 | 0 | 0 | 0 | 0 | 0 | 0
Commercial_Hospital_New_Space Heating_Natural Gas_Boiler_E3_Baseline Forecast | Commercial | Hospital | New | Space Heating | Natural Gas | Boiler | E3 |  | Baseline Forecast | 0 | 0 | 0 | 0 | 0 | 0 | 0 | 0 | 0 | 0 | 0 | 0 | 0 | 0 | 0 | 0 | 0 | 0 | 0 | 0 | 0 | 0 | 0 | 0 | 0 | 0 | 0 | 0 | 0 | 0 | 0 | 0 | 0
Commercial_Hospital_New_Space Heating_Natural Gas_Boiler_E4_Baseline Forecast | Commercial | Hospital | New | Space Heating | Natural Gas | Boiler | E4 |  | Baseline Forecast | 0 | 0 | 0 | 0 | 0 | 0 | 0 | 0 | 0 | 0 | 0 | 0 | 0 | 0 | 0 | 0 | 0 | 0 | 0 | 0 | 0 | 0 | 0 | 0 | 0 | 0 | 0 | 0 | 0 | 0 | 0 | 0 | 0
Commercial_Hospital_New_Space Heating_Natural Gas_Boiler_E5_Baseline Forecast | Commercial | Hospital | New | Space Heating | Natural Gas | Boiler | E5 |  | Baseline Forecast | 0 | 0 | 0 | 0 | 0 | 0 | 0 | 0 | 0 | 0 | 0 | 0 | 0 | 0 | 0 | 0 | 0 | 0 | 0 | 0 | 0 | 0 | 0 | 0 | 0 | 0 | 0 | 0 | 0 | 0 | 0 | 0 | 0
Commercial_Hospital_New_Space Heating_Natural Gas_Boiler_E6_Baseline Forecast | Commercial | Hospital | New | Space Heating | Natural Gas | Boiler | E6 |  | Baseline Forecast | 0 | 0 | 0 | 0 | 0 | 0 | 0 | 0 | 0 | 0 | 0 | 0 | 0 | 0 | 0 | 0 | 0 | 0 | 0 | 0 | 0 | 0 | 0 | 0 | 0 | 0 | 0 | 0 | 0 | 0 | 0 | 0 | 0
Commercial_Hospital_New_Space Heating_Natural Gas_Boiler_E7_Baseline Forecast | Commercial | Hospital | New | Space Heating | Natural Gas | Boiler | E7 |  | Baseline Forecast | 0 | 0 | 0 | 0 | 0 | 0 | 0 | 0 | 0 | 0 | 0 | 0 | 0 | 0 | 0 | 0 | 0 | 0 | 0 | 0 | 0 | 0 | 0 | 0 | 0 | 0 | 0 | 0 | 0 | 0 | 0 | 0 | 0
Commercial_Hospital_New_Space Heating_Natural Gas_Boiler_E8_Baseline Forecast | Commercial | Hospital | New | Space Heating | Natural Gas | Boiler | E8 |  | Baseline Forecast | 0 | 0 | 0 | 0 | 0 | 0 | 0 | 0 | 0 | 0 | 0 | 0 | 0 | 0 | 0 | 0 | 0 | 0 | 0 | 0 | 0 | 0 | 0 | 0 | 0 | 0 | 0 | 0 | 0 | 0 | 0 | 0 | 0
Commercial_Hospital_New_Space Heating_Natural Gas_Boiler_E9_Baseline Forecast | Commercial | Hospital | New | Space Heating | Natural Gas | Boiler | E9 |  | Baseline Forecast | 0 | 0 | 0 | 0 | 0 | 0 | 0 | 0 | 0 | 0 | 0 | 0 | 0 | 0 | 0 | 0 | 0 | 0 | 0 | 0 | 0 | 0 | 0 | 0 | 0 | 0 | 0 | 0 | 0 | 0 | 0 | 0 | 0
Commercial_Hospital_New_Space Heating_Natural Gas_Boiler_E10_Baseline Forecast | Commercial | Hospital | New | Space Heating | Natural Gas | Boiler | E10 |  | Baseline Forecast | 0 | 0 | 0 | 0 | 0 | 0 | 0 | 0 | 0 | 0 | 0 | 0 | 0 | 0 | 0 | 0 | 0 | 0 | 0 | 0 | 0 | 0 | 0 | 0 | 0 | 0 | 0 | 0 | 0 | 0 | 0 | 0 | 0
Commercial_Hospital_New_Space Heating_Natural Gas_Unit Heater_E1_Baseline Forecast | Commercial | Hospital | New | Space Heating | Natural Gas | Unit Heater | E1 |  | Baseline Forecast | 0 | 0 | 0 | 0 | 0 | 0 | 0 | 0 | 0 | 0 | 0 | 0 | 0 | 0 | 0 | 0 | 0 | 0 | 0 | 0 | 0 | 0 | 0 | 0 | 0 | 0 | 0 | 0 | 0 | 0 | 0 | 0 | 0
Commercial_Hospital_New_Space Heating_Natural Gas_Unit Heater_E2_Baseline Forecast | Commercial | Hospital | New | Space Heating | Natural Gas | Unit Heater | E2 |  | Baseline Forecast | 0 | 0 | 0 | 0 | 0 | 0 | 0 | 0 | 0 | 0 | 0 | 0 | 0 | 0 | 0 | 0 | 0 | 0 | 0 | 0 | 0 | 0 | 0 | 0 | 0 | 0 | 0 | 0 | 0 | 0 | 0 | 0 | 0
Commercial_Hospital_New_Space Heating_Natural Gas_Unit Heater_E3_Baseline Forecast | Commercial | Hospital | New | Space Heating | Natural Gas | Unit Heater | E3 |  | Baseline Forecast | 0 | 0 | 0 | 0 | 0 | 0 | 0 | 0 | 0 | 0 | 0 | 0 | 0 | 0 | 0 | 0 | 0 | 0 | 0 | 0 | 0 | 0 | 0 | 0 | 0 | 0 | 0 | 0 | 0 | 0 | 0 | 0 | 0
Commercial_Hospital_New_Space Heating_Natural Gas_Unit Heater_E4_Baseline Forecast | Commercial | Hospital | New | Space Heating | Natural Gas | Unit Heater | E4 |  | Baseline Forecast | 0 | 0 | 0 | 0 | 0 | 0 | 0 | 0 | 0 | 0 | 0 | 0 | 0 | 0 | 0 | 0 | 0 | 0 | 0 | 0 | 0 | 0 | 0 | 0 | 0 | 0 | 0 | 0 | 0 | 0 | 0 | 0 | 0
Commercial_Hospital_New_Space Heating_Natural Gas_Unit Heater_E5_Baseline Forecast | Commercial | Hospital | New | Space Heating | Natural Gas | Unit Heater | E5 |  | Baseline Forecast | 0 | 0 | 0 | 0 | 0 | 0 | 0 | 0 | 0 | 0 | 0 | 0 | 0 | 0 | 0 | 0 | 0 | 0 | 0 | 0 | 0 | 0 | 0 | 0 | 0 | 0 | 0 | 0 | 0 | 0 | 0 | 0 | 0
Commercial_Hospital_New_Space Heating_Natural Gas_Unit Heater_E6_Baseline Forecast | Commercial | Hospital | New | Space Heating | Natural Gas | Unit Heater | E6 |  | Baseline Forecast | 0 | 0 | 0 | 0 | 0 | 0 | 0 | 0 | 0 | 0 | 0 | 0 | 0 | 0 | 0 | 0 | 0 | 0 | 0 | 0 | 0 | 0 | 0 | 0 | 0 | 0 | 0 | 0 | 0 | 0 | 0 | 0 | 0
Commercial_Hospital_New_Space Heating_Natural Gas_Unit Heater_E7_Baseline Forecast | Commercial | Hospital | New | Space Heating | Natural Gas | Unit Heater | E7 |  | Baseline Forecast | 0 | 0 | 0 | 0 | 0 | 0 | 0 | 0 | 0 | 0 | 0 | 0 | 0 | 0 | 0 | 0 | 0 | 0 | 0 | 0 | 0 | 0 | 0 | 0 | 0 | 0 | 0 | 0 | 0 | 0 | 0 | 0 | 0
Commercial_Hospital_New_Space Heating_Natural Gas_Unit Heater_E8_Baseline Forecast | Commercial | Hospital | New | Space Heating | Natural Gas | Unit Heater | E8 |  | Baseline Forecast | 0 | 0 | 0 | 0 | 0 | 0 | 0 | 0 | 0 | 0 | 0 | 0 | 0 | 0 | 0 | 0 | 0 | 0 | 0 | 0 | 0 | 0 | 0 | 0 | 0 | 0 | 0 | 0 | 0 | 0 | 0 | 0 | 0
Commercial_Hospital_New_Space Heating_Natural Gas_Unit Heater_E9_Baseline Forecast | Commercial | Hospital | New | Space Heating | Natural Gas | Unit Heater | E9 |  | Baseline Forecast | 0 | 0 | 0 | 0 | 0 | 0 | 0 | 0 | 0 | 0 | 0 | 0 | 0 | 0 | 0 | 0 | 0 | 0 | 0 | 0 | 0 | 0 | 0 | 0 | 0 | 0 | 0 | 0 | 0 | 0 | 0 | 0 | 0
Commercial_Hospital_New_Space Heating_Natural Gas_Unit Heater_E10_Baseline Forecast | Commercial | Hospital | New | Space Heating | Natural Gas | Unit Heater | E10 |  | Baseline Forecast | 0 | 0 | 0 | 0 | 0 | 0 | 0 | 0 | 0 | 0 | 0 | 0 | 0 | 0 | 0 | 0 | 0 | 0 | 0 | 0 | 0 | 0 | 0 | 0 | 0 | 0 | 0 | 0 | 0 | 0 | 0 | 0 | 0
Commercial_Hospital_New_Water Heating_Natural Gas_Water Heater_E1_Baseline Forecast | Commercial | Hospital | New | Water Heating | Natural Gas | Water Heater | E1 |  | Baseline Forecast | 0 | 347.3752 | 1675.517 | 1070.7767 | 1280.2757 | 1319.4388 | 1326.062 | 1147.6976 | 1131.6075 | 1158.0891 | 1246.4082 | 1558.6629 | 1676.4018 | 1811.4315 | 1941.4623 | 2133.1228 | 2517.1779 | 2282.7136 | 2290.9515 | 2271.4369 | 2337.8208 | 2386.5148 | 2492.0101 | 2613.8778 | 2768.4689 | 3021.4434 | 3127.7636 | 3216.3178 | 3286.2094 | 3370.0828 | 3503.6664 | 3463.7227 | 2877.1779
Commercial_Hospital_New_Water Heating_Natural Gas_Water Heater_E2_Baseline Forecast | Commercial | Hospital | New | Water Heating | Natural Gas | Water Heater | E2 |  | Baseline Forecast | 0 | 3150.652 | 15196.7674 | 9711.7948 | 11611.8912 | 11967.1184 | 12027.2622 | 10409.5615 | 10263.6826 | 10503.9252 | 11305.0418 | 14137.2864 | 15205.2674 | 16430.0925 | 17609.5821 | 19348.0836 | 22831.6869 | 20705.1148 | 20779.9399 | 20603.0396 | 21205.2787 | 21647.0692 | 22604.0758 | 23709.6004 | 25111.945 | 27406.6943 | 28371.1829 | 29174.5123 | 29808.544 | 30569.3933 | 31781.1344 | 31418.8313 | 26098.3846
Commercial_Hospital_New_Water Heating_Natural Gas_Water Heater_E3_Baseline Forecast | Commercial | Hospital | New | Water Heating | Natural Gas | Water Heater | E3 |  | Baseline Forecast | 0 | 0 | 0 | 0 | 0 | 0 | 0 | 0 | 0 | 0 | 0 | 0 | 0 | 0 | 0 | 0 | 0 | 0 | 0 | 0 | 0 | 0 | 0 | 0 | 0 | 0 | 0 | 0 | 0 | 0 | 0 | 0 | 0